## Sheet1
Uploaded | deposit_name | deposit_local_id | deposit_environment | deposit_group | deposit_type | primary_commodities | secondary_commodities | all_commodities | deposit_source | sample_uid | sample_name | sample_local_id | feature_type | feature_name | feature_uid | top_depth_m | bottom_depth_m | sample_deposit_relation | sample_type | sampling_method | material_class | material_class_comments | province | strat_unit_name | strat_unit_uid | strat_grouping | earth_material_group | earth_material_qualifier | earth_material | metamorphic_grade | mineral | paragenetic_stage | mode_of_occurrence | texture | color | alteration | sample_description | associated_minerals | sample_preparation | analytical_method | instrument_type_model | laboratory_location/if reported | operating_conditions/if reported | standards_used/if reported | ag_ppm | ag_detection_limit | al_ppm | al_detection_limit | as_ppm | as_detection_limit | au_ppm | au_detection_limit | b_ppm | b_detection_limit | ba_ppm | ba_detection_limit | be_ppm | be_detection_limit | bi_ppm | bi_detection_limit | br_ppm | br_detection_limit | ca_ppm | ca_detection_limit | cd_ppm | cd_detection_limit | ce_ppm | ce_detection_limit | cl_ppm | cl_detection_limit | co_ppm | co_detection_limit | cr_ppm | cr_detection_limit | cs_ppm | cs_detection_limit | cu_ppm | cu_detection_limit | dy_ppm | dy_detection_limit | er_ppm | er_detection_limit | eu_ppm | eu_detection_limit | f_ppm | f_detection_limit | fe_ppm | fe_detection_limit | ga_ppm | ga_detection_limit | gd_ppm | gd_detection_limit | ge_ppm | ge_detection_limit | hf_ppm | hf_detection_limit | hg_ppm | hg_detection_limit | ho_ppm | ho_detection_limit | in_ppm | in_detection_limit | ir_ppm | ir_detection_limit | k_ppm | k_detection_limit | la_ppm | la_detection_limit | li_ppm | li_detection_limit | lu_ppm | lu_detection_limit | mg_ppm | mg_detection_limit | mn_ppm | mn_detection_limit | mo_ppm | mo_detection_limit | na_ppm | na_detection_limit | nb_ppm | nb_detection_limit | nd_ppm | nd_detection_limit | ni_ppm | ni_detection_limit | os_ppm | os_detection_limit | p_ppm | p_detection_limit | pb_ppm | pb_detection_limit | pd_ppm | pd_detection_limit | pr_ppm | pr_detection_limit | pt_ppm | pt_detection_limit | rb_ppm | rb_detection_limit | re_ppm | re_detection_limit | rh_ppm | rh_detection_limit | ru_ppm | ru_detection_limit | s_ppm | s_detection_limit | sb_ppm | sb_detection_limit | sc_ppm | sc_detection_limit | se_ppm | se_detection_limit | si_ppm | si_detection_limit | sm_ppm | sm_detection_limit | sn_ppm | sn_detection_limit | sr_ppm | sr_detection_limit | ta_ppm | ta_detection_limit | tb_ppm | tb_detection_limit | te_ppm | te_detection_limit | th_ppm | th_detection_limit | ti_ppm | ti_detection_limit | tl_ppm | tl_detection_limit | tm_ppm | tm_detection_limit | u_ppm | u_detection_limit | v_ppm | v_detection_limit | w_ppm | w_detection_limit | y_ppm | y_detection_limit | yb_ppm | yb_detection_limit | zn_ppm | zn_detection_limit | zr_ppm | zr_detection_limit | analysis_datetime | publication_date | sample_source | submitter | country | state | deposit_longitude_wgs84 | deposit_latitude_wgs84 | sample_longitude_wgs84 | sample_latitude_wgs84 | sample_easting | sample_northing | sample_utm_zone | sample_location_description | location_source | location_accuracy | comments | last_update
| Lawu |  | Magmatic hydrothermal | Skarn | Cu-Pb-Zn skarn | Cu, Pb, Zn | In, Sn | Cu, Pb, Zn, In, Sn |  |  | Sphalerite II |  | underground mine |  |  |  |  | ore material | drill core | underground mining tunnels and drill cores | mineral separate | [5 empty] | mineralisation |  |  |  | sphalerite, chalcopyrite, pyrrhotite, pyrite, arsenopyrite | [6 empty] | galena, bismuthinite, marcasite, iron oxides, pyroxene, actinolite, quartz | thin sections and polished blocks examined using optical microscope, BSE detector, and EDS prior to analysis | EMPA, LA-ICPMS | JEOL JXA-8230 electron probe microanalyzer; RESOlution-LR 193 nm ArF excimer laser ablation system coupled to an Agilent 7700x ICP-MS | Laboratory of Mineral Resources Research Center, Fuzhou University; Adelaide Microscopy, the University of Adelaide | EPMA point analysis: accelerating voltage 15 kV, beam current 20 nA, beam diameter ~5 μm; EPMA mapping: accelerating voltage 20 kV, working current 50 nA, dwell time ~10 ms; BSE imaging: accelerating voltage 20 kV, beam current 10 nA; LA-ICP-MS: energy density 3~3.5 J/cm2, spot sizes 29 to 51 μm, repetition rates 5 Hz (polished thin-section) and 10 Hz (polished blocks), ~30 s background acquisition, ~40 s sample data acquisition | STDGL3 (Danyushevsky et al. 2011) and GSD-1G (USGS) | 4.6022 | [13 empty] | 1.1757 | [5 empty] | 8817.9402 | [5 empty] | 817.6105 | [17 empty] | 1.4564 |  |  |  | 0.20084 | [7 empty] | 668.2955 | [13 empty] | 1986.0423 |  | 0.024798 | [7 empty] | 1.5462 | [5 empty] | 0.93285 | [17 empty] | 0.24288 |  |  |  | 116.6244 | [5 empty] | 4.0552 | [13 empty] | 0.006345 | [13 empty] | 616307.6463 | [7 empty] | CHN | Tibet
| Lawu |  | Magmatic hydrothermal | Skarn | Cu-Pb-Zn skarn | Cu, Pb, Zn | In, Sn | Cu, Pb, Zn, In, Sn |  |  | Sphalerite III |  | underground mine |  |  |  |  | ore material | drill core | underground mining tunnels and drill cores | mineral separate | [5 empty] | mineralisation |  |  |  | sphalerite, chalcopyrite, pyrrhotite, pyrite, arsenopyrite | [6 empty] | galena, bismuthinite, marcasite, iron oxides, pyroxene, actinolite, quartz | thin sections and polished blocks examined using optical microscope, BSE detector, and EDS prior to analysis | EMPA, LA-ICPMS | JEOL JXA-8230 electron probe microanalyzer; RESOlution-LR 193 nm ArF excimer laser ablation system coupled to an Agilent 7700x ICP-MS | Laboratory of Mineral Resources Research Center, Fuzhou University; Adelaide Microscopy, the University of Adelaide | EPMA point analysis: accelerating voltage 15 kV, beam current 20 nA, beam diameter ~5 μm; EPMA mapping: accelerating voltage 20 kV, working current 50 nA, dwell time ~10 ms; BSE imaging: accelerating voltage 20 kV, beam current 10 nA; LA-ICP-MS: energy density 3~3.5 J/cm2, spot sizes 29 to 51 μm, repetition rates 5 Hz (polished thin-section) and 10 Hz (polished blocks), ~30 s background acquisition, ~40 s sample data acquisition | STDGL3 (Danyushevsky et al. 2011) and GSD-1G (USGS) | 4.151 |  |  |  | 0.068534 | [9 empty] | 0.2352 | [5 empty] | 8527.0876 | [5 empty] | 350.5381 | [5 empty] | 376.3164 | [11 empty] | 0.59424 |  |  |  | 0.167 | [7 empty] | 635.8722 | [13 empty] | 2252.2913 |  | 0.018691 | [7 empty] | 0.19781 | [5 empty] | 0.19236 | [21 empty] | 72.0391 | [5 empty] | 6.9781 | [27 empty] | 613370.3624 | [7 empty] | CHN | Tibet
| Lawu |  | Magmatic hydrothermal | Skarn | Cu-Pb-Zn skarn | Cu, Pb, Zn | In, Sn | Cu, Pb, Zn, In, Sn |  |  | Sphalerite IV |  | underground mine |  |  |  |  | ore material | drill core | underground mining tunnels and drill cores | mineral separate | [5 empty] | mineralisation |  |  |  | sphalerite, chalcopyrite, pyrrhotite, pyrite, arsenopyrite | [6 empty] | galena, bismuthinite, marcasite, iron oxides, pyroxene, actinolite, quartz | thin sections and polished blocks examined using optical microscope, BSE detector, and EDS prior to analysis | EMPA, LA-ICPMS | JEOL JXA-8230 electron probe microanalyzer; RESOlution-LR 193 nm ArF excimer laser ablation system coupled to an Agilent 7700x ICP-MS | Laboratory of Mineral Resources Research Center, Fuzhou University; Adelaide Microscopy, the University of Adelaide | EPMA point analysis: accelerating voltage 15 kV, beam current 20 nA, beam diameter ~5 μm; EPMA mapping: accelerating voltage 20 kV, working current 50 nA, dwell time ~10 ms; BSE imaging: accelerating voltage 20 kV, beam current 10 nA; LA-ICP-MS: energy density 3~3.5 J/cm2, spot sizes 29 to 51 μm, repetition rates 5 Hz (polished thin-section) and 10 Hz (polished blocks), ~30 s background acquisition, ~40 s sample data acquisition | STDGL3 (Danyushevsky et al. 2011) and GSD-1G (USGS) | 1.4094 | [13 empty] | 0.25165 | [5 empty] | 9878.9288 | [5 empty] | 518.1166 | [5 empty] | 38.1252 | [11 empty] | 1.8716 |  |  |  | 0.1706 | [7 empty] | 19.9095 | [13 empty] | 2212.1162 |  | 0.013428 | [7 empty] | 0.21286 | [5 empty] | 0.096482 | [21 empty] | 177.2478 | [5 empty] | 0.57193 | [27 empty] | 598285.9121 | [7 empty] | CHN | Tibet
| Lawu |  | Magmatic hydrothermal | Skarn | Cu-Pb-Zn skarn | Cu, Pb, Zn | In, Sn | Cu, Pb, Zn, In, Sn |  |  | Note: The Ge concentration used for calcultaion is the detetion limit; bdl = blow the detection limit; n.a. = not available. |  | underground mine |  |  |  |  | ore material | drill core | underground mining tunnels and drill cores | mineral separate | [5 empty] | mineralisation |  |  |  | sphalerite, chalcopyrite, pyrrhotite, pyrite, arsenopyrite | [6 empty] | galena, bismuthinite, marcasite, iron oxides, pyroxene, actinolite, quartz | thin sections and polished blocks examined using optical microscope, BSE detector, and EDS prior to analysis | EMPA, LA-ICPMS | JEOL JXA-8230 electron probe microanalyzer; RESOlution-LR 193 nm ArF excimer laser ablation system coupled to an Agilent 7700x ICP-MS | Laboratory of Mineral Resources Research Center, Fuzhou University; Adelaide Microscopy, the University of Adelaide | EPMA point analysis: accelerating voltage 15 kV, beam current 20 nA, beam diameter ~5 μm; EPMA mapping: accelerating voltage 20 kV, working current 50 nA, dwell time ~10 ms; BSE imaging: accelerating voltage 20 kV, beam current 10 nA; LA-ICP-MS: energy density 3~3.5 J/cm2, spot sizes 29 to 51 μm, repetition rates 5 Hz (polished thin-section) and 10 Hz (polished blocks), ~30 s background acquisition, ~40 s sample data acquisition | STDGL3 (Danyushevsky et al. 2011) and GSD-1G (USGS) | [150 empty] | CHN | Tibet
| Lawu |  | Magmatic hydrothermal | Skarn | Cu-Pb-Zn skarn | Cu, Pb, Zn | In, Sn | Cu, Pb, Zn, In, Sn |  |  | Majdanpek MD-20 |  | underground mine |  |  |  |  | ore material | drill core | underground mining tunnels and drill cores | mineral separate | [5 empty] | mineralisation |  |  |  | sphalerite, chalcopyrite, pyrrhotite, pyrite, arsenopyrite | [6 empty] | galena, bismuthinite, marcasite, iron oxides, pyroxene, actinolite, quartz | thin sections and polished blocks examined using optical microscope, BSE detector, and EDS prior to analysis | EMPA, LA-ICPMS | JEOL JXA-8230 electron probe microanalyzer; RESOlution-LR 193 nm ArF excimer laser ablation system coupled to an Agilent 7700x ICP-MS | Laboratory of Mineral Resources Research Center, Fuzhou University; Adelaide Microscopy, the University of Adelaide | EPMA point analysis: accelerating voltage 15 kV, beam current 20 nA, beam diameter ~5 μm; EPMA mapping: accelerating voltage 20 kV, working current 50 nA, dwell time ~10 ms; BSE imaging: accelerating voltage 20 kV, beam current 10 nA; LA-ICP-MS: energy density 3~3.5 J/cm2, spot sizes 29 to 51 μm, repetition rates 5 Hz (polished thin-section) and 10 Hz (polished blocks), ~30 s background acquisition, ~40 s sample data acquisition | STDGL3 (Danyushevsky et al. 2011) and GSD-1G (USGS) | 1.95 | [19 empty] | 2823 | [5 empty] | 33.74 | [5 empty] | 541 | [9 empty] | 92590 |  | 0.59 |  |  |  | 1 | [7 empty] | 50.2 | [13 empty] | 4345 | [15 empty] | 0.63 | [17 empty] | 0.1 | [9 empty] | 0.13 | [35 empty] | CHN | Tibet
| Lawu |  | Magmatic hydrothermal | Skarn | Cu-Pb-Zn skarn | Cu, Pb, Zn | In, Sn | Cu, Pb, Zn, In, Sn |  |  | Ocna de Fier P43 |  | underground mine |  |  |  |  | ore material | drill core | underground mining tunnels and drill cores | mineral separate | [5 empty] | mineralisation |  |  |  | sphalerite, chalcopyrite, pyrrhotite, pyrite, arsenopyrite | [6 empty] | galena, bismuthinite, marcasite, iron oxides, pyroxene, actinolite, quartz | thin sections and polished blocks examined using optical microscope, BSE detector, and EDS prior to analysis | EMPA, LA-ICPMS | JEOL JXA-8230 electron probe microanalyzer; RESOlution-LR 193 nm ArF excimer laser ablation system coupled to an Agilent 7700x ICP-MS | Laboratory of Mineral Resources Research Center, Fuzhou University; Adelaide Microscopy, the University of Adelaide | EPMA point analysis: accelerating voltage 15 kV, beam current 20 nA, beam diameter ~5 μm; EPMA mapping: accelerating voltage 20 kV, working current 50 nA, dwell time ~10 ms; BSE imaging: accelerating voltage 20 kV, beam current 10 nA; LA-ICP-MS: energy density 3~3.5 J/cm2, spot sizes 29 to 51 μm, repetition rates 5 Hz (polished thin-section) and 10 Hz (polished blocks), ~30 s background acquisition, ~40 s sample data acquisition | STDGL3 (Danyushevsky et al. 2011) and GSD-1G (USGS) | 1.6 | [19 empty] | 6126 | [5 empty] | 139 | [5 empty] | 59.6 | [9 empty] | 15937 |  | 0.07 |  |  |  | 0.73 | [7 empty] | 0.1 | [13 empty] | 2562 | [15 empty] | 3.2 | [17 empty] | 0.02 | [9 empty] | 0.06 | [35 empty] | CHN | Tibet
| Lawu |  | Magmatic hydrothermal | Skarn | Cu-Pb-Zn skarn | Cu, Pb, Zn | In, Sn | Cu, Pb, Zn, In, Sn |  |  | Ocna de Fier Stef-1 |  | underground mine |  |  |  |  | ore material | drill core | underground mining tunnels and drill cores | mineral separate | [5 empty] | mineralisation |  |  |  | sphalerite, chalcopyrite, pyrrhotite, pyrite, arsenopyrite | [6 empty] | galena, bismuthinite, marcasite, iron oxides, pyroxene, actinolite, quartz | thin sections and polished blocks examined using optical microscope, BSE detector, and EDS prior to analysis | EMPA, LA-ICPMS | JEOL JXA-8230 electron probe microanalyzer; RESOlution-LR 193 nm ArF excimer laser ablation system coupled to an Agilent 7700x ICP-MS | Laboratory of Mineral Resources Research Center, Fuzhou University; Adelaide Microscopy, the University of Adelaide | EPMA point analysis: accelerating voltage 15 kV, beam current 20 nA, beam diameter ~5 μm; EPMA mapping: accelerating voltage 20 kV, working current 50 nA, dwell time ~10 ms; BSE imaging: accelerating voltage 20 kV, beam current 10 nA; LA-ICP-MS: energy density 3~3.5 J/cm2, spot sizes 29 to 51 μm, repetition rates 5 Hz (polished thin-section) and 10 Hz (polished blocks), ~30 s background acquisition, ~40 s sample data acquisition | STDGL3 (Danyushevsky et al. 2011) and GSD-1G (USGS) | 2 | [19 empty] | 6009 | [5 empty] | 5.9 | [5 empty] | 1629 | [9 empty] | 65915 |  | 0.67 |  |  |  | 1.43 | [7 empty] | 62.8 | [13 empty] | 5681 | [15 empty] | 1.96 | [17 empty] | 0.18 | [9 empty] | 0.15 | [35 empty] | CHN | Tibet
| Lawu |  | Magmatic hydrothermal | Skarn | Cu-Pb-Zn skarn | Cu, Pb, Zn | In, Sn | Cu, Pb, Zn, In, Sn |  |  | Ocna de Fier Stef-2 |  | underground mine |  |  |  |  | ore material | drill core | underground mining tunnels and drill cores | mineral separate | [5 empty] | mineralisation |  |  |  | sphalerite, chalcopyrite, pyrrhotite, pyrite, arsenopyrite | [6 empty] | galena, bismuthinite, marcasite, iron oxides, pyroxene, actinolite, quartz | thin sections and polished blocks examined using optical microscope, BSE detector, and EDS prior to analysis | EMPA, LA-ICPMS | JEOL JXA-8230 electron probe microanalyzer; RESOlution-LR 193 nm ArF excimer laser ablation system coupled to an Agilent 7700x ICP-MS | Laboratory of Mineral Resources Research Center, Fuzhou University; Adelaide Microscopy, the University of Adelaide | EPMA point analysis: accelerating voltage 15 kV, beam current 20 nA, beam diameter ~5 μm; EPMA mapping: accelerating voltage 20 kV, working current 50 nA, dwell time ~10 ms; BSE imaging: accelerating voltage 20 kV, beam current 10 nA; LA-ICP-MS: energy density 3~3.5 J/cm2, spot sizes 29 to 51 μm, repetition rates 5 Hz (polished thin-section) and 10 Hz (polished blocks), ~30 s background acquisition, ~40 s sample data acquisition | STDGL3 (Danyushevsky et al. 2011) and GSD-1G (USGS) | 2.67 | [19 empty] | 5896 | [5 empty] | 12.3 | [5 empty] | 107 | [9 empty] | 68680 |  | 0.76 |  |  |  | 1.47 | [7 empty] | 37.7 | [13 empty] | 5300 | [15 empty] | 85 | [17 empty] | 0.03 | [9 empty] | 0.07 | [35 empty] | CHN | Tibet
| Lawu |  | Magmatic hydrothermal | Skarn | Cu-Pb-Zn skarn | Cu, Pb, Zn | In, Sn | Cu, Pb, Zn, In, Sn |  |  | Ocna de Fier Stef-3 |  | underground mine |  |  |  |  | ore material | drill core | underground mining tunnels and drill cores | mineral separate | [5 empty] | mineralisation |  |  |  | sphalerite, chalcopyrite, pyrrhotite, pyrite, arsenopyrite | [6 empty] | galena, bismuthinite, marcasite, iron oxides, pyroxene, actinolite, quartz | thin sections and polished blocks examined using optical microscope, BSE detector, and EDS prior to analysis | EMPA, LA-ICPMS | JEOL JXA-8230 electron probe microanalyzer; RESOlution-LR 193 nm ArF excimer laser ablation system coupled to an Agilent 7700x ICP-MS | Laboratory of Mineral Resources Research Center, Fuzhou University; Adelaide Microscopy, the University of Adelaide | EPMA point analysis: accelerating voltage 15 kV, beam current 20 nA, beam diameter ~5 μm; EPMA mapping: accelerating voltage 20 kV, working current 50 nA, dwell time ~10 ms; BSE imaging: accelerating voltage 20 kV, beam current 10 nA; LA-ICP-MS: energy density 3~3.5 J/cm2, spot sizes 29 to 51 μm, repetition rates 5 Hz (polished thin-section) and 10 Hz (polished blocks), ~30 s background acquisition, ~40 s sample data acquisition | STDGL3 (Danyushevsky et al. 2011) and GSD-1G (USGS) | 6.82 | [19 empty] | 5962 | [5 empty] | 30.9 | [5 empty] | 251 | [9 empty] | 70619 |  | 1.55 |  |  |  | 1.63 | [7 empty] | 127 | [13 empty] | 5275 | [15 empty] | 210 | [17 empty] | 3.04 | [9 empty] | 0.68 | [35 empty] | CHN | Tibet
| Lawu |  | Magmatic hydrothermal | Skarn | Cu-Pb-Zn skarn | Cu, Pb, Zn | In, Sn | Cu, Pb, Zn, In, Sn |  |  | Ocna de Fier Stef-4 |  | underground mine |  |  |  |  | ore material | drill core | underground mining tunnels and drill cores | mineral separate | [5 empty] | mineralisation |  |  |  | sphalerite, chalcopyrite, pyrrhotite, pyrite, arsenopyrite | [6 empty] | galena, bismuthinite, marcasite, iron oxides, pyroxene, actinolite, quartz | thin sections and polished blocks examined using optical microscope, BSE detector, and EDS prior to analysis | EMPA, LA-ICPMS | JEOL JXA-8230 electron probe microanalyzer; RESOlution-LR 193 nm ArF excimer laser ablation system coupled to an Agilent 7700x ICP-MS | Laboratory of Mineral Resources Research Center, Fuzhou University; Adelaide Microscopy, the University of Adelaide | EPMA point analysis: accelerating voltage 15 kV, beam current 20 nA, beam diameter ~5 μm; EPMA mapping: accelerating voltage 20 kV, working current 50 nA, dwell time ~10 ms; BSE imaging: accelerating voltage 20 kV, beam current 10 nA; LA-ICP-MS: energy density 3~3.5 J/cm2, spot sizes 29 to 51 μm, repetition rates 5 Hz (polished thin-section) and 10 Hz (polished blocks), ~30 s background acquisition, ~40 s sample data acquisition | STDGL3 (Danyushevsky et al. 2011) and GSD-1G (USGS) | 5.33 | [19 empty] | 5804 | [5 empty] | 68.2 | [5 empty] | 527 | [9 empty] | 78640 |  | 1.87 |  |  |  | 1.69 | [7 empty] | 175 | [13 empty] | 3797 | [15 empty] | 240 | [17 empty] | 1.42 | [9 empty] | 0.56 | [35 empty] | CHN | Tibet
| Lawu |  | Magmatic hydrothermal | Skarn | Cu-Pb-Zn skarn | Cu, Pb, Zn | In, Sn | Cu, Pb, Zn, In, Sn |  |  | Ocna de Fier Stef-5 |  | underground mine |  |  |  |  | ore material | drill core | underground mining tunnels and drill cores | mineral separate | [5 empty] | mineralisation |  |  |  | sphalerite, chalcopyrite, pyrrhotite, pyrite, arsenopyrite | [6 empty] | galena, bismuthinite, marcasite, iron oxides, pyroxene, actinolite, quartz | thin sections and polished blocks examined using optical microscope, BSE detector, and EDS prior to analysis | EMPA, LA-ICPMS | JEOL JXA-8230 electron probe microanalyzer; RESOlution-LR 193 nm ArF excimer laser ablation system coupled to an Agilent 7700x ICP-MS | Laboratory of Mineral Resources Research Center, Fuzhou University; Adelaide Microscopy, the University of Adelaide | EPMA point analysis: accelerating voltage 15 kV, beam current 20 nA, beam diameter ~5 μm; EPMA mapping: accelerating voltage 20 kV, working current 50 nA, dwell time ~10 ms; BSE imaging: accelerating voltage 20 kV, beam current 10 nA; LA-ICP-MS: energy density 3~3.5 J/cm2, spot sizes 29 to 51 μm, repetition rates 5 Hz (polished thin-section) and 10 Hz (polished blocks), ~30 s background acquisition, ~40 s sample data acquisition | STDGL3 (Danyushevsky et al. 2011) and GSD-1G (USGS) | 4.01 | [19 empty] | 5821 | [5 empty] | 8.3 | [5 empty] | 120 | [9 empty] | 60411 |  | 3.88 |  |  |  | 1.76 | [7 empty] | 54.1 | [13 empty] | 4803 | [15 empty] | 31 | [17 empty] | 0.86 | [9 empty] | 4.83 | [35 empty] | CHN | Tibet
| Lawu |  | Magmatic hydrothermal | Skarn | Cu-Pb-Zn skarn | Cu, Pb, Zn | In, Sn | Cu, Pb, Zn, In, Sn |  |  | Ocna de Fier Stef-6 |  | underground mine |  |  |  |  | ore material | drill core | underground mining tunnels and drill cores | mineral separate | [5 empty] | mineralisation |  |  |  | sphalerite, chalcopyrite, pyrrhotite, pyrite, arsenopyrite | [6 empty] | galena, bismuthinite, marcasite, iron oxides, pyroxene, actinolite, quartz | thin sections and polished blocks examined using optical microscope, BSE detector, and EDS prior to analysis | EMPA, LA-ICPMS | JEOL JXA-8230 electron probe microanalyzer; RESOlution-LR 193 nm ArF excimer laser ablation system coupled to an Agilent 7700x ICP-MS | Laboratory of Mineral Resources Research Center, Fuzhou University; Adelaide Microscopy, the University of Adelaide | EPMA point analysis: accelerating voltage 15 kV, beam current 20 nA, beam diameter ~5 μm; EPMA mapping: accelerating voltage 20 kV, working current 50 nA, dwell time ~10 ms; BSE imaging: accelerating voltage 20 kV, beam current 10 nA; LA-ICP-MS: energy density 3~3.5 J/cm2, spot sizes 29 to 51 μm, repetition rates 5 Hz (polished thin-section) and 10 Hz (polished blocks), ~30 s background acquisition, ~40 s sample data acquisition | STDGL3 (Danyushevsky et al. 2011) and GSD-1G (USGS) | 4.67 | [19 empty] | 5577 | [5 empty] | 23.2 | [5 empty] | 285 | [9 empty] | 71029 |  | 1.7 |  |  |  | 1.72 | [7 empty] | 57.4 | [13 empty] | 2909 | [15 empty] | 1526 | [17 empty] | 0.9 | [9 empty] | 3.31 | [35 empty] | CHN | Tibet
| Lawu |  | Magmatic hydrothermal | Skarn | Cu-Pb-Zn skarn | Cu, Pb, Zn | In, Sn | Cu, Pb, Zn, In, Sn |  |  | Ocna de Fier 3910b |  | underground mine |  |  |  |  | ore material | drill core | underground mining tunnels and drill cores | mineral separate | [5 empty] | mineralisation |  |  |  | sphalerite, chalcopyrite, pyrrhotite, pyrite, arsenopyrite | [6 empty] | galena, bismuthinite, marcasite, iron oxides, pyroxene, actinolite, quartz | thin sections and polished blocks examined using optical microscope, BSE detector, and EDS prior to analysis | EMPA, LA-ICPMS | JEOL JXA-8230 electron probe microanalyzer; RESOlution-LR 193 nm ArF excimer laser ablation system coupled to an Agilent 7700x ICP-MS | Laboratory of Mineral Resources Research Center, Fuzhou University; Adelaide Microscopy, the University of Adelaide | EPMA point analysis: accelerating voltage 15 kV, beam current 20 nA, beam diameter ~5 μm; EPMA mapping: accelerating voltage 20 kV, working current 50 nA, dwell time ~10 ms; BSE imaging: accelerating voltage 20 kV, beam current 10 nA; LA-ICP-MS: energy density 3~3.5 J/cm2, spot sizes 29 to 51 μm, repetition rates 5 Hz (polished thin-section) and 10 Hz (polished blocks), ~30 s background acquisition, ~40 s sample data acquisition | STDGL3 (Danyushevsky et al. 2011) and GSD-1G (USGS) | 1.58 | [19 empty] | 4825 | [5 empty] | 289 | [5 empty] | 38 | [9 empty] | 28566 |  | 0.33 |  |  |  | 0.89 | [7 empty] | 13 | [13 empty] | 3991 | [15 empty] | 0.89 | [17 empty] | 0.5 | [9 empty] | 0.07 | [35 empty] | CHN | Tibet
| Lawu |  | Magmatic hydrothermal | Skarn | Cu-Pb-Zn skarn | Cu, Pb, Zn | In, Sn | Cu, Pb, Zn, In, Sn |  |  | Ocna de Fier 54G |  | underground mine |  |  |  |  | ore material | drill core | underground mining tunnels and drill cores | mineral separate | [5 empty] | mineralisation |  |  |  | sphalerite, chalcopyrite, pyrrhotite, pyrite, arsenopyrite | [6 empty] | galena, bismuthinite, marcasite, iron oxides, pyroxene, actinolite, quartz | thin sections and polished blocks examined using optical microscope, BSE detector, and EDS prior to analysis | EMPA, LA-ICPMS | JEOL JXA-8230 electron probe microanalyzer; RESOlution-LR 193 nm ArF excimer laser ablation system coupled to an Agilent 7700x ICP-MS | Laboratory of Mineral Resources Research Center, Fuzhou University; Adelaide Microscopy, the University of Adelaide | EPMA point analysis: accelerating voltage 15 kV, beam current 20 nA, beam diameter ~5 μm; EPMA mapping: accelerating voltage 20 kV, working current 50 nA, dwell time ~10 ms; BSE imaging: accelerating voltage 20 kV, beam current 10 nA; LA-ICP-MS: energy density 3~3.5 J/cm2, spot sizes 29 to 51 μm, repetition rates 5 Hz (polished thin-section) and 10 Hz (polished blocks), ~30 s background acquisition, ~40 s sample data acquisition | STDGL3 (Danyushevsky et al. 2011) and GSD-1G (USGS) | 2.44 | [19 empty] | 5159 | [5 empty] | 682 | [5 empty] | 2590 | [9 empty] | 20797 |  | 0.26 |  |  |  | 0.99 | [7 empty] | 20.8 | [13 empty] | 3374 | [15 empty] | 0.21 | [17 empty] | 0.03 | [9 empty] | 0.03 | [35 empty] | CHN | Tibet
| Lawu |  | Magmatic hydrothermal | Skarn | Cu-Pb-Zn skarn | Cu, Pb, Zn | In, Sn | Cu, Pb, Zn, In, Sn |  |  | Ocna de Fier 3375 |  | underground mine |  |  |  |  | ore material | drill core | underground mining tunnels and drill cores | mineral separate | [5 empty] | mineralisation |  |  |  | sphalerite, chalcopyrite, pyrrhotite, pyrite, arsenopyrite | [6 empty] | galena, bismuthinite, marcasite, iron oxides, pyroxene, actinolite, quartz | thin sections and polished blocks examined using optical microscope, BSE detector, and EDS prior to analysis | EMPA, LA-ICPMS | JEOL JXA-8230 electron probe microanalyzer; RESOlution-LR 193 nm ArF excimer laser ablation system coupled to an Agilent 7700x ICP-MS | Laboratory of Mineral Resources Research Center, Fuzhou University; Adelaide Microscopy, the University of Adelaide | EPMA point analysis: accelerating voltage 15 kV, beam current 20 nA, beam diameter ~5 μm; EPMA mapping: accelerating voltage 20 kV, working current 50 nA, dwell time ~10 ms; BSE imaging: accelerating voltage 20 kV, beam current 10 nA; LA-ICP-MS: energy density 3~3.5 J/cm2, spot sizes 29 to 51 μm, repetition rates 5 Hz (polished thin-section) and 10 Hz (polished blocks), ~30 s background acquisition, ~40 s sample data acquisition | STDGL3 (Danyushevsky et al. 2011) and GSD-1G (USGS) | 14.7 | [19 empty] | 6897 | [5 empty] | 2498 | [5 empty] | 10 | [9 empty] | 2866 |  | 0.63 |  |  |  | 0.58 | [7 empty] | 2.1 | [13 empty] | 1713 | [15 empty] | 5540 | [17 empty] | 0.07 | [9 empty] | 0.02 | [35 empty] | CHN | Tibet
| Lawu |  | Magmatic hydrothermal | Skarn | Cu-Pb-Zn skarn | Cu, Pb, Zn | In, Sn | Cu, Pb, Zn, In, Sn |  |  | Baita Bihor 16C |  | underground mine |  |  |  |  | ore material | drill core | underground mining tunnels and drill cores | mineral separate | [5 empty] | mineralisation |  |  |  | sphalerite, chalcopyrite, pyrrhotite, pyrite, arsenopyrite | [6 empty] | galena, bismuthinite, marcasite, iron oxides, pyroxene, actinolite, quartz | thin sections and polished blocks examined using optical microscope, BSE detector, and EDS prior to analysis | EMPA, LA-ICPMS | JEOL JXA-8230 electron probe microanalyzer; RESOlution-LR 193 nm ArF excimer laser ablation system coupled to an Agilent 7700x ICP-MS | Laboratory of Mineral Resources Research Center, Fuzhou University; Adelaide Microscopy, the University of Adelaide | EPMA point analysis: accelerating voltage 15 kV, beam current 20 nA, beam diameter ~5 μm; EPMA mapping: accelerating voltage 20 kV, working current 50 nA, dwell time ~10 ms; BSE imaging: accelerating voltage 20 kV, beam current 10 nA; LA-ICP-MS: energy density 3~3.5 J/cm2, spot sizes 29 to 51 μm, repetition rates 5 Hz (polished thin-section) and 10 Hz (polished blocks), ~30 s background acquisition, ~40 s sample data acquisition | STDGL3 (Danyushevsky et al. 2011) and GSD-1G (USGS) | 1.34 | [19 empty] | 7662 | [5 empty] | 491 | [5 empty] | 18 | [9 empty] | 12053 |  | 0.7 |  |  |  | 0.86 | [7 empty] | 25.8 | [13 empty] | 3355 | [15 empty] | 0.35 | [17 empty] | 0.02 | [9 empty] | 0.09 | [35 empty] | CHN | Tibet
| Lawu |  | Magmatic hydrothermal | Skarn | Cu-Pb-Zn skarn | Cu, Pb, Zn | In, Sn | Cu, Pb, Zn, In, Sn |  |  | Baita Bihor 19CB |  | underground mine |  |  |  |  | ore material | drill core | underground mining tunnels and drill cores | mineral separate | [5 empty] | mineralisation |  |  |  | sphalerite, chalcopyrite, pyrrhotite, pyrite, arsenopyrite | [6 empty] | galena, bismuthinite, marcasite, iron oxides, pyroxene, actinolite, quartz | thin sections and polished blocks examined using optical microscope, BSE detector, and EDS prior to analysis | EMPA, LA-ICPMS | JEOL JXA-8230 electron probe microanalyzer; RESOlution-LR 193 nm ArF excimer laser ablation system coupled to an Agilent 7700x ICP-MS | Laboratory of Mineral Resources Research Center, Fuzhou University; Adelaide Microscopy, the University of Adelaide | EPMA point analysis: accelerating voltage 15 kV, beam current 20 nA, beam diameter ~5 μm; EPMA mapping: accelerating voltage 20 kV, working current 50 nA, dwell time ~10 ms; BSE imaging: accelerating voltage 20 kV, beam current 10 nA; LA-ICP-MS: energy density 3~3.5 J/cm2, spot sizes 29 to 51 μm, repetition rates 5 Hz (polished thin-section) and 10 Hz (polished blocks), ~30 s background acquisition, ~40 s sample data acquisition | STDGL3 (Danyushevsky et al. 2011) and GSD-1G (USGS) | 121 | [19 empty] | 5726 | [5 empty] | 1405 | [5 empty] | 7724 | [9 empty] | 2782 |  | 0.95 |  |  |  | 0.69 | [7 empty] | 824 | [13 empty] | 1142 | [15 empty] | 56.7 | [17 empty] | 0.06 | [9 empty] | 0.75 | [35 empty] | CHN | Tibet
| Lawu |  | Magmatic hydrothermal | Skarn | Cu-Pb-Zn skarn | Cu, Pb, Zn | In, Sn | Cu, Pb, Zn, In, Sn |  |  | Baita Bihor BB6 |  | underground mine |  |  |  |  | ore material | drill core | underground mining tunnels and drill cores | mineral separate | [5 empty] | mineralisation |  |  |  | sphalerite, chalcopyrite, pyrrhotite, pyrite, arsenopyrite | [6 empty] | galena, bismuthinite, marcasite, iron oxides, pyroxene, actinolite, quartz | thin sections and polished blocks examined using optical microscope, BSE detector, and EDS prior to analysis | EMPA, LA-ICPMS | JEOL JXA-8230 electron probe microanalyzer; RESOlution-LR 193 nm ArF excimer laser ablation system coupled to an Agilent 7700x ICP-MS | Laboratory of Mineral Resources Research Center, Fuzhou University; Adelaide Microscopy, the University of Adelaide | EPMA point analysis: accelerating voltage 15 kV, beam current 20 nA, beam diameter ~5 μm; EPMA mapping: accelerating voltage 20 kV, working current 50 nA, dwell time ~10 ms; BSE imaging: accelerating voltage 20 kV, beam current 10 nA; LA-ICP-MS: energy density 3~3.5 J/cm2, spot sizes 29 to 51 μm, repetition rates 5 Hz (polished thin-section) and 10 Hz (polished blocks), ~30 s background acquisition, ~40 s sample data acquisition | STDGL3 (Danyushevsky et al. 2011) and GSD-1G (USGS) | 1.63 | [19 empty] | 7310 | [5 empty] | 591 | [5 empty] | 161 | [9 empty] | 13943 |  | 0.38 |  |  |  | 0.88 | [7 empty] | 250 | [13 empty] | 4300 | [15 empty] | 0.92 | [17 empty] | 0.02 | [9 empty] | 2.64 | [35 empty] | CHN | Tibet
| Lawu |  | Magmatic hydrothermal | Skarn | Cu-Pb-Zn skarn | Cu, Pb, Zn | In, Sn | Cu, Pb, Zn, In, Sn |  |  | Baita Bihor BB23 |  | underground mine |  |  |  |  | ore material | drill core | underground mining tunnels and drill cores | mineral separate | [5 empty] | mineralisation |  |  |  | sphalerite, chalcopyrite, pyrrhotite, pyrite, arsenopyrite | [6 empty] | galena, bismuthinite, marcasite, iron oxides, pyroxene, actinolite, quartz | thin sections and polished blocks examined using optical microscope, BSE detector, and EDS prior to analysis | EMPA, LA-ICPMS | JEOL JXA-8230 electron probe microanalyzer; RESOlution-LR 193 nm ArF excimer laser ablation system coupled to an Agilent 7700x ICP-MS | Laboratory of Mineral Resources Research Center, Fuzhou University; Adelaide Microscopy, the University of Adelaide | EPMA point analysis: accelerating voltage 15 kV, beam current 20 nA, beam diameter ~5 μm; EPMA mapping: accelerating voltage 20 kV, working current 50 nA, dwell time ~10 ms; BSE imaging: accelerating voltage 20 kV, beam current 10 nA; LA-ICP-MS: energy density 3~3.5 J/cm2, spot sizes 29 to 51 μm, repetition rates 5 Hz (polished thin-section) and 10 Hz (polished blocks), ~30 s background acquisition, ~40 s sample data acquisition | STDGL3 (Danyushevsky et al. 2011) and GSD-1G (USGS) | 1.4 | [19 empty] | 7999 | [5 empty] | 583 | [5 empty] | 10.7 | [9 empty] | 10665 |  | 0.58 |  |  |  | 0.77 | [7 empty] | 10.3 | [13 empty] | 3602 | [15 empty] | 0.1 | [17 empty] | 0.02 | [9 empty] | 0.07 | [35 empty] | CHN | Tibet
| Lawu |  | Magmatic hydrothermal | Skarn | Cu-Pb-Zn skarn | Cu, Pb, Zn | In, Sn | Cu, Pb, Zn, In, Sn |  |  | Valea Seaca VS1b |  | underground mine |  |  |  |  | ore material | drill core | underground mining tunnels and drill cores | mineral separate | [5 empty] | mineralisation |  |  |  | sphalerite, chalcopyrite, pyrrhotite, pyrite, arsenopyrite | [6 empty] | galena, bismuthinite, marcasite, iron oxides, pyroxene, actinolite, quartz | thin sections and polished blocks examined using optical microscope, BSE detector, and EDS prior to analysis | EMPA, LA-ICPMS | JEOL JXA-8230 electron probe microanalyzer; RESOlution-LR 193 nm ArF excimer laser ablation system coupled to an Agilent 7700x ICP-MS | Laboratory of Mineral Resources Research Center, Fuzhou University; Adelaide Microscopy, the University of Adelaide | EPMA point analysis: accelerating voltage 15 kV, beam current 20 nA, beam diameter ~5 μm; EPMA mapping: accelerating voltage 20 kV, working current 50 nA, dwell time ~10 ms; BSE imaging: accelerating voltage 20 kV, beam current 10 nA; LA-ICP-MS: energy density 3~3.5 J/cm2, spot sizes 29 to 51 μm, repetition rates 5 Hz (polished thin-section) and 10 Hz (polished blocks), ~30 s background acquisition, ~40 s sample data acquisition | STDGL3 (Danyushevsky et al. 2011) and GSD-1G (USGS) | 4.94 | [19 empty] | 5349 | [5 empty] | 2.4 | [5 empty] | 6205 | [9 empty] | 27758 |  | 3.68 |  |  |  | 1.51 | [7 empty] | 59.2 | [13 empty] | 2109 | [15 empty] | 49.4 | [17 empty] | 0.07 | [9 empty] | 18.3 | [35 empty] | CHN | Tibet
| Lawu |  | Magmatic hydrothermal | Skarn | Cu-Pb-Zn skarn | Cu, Pb, Zn | In, Sn | Cu, Pb, Zn, In, Sn |  |  | Baisoara Bs7a |  | underground mine |  |  |  |  | ore material | drill core | underground mining tunnels and drill cores | mineral separate | [5 empty] | mineralisation |  |  |  | sphalerite, chalcopyrite, pyrrhotite, pyrite, arsenopyrite | [6 empty] | galena, bismuthinite, marcasite, iron oxides, pyroxene, actinolite, quartz | thin sections and polished blocks examined using optical microscope, BSE detector, and EDS prior to analysis | EMPA, LA-ICPMS | JEOL JXA-8230 electron probe microanalyzer; RESOlution-LR 193 nm ArF excimer laser ablation system coupled to an Agilent 7700x ICP-MS | Laboratory of Mineral Resources Research Center, Fuzhou University; Adelaide Microscopy, the University of Adelaide | EPMA point analysis: accelerating voltage 15 kV, beam current 20 nA, beam diameter ~5 μm; EPMA mapping: accelerating voltage 20 kV, working current 50 nA, dwell time ~10 ms; BSE imaging: accelerating voltage 20 kV, beam current 10 nA; LA-ICP-MS: energy density 3~3.5 J/cm2, spot sizes 29 to 51 μm, repetition rates 5 Hz (polished thin-section) and 10 Hz (polished blocks), ~30 s background acquisition, ~40 s sample data acquisition | STDGL3 (Danyushevsky et al. 2011) and GSD-1G (USGS) | 56.4 | [19 empty] | 74844 | [5 empty] | 9.6 | [5 empty] | 1666 | [9 empty] | 1576 |  | 11.8 |  |  |  | 0.9 | [7 empty] | 6.3 | [13 empty] | 6.5 | [15 empty] | 439 | [17 empty] | 19.8 | [9 empty] | 36.3 | [35 empty] | CHN | Tibet
| Lawu |  | Magmatic hydrothermal | Skarn | Cu-Pb-Zn skarn | Cu, Pb, Zn | In, Sn | Cu, Pb, Zn, In, Sn |  |  | Baisoara Bs7g |  | underground mine |  |  |  |  | ore material | drill core | underground mining tunnels and drill cores | mineral separate | [5 empty] | mineralisation |  |  |  | sphalerite, chalcopyrite, pyrrhotite, pyrite, arsenopyrite | [6 empty] | galena, bismuthinite, marcasite, iron oxides, pyroxene, actinolite, quartz | thin sections and polished blocks examined using optical microscope, BSE detector, and EDS prior to analysis | EMPA, LA-ICPMS | JEOL JXA-8230 electron probe microanalyzer; RESOlution-LR 193 nm ArF excimer laser ablation system coupled to an Agilent 7700x ICP-MS | Laboratory of Mineral Resources Research Center, Fuzhou University; Adelaide Microscopy, the University of Adelaide | EPMA point analysis: accelerating voltage 15 kV, beam current 20 nA, beam diameter ~5 μm; EPMA mapping: accelerating voltage 20 kV, working current 50 nA, dwell time ~10 ms; BSE imaging: accelerating voltage 20 kV, beam current 10 nA; LA-ICP-MS: energy density 3~3.5 J/cm2, spot sizes 29 to 51 μm, repetition rates 5 Hz (polished thin-section) and 10 Hz (polished blocks), ~30 s background acquisition, ~40 s sample data acquisition | STDGL3 (Danyushevsky et al. 2011) and GSD-1G (USGS) | 153 | [19 empty] | 9976 | [5 empty] | 19.8 | [5 empty] | 220 | [9 empty] | 345 |  | 5.8 |  |  |  | 1.9 | [7 empty] | 0.05 | [13 empty] | 15.5 | [15 empty] | 2832 | [17 empty] | 28.6 | [9 empty] | 0.92 | [35 empty] | CHN | Tibet
| Lawu |  | Magmatic hydrothermal | Skarn | Cu-Pb-Zn skarn | Cu, Pb, Zn | In, Sn | Cu, Pb, Zn, In, Sn |  |  | Lefevre L-12 |  | underground mine |  |  |  |  | ore material | drill core | underground mining tunnels and drill cores | mineral separate | [5 empty] | mineralisation |  |  |  | sphalerite, chalcopyrite, pyrrhotite, pyrite, arsenopyrite | [6 empty] | galena, bismuthinite, marcasite, iron oxides, pyroxene, actinolite, quartz | thin sections and polished blocks examined using optical microscope, BSE detector, and EDS prior to analysis | EMPA, LA-ICPMS | JEOL JXA-8230 electron probe microanalyzer; RESOlution-LR 193 nm ArF excimer laser ablation system coupled to an Agilent 7700x ICP-MS | Laboratory of Mineral Resources Research Center, Fuzhou University; Adelaide Microscopy, the University of Adelaide | EPMA point analysis: accelerating voltage 15 kV, beam current 20 nA, beam diameter ~5 μm; EPMA mapping: accelerating voltage 20 kV, working current 50 nA, dwell time ~10 ms; BSE imaging: accelerating voltage 20 kV, beam current 10 nA; LA-ICP-MS: energy density 3~3.5 J/cm2, spot sizes 29 to 51 μm, repetition rates 5 Hz (polished thin-section) and 10 Hz (polished blocks), ~30 s background acquisition, ~40 s sample data acquisition | STDGL3 (Danyushevsky et al. 2011) and GSD-1G (USGS) | 2.14 | [19 empty] | 10923 | [5 empty] | 332 | [5 empty] | 118 | [9 empty] | 109147 |  | 0.7 |  |  |  | 2.26 | [7 empty] | 186 | [13 empty] | 2819 | [15 empty] | 0.85 | [17 empty] | 0.03 | [9 empty] | 0.06 | [35 empty] | CHN | Tibet
| Lawu |  | Magmatic hydrothermal | Skarn | Cu-Pb-Zn skarn | Cu, Pb, Zn | In, Sn | Cu, Pb, Zn, In, Sn |  |  | Kamioka (Kam) |  | underground mine |  |  |  |  | ore material | drill core | underground mining tunnels and drill cores | mineral separate | [5 empty] | mineralisation |  |  |  | sphalerite, chalcopyrite, pyrrhotite, pyrite, arsenopyrite | [6 empty] | galena, bismuthinite, marcasite, iron oxides, pyroxene, actinolite, quartz | thin sections and polished blocks examined using optical microscope, BSE detector, and EDS prior to analysis | EMPA, LA-ICPMS | JEOL JXA-8230 electron probe microanalyzer; RESOlution-LR 193 nm ArF excimer laser ablation system coupled to an Agilent 7700x ICP-MS | Laboratory of Mineral Resources Research Center, Fuzhou University; Adelaide Microscopy, the University of Adelaide | EPMA point analysis: accelerating voltage 15 kV, beam current 20 nA, beam diameter ~5 μm; EPMA mapping: accelerating voltage 20 kV, working current 50 nA, dwell time ~10 ms; BSE imaging: accelerating voltage 20 kV, beam current 10 nA; LA-ICP-MS: energy density 3~3.5 J/cm2, spot sizes 29 to 51 μm, repetition rates 5 Hz (polished thin-section) and 10 Hz (polished blocks), ~30 s background acquisition, ~40 s sample data acquisition | STDGL3 (Danyushevsky et al. 2011) and GSD-1G (USGS) | 2 | [19 empty] | 5521 | [5 empty] | 232 | [5 empty] | 3 | [9 empty] | 21013 |  | 0.17 |  |  |  | 0.86 | [7 empty] | 0.76 | [13 empty] | 1450 | [15 empty] | 1.7 | [17 empty] | 0.03 | [9 empty] | 0.11 | [35 empty] | CHN | Tibet
| Lawu |  | Magmatic hydrothermal | Skarn | Cu-Pb-Zn skarn | Cu, Pb, Zn | In, Sn | Cu, Pb, Zn, In, Sn |  |  | HTP27-1 |  | underground mine |  |  |  |  | ore material | drill core | underground mining tunnels and drill cores | mineral separate | [5 empty] | mineralisation |  |  |  | sphalerite, chalcopyrite, pyrrhotite, pyrite, arsenopyrite | [6 empty] | galena, bismuthinite, marcasite, iron oxides, pyroxene, actinolite, quartz | thin sections and polished blocks examined using optical microscope, BSE detector, and EDS prior to analysis | EMPA, LA-ICPMS | JEOL JXA-8230 electron probe microanalyzer; RESOlution-LR 193 nm ArF excimer laser ablation system coupled to an Agilent 7700x ICP-MS | Laboratory of Mineral Resources Research Center, Fuzhou University; Adelaide Microscopy, the University of Adelaide | EPMA point analysis: accelerating voltage 15 kV, beam current 20 nA, beam diameter ~5 μm; EPMA mapping: accelerating voltage 20 kV, working current 50 nA, dwell time ~10 ms; BSE imaging: accelerating voltage 20 kV, beam current 10 nA; LA-ICP-MS: energy density 3~3.5 J/cm2, spot sizes 29 to 51 μm, repetition rates 5 Hz (polished thin-section) and 10 Hz (polished blocks), ~30 s background acquisition, ~40 s sample data acquisition | STDGL3 (Danyushevsky et al. 2011) and GSD-1G (USGS) | 5.9 | [19 empty] | 4170 | [5 empty] | 109 | [5 empty] | 9 | [9 empty] | 35051 |  | 0.87 |  |  |  | 2.61 | [7 empty] | 0.015 | [13 empty] | 2844 | [15 empty] | 1.9 | [17 empty] | 0.5 | [9 empty] | 0.11 | [35 empty] | CHN | Tibet
| Lawu |  | Magmatic hydrothermal | Skarn | Cu-Pb-Zn skarn | Cu, Pb, Zn | In, Sn | Cu, Pb, Zn, In, Sn |  |  | HTP27-2 |  | underground mine |  |  |  |  | ore material | drill core | underground mining tunnels and drill cores | mineral separate | [5 empty] | mineralisation |  |  |  | sphalerite, chalcopyrite, pyrrhotite, pyrite, arsenopyrite | [6 empty] | galena, bismuthinite, marcasite, iron oxides, pyroxene, actinolite, quartz | thin sections and polished blocks examined using optical microscope, BSE detector, and EDS prior to analysis | EMPA, LA-ICPMS | JEOL JXA-8230 electron probe microanalyzer; RESOlution-LR 193 nm ArF excimer laser ablation system coupled to an Agilent 7700x ICP-MS | Laboratory of Mineral Resources Research Center, Fuzhou University; Adelaide Microscopy, the University of Adelaide | EPMA point analysis: accelerating voltage 15 kV, beam current 20 nA, beam diameter ~5 μm; EPMA mapping: accelerating voltage 20 kV, working current 50 nA, dwell time ~10 ms; BSE imaging: accelerating voltage 20 kV, beam current 10 nA; LA-ICP-MS: energy density 3~3.5 J/cm2, spot sizes 29 to 51 μm, repetition rates 5 Hz (polished thin-section) and 10 Hz (polished blocks), ~30 s background acquisition, ~40 s sample data acquisition | STDGL3 (Danyushevsky et al. 2011) and GSD-1G (USGS) | 5.1 | [19 empty] | 4244 | [5 empty] | 108 | [5 empty] | 8 | [9 empty] | 37358 |  | 0.43 |  |  |  | 2.6 | [7 empty] | 0.011 | [13 empty] | 2839 | [15 empty] | 2.8 | [17 empty] | 1.1 | [9 empty] | 0.11 | [35 empty] | CHN | Tibet
| Lawu |  | Magmatic hydrothermal | Skarn | Cu-Pb-Zn skarn | Cu, Pb, Zn | In, Sn | Cu, Pb, Zn, In, Sn |  |  | HTP27-3 |  | underground mine |  |  |  |  | ore material | drill core | underground mining tunnels and drill cores | mineral separate | [5 empty] | mineralisation |  |  |  | sphalerite, chalcopyrite, pyrrhotite, pyrite, arsenopyrite | [6 empty] | galena, bismuthinite, marcasite, iron oxides, pyroxene, actinolite, quartz | thin sections and polished blocks examined using optical microscope, BSE detector, and EDS prior to analysis | EMPA, LA-ICPMS | JEOL JXA-8230 electron probe microanalyzer; RESOlution-LR 193 nm ArF excimer laser ablation system coupled to an Agilent 7700x ICP-MS | Laboratory of Mineral Resources Research Center, Fuzhou University; Adelaide Microscopy, the University of Adelaide | EPMA point analysis: accelerating voltage 15 kV, beam current 20 nA, beam diameter ~5 μm; EPMA mapping: accelerating voltage 20 kV, working current 50 nA, dwell time ~10 ms; BSE imaging: accelerating voltage 20 kV, beam current 10 nA; LA-ICP-MS: energy density 3~3.5 J/cm2, spot sizes 29 to 51 μm, repetition rates 5 Hz (polished thin-section) and 10 Hz (polished blocks), ~30 s background acquisition, ~40 s sample data acquisition | STDGL3 (Danyushevsky et al. 2011) and GSD-1G (USGS) | 4.5 | [19 empty] | 4314 | [5 empty] | 111 | [5 empty] | 7 | [9 empty] | 37927 |  | 0.49 |  |  |  | 2.83 | [7 empty] | 0.01 | [13 empty] | 2818 | [15 empty] | 0.2 | [17 empty] | 0 | [9 empty] | 0.1 | [35 empty] | CHN | Tibet
| Lawu |  | Magmatic hydrothermal | Skarn | Cu-Pb-Zn skarn | Cu, Pb, Zn | In, Sn | Cu, Pb, Zn, In, Sn |  |  | HTP27-4 |  | underground mine |  |  |  |  | ore material | drill core | underground mining tunnels and drill cores | mineral separate | [5 empty] | mineralisation |  |  |  | sphalerite, chalcopyrite, pyrrhotite, pyrite, arsenopyrite | [6 empty] | galena, bismuthinite, marcasite, iron oxides, pyroxene, actinolite, quartz | thin sections and polished blocks examined using optical microscope, BSE detector, and EDS prior to analysis | EMPA, LA-ICPMS | JEOL JXA-8230 electron probe microanalyzer; RESOlution-LR 193 nm ArF excimer laser ablation system coupled to an Agilent 7700x ICP-MS | Laboratory of Mineral Resources Research Center, Fuzhou University; Adelaide Microscopy, the University of Adelaide | EPMA point analysis: accelerating voltage 15 kV, beam current 20 nA, beam diameter ~5 μm; EPMA mapping: accelerating voltage 20 kV, working current 50 nA, dwell time ~10 ms; BSE imaging: accelerating voltage 20 kV, beam current 10 nA; LA-ICP-MS: energy density 3~3.5 J/cm2, spot sizes 29 to 51 μm, repetition rates 5 Hz (polished thin-section) and 10 Hz (polished blocks), ~30 s background acquisition, ~40 s sample data acquisition | STDGL3 (Danyushevsky et al. 2011) and GSD-1G (USGS) | 6 | [19 empty] | 4328 | [5 empty] | 111 | [5 empty] | 9 | [9 empty] | 39021 |  | 0.33 |  |  |  | 2.64 | [7 empty] | 0.013 | [13 empty] | 2819 | [15 empty] | 6.4 | [17 empty] | 3.3 | [9 empty] | 0.1 | [35 empty] | CHN | Tibet
| Lawu |  | Magmatic hydrothermal | Skarn | Cu-Pb-Zn skarn | Cu, Pb, Zn | In, Sn | Cu, Pb, Zn, In, Sn |  |  | HTP27-5 |  | underground mine |  |  |  |  | ore material | drill core | underground mining tunnels and drill cores | mineral separate | [5 empty] | mineralisation |  |  |  | sphalerite, chalcopyrite, pyrrhotite, pyrite, arsenopyrite | [6 empty] | galena, bismuthinite, marcasite, iron oxides, pyroxene, actinolite, quartz | thin sections and polished blocks examined using optical microscope, BSE detector, and EDS prior to analysis | EMPA, LA-ICPMS | JEOL JXA-8230 electron probe microanalyzer; RESOlution-LR 193 nm ArF excimer laser ablation system coupled to an Agilent 7700x ICP-MS | Laboratory of Mineral Resources Research Center, Fuzhou University; Adelaide Microscopy, the University of Adelaide | EPMA point analysis: accelerating voltage 15 kV, beam current 20 nA, beam diameter ~5 μm; EPMA mapping: accelerating voltage 20 kV, working current 50 nA, dwell time ~10 ms; BSE imaging: accelerating voltage 20 kV, beam current 10 nA; LA-ICP-MS: energy density 3~3.5 J/cm2, spot sizes 29 to 51 μm, repetition rates 5 Hz (polished thin-section) and 10 Hz (polished blocks), ~30 s background acquisition, ~40 s sample data acquisition | STDGL3 (Danyushevsky et al. 2011) and GSD-1G (USGS) | 6 | [19 empty] | 4242 | [5 empty] | 110 | [5 empty] | 13 | [9 empty] | 38631 |  | 1.43 |  |  |  | 2.75 | [7 empty] | 0.009 | [13 empty] | 2822 | [15 empty] | 3.4 | [17 empty] | 1.6 | [9 empty] | 0.11 | [35 empty] | CHN | Tibet
| Lawu |  | Magmatic hydrothermal | Skarn | Cu-Pb-Zn skarn | Cu, Pb, Zn | In, Sn | Cu, Pb, Zn, In, Sn |  |  | HTP27-6 |  | underground mine |  |  |  |  | ore material | drill core | underground mining tunnels and drill cores | mineral separate | [5 empty] | mineralisation |  |  |  | sphalerite, chalcopyrite, pyrrhotite, pyrite, arsenopyrite | [6 empty] | galena, bismuthinite, marcasite, iron oxides, pyroxene, actinolite, quartz | thin sections and polished blocks examined using optical microscope, BSE detector, and EDS prior to analysis | EMPA, LA-ICPMS | JEOL JXA-8230 electron probe microanalyzer; RESOlution-LR 193 nm ArF excimer laser ablation system coupled to an Agilent 7700x ICP-MS | Laboratory of Mineral Resources Research Center, Fuzhou University; Adelaide Microscopy, the University of Adelaide | EPMA point analysis: accelerating voltage 15 kV, beam current 20 nA, beam diameter ~5 μm; EPMA mapping: accelerating voltage 20 kV, working current 50 nA, dwell time ~10 ms; BSE imaging: accelerating voltage 20 kV, beam current 10 nA; LA-ICP-MS: energy density 3~3.5 J/cm2, spot sizes 29 to 51 μm, repetition rates 5 Hz (polished thin-section) and 10 Hz (polished blocks), ~30 s background acquisition, ~40 s sample data acquisition | STDGL3 (Danyushevsky et al. 2011) and GSD-1G (USGS) | 8 | [19 empty] | 4237 | [5 empty] | 112 | [5 empty] | 16 | [9 empty] | 38555 |  | 1.02 |  |  |  | 2.7 | [7 empty] | 0.007 | [13 empty] | 2830 | [15 empty] | 6.6 | [17 empty] | 5.8 | [9 empty] | 0.1 | [35 empty] | CHN | Tibet
| Lawu |  | Magmatic hydrothermal | Skarn | Cu-Pb-Zn skarn | Cu, Pb, Zn | In, Sn | Cu, Pb, Zn, In, Sn |  |  | HTP27-7 |  | underground mine |  |  |  |  | ore material | drill core | underground mining tunnels and drill cores | mineral separate | [5 empty] | mineralisation |  |  |  | sphalerite, chalcopyrite, pyrrhotite, pyrite, arsenopyrite | [6 empty] | galena, bismuthinite, marcasite, iron oxides, pyroxene, actinolite, quartz | thin sections and polished blocks examined using optical microscope, BSE detector, and EDS prior to analysis | EMPA, LA-ICPMS | JEOL JXA-8230 electron probe microanalyzer; RESOlution-LR 193 nm ArF excimer laser ablation system coupled to an Agilent 7700x ICP-MS | Laboratory of Mineral Resources Research Center, Fuzhou University; Adelaide Microscopy, the University of Adelaide | EPMA point analysis: accelerating voltage 15 kV, beam current 20 nA, beam diameter ~5 μm; EPMA mapping: accelerating voltage 20 kV, working current 50 nA, dwell time ~10 ms; BSE imaging: accelerating voltage 20 kV, beam current 10 nA; LA-ICP-MS: energy density 3~3.5 J/cm2, spot sizes 29 to 51 μm, repetition rates 5 Hz (polished thin-section) and 10 Hz (polished blocks), ~30 s background acquisition, ~40 s sample data acquisition | STDGL3 (Danyushevsky et al. 2011) and GSD-1G (USGS) | 5.5 | [19 empty] | 4259 | [5 empty] | 110 | [5 empty] | 9 | [9 empty] | 38187 |  | 0.58 |  |  |  | 2.8 | [7 empty] | 0.007 | [13 empty] | 2819 | [15 empty] | 5 | [17 empty] | 2.7 | [9 empty] | 0.09 | [35 empty] | CHN | Tibet
| Lawu |  | Magmatic hydrothermal | Skarn | Cu-Pb-Zn skarn | Cu, Pb, Zn | In, Sn | Cu, Pb, Zn, In, Sn |  |  | HTP27-8 |  | underground mine |  |  |  |  | ore material | drill core | underground mining tunnels and drill cores | mineral separate | [5 empty] | mineralisation |  |  |  | sphalerite, chalcopyrite, pyrrhotite, pyrite, arsenopyrite | [6 empty] | galena, bismuthinite, marcasite, iron oxides, pyroxene, actinolite, quartz | thin sections and polished blocks examined using optical microscope, BSE detector, and EDS prior to analysis | EMPA, LA-ICPMS | JEOL JXA-8230 electron probe microanalyzer; RESOlution-LR 193 nm ArF excimer laser ablation system coupled to an Agilent 7700x ICP-MS | Laboratory of Mineral Resources Research Center, Fuzhou University; Adelaide Microscopy, the University of Adelaide | EPMA point analysis: accelerating voltage 15 kV, beam current 20 nA, beam diameter ~5 μm; EPMA mapping: accelerating voltage 20 kV, working current 50 nA, dwell time ~10 ms; BSE imaging: accelerating voltage 20 kV, beam current 10 nA; LA-ICP-MS: energy density 3~3.5 J/cm2, spot sizes 29 to 51 μm, repetition rates 5 Hz (polished thin-section) and 10 Hz (polished blocks), ~30 s background acquisition, ~40 s sample data acquisition | STDGL3 (Danyushevsky et al. 2011) and GSD-1G (USGS) | 5 | [19 empty] | 4128 | [5 empty] | 109 | [5 empty] | 8 | [9 empty] | 32878 |  | 1.84 |  |  |  | 2.64 | [7 empty] | 0.009 | [13 empty] | 2866 | [15 empty] | 2 | [17 empty] | 0.3 | [9 empty] | 0.12 | [35 empty] | CHN | Tibet
| Lawu |  | Magmatic hydrothermal | Skarn | Cu-Pb-Zn skarn | Cu, Pb, Zn | In, Sn | Cu, Pb, Zn, In, Sn |  |  | 174HTP1 |  | underground mine |  |  |  |  | ore material | drill core | underground mining tunnels and drill cores | mineral separate | [5 empty] | mineralisation |  |  |  | sphalerite, chalcopyrite, pyrrhotite, pyrite, arsenopyrite | [6 empty] | galena, bismuthinite, marcasite, iron oxides, pyroxene, actinolite, quartz | thin sections and polished blocks examined using optical microscope, BSE detector, and EDS prior to analysis | EMPA, LA-ICPMS | JEOL JXA-8230 electron probe microanalyzer; RESOlution-LR 193 nm ArF excimer laser ablation system coupled to an Agilent 7700x ICP-MS | Laboratory of Mineral Resources Research Center, Fuzhou University; Adelaide Microscopy, the University of Adelaide | EPMA point analysis: accelerating voltage 15 kV, beam current 20 nA, beam diameter ~5 μm; EPMA mapping: accelerating voltage 20 kV, working current 50 nA, dwell time ~10 ms; BSE imaging: accelerating voltage 20 kV, beam current 10 nA; LA-ICP-MS: energy density 3~3.5 J/cm2, spot sizes 29 to 51 μm, repetition rates 5 Hz (polished thin-section) and 10 Hz (polished blocks), ~30 s background acquisition, ~40 s sample data acquisition | STDGL3 (Danyushevsky et al. 2011) and GSD-1G (USGS) | 4.7 | [19 empty] | 5532 | [5 empty] | 71 | [5 empty] | 33 | [9 empty] | 102151 |  | 0.1 |  |  |  | 3.11 | [7 empty] | 0.158 | [13 empty] | 5438 | [15 empty] | 0.9 | [17 empty] | 0.3 | [9 empty] | 0.23 | [35 empty] | CHN | Tibet
| Lawu |  | Magmatic hydrothermal | Skarn | Cu-Pb-Zn skarn | Cu, Pb, Zn | In, Sn | Cu, Pb, Zn, In, Sn |  |  | 174HTP3 |  | underground mine |  |  |  |  | ore material | drill core | underground mining tunnels and drill cores | mineral separate | [5 empty] | mineralisation |  |  |  | sphalerite, chalcopyrite, pyrrhotite, pyrite, arsenopyrite | [6 empty] | galena, bismuthinite, marcasite, iron oxides, pyroxene, actinolite, quartz | thin sections and polished blocks examined using optical microscope, BSE detector, and EDS prior to analysis | EMPA, LA-ICPMS | JEOL JXA-8230 electron probe microanalyzer; RESOlution-LR 193 nm ArF excimer laser ablation system coupled to an Agilent 7700x ICP-MS | Laboratory of Mineral Resources Research Center, Fuzhou University; Adelaide Microscopy, the University of Adelaide | EPMA point analysis: accelerating voltage 15 kV, beam current 20 nA, beam diameter ~5 μm; EPMA mapping: accelerating voltage 20 kV, working current 50 nA, dwell time ~10 ms; BSE imaging: accelerating voltage 20 kV, beam current 10 nA; LA-ICP-MS: energy density 3~3.5 J/cm2, spot sizes 29 to 51 μm, repetition rates 5 Hz (polished thin-section) and 10 Hz (polished blocks), ~30 s background acquisition, ~40 s sample data acquisition | STDGL3 (Danyushevsky et al. 2011) and GSD-1G (USGS) | 7.5 | [19 empty] | 5892 | [5 empty] | 83 | [5 empty] | 41 | [9 empty] | 97556 |  | 0.06 |  |  |  | 3.03 | [7 empty] | 0.104 | [13 empty] | 5578 | [15 empty] | 6.6 | [17 empty] | 4.1 | [9 empty] | 0.07 | [35 empty] | CHN | Tibet
| Lawu |  | Magmatic hydrothermal | Skarn | Cu-Pb-Zn skarn | Cu, Pb, Zn | In, Sn | Cu, Pb, Zn, In, Sn |  |  | 174HTP4 |  | underground mine |  |  |  |  | ore material | drill core | underground mining tunnels and drill cores | mineral separate | [5 empty] | mineralisation |  |  |  | sphalerite, chalcopyrite, pyrrhotite, pyrite, arsenopyrite | [6 empty] | galena, bismuthinite, marcasite, iron oxides, pyroxene, actinolite, quartz | thin sections and polished blocks examined using optical microscope, BSE detector, and EDS prior to analysis | EMPA, LA-ICPMS | JEOL JXA-8230 electron probe microanalyzer; RESOlution-LR 193 nm ArF excimer laser ablation system coupled to an Agilent 7700x ICP-MS | Laboratory of Mineral Resources Research Center, Fuzhou University; Adelaide Microscopy, the University of Adelaide | EPMA point analysis: accelerating voltage 15 kV, beam current 20 nA, beam diameter ~5 μm; EPMA mapping: accelerating voltage 20 kV, working current 50 nA, dwell time ~10 ms; BSE imaging: accelerating voltage 20 kV, beam current 10 nA; LA-ICP-MS: energy density 3~3.5 J/cm2, spot sizes 29 to 51 μm, repetition rates 5 Hz (polished thin-section) and 10 Hz (polished blocks), ~30 s background acquisition, ~40 s sample data acquisition | STDGL3 (Danyushevsky et al. 2011) and GSD-1G (USGS) | 6.5 | [19 empty] | 5486 | [5 empty] | 80 | [5 empty] | 12 | [9 empty] | 92512 |  | 0.46 |  |  |  | 2.76 | [7 empty] | 0.09 | [13 empty] | 5366 | [15 empty] | 3.2 | [17 empty] | 1.5 | [9 empty] | 0.09 | [35 empty] | CHN | Tibet
| Lawu |  | Magmatic hydrothermal | Skarn | Cu-Pb-Zn skarn | Cu, Pb, Zn | In, Sn | Cu, Pb, Zn, In, Sn |  |  | 174HTP5 |  | underground mine |  |  |  |  | ore material | drill core | underground mining tunnels and drill cores | mineral separate | [5 empty] | mineralisation |  |  |  | sphalerite, chalcopyrite, pyrrhotite, pyrite, arsenopyrite | [6 empty] | galena, bismuthinite, marcasite, iron oxides, pyroxene, actinolite, quartz | thin sections and polished blocks examined using optical microscope, BSE detector, and EDS prior to analysis | EMPA, LA-ICPMS | JEOL JXA-8230 electron probe microanalyzer; RESOlution-LR 193 nm ArF excimer laser ablation system coupled to an Agilent 7700x ICP-MS | Laboratory of Mineral Resources Research Center, Fuzhou University; Adelaide Microscopy, the University of Adelaide | EPMA point analysis: accelerating voltage 15 kV, beam current 20 nA, beam diameter ~5 μm; EPMA mapping: accelerating voltage 20 kV, working current 50 nA, dwell time ~10 ms; BSE imaging: accelerating voltage 20 kV, beam current 10 nA; LA-ICP-MS: energy density 3~3.5 J/cm2, spot sizes 29 to 51 μm, repetition rates 5 Hz (polished thin-section) and 10 Hz (polished blocks), ~30 s background acquisition, ~40 s sample data acquisition | STDGL3 (Danyushevsky et al. 2011) and GSD-1G (USGS) | 14.5 | [19 empty] | 5756 | [5 empty] | 72 | [5 empty] | 2853 | [9 empty] | 102774 |  | 0.08 |  |  |  | 3.15 | [7 empty] | 0.136 | [13 empty] | 4840 | [15 empty] | 56 | [17 empty] | 10.5 | [9 empty] | 0.11 | [35 empty] | CHN | Tibet
| Lawu |  | Magmatic hydrothermal | Skarn | Cu-Pb-Zn skarn | Cu, Pb, Zn | In, Sn | Cu, Pb, Zn, In, Sn |  |  | 174HTP6 |  | underground mine |  |  |  |  | ore material | drill core | underground mining tunnels and drill cores | mineral separate | [5 empty] | mineralisation |  |  |  | sphalerite, chalcopyrite, pyrrhotite, pyrite, arsenopyrite | [6 empty] | galena, bismuthinite, marcasite, iron oxides, pyroxene, actinolite, quartz | thin sections and polished blocks examined using optical microscope, BSE detector, and EDS prior to analysis | EMPA, LA-ICPMS | JEOL JXA-8230 electron probe microanalyzer; RESOlution-LR 193 nm ArF excimer laser ablation system coupled to an Agilent 7700x ICP-MS | Laboratory of Mineral Resources Research Center, Fuzhou University; Adelaide Microscopy, the University of Adelaide | EPMA point analysis: accelerating voltage 15 kV, beam current 20 nA, beam diameter ~5 μm; EPMA mapping: accelerating voltage 20 kV, working current 50 nA, dwell time ~10 ms; BSE imaging: accelerating voltage 20 kV, beam current 10 nA; LA-ICP-MS: energy density 3~3.5 J/cm2, spot sizes 29 to 51 μm, repetition rates 5 Hz (polished thin-section) and 10 Hz (polished blocks), ~30 s background acquisition, ~40 s sample data acquisition | STDGL3 (Danyushevsky et al. 2011) and GSD-1G (USGS) | 15.9 | [19 empty] | 5989 | [5 empty] | 70 | [5 empty] | 2180 | [9 empty] | 103733 |  | 0.08 |  |  |  | 3.26 | [7 empty] | 0.153 | [13 empty] | 5232 | [15 empty] | 22 | [17 empty] | 15.2 | [9 empty] | 0.06 | [35 empty] | CHN | Tibet
| Lawu |  | Magmatic hydrothermal | Skarn | Cu-Pb-Zn skarn | Cu, Pb, Zn | In, Sn | Cu, Pb, Zn, In, Sn |  |  | 174HTP7 |  | underground mine |  |  |  |  | ore material | drill core | underground mining tunnels and drill cores | mineral separate | [5 empty] | mineralisation |  |  |  | sphalerite, chalcopyrite, pyrrhotite, pyrite, arsenopyrite | [6 empty] | galena, bismuthinite, marcasite, iron oxides, pyroxene, actinolite, quartz | thin sections and polished blocks examined using optical microscope, BSE detector, and EDS prior to analysis | EMPA, LA-ICPMS | JEOL JXA-8230 electron probe microanalyzer; RESOlution-LR 193 nm ArF excimer laser ablation system coupled to an Agilent 7700x ICP-MS | Laboratory of Mineral Resources Research Center, Fuzhou University; Adelaide Microscopy, the University of Adelaide | EPMA point analysis: accelerating voltage 15 kV, beam current 20 nA, beam diameter ~5 μm; EPMA mapping: accelerating voltage 20 kV, working current 50 nA, dwell time ~10 ms; BSE imaging: accelerating voltage 20 kV, beam current 10 nA; LA-ICP-MS: energy density 3~3.5 J/cm2, spot sizes 29 to 51 μm, repetition rates 5 Hz (polished thin-section) and 10 Hz (polished blocks), ~30 s background acquisition, ~40 s sample data acquisition | STDGL3 (Danyushevsky et al. 2011) and GSD-1G (USGS) | 16 | [19 empty] | 5420 | [5 empty] | 71 | [5 empty] | 533 | [9 empty] | 92567 |  | 0.14 |  |  |  | 2.85 | [7 empty] | 0.133 | [13 empty] | 4359 | [15 empty] | 18 | [17 empty] | 13.4 | [9 empty] | 0.09 | [35 empty] | CHN | Tibet
| Lawu |  | Magmatic hydrothermal | Skarn | Cu-Pb-Zn skarn | Cu, Pb, Zn | In, Sn | Cu, Pb, Zn, In, Sn |  |  | 174HTP8 |  | underground mine |  |  |  |  | ore material | drill core | underground mining tunnels and drill cores | mineral separate | [5 empty] | mineralisation |  |  |  | sphalerite, chalcopyrite, pyrrhotite, pyrite, arsenopyrite | [6 empty] | galena, bismuthinite, marcasite, iron oxides, pyroxene, actinolite, quartz | thin sections and polished blocks examined using optical microscope, BSE detector, and EDS prior to analysis | EMPA, LA-ICPMS | JEOL JXA-8230 electron probe microanalyzer; RESOlution-LR 193 nm ArF excimer laser ablation system coupled to an Agilent 7700x ICP-MS | Laboratory of Mineral Resources Research Center, Fuzhou University; Adelaide Microscopy, the University of Adelaide | EPMA point analysis: accelerating voltage 15 kV, beam current 20 nA, beam diameter ~5 μm; EPMA mapping: accelerating voltage 20 kV, working current 50 nA, dwell time ~10 ms; BSE imaging: accelerating voltage 20 kV, beam current 10 nA; LA-ICP-MS: energy density 3~3.5 J/cm2, spot sizes 29 to 51 μm, repetition rates 5 Hz (polished thin-section) and 10 Hz (polished blocks), ~30 s background acquisition, ~40 s sample data acquisition | STDGL3 (Danyushevsky et al. 2011) and GSD-1G (USGS) | 11.5 | [19 empty] | 5705 | [5 empty] | 94 | [5 empty] | 35 | [9 empty] | 96416 |  | 0.28 |  |  |  | 2.85 | [7 empty] | 0.119 | [13 empty] | 5766 | [15 empty] | 17 | [17 empty] | 7.9 | [9 empty] | 0.11 | [35 empty] | CHN | Tibet
| Lawu |  | Magmatic hydrothermal | Skarn | Cu-Pb-Zn skarn | Cu, Pb, Zn | In, Sn | Cu, Pb, Zn, In, Sn |  |  | 163HTP1 |  | underground mine |  |  |  |  | ore material | drill core | underground mining tunnels and drill cores | mineral separate | [5 empty] | mineralisation |  |  |  | sphalerite, chalcopyrite, pyrrhotite, pyrite, arsenopyrite | [6 empty] | galena, bismuthinite, marcasite, iron oxides, pyroxene, actinolite, quartz | thin sections and polished blocks examined using optical microscope, BSE detector, and EDS prior to analysis | EMPA, LA-ICPMS | JEOL JXA-8230 electron probe microanalyzer; RESOlution-LR 193 nm ArF excimer laser ablation system coupled to an Agilent 7700x ICP-MS | Laboratory of Mineral Resources Research Center, Fuzhou University; Adelaide Microscopy, the University of Adelaide | EPMA point analysis: accelerating voltage 15 kV, beam current 20 nA, beam diameter ~5 μm; EPMA mapping: accelerating voltage 20 kV, working current 50 nA, dwell time ~10 ms; BSE imaging: accelerating voltage 20 kV, beam current 10 nA; LA-ICP-MS: energy density 3~3.5 J/cm2, spot sizes 29 to 51 μm, repetition rates 5 Hz (polished thin-section) and 10 Hz (polished blocks), ~30 s background acquisition, ~40 s sample data acquisition | STDGL3 (Danyushevsky et al. 2011) and GSD-1G (USGS) | 8 | [19 empty] | 4091 | [5 empty] | 442 | [5 empty] | 12 | [9 empty] | 21160 |  | 0.32 |  |  |  | 3.1 | [7 empty] | 0.002 | [13 empty] | 1295 | [15 empty] | 78 | [17 empty] | 6.4 | [9 empty] | 0.23 | [35 empty] | CHN | Tibet
| Lawu |  | Magmatic hydrothermal | Skarn | Cu-Pb-Zn skarn | Cu, Pb, Zn | In, Sn | Cu, Pb, Zn, In, Sn |  |  | 163HTP2 |  | underground mine |  |  |  |  | ore material | drill core | underground mining tunnels and drill cores | mineral separate | [5 empty] | mineralisation |  |  |  | sphalerite, chalcopyrite, pyrrhotite, pyrite, arsenopyrite | [6 empty] | galena, bismuthinite, marcasite, iron oxides, pyroxene, actinolite, quartz | thin sections and polished blocks examined using optical microscope, BSE detector, and EDS prior to analysis | EMPA, LA-ICPMS | JEOL JXA-8230 electron probe microanalyzer; RESOlution-LR 193 nm ArF excimer laser ablation system coupled to an Agilent 7700x ICP-MS | Laboratory of Mineral Resources Research Center, Fuzhou University; Adelaide Microscopy, the University of Adelaide | EPMA point analysis: accelerating voltage 15 kV, beam current 20 nA, beam diameter ~5 μm; EPMA mapping: accelerating voltage 20 kV, working current 50 nA, dwell time ~10 ms; BSE imaging: accelerating voltage 20 kV, beam current 10 nA; LA-ICP-MS: energy density 3~3.5 J/cm2, spot sizes 29 to 51 μm, repetition rates 5 Hz (polished thin-section) and 10 Hz (polished blocks), ~30 s background acquisition, ~40 s sample data acquisition | STDGL3 (Danyushevsky et al. 2011) and GSD-1G (USGS) | 7.6 | [19 empty] | 4237 | [5 empty] | 428 | [5 empty] | 9 | [9 empty] | 20311 |  | 0.45 |  |  |  | 2.62 | [7 empty] | 0.005 | [13 empty] | 1241 | [15 empty] | 364 | [17 empty] | 3.2 | [9 empty] | 0.08 | [35 empty] | CHN | Tibet
| Lawu |  | Magmatic hydrothermal | Skarn | Cu-Pb-Zn skarn | Cu, Pb, Zn | In, Sn | Cu, Pb, Zn, In, Sn |  |  | 163HTP3 |  | underground mine |  |  |  |  | ore material | drill core | underground mining tunnels and drill cores | mineral separate | [5 empty] | mineralisation |  |  |  | sphalerite, chalcopyrite, pyrrhotite, pyrite, arsenopyrite | [6 empty] | galena, bismuthinite, marcasite, iron oxides, pyroxene, actinolite, quartz | thin sections and polished blocks examined using optical microscope, BSE detector, and EDS prior to analysis | EMPA, LA-ICPMS | JEOL JXA-8230 electron probe microanalyzer; RESOlution-LR 193 nm ArF excimer laser ablation system coupled to an Agilent 7700x ICP-MS | Laboratory of Mineral Resources Research Center, Fuzhou University; Adelaide Microscopy, the University of Adelaide | EPMA point analysis: accelerating voltage 15 kV, beam current 20 nA, beam diameter ~5 μm; EPMA mapping: accelerating voltage 20 kV, working current 50 nA, dwell time ~10 ms; BSE imaging: accelerating voltage 20 kV, beam current 10 nA; LA-ICP-MS: energy density 3~3.5 J/cm2, spot sizes 29 to 51 μm, repetition rates 5 Hz (polished thin-section) and 10 Hz (polished blocks), ~30 s background acquisition, ~40 s sample data acquisition | STDGL3 (Danyushevsky et al. 2011) and GSD-1G (USGS) | 5.4 | [19 empty] | 4179 | [5 empty] | 443 | [5 empty] | 6 | [9 empty] | 20417 |  | 0.74 |  |  |  | 2.78 | [7 empty] | 0.004 | [13 empty] | 1247 | [15 empty] | 1.5 | [17 empty] | 0.5 | [9 empty] | 0.09 | [35 empty] | CHN | Tibet
| Lawu |  | Magmatic hydrothermal | Skarn | Cu-Pb-Zn skarn | Cu, Pb, Zn | In, Sn | Cu, Pb, Zn, In, Sn |  |  | 163HTP4 |  | underground mine |  |  |  |  | ore material | drill core | underground mining tunnels and drill cores | mineral separate | [5 empty] | mineralisation |  |  |  | sphalerite, chalcopyrite, pyrrhotite, pyrite, arsenopyrite | [6 empty] | galena, bismuthinite, marcasite, iron oxides, pyroxene, actinolite, quartz | thin sections and polished blocks examined using optical microscope, BSE detector, and EDS prior to analysis | EMPA, LA-ICPMS | JEOL JXA-8230 electron probe microanalyzer; RESOlution-LR 193 nm ArF excimer laser ablation system coupled to an Agilent 7700x ICP-MS | Laboratory of Mineral Resources Research Center, Fuzhou University; Adelaide Microscopy, the University of Adelaide | EPMA point analysis: accelerating voltage 15 kV, beam current 20 nA, beam diameter ~5 μm; EPMA mapping: accelerating voltage 20 kV, working current 50 nA, dwell time ~10 ms; BSE imaging: accelerating voltage 20 kV, beam current 10 nA; LA-ICP-MS: energy density 3~3.5 J/cm2, spot sizes 29 to 51 μm, repetition rates 5 Hz (polished thin-section) and 10 Hz (polished blocks), ~30 s background acquisition, ~40 s sample data acquisition | STDGL3 (Danyushevsky et al. 2011) and GSD-1G (USGS) | 6.1 | [19 empty] | 4218 | [5 empty] | 428 | [5 empty] | 9 | [9 empty] | 20852 |  | 0.35 |  |  |  | 2.51 | [7 empty] | 0.004 | [13 empty] | 1272 | [15 empty] | 7.2 | [17 empty] | 2.9 | [9 empty] | 0.07 | [35 empty] | CHN | Tibet
| Lawu |  | Magmatic hydrothermal | Skarn | Cu-Pb-Zn skarn | Cu, Pb, Zn | In, Sn | Cu, Pb, Zn, In, Sn |  |  | 163HTP5 |  | underground mine |  |  |  |  | ore material | drill core | underground mining tunnels and drill cores | mineral separate | [5 empty] | mineralisation |  |  |  | sphalerite, chalcopyrite, pyrrhotite, pyrite, arsenopyrite | [6 empty] | galena, bismuthinite, marcasite, iron oxides, pyroxene, actinolite, quartz | thin sections and polished blocks examined using optical microscope, BSE detector, and EDS prior to analysis | EMPA, LA-ICPMS | JEOL JXA-8230 electron probe microanalyzer; RESOlution-LR 193 nm ArF excimer laser ablation system coupled to an Agilent 7700x ICP-MS | Laboratory of Mineral Resources Research Center, Fuzhou University; Adelaide Microscopy, the University of Adelaide | EPMA point analysis: accelerating voltage 15 kV, beam current 20 nA, beam diameter ~5 μm; EPMA mapping: accelerating voltage 20 kV, working current 50 nA, dwell time ~10 ms; BSE imaging: accelerating voltage 20 kV, beam current 10 nA; LA-ICP-MS: energy density 3~3.5 J/cm2, spot sizes 29 to 51 μm, repetition rates 5 Hz (polished thin-section) and 10 Hz (polished blocks), ~30 s background acquisition, ~40 s sample data acquisition | STDGL3 (Danyushevsky et al. 2011) and GSD-1G (USGS) | 4.9 | [19 empty] | 4192 | [5 empty] | 431 | [5 empty] | 6 | [9 empty] | 20684 |  | 0.6 |  |  |  | 2.79 | [7 empty] | 0.003 | [13 empty] | 1260 | [15 empty] | 60 | [17 empty] | 0.3 | [9 empty] | 0.09 | [35 empty] | CHN | Tibet
| Lawu |  | Magmatic hydrothermal | Skarn | Cu-Pb-Zn skarn | Cu, Pb, Zn | In, Sn | Cu, Pb, Zn, In, Sn |  |  | 163HTP6 |  | underground mine |  |  |  |  | ore material | drill core | underground mining tunnels and drill cores | mineral separate | [5 empty] | mineralisation |  |  |  | sphalerite, chalcopyrite, pyrrhotite, pyrite, arsenopyrite | [6 empty] | galena, bismuthinite, marcasite, iron oxides, pyroxene, actinolite, quartz | thin sections and polished blocks examined using optical microscope, BSE detector, and EDS prior to analysis | EMPA, LA-ICPMS | JEOL JXA-8230 electron probe microanalyzer; RESOlution-LR 193 nm ArF excimer laser ablation system coupled to an Agilent 7700x ICP-MS | Laboratory of Mineral Resources Research Center, Fuzhou University; Adelaide Microscopy, the University of Adelaide | EPMA point analysis: accelerating voltage 15 kV, beam current 20 nA, beam diameter ~5 μm; EPMA mapping: accelerating voltage 20 kV, working current 50 nA, dwell time ~10 ms; BSE imaging: accelerating voltage 20 kV, beam current 10 nA; LA-ICP-MS: energy density 3~3.5 J/cm2, spot sizes 29 to 51 μm, repetition rates 5 Hz (polished thin-section) and 10 Hz (polished blocks), ~30 s background acquisition, ~40 s sample data acquisition | STDGL3 (Danyushevsky et al. 2011) and GSD-1G (USGS) | 5 | [19 empty] | 4004 | [5 empty] | 473 | [5 empty] | 7 | [9 empty] | 21359 |  | 0.85 |  |  |  | 2.88 | [7 empty] | 0.002 | [13 empty] | 1296 | [15 empty] | 2.1 | [17 empty] | 0.8 | [9 empty] | 0.07 | [35 empty] | CHN | Tibet
| Lawu |  | Magmatic hydrothermal | Skarn | Cu-Pb-Zn skarn | Cu, Pb, Zn | In, Sn | Cu, Pb, Zn, In, Sn |  |  | 163HTP7 |  | underground mine |  |  |  |  | ore material | drill core | underground mining tunnels and drill cores | mineral separate | [5 empty] | mineralisation |  |  |  | sphalerite, chalcopyrite, pyrrhotite, pyrite, arsenopyrite | [6 empty] | galena, bismuthinite, marcasite, iron oxides, pyroxene, actinolite, quartz | thin sections and polished blocks examined using optical microscope, BSE detector, and EDS prior to analysis | EMPA, LA-ICPMS | JEOL JXA-8230 electron probe microanalyzer; RESOlution-LR 193 nm ArF excimer laser ablation system coupled to an Agilent 7700x ICP-MS | Laboratory of Mineral Resources Research Center, Fuzhou University; Adelaide Microscopy, the University of Adelaide | EPMA point analysis: accelerating voltage 15 kV, beam current 20 nA, beam diameter ~5 μm; EPMA mapping: accelerating voltage 20 kV, working current 50 nA, dwell time ~10 ms; BSE imaging: accelerating voltage 20 kV, beam current 10 nA; LA-ICP-MS: energy density 3~3.5 J/cm2, spot sizes 29 to 51 μm, repetition rates 5 Hz (polished thin-section) and 10 Hz (polished blocks), ~30 s background acquisition, ~40 s sample data acquisition | STDGL3 (Danyushevsky et al. 2011) and GSD-1G (USGS) | 4.4 | [19 empty] | 4092 | [5 empty] | 473 | [5 empty] | 7 | [9 empty] | 21367 |  | 0.87 |  |  |  | 2.95 | [7 empty] | 0.002 | [13 empty] | 1325 | [15 empty] | 0.5 | [17 empty] | 0.1 | [9 empty] | 0.1 | [35 empty] | CHN | Tibet
| Lawu |  | Magmatic hydrothermal | Skarn | Cu-Pb-Zn skarn | Cu, Pb, Zn | In, Sn | Cu, Pb, Zn, In, Sn |  |  | 163HTP8 |  | underground mine |  |  |  |  | ore material | drill core | underground mining tunnels and drill cores | mineral separate | [5 empty] | mineralisation |  |  |  | sphalerite, chalcopyrite, pyrrhotite, pyrite, arsenopyrite | [6 empty] | galena, bismuthinite, marcasite, iron oxides, pyroxene, actinolite, quartz | thin sections and polished blocks examined using optical microscope, BSE detector, and EDS prior to analysis | EMPA, LA-ICPMS | JEOL JXA-8230 electron probe microanalyzer; RESOlution-LR 193 nm ArF excimer laser ablation system coupled to an Agilent 7700x ICP-MS | Laboratory of Mineral Resources Research Center, Fuzhou University; Adelaide Microscopy, the University of Adelaide | EPMA point analysis: accelerating voltage 15 kV, beam current 20 nA, beam diameter ~5 μm; EPMA mapping: accelerating voltage 20 kV, working current 50 nA, dwell time ~10 ms; BSE imaging: accelerating voltage 20 kV, beam current 10 nA; LA-ICP-MS: energy density 3~3.5 J/cm2, spot sizes 29 to 51 μm, repetition rates 5 Hz (polished thin-section) and 10 Hz (polished blocks), ~30 s background acquisition, ~40 s sample data acquisition | STDGL3 (Danyushevsky et al. 2011) and GSD-1G (USGS) | 10.1 | [19 empty] | 3991 | [5 empty] | 473 | [5 empty] | 778 | [9 empty] | 20646 |  | 0.35 |  |  |  | 2.73 | [7 empty] | 0.001 | [13 empty] | 1250 | [15 empty] | 169 | [17 empty] | 6.6 | [9 empty] | 0.1 | [35 empty] | CHN | Tibet
| Lawu |  | Magmatic hydrothermal | Skarn | Cu-Pb-Zn skarn | Cu, Pb, Zn | In, Sn | Cu, Pb, Zn, In, Sn |  |  | 47LZY2 |  | underground mine |  |  |  |  | ore material | drill core | underground mining tunnels and drill cores | mineral separate | [5 empty] | mineralisation |  |  |  | sphalerite, chalcopyrite, pyrrhotite, pyrite, arsenopyrite | [6 empty] | galena, bismuthinite, marcasite, iron oxides, pyroxene, actinolite, quartz | thin sections and polished blocks examined using optical microscope, BSE detector, and EDS prior to analysis | EMPA, LA-ICPMS | JEOL JXA-8230 electron probe microanalyzer; RESOlution-LR 193 nm ArF excimer laser ablation system coupled to an Agilent 7700x ICP-MS | Laboratory of Mineral Resources Research Center, Fuzhou University; Adelaide Microscopy, the University of Adelaide | EPMA point analysis: accelerating voltage 15 kV, beam current 20 nA, beam diameter ~5 μm; EPMA mapping: accelerating voltage 20 kV, working current 50 nA, dwell time ~10 ms; BSE imaging: accelerating voltage 20 kV, beam current 10 nA; LA-ICP-MS: energy density 3~3.5 J/cm2, spot sizes 29 to 51 μm, repetition rates 5 Hz (polished thin-section) and 10 Hz (polished blocks), ~30 s background acquisition, ~40 s sample data acquisition | STDGL3 (Danyushevsky et al. 2011) and GSD-1G (USGS) | 4.4 | [19 empty] | 2290 | [5 empty] | 461 | [5 empty] | 194 | [9 empty] | 44682 |  | 0.19 |  |  |  | 2.9 | [7 empty] | 0.106 | [13 empty] | 1241 | [15 empty] | 62.5 | [17 empty] | 6.1 | [9 empty] | 0.03 | [35 empty] | CHN | Tibet
| Lawu |  | Magmatic hydrothermal | Skarn | Cu-Pb-Zn skarn | Cu, Pb, Zn | In, Sn | Cu, Pb, Zn, In, Sn |  |  | 47LZY3 |  | underground mine |  |  |  |  | ore material | drill core | underground mining tunnels and drill cores | mineral separate | [5 empty] | mineralisation |  |  |  | sphalerite, chalcopyrite, pyrrhotite, pyrite, arsenopyrite | [6 empty] | galena, bismuthinite, marcasite, iron oxides, pyroxene, actinolite, quartz | thin sections and polished blocks examined using optical microscope, BSE detector, and EDS prior to analysis | EMPA, LA-ICPMS | JEOL JXA-8230 electron probe microanalyzer; RESOlution-LR 193 nm ArF excimer laser ablation system coupled to an Agilent 7700x ICP-MS | Laboratory of Mineral Resources Research Center, Fuzhou University; Adelaide Microscopy, the University of Adelaide | EPMA point analysis: accelerating voltage 15 kV, beam current 20 nA, beam diameter ~5 μm; EPMA mapping: accelerating voltage 20 kV, working current 50 nA, dwell time ~10 ms; BSE imaging: accelerating voltage 20 kV, beam current 10 nA; LA-ICP-MS: energy density 3~3.5 J/cm2, spot sizes 29 to 51 μm, repetition rates 5 Hz (polished thin-section) and 10 Hz (polished blocks), ~30 s background acquisition, ~40 s sample data acquisition | STDGL3 (Danyushevsky et al. 2011) and GSD-1G (USGS) | 3.8 | [19 empty] | 2299 | [5 empty] | 435 | [5 empty] | 5 | [9 empty] | 43179 |  | 0.26 |  |  |  | 2.82 | [7 empty] | 0.117 | [13 empty] | 1392 | [15 empty] | 1.1 | [17 empty] | 0.9 | [9 empty] | 0.09 | [35 empty] | CHN | Tibet
| Lawu |  | Magmatic hydrothermal | Skarn | Cu-Pb-Zn skarn | Cu, Pb, Zn | In, Sn | Cu, Pb, Zn, In, Sn |  |  | 47LZY4 |  | underground mine |  |  |  |  | ore material | drill core | underground mining tunnels and drill cores | mineral separate | [5 empty] | mineralisation |  |  |  | sphalerite, chalcopyrite, pyrrhotite, pyrite, arsenopyrite | [6 empty] | galena, bismuthinite, marcasite, iron oxides, pyroxene, actinolite, quartz | thin sections and polished blocks examined using optical microscope, BSE detector, and EDS prior to analysis | EMPA, LA-ICPMS | JEOL JXA-8230 electron probe microanalyzer; RESOlution-LR 193 nm ArF excimer laser ablation system coupled to an Agilent 7700x ICP-MS | Laboratory of Mineral Resources Research Center, Fuzhou University; Adelaide Microscopy, the University of Adelaide | EPMA point analysis: accelerating voltage 15 kV, beam current 20 nA, beam diameter ~5 μm; EPMA mapping: accelerating voltage 20 kV, working current 50 nA, dwell time ~10 ms; BSE imaging: accelerating voltage 20 kV, beam current 10 nA; LA-ICP-MS: energy density 3~3.5 J/cm2, spot sizes 29 to 51 μm, repetition rates 5 Hz (polished thin-section) and 10 Hz (polished blocks), ~30 s background acquisition, ~40 s sample data acquisition | STDGL3 (Danyushevsky et al. 2011) and GSD-1G (USGS) | 3.9 | [19 empty] | 2323 | [5 empty] | 440 | [5 empty] | 8 | [9 empty] | 44123 |  | 0.22 |  |  |  | 2.69 | [7 empty] | 0.11 | [13 empty] | 1553 | [15 empty] | 0.6 | [17 empty] | 0.3 | [9 empty] | 0.1 | [35 empty] | CHN | Tibet
| Lawu |  | Magmatic hydrothermal | Skarn | Cu-Pb-Zn skarn | Cu, Pb, Zn | In, Sn | Cu, Pb, Zn, In, Sn |  |  | 47LZY6 |  | underground mine |  |  |  |  | ore material | drill core | underground mining tunnels and drill cores | mineral separate | [5 empty] | mineralisation |  |  |  | sphalerite, chalcopyrite, pyrrhotite, pyrite, arsenopyrite | [6 empty] | galena, bismuthinite, marcasite, iron oxides, pyroxene, actinolite, quartz | thin sections and polished blocks examined using optical microscope, BSE detector, and EDS prior to analysis | EMPA, LA-ICPMS | JEOL JXA-8230 electron probe microanalyzer; RESOlution-LR 193 nm ArF excimer laser ablation system coupled to an Agilent 7700x ICP-MS | Laboratory of Mineral Resources Research Center, Fuzhou University; Adelaide Microscopy, the University of Adelaide | EPMA point analysis: accelerating voltage 15 kV, beam current 20 nA, beam diameter ~5 μm; EPMA mapping: accelerating voltage 20 kV, working current 50 nA, dwell time ~10 ms; BSE imaging: accelerating voltage 20 kV, beam current 10 nA; LA-ICP-MS: energy density 3~3.5 J/cm2, spot sizes 29 to 51 μm, repetition rates 5 Hz (polished thin-section) and 10 Hz (polished blocks), ~30 s background acquisition, ~40 s sample data acquisition | STDGL3 (Danyushevsky et al. 2011) and GSD-1G (USGS) | 3.8 | [19 empty] | 2168 | [5 empty] | 427 | [5 empty] | 11 | [9 empty] | 44768 |  | 1.03 |  |  |  | 2.9 | [7 empty] | 0.11 | [13 empty] | 2143 | [15 empty] | 5 | [17 empty] | 4 | [9 empty] | 0.14 | [35 empty] | CHN | Tibet
| Lawu |  | Magmatic hydrothermal | Skarn | Cu-Pb-Zn skarn | Cu, Pb, Zn | In, Sn | Cu, Pb, Zn, In, Sn |  |  | 47LZY7 |  | underground mine |  |  |  |  | ore material | drill core | underground mining tunnels and drill cores | mineral separate | [5 empty] | mineralisation |  |  |  | sphalerite, chalcopyrite, pyrrhotite, pyrite, arsenopyrite | [6 empty] | galena, bismuthinite, marcasite, iron oxides, pyroxene, actinolite, quartz | thin sections and polished blocks examined using optical microscope, BSE detector, and EDS prior to analysis | EMPA, LA-ICPMS | JEOL JXA-8230 electron probe microanalyzer; RESOlution-LR 193 nm ArF excimer laser ablation system coupled to an Agilent 7700x ICP-MS | Laboratory of Mineral Resources Research Center, Fuzhou University; Adelaide Microscopy, the University of Adelaide | EPMA point analysis: accelerating voltage 15 kV, beam current 20 nA, beam diameter ~5 μm; EPMA mapping: accelerating voltage 20 kV, working current 50 nA, dwell time ~10 ms; BSE imaging: accelerating voltage 20 kV, beam current 10 nA; LA-ICP-MS: energy density 3~3.5 J/cm2, spot sizes 29 to 51 μm, repetition rates 5 Hz (polished thin-section) and 10 Hz (polished blocks), ~30 s background acquisition, ~40 s sample data acquisition | STDGL3 (Danyushevsky et al. 2011) and GSD-1G (USGS) | 4.4 | [19 empty] | 2235 | [5 empty] | 429 | [5 empty] | 13 | [9 empty] | 43310 |  | 0.26 |  |  |  | 2.7 | [7 empty] | 0.111 | [13 empty] | 1431 | [15 empty] | 10.9 | [17 empty] | 6.6 | [9 empty] | 0.13 | [35 empty] | CHN | Tibet
| Lawu |  | Magmatic hydrothermal | Skarn | Cu-Pb-Zn skarn | Cu, Pb, Zn | In, Sn | Cu, Pb, Zn, In, Sn |  |  | 47LZY8 |  | underground mine |  |  |  |  | ore material | drill core | underground mining tunnels and drill cores | mineral separate | [5 empty] | mineralisation |  |  |  | sphalerite, chalcopyrite, pyrrhotite, pyrite, arsenopyrite | [6 empty] | galena, bismuthinite, marcasite, iron oxides, pyroxene, actinolite, quartz | thin sections and polished blocks examined using optical microscope, BSE detector, and EDS prior to analysis | EMPA, LA-ICPMS | JEOL JXA-8230 electron probe microanalyzer; RESOlution-LR 193 nm ArF excimer laser ablation system coupled to an Agilent 7700x ICP-MS | Laboratory of Mineral Resources Research Center, Fuzhou University; Adelaide Microscopy, the University of Adelaide | EPMA point analysis: accelerating voltage 15 kV, beam current 20 nA, beam diameter ~5 μm; EPMA mapping: accelerating voltage 20 kV, working current 50 nA, dwell time ~10 ms; BSE imaging: accelerating voltage 20 kV, beam current 10 nA; LA-ICP-MS: energy density 3~3.5 J/cm2, spot sizes 29 to 51 μm, repetition rates 5 Hz (polished thin-section) and 10 Hz (polished blocks), ~30 s background acquisition, ~40 s sample data acquisition | STDGL3 (Danyushevsky et al. 2011) and GSD-1G (USGS) | 4.6 | [19 empty] | 2303 | [5 empty] | 427 | [5 empty] | 13 | [9 empty] | 43040 |  | 0.21 |  |  |  | 2.77 | [7 empty] | 0.109 | [13 empty] | 1430 | [15 empty] | 13.9 | [17 empty] | 6.3 | [9 empty] | 0.1 | [35 empty] | CHN | Tibet
| Lawu |  | Magmatic hydrothermal | Skarn | Cu-Pb-Zn skarn | Cu, Pb, Zn | In, Sn | Cu, Pb, Zn, In, Sn |  |  | 29LZY1 |  | underground mine |  |  |  |  | ore material | drill core | underground mining tunnels and drill cores | mineral separate | [5 empty] | mineralisation |  |  |  | sphalerite, chalcopyrite, pyrrhotite, pyrite, arsenopyrite | [6 empty] | galena, bismuthinite, marcasite, iron oxides, pyroxene, actinolite, quartz | thin sections and polished blocks examined using optical microscope, BSE detector, and EDS prior to analysis | EMPA, LA-ICPMS | JEOL JXA-8230 electron probe microanalyzer; RESOlution-LR 193 nm ArF excimer laser ablation system coupled to an Agilent 7700x ICP-MS | Laboratory of Mineral Resources Research Center, Fuzhou University; Adelaide Microscopy, the University of Adelaide | EPMA point analysis: accelerating voltage 15 kV, beam current 20 nA, beam diameter ~5 μm; EPMA mapping: accelerating voltage 20 kV, working current 50 nA, dwell time ~10 ms; BSE imaging: accelerating voltage 20 kV, beam current 10 nA; LA-ICP-MS: energy density 3~3.5 J/cm2, spot sizes 29 to 51 μm, repetition rates 5 Hz (polished thin-section) and 10 Hz (polished blocks), ~30 s background acquisition, ~40 s sample data acquisition | STDGL3 (Danyushevsky et al. 2011) and GSD-1G (USGS) | 5.4 | [19 empty] | 2091 | [5 empty] | 257 | [5 empty] | 111 | [9 empty] | 105858 |  | 0.62 |  |  |  | 2.8 | [7 empty] | 0.06 | [13 empty] | 601 | [15 empty] | 2.5 | [17 empty] | 4.1 | [9 empty] | 1.23 | [35 empty] | CHN | Tibet
| Lawu |  | Magmatic hydrothermal | Skarn | Cu-Pb-Zn skarn | Cu, Pb, Zn | In, Sn | Cu, Pb, Zn, In, Sn |  |  | 29LZY2 |  | underground mine |  |  |  |  | ore material | drill core | underground mining tunnels and drill cores | mineral separate | [5 empty] | mineralisation |  |  |  | sphalerite, chalcopyrite, pyrrhotite, pyrite, arsenopyrite | [6 empty] | galena, bismuthinite, marcasite, iron oxides, pyroxene, actinolite, quartz | thin sections and polished blocks examined using optical microscope, BSE detector, and EDS prior to analysis | EMPA, LA-ICPMS | JEOL JXA-8230 electron probe microanalyzer; RESOlution-LR 193 nm ArF excimer laser ablation system coupled to an Agilent 7700x ICP-MS | Laboratory of Mineral Resources Research Center, Fuzhou University; Adelaide Microscopy, the University of Adelaide | EPMA point analysis: accelerating voltage 15 kV, beam current 20 nA, beam diameter ~5 μm; EPMA mapping: accelerating voltage 20 kV, working current 50 nA, dwell time ~10 ms; BSE imaging: accelerating voltage 20 kV, beam current 10 nA; LA-ICP-MS: energy density 3~3.5 J/cm2, spot sizes 29 to 51 μm, repetition rates 5 Hz (polished thin-section) and 10 Hz (polished blocks), ~30 s background acquisition, ~40 s sample data acquisition | STDGL3 (Danyushevsky et al. 2011) and GSD-1G (USGS) | 4.4 | [19 empty] | 2050 | [5 empty] | 228 | [5 empty] | 16 | [9 empty] | 97175 |  | 0.58 |  |  |  | 2.96 | [7 empty] | 0.047 | [13 empty] | 684 | [15 empty] | 0.6 | [17 empty] | 0.1 | [9 empty] | 0.14 | [35 empty] | CHN | Tibet
| Lawu |  | Magmatic hydrothermal | Skarn | Cu-Pb-Zn skarn | Cu, Pb, Zn | In, Sn | Cu, Pb, Zn, In, Sn |  |  | 29LZY3 |  | underground mine |  |  |  |  | ore material | drill core | underground mining tunnels and drill cores | mineral separate | [5 empty] | mineralisation |  |  |  | sphalerite, chalcopyrite, pyrrhotite, pyrite, arsenopyrite | [6 empty] | galena, bismuthinite, marcasite, iron oxides, pyroxene, actinolite, quartz | thin sections and polished blocks examined using optical microscope, BSE detector, and EDS prior to analysis | EMPA, LA-ICPMS | JEOL JXA-8230 electron probe microanalyzer; RESOlution-LR 193 nm ArF excimer laser ablation system coupled to an Agilent 7700x ICP-MS | Laboratory of Mineral Resources Research Center, Fuzhou University; Adelaide Microscopy, the University of Adelaide | EPMA point analysis: accelerating voltage 15 kV, beam current 20 nA, beam diameter ~5 μm; EPMA mapping: accelerating voltage 20 kV, working current 50 nA, dwell time ~10 ms; BSE imaging: accelerating voltage 20 kV, beam current 10 nA; LA-ICP-MS: energy density 3~3.5 J/cm2, spot sizes 29 to 51 μm, repetition rates 5 Hz (polished thin-section) and 10 Hz (polished blocks), ~30 s background acquisition, ~40 s sample data acquisition | STDGL3 (Danyushevsky et al. 2011) and GSD-1G (USGS) | 5.3 | [19 empty] | 2068 | [5 empty] | 313 | [5 empty] | 56 | [9 empty] | 99246 |  | 0.54 |  |  |  | 3.19 | [7 empty] | 0.023 | [13 empty] | 658 | [15 empty] | 0.9 | [17 empty] | 0.7 | [9 empty] | 0.14 | [35 empty] | CHN | Tibet
| Lawu |  | Magmatic hydrothermal | Skarn | Cu-Pb-Zn skarn | Cu, Pb, Zn | In, Sn | Cu, Pb, Zn, In, Sn |  |  | 29LZY4 |  | underground mine |  |  |  |  | ore material | drill core | underground mining tunnels and drill cores | mineral separate | [5 empty] | mineralisation |  |  |  | sphalerite, chalcopyrite, pyrrhotite, pyrite, arsenopyrite | [6 empty] | galena, bismuthinite, marcasite, iron oxides, pyroxene, actinolite, quartz | thin sections and polished blocks examined using optical microscope, BSE detector, and EDS prior to analysis | EMPA, LA-ICPMS | JEOL JXA-8230 electron probe microanalyzer; RESOlution-LR 193 nm ArF excimer laser ablation system coupled to an Agilent 7700x ICP-MS | Laboratory of Mineral Resources Research Center, Fuzhou University; Adelaide Microscopy, the University of Adelaide | EPMA point analysis: accelerating voltage 15 kV, beam current 20 nA, beam diameter ~5 μm; EPMA mapping: accelerating voltage 20 kV, working current 50 nA, dwell time ~10 ms; BSE imaging: accelerating voltage 20 kV, beam current 10 nA; LA-ICP-MS: energy density 3~3.5 J/cm2, spot sizes 29 to 51 μm, repetition rates 5 Hz (polished thin-section) and 10 Hz (polished blocks), ~30 s background acquisition, ~40 s sample data acquisition | STDGL3 (Danyushevsky et al. 2011) and GSD-1G (USGS) | 6.3 | [19 empty] | 2004 | [5 empty] | 220 | [5 empty] | 67 | [9 empty] | 93164 |  | 0.67 |  |  |  | 2.57 | [7 empty] | 0.069 | [13 empty] | 635 | [15 empty] | 3.4 | [17 empty] | 8.1 | [9 empty] | 9.11 | [35 empty] | CHN | Tibet
| Lawu |  | Magmatic hydrothermal | Skarn | Cu-Pb-Zn skarn | Cu, Pb, Zn | In, Sn | Cu, Pb, Zn, In, Sn |  |  | 29LZY5 |  | underground mine |  |  |  |  | ore material | drill core | underground mining tunnels and drill cores | mineral separate | [5 empty] | mineralisation |  |  |  | sphalerite, chalcopyrite, pyrrhotite, pyrite, arsenopyrite | [6 empty] | galena, bismuthinite, marcasite, iron oxides, pyroxene, actinolite, quartz | thin sections and polished blocks examined using optical microscope, BSE detector, and EDS prior to analysis | EMPA, LA-ICPMS | JEOL JXA-8230 electron probe microanalyzer; RESOlution-LR 193 nm ArF excimer laser ablation system coupled to an Agilent 7700x ICP-MS | Laboratory of Mineral Resources Research Center, Fuzhou University; Adelaide Microscopy, the University of Adelaide | EPMA point analysis: accelerating voltage 15 kV, beam current 20 nA, beam diameter ~5 μm; EPMA mapping: accelerating voltage 20 kV, working current 50 nA, dwell time ~10 ms; BSE imaging: accelerating voltage 20 kV, beam current 10 nA; LA-ICP-MS: energy density 3~3.5 J/cm2, spot sizes 29 to 51 μm, repetition rates 5 Hz (polished thin-section) and 10 Hz (polished blocks), ~30 s background acquisition, ~40 s sample data acquisition | STDGL3 (Danyushevsky et al. 2011) and GSD-1G (USGS) | 5.3 | [19 empty] | 2020 | [5 empty] | 246 | [5 empty] | 40 | [9 empty] | 105621 |  | 0.47 |  |  |  | 3.73 | [7 empty] | 0.024 | [13 empty] | 737 | [15 empty] | 2.6 | [17 empty] | 2.9 | [9 empty] | 0.04 | [35 empty] | CHN | Tibet
| Lawu |  | Magmatic hydrothermal | Skarn | Cu-Pb-Zn skarn | Cu, Pb, Zn | In, Sn | Cu, Pb, Zn, In, Sn |  |  | 29LZY6 |  | underground mine |  |  |  |  | ore material | drill core | underground mining tunnels and drill cores | mineral separate | [5 empty] | mineralisation |  |  |  | sphalerite, chalcopyrite, pyrrhotite, pyrite, arsenopyrite | [6 empty] | galena, bismuthinite, marcasite, iron oxides, pyroxene, actinolite, quartz | thin sections and polished blocks examined using optical microscope, BSE detector, and EDS prior to analysis | EMPA, LA-ICPMS | JEOL JXA-8230 electron probe microanalyzer; RESOlution-LR 193 nm ArF excimer laser ablation system coupled to an Agilent 7700x ICP-MS | Laboratory of Mineral Resources Research Center, Fuzhou University; Adelaide Microscopy, the University of Adelaide | EPMA point analysis: accelerating voltage 15 kV, beam current 20 nA, beam diameter ~5 μm; EPMA mapping: accelerating voltage 20 kV, working current 50 nA, dwell time ~10 ms; BSE imaging: accelerating voltage 20 kV, beam current 10 nA; LA-ICP-MS: energy density 3~3.5 J/cm2, spot sizes 29 to 51 μm, repetition rates 5 Hz (polished thin-section) and 10 Hz (polished blocks), ~30 s background acquisition, ~40 s sample data acquisition | STDGL3 (Danyushevsky et al. 2011) and GSD-1G (USGS) | 14.1 | [19 empty] | 1795 | [5 empty] | 245 | [5 empty] | 399 | [9 empty] | 94392 |  | 0.48 |  |  |  | 3.21 | [7 empty] | 0.071 | [13 empty] | 630 | [15 empty] | 30.8 | [17 empty] | 19.1 | [9 empty] | 4.7 | [35 empty] | CHN | Tibet
| Lawu |  | Magmatic hydrothermal | Skarn | Cu-Pb-Zn skarn | Cu, Pb, Zn | In, Sn | Cu, Pb, Zn, In, Sn |  |  | 29LZY7 |  | underground mine |  |  |  |  | ore material | drill core | underground mining tunnels and drill cores | mineral separate | [5 empty] | mineralisation |  |  |  | sphalerite, chalcopyrite, pyrrhotite, pyrite, arsenopyrite | [6 empty] | galena, bismuthinite, marcasite, iron oxides, pyroxene, actinolite, quartz | thin sections and polished blocks examined using optical microscope, BSE detector, and EDS prior to analysis | EMPA, LA-ICPMS | JEOL JXA-8230 electron probe microanalyzer; RESOlution-LR 193 nm ArF excimer laser ablation system coupled to an Agilent 7700x ICP-MS | Laboratory of Mineral Resources Research Center, Fuzhou University; Adelaide Microscopy, the University of Adelaide | EPMA point analysis: accelerating voltage 15 kV, beam current 20 nA, beam diameter ~5 μm; EPMA mapping: accelerating voltage 20 kV, working current 50 nA, dwell time ~10 ms; BSE imaging: accelerating voltage 20 kV, beam current 10 nA; LA-ICP-MS: energy density 3~3.5 J/cm2, spot sizes 29 to 51 μm, repetition rates 5 Hz (polished thin-section) and 10 Hz (polished blocks), ~30 s background acquisition, ~40 s sample data acquisition | STDGL3 (Danyushevsky et al. 2011) and GSD-1G (USGS) | 17.2 | [19 empty] | 2017 | [5 empty] | 212 | [5 empty] | 873 | [9 empty] | 98574 |  | 0.52 |  |  |  | 3.63 | [7 empty] | 0.012 | [13 empty] | 642 | [15 empty] | 18.8 | [17 empty] | 21.5 | [9 empty] | 0.52 | [35 empty] | CHN | Tibet
| Lawu |  | Magmatic hydrothermal | Skarn | Cu-Pb-Zn skarn | Cu, Pb, Zn | In, Sn | Cu, Pb, Zn, In, Sn |  |  | 29LZY8 |  | underground mine |  |  |  |  | ore material | drill core | underground mining tunnels and drill cores | mineral separate | [5 empty] | mineralisation |  |  |  | sphalerite, chalcopyrite, pyrrhotite, pyrite, arsenopyrite | [6 empty] | galena, bismuthinite, marcasite, iron oxides, pyroxene, actinolite, quartz | thin sections and polished blocks examined using optical microscope, BSE detector, and EDS prior to analysis | EMPA, LA-ICPMS | JEOL JXA-8230 electron probe microanalyzer; RESOlution-LR 193 nm ArF excimer laser ablation system coupled to an Agilent 7700x ICP-MS | Laboratory of Mineral Resources Research Center, Fuzhou University; Adelaide Microscopy, the University of Adelaide | EPMA point analysis: accelerating voltage 15 kV, beam current 20 nA, beam diameter ~5 μm; EPMA mapping: accelerating voltage 20 kV, working current 50 nA, dwell time ~10 ms; BSE imaging: accelerating voltage 20 kV, beam current 10 nA; LA-ICP-MS: energy density 3~3.5 J/cm2, spot sizes 29 to 51 μm, repetition rates 5 Hz (polished thin-section) and 10 Hz (polished blocks), ~30 s background acquisition, ~40 s sample data acquisition | STDGL3 (Danyushevsky et al. 2011) and GSD-1G (USGS) | 10.7 | [19 empty] | 1688 | [5 empty] | 231 | [5 empty] | 472 | [9 empty] | 99906 |  | 0.59 |  |  |  | 2.53 | [7 empty] | 0.053 | [13 empty] | 645 | [15 empty] | 63.7 | [17 empty] | 19.3 | [9 empty] | 8.1 | [35 empty] | CHN | Tibet
| Lawu |  | Magmatic hydrothermal | Skarn | Cu-Pb-Zn skarn | Cu, Pb, Zn | In, Sn | Cu, Pb, Zn, In, Sn |  |  | LZY61-1 |  | underground mine |  |  |  |  | ore material | drill core | underground mining tunnels and drill cores | mineral separate | [5 empty] | mineralisation |  |  |  | sphalerite, chalcopyrite, pyrrhotite, pyrite, arsenopyrite | [6 empty] | galena, bismuthinite, marcasite, iron oxides, pyroxene, actinolite, quartz | thin sections and polished blocks examined using optical microscope, BSE detector, and EDS prior to analysis | EMPA, LA-ICPMS | JEOL JXA-8230 electron probe microanalyzer; RESOlution-LR 193 nm ArF excimer laser ablation system coupled to an Agilent 7700x ICP-MS | Laboratory of Mineral Resources Research Center, Fuzhou University; Adelaide Microscopy, the University of Adelaide | EPMA point analysis: accelerating voltage 15 kV, beam current 20 nA, beam diameter ~5 μm; EPMA mapping: accelerating voltage 20 kV, working current 50 nA, dwell time ~10 ms; BSE imaging: accelerating voltage 20 kV, beam current 10 nA; LA-ICP-MS: energy density 3~3.5 J/cm2, spot sizes 29 to 51 μm, repetition rates 5 Hz (polished thin-section) and 10 Hz (polished blocks), ~30 s background acquisition, ~40 s sample data acquisition | STDGL3 (Danyushevsky et al. 2011) and GSD-1G (USGS) | 4.7 | [19 empty] | 2160 | [5 empty] | 413 | [5 empty] | 12 | [9 empty] | 56786 |  | 0.12 |  |  |  | 2.93 | [7 empty] | 0.007 | [13 empty] | 1105 | [15 empty] | 1.6 | [17 empty] | 0.6 | [9 empty] | 0.12 | [35 empty] | CHN | Tibet
| Lawu |  | Magmatic hydrothermal | Skarn | Cu-Pb-Zn skarn | Cu, Pb, Zn | In, Sn | Cu, Pb, Zn, In, Sn |  |  | LZY61-2 |  | underground mine |  |  |  |  | ore material | drill core | underground mining tunnels and drill cores | mineral separate | [5 empty] | mineralisation |  |  |  | sphalerite, chalcopyrite, pyrrhotite, pyrite, arsenopyrite | [6 empty] | galena, bismuthinite, marcasite, iron oxides, pyroxene, actinolite, quartz | thin sections and polished blocks examined using optical microscope, BSE detector, and EDS prior to analysis | EMPA, LA-ICPMS | JEOL JXA-8230 electron probe microanalyzer; RESOlution-LR 193 nm ArF excimer laser ablation system coupled to an Agilent 7700x ICP-MS | Laboratory of Mineral Resources Research Center, Fuzhou University; Adelaide Microscopy, the University of Adelaide | EPMA point analysis: accelerating voltage 15 kV, beam current 20 nA, beam diameter ~5 μm; EPMA mapping: accelerating voltage 20 kV, working current 50 nA, dwell time ~10 ms; BSE imaging: accelerating voltage 20 kV, beam current 10 nA; LA-ICP-MS: energy density 3~3.5 J/cm2, spot sizes 29 to 51 μm, repetition rates 5 Hz (polished thin-section) and 10 Hz (polished blocks), ~30 s background acquisition, ~40 s sample data acquisition | STDGL3 (Danyushevsky et al. 2011) and GSD-1G (USGS) | 4.8 | [19 empty] | 2181 | [5 empty] | 411 | [5 empty] | 17 | [9 empty] | 57485 |  | 0.12 |  |  |  | 2.93 | [7 empty] | 0.01 | [13 empty] | 1085 | [15 empty] | 3.4 | [17 empty] | 1.2 | [9 empty] | 0.15 | [35 empty] | CHN | Tibet
| Lawu |  | Magmatic hydrothermal | Skarn | Cu-Pb-Zn skarn | Cu, Pb, Zn | In, Sn | Cu, Pb, Zn, In, Sn |  |  | LZY61-3 |  | underground mine |  |  |  |  | ore material | drill core | underground mining tunnels and drill cores | mineral separate | [5 empty] | mineralisation |  |  |  | sphalerite, chalcopyrite, pyrrhotite, pyrite, arsenopyrite | [6 empty] | galena, bismuthinite, marcasite, iron oxides, pyroxene, actinolite, quartz | thin sections and polished blocks examined using optical microscope, BSE detector, and EDS prior to analysis | EMPA, LA-ICPMS | JEOL JXA-8230 electron probe microanalyzer; RESOlution-LR 193 nm ArF excimer laser ablation system coupled to an Agilent 7700x ICP-MS | Laboratory of Mineral Resources Research Center, Fuzhou University; Adelaide Microscopy, the University of Adelaide | EPMA point analysis: accelerating voltage 15 kV, beam current 20 nA, beam diameter ~5 μm; EPMA mapping: accelerating voltage 20 kV, working current 50 nA, dwell time ~10 ms; BSE imaging: accelerating voltage 20 kV, beam current 10 nA; LA-ICP-MS: energy density 3~3.5 J/cm2, spot sizes 29 to 51 μm, repetition rates 5 Hz (polished thin-section) and 10 Hz (polished blocks), ~30 s background acquisition, ~40 s sample data acquisition | STDGL3 (Danyushevsky et al. 2011) and GSD-1G (USGS) | 4.4 | [19 empty] | 2184 | [5 empty] | 406 | [5 empty] | 10 | [9 empty] | 56723 |  | 0.11 |  |  |  | 3.15 | [7 empty] | 0.005 | [13 empty] | 1021 | [15 empty] | 2.6 | [17 empty] | 0.9 | [9 empty] | 0.09 | [35 empty] | CHN | Tibet
| Lawu |  | Magmatic hydrothermal | Skarn | Cu-Pb-Zn skarn | Cu, Pb, Zn | In, Sn | Cu, Pb, Zn, In, Sn |  |  | LZY61-4 |  | underground mine |  |  |  |  | ore material | drill core | underground mining tunnels and drill cores | mineral separate | [5 empty] | mineralisation |  |  |  | sphalerite, chalcopyrite, pyrrhotite, pyrite, arsenopyrite | [6 empty] | galena, bismuthinite, marcasite, iron oxides, pyroxene, actinolite, quartz | thin sections and polished blocks examined using optical microscope, BSE detector, and EDS prior to analysis | EMPA, LA-ICPMS | JEOL JXA-8230 electron probe microanalyzer; RESOlution-LR 193 nm ArF excimer laser ablation system coupled to an Agilent 7700x ICP-MS | Laboratory of Mineral Resources Research Center, Fuzhou University; Adelaide Microscopy, the University of Adelaide | EPMA point analysis: accelerating voltage 15 kV, beam current 20 nA, beam diameter ~5 μm; EPMA mapping: accelerating voltage 20 kV, working current 50 nA, dwell time ~10 ms; BSE imaging: accelerating voltage 20 kV, beam current 10 nA; LA-ICP-MS: energy density 3~3.5 J/cm2, spot sizes 29 to 51 μm, repetition rates 5 Hz (polished thin-section) and 10 Hz (polished blocks), ~30 s background acquisition, ~40 s sample data acquisition | STDGL3 (Danyushevsky et al. 2011) and GSD-1G (USGS) | 4.2 | [19 empty] | 2099 | [5 empty] | 410 | [5 empty] | 8 | [9 empty] | 55373 |  | 0.11 |  |  |  | 3.06 | [7 empty] | 0.007 | [13 empty] | 1036 | [15 empty] | 0 | [17 empty] | 0.01 | [9 empty] | 0.1 | [35 empty] | CHN | Tibet
| Lawu |  | Magmatic hydrothermal | Skarn | Cu-Pb-Zn skarn | Cu, Pb, Zn | In, Sn | Cu, Pb, Zn, In, Sn |  |  | LZY61-5 |  | underground mine |  |  |  |  | ore material | drill core | underground mining tunnels and drill cores | mineral separate | [5 empty] | mineralisation |  |  |  | sphalerite, chalcopyrite, pyrrhotite, pyrite, arsenopyrite | [6 empty] | galena, bismuthinite, marcasite, iron oxides, pyroxene, actinolite, quartz | thin sections and polished blocks examined using optical microscope, BSE detector, and EDS prior to analysis | EMPA, LA-ICPMS | JEOL JXA-8230 electron probe microanalyzer; RESOlution-LR 193 nm ArF excimer laser ablation system coupled to an Agilent 7700x ICP-MS | Laboratory of Mineral Resources Research Center, Fuzhou University; Adelaide Microscopy, the University of Adelaide | EPMA point analysis: accelerating voltage 15 kV, beam current 20 nA, beam diameter ~5 μm; EPMA mapping: accelerating voltage 20 kV, working current 50 nA, dwell time ~10 ms; BSE imaging: accelerating voltage 20 kV, beam current 10 nA; LA-ICP-MS: energy density 3~3.5 J/cm2, spot sizes 29 to 51 μm, repetition rates 5 Hz (polished thin-section) and 10 Hz (polished blocks), ~30 s background acquisition, ~40 s sample data acquisition | STDGL3 (Danyushevsky et al. 2011) and GSD-1G (USGS) | 4.7 | [19 empty] | 2111 | [5 empty] | 409 | [5 empty] | 15 | [9 empty] | 55462 |  | 0.11 |  |  |  | 2.98 | [7 empty] | 0.008 | [13 empty] | 996 | [15 empty] | 2.2 | [17 empty] | 0.5 | [9 empty] | 0.15 | [35 empty] | CHN | Tibet
| Lawu |  | Magmatic hydrothermal | Skarn | Cu-Pb-Zn skarn | Cu, Pb, Zn | In, Sn | Cu, Pb, Zn, In, Sn |  |  | LZY61-6 |  | underground mine |  |  |  |  | ore material | drill core | underground mining tunnels and drill cores | mineral separate | [5 empty] | mineralisation |  |  |  | sphalerite, chalcopyrite, pyrrhotite, pyrite, arsenopyrite | [6 empty] | galena, bismuthinite, marcasite, iron oxides, pyroxene, actinolite, quartz | thin sections and polished blocks examined using optical microscope, BSE detector, and EDS prior to analysis | EMPA, LA-ICPMS | JEOL JXA-8230 electron probe microanalyzer; RESOlution-LR 193 nm ArF excimer laser ablation system coupled to an Agilent 7700x ICP-MS | Laboratory of Mineral Resources Research Center, Fuzhou University; Adelaide Microscopy, the University of Adelaide | EPMA point analysis: accelerating voltage 15 kV, beam current 20 nA, beam diameter ~5 μm; EPMA mapping: accelerating voltage 20 kV, working current 50 nA, dwell time ~10 ms; BSE imaging: accelerating voltage 20 kV, beam current 10 nA; LA-ICP-MS: energy density 3~3.5 J/cm2, spot sizes 29 to 51 μm, repetition rates 5 Hz (polished thin-section) and 10 Hz (polished blocks), ~30 s background acquisition, ~40 s sample data acquisition | STDGL3 (Danyushevsky et al. 2011) and GSD-1G (USGS) | 4.4 | [19 empty] | 2362 | [5 empty] | 413 | [5 empty] | 16 | [9 empty] | 60554 |  | 0.12 |  |  |  | 3.13 | [7 empty] | 0.008 | [13 empty] | 1008 | [15 empty] | 2.9 | [17 empty] | 1.3 | [9 empty] | 0.13 | [35 empty] | CHN | Tibet
| Lawu |  | Magmatic hydrothermal | Skarn | Cu-Pb-Zn skarn | Cu, Pb, Zn | In, Sn | Cu, Pb, Zn, In, Sn |  |  | LZY61-7 |  | underground mine |  |  |  |  | ore material | drill core | underground mining tunnels and drill cores | mineral separate | [5 empty] | mineralisation |  |  |  | sphalerite, chalcopyrite, pyrrhotite, pyrite, arsenopyrite | [6 empty] | galena, bismuthinite, marcasite, iron oxides, pyroxene, actinolite, quartz | thin sections and polished blocks examined using optical microscope, BSE detector, and EDS prior to analysis | EMPA, LA-ICPMS | JEOL JXA-8230 electron probe microanalyzer; RESOlution-LR 193 nm ArF excimer laser ablation system coupled to an Agilent 7700x ICP-MS | Laboratory of Mineral Resources Research Center, Fuzhou University; Adelaide Microscopy, the University of Adelaide | EPMA point analysis: accelerating voltage 15 kV, beam current 20 nA, beam diameter ~5 μm; EPMA mapping: accelerating voltage 20 kV, working current 50 nA, dwell time ~10 ms; BSE imaging: accelerating voltage 20 kV, beam current 10 nA; LA-ICP-MS: energy density 3~3.5 J/cm2, spot sizes 29 to 51 μm, repetition rates 5 Hz (polished thin-section) and 10 Hz (polished blocks), ~30 s background acquisition, ~40 s sample data acquisition | STDGL3 (Danyushevsky et al. 2011) and GSD-1G (USGS) | 5.4 | [19 empty] | 2220 | [5 empty] | 412 | [5 empty] | 20 | [9 empty] | 57473 |  | 0.16 |  |  |  | 3.08 | [7 empty] | 0.01 | [13 empty] | 1223 | [15 empty] | 8.4 | [17 empty] | 3.5 | [9 empty] | 0.17 | [35 empty] | CHN | Tibet
| Lawu |  | Magmatic hydrothermal | Skarn | Cu-Pb-Zn skarn | Cu, Pb, Zn | In, Sn | Cu, Pb, Zn, In, Sn |  |  | LZY61-8 |  | underground mine |  |  |  |  | ore material | drill core | underground mining tunnels and drill cores | mineral separate | [5 empty] | mineralisation |  |  |  | sphalerite, chalcopyrite, pyrrhotite, pyrite, arsenopyrite | [6 empty] | galena, bismuthinite, marcasite, iron oxides, pyroxene, actinolite, quartz | thin sections and polished blocks examined using optical microscope, BSE detector, and EDS prior to analysis | EMPA, LA-ICPMS | JEOL JXA-8230 electron probe microanalyzer; RESOlution-LR 193 nm ArF excimer laser ablation system coupled to an Agilent 7700x ICP-MS | Laboratory of Mineral Resources Research Center, Fuzhou University; Adelaide Microscopy, the University of Adelaide | EPMA point analysis: accelerating voltage 15 kV, beam current 20 nA, beam diameter ~5 μm; EPMA mapping: accelerating voltage 20 kV, working current 50 nA, dwell time ~10 ms; BSE imaging: accelerating voltage 20 kV, beam current 10 nA; LA-ICP-MS: energy density 3~3.5 J/cm2, spot sizes 29 to 51 μm, repetition rates 5 Hz (polished thin-section) and 10 Hz (polished blocks), ~30 s background acquisition, ~40 s sample data acquisition | STDGL3 (Danyushevsky et al. 2011) and GSD-1G (USGS) | 4.7 | [19 empty] | 2237 | [5 empty] | 413 | [5 empty] | 13 | [9 empty] | 58588 |  | 0.13 |  |  |  | 2.93 | [7 empty] | 0.006 | [13 empty] | 1270 | [15 empty] | 5.4 | [17 empty] | 1.9 | [9 empty] | 0.15 | [35 empty] | CHN | Tibet
| Lawu |  | Magmatic hydrothermal | Skarn | Cu-Pb-Zn skarn | Cu, Pb, Zn | In, Sn | Cu, Pb, Zn, In, Sn |  |  | 4001-01 |  | underground mine |  |  |  |  | ore material | drill core | underground mining tunnels and drill cores | mineral separate | [5 empty] | mineralisation |  |  |  | sphalerite, chalcopyrite, pyrrhotite, pyrite, arsenopyrite | [6 empty] | galena, bismuthinite, marcasite, iron oxides, pyroxene, actinolite, quartz | thin sections and polished blocks examined using optical microscope, BSE detector, and EDS prior to analysis | EMPA, LA-ICPMS | JEOL JXA-8230 electron probe microanalyzer; RESOlution-LR 193 nm ArF excimer laser ablation system coupled to an Agilent 7700x ICP-MS | Laboratory of Mineral Resources Research Center, Fuzhou University; Adelaide Microscopy, the University of Adelaide | EPMA point analysis: accelerating voltage 15 kV, beam current 20 nA, beam diameter ~5 μm; EPMA mapping: accelerating voltage 20 kV, working current 50 nA, dwell time ~10 ms; BSE imaging: accelerating voltage 20 kV, beam current 10 nA; LA-ICP-MS: energy density 3~3.5 J/cm2, spot sizes 29 to 51 μm, repetition rates 5 Hz (polished thin-section) and 10 Hz (polished blocks), ~30 s background acquisition, ~40 s sample data acquisition | STDGL3 (Danyushevsky et al. 2011) and GSD-1G (USGS) | 2.57 | [19 empty] | 2305.08 | [5 empty] | 2.88 | [5 empty] | 47.45 | [9 empty] | 10789.14 |  | 20.24 |  |  |  | 3.23 | [7 empty] | 0.03 | [13 empty] | 502.67 | [15 empty] | 3.49 | [17 empty] | 3.62 | [9 empty] | 3.07 | [35 empty] | CHN | Tibet
| Lawu |  | Magmatic hydrothermal | Skarn | Cu-Pb-Zn skarn | Cu, Pb, Zn | In, Sn | Cu, Pb, Zn, In, Sn |  |  | 4001-02 |  | underground mine |  |  |  |  | ore material | drill core | underground mining tunnels and drill cores | mineral separate | [5 empty] | mineralisation |  |  |  | sphalerite, chalcopyrite, pyrrhotite, pyrite, arsenopyrite | [6 empty] | galena, bismuthinite, marcasite, iron oxides, pyroxene, actinolite, quartz | thin sections and polished blocks examined using optical microscope, BSE detector, and EDS prior to analysis | EMPA, LA-ICPMS | JEOL JXA-8230 electron probe microanalyzer; RESOlution-LR 193 nm ArF excimer laser ablation system coupled to an Agilent 7700x ICP-MS | Laboratory of Mineral Resources Research Center, Fuzhou University; Adelaide Microscopy, the University of Adelaide | EPMA point analysis: accelerating voltage 15 kV, beam current 20 nA, beam diameter ~5 μm; EPMA mapping: accelerating voltage 20 kV, working current 50 nA, dwell time ~10 ms; BSE imaging: accelerating voltage 20 kV, beam current 10 nA; LA-ICP-MS: energy density 3~3.5 J/cm2, spot sizes 29 to 51 μm, repetition rates 5 Hz (polished thin-section) and 10 Hz (polished blocks), ~30 s background acquisition, ~40 s sample data acquisition | STDGL3 (Danyushevsky et al. 2011) and GSD-1G (USGS) | 0.37 | [19 empty] | 2303.28 | [5 empty] | 3.11 | [5 empty] | 11.77 | [9 empty] | 8046.5 |  | 9.23 |  |  |  | 0.93 | [7 empty] | 0.06 | [13 empty] | 352.03 | [15 empty] | 1.8 | [17 empty] | 0.15 | [9 empty] | 3.29 | [35 empty] | CHN | Tibet
| Lawu |  | Magmatic hydrothermal | Skarn | Cu-Pb-Zn skarn | Cu, Pb, Zn | In, Sn | Cu, Pb, Zn, In, Sn |  |  | 4001-03 |  | underground mine |  |  |  |  | ore material | drill core | underground mining tunnels and drill cores | mineral separate | [5 empty] | mineralisation |  |  |  | sphalerite, chalcopyrite, pyrrhotite, pyrite, arsenopyrite | [6 empty] | galena, bismuthinite, marcasite, iron oxides, pyroxene, actinolite, quartz | thin sections and polished blocks examined using optical microscope, BSE detector, and EDS prior to analysis | EMPA, LA-ICPMS | JEOL JXA-8230 electron probe microanalyzer; RESOlution-LR 193 nm ArF excimer laser ablation system coupled to an Agilent 7700x ICP-MS | Laboratory of Mineral Resources Research Center, Fuzhou University; Adelaide Microscopy, the University of Adelaide | EPMA point analysis: accelerating voltage 15 kV, beam current 20 nA, beam diameter ~5 μm; EPMA mapping: accelerating voltage 20 kV, working current 50 nA, dwell time ~10 ms; BSE imaging: accelerating voltage 20 kV, beam current 10 nA; LA-ICP-MS: energy density 3~3.5 J/cm2, spot sizes 29 to 51 μm, repetition rates 5 Hz (polished thin-section) and 10 Hz (polished blocks), ~30 s background acquisition, ~40 s sample data acquisition | STDGL3 (Danyushevsky et al. 2011) and GSD-1G (USGS) | 0.37 | [19 empty] | 2192.06 | [5 empty] | 2.5 | [5 empty] | 11.76 | [9 empty] | 14681.22 |  | 3.31 |  |  |  | 0.3 | [7 empty] | 1.01 | [13 empty] | 595.49 | [15 empty] | 1.68 | [17 empty] | 0.1 | [9 empty] | 8.64 | [35 empty] | CHN | Tibet
| Lawu |  | Magmatic hydrothermal | Skarn | Cu-Pb-Zn skarn | Cu, Pb, Zn | In, Sn | Cu, Pb, Zn, In, Sn |  |  | 4001-04 |  | underground mine |  |  |  |  | ore material | drill core | underground mining tunnels and drill cores | mineral separate | [5 empty] | mineralisation |  |  |  | sphalerite, chalcopyrite, pyrrhotite, pyrite, arsenopyrite | [6 empty] | galena, bismuthinite, marcasite, iron oxides, pyroxene, actinolite, quartz | thin sections and polished blocks examined using optical microscope, BSE detector, and EDS prior to analysis | EMPA, LA-ICPMS | JEOL JXA-8230 electron probe microanalyzer; RESOlution-LR 193 nm ArF excimer laser ablation system coupled to an Agilent 7700x ICP-MS | Laboratory of Mineral Resources Research Center, Fuzhou University; Adelaide Microscopy, the University of Adelaide | EPMA point analysis: accelerating voltage 15 kV, beam current 20 nA, beam diameter ~5 μm; EPMA mapping: accelerating voltage 20 kV, working current 50 nA, dwell time ~10 ms; BSE imaging: accelerating voltage 20 kV, beam current 10 nA; LA-ICP-MS: energy density 3~3.5 J/cm2, spot sizes 29 to 51 μm, repetition rates 5 Hz (polished thin-section) and 10 Hz (polished blocks), ~30 s background acquisition, ~40 s sample data acquisition | STDGL3 (Danyushevsky et al. 2011) and GSD-1G (USGS) | 5.9 | [19 empty] | 1896.37 | [5 empty] | 1.4 | [5 empty] | 114.75 | [9 empty] | 31214.52 |  | 33.47 |  |  |  | 18.25 | [7 empty] | 0.03 | [13 empty] | 1013.33 | [15 empty] | 2.59 | [17 empty] | 50.98 | [9 empty] | 4.35 | [35 empty] | CHN | Tibet
| Lawu |  | Magmatic hydrothermal | Skarn | Cu-Pb-Zn skarn | Cu, Pb, Zn | In, Sn | Cu, Pb, Zn, In, Sn |  |  | 4001-05 |  | underground mine |  |  |  |  | ore material | drill core | underground mining tunnels and drill cores | mineral separate | [5 empty] | mineralisation |  |  |  | sphalerite, chalcopyrite, pyrrhotite, pyrite, arsenopyrite | [6 empty] | galena, bismuthinite, marcasite, iron oxides, pyroxene, actinolite, quartz | thin sections and polished blocks examined using optical microscope, BSE detector, and EDS prior to analysis | EMPA, LA-ICPMS | JEOL JXA-8230 electron probe microanalyzer; RESOlution-LR 193 nm ArF excimer laser ablation system coupled to an Agilent 7700x ICP-MS | Laboratory of Mineral Resources Research Center, Fuzhou University; Adelaide Microscopy, the University of Adelaide | EPMA point analysis: accelerating voltage 15 kV, beam current 20 nA, beam diameter ~5 μm; EPMA mapping: accelerating voltage 20 kV, working current 50 nA, dwell time ~10 ms; BSE imaging: accelerating voltage 20 kV, beam current 10 nA; LA-ICP-MS: energy density 3~3.5 J/cm2, spot sizes 29 to 51 μm, repetition rates 5 Hz (polished thin-section) and 10 Hz (polished blocks), ~30 s background acquisition, ~40 s sample data acquisition | STDGL3 (Danyushevsky et al. 2011) and GSD-1G (USGS) | 2.22 | [19 empty] | 2155.31 | [5 empty] | 2.17 | [5 empty] | 29.75 | [9 empty] | 14222.08 |  | 14.9 |  |  |  | 3.09 | [7 empty] | 0.48 | [13 empty] | 431.5 | [15 empty] | 2.9 | [17 empty] | 7.39 | [9 empty] | 8.17 | [35 empty] | CHN | Tibet
| Lawu |  | Magmatic hydrothermal | Skarn | Cu-Pb-Zn skarn | Cu, Pb, Zn | In, Sn | Cu, Pb, Zn, In, Sn |  |  | 4107-01 |  | underground mine |  |  |  |  | ore material | drill core | underground mining tunnels and drill cores | mineral separate | [5 empty] | mineralisation |  |  |  | sphalerite, chalcopyrite, pyrrhotite, pyrite, arsenopyrite | [6 empty] | galena, bismuthinite, marcasite, iron oxides, pyroxene, actinolite, quartz | thin sections and polished blocks examined using optical microscope, BSE detector, and EDS prior to analysis | EMPA, LA-ICPMS | JEOL JXA-8230 electron probe microanalyzer; RESOlution-LR 193 nm ArF excimer laser ablation system coupled to an Agilent 7700x ICP-MS | Laboratory of Mineral Resources Research Center, Fuzhou University; Adelaide Microscopy, the University of Adelaide | EPMA point analysis: accelerating voltage 15 kV, beam current 20 nA, beam diameter ~5 μm; EPMA mapping: accelerating voltage 20 kV, working current 50 nA, dwell time ~10 ms; BSE imaging: accelerating voltage 20 kV, beam current 10 nA; LA-ICP-MS: energy density 3~3.5 J/cm2, spot sizes 29 to 51 μm, repetition rates 5 Hz (polished thin-section) and 10 Hz (polished blocks), ~30 s background acquisition, ~40 s sample data acquisition | STDGL3 (Danyushevsky et al. 2011) and GSD-1G (USGS) | 5.09 | [19 empty] | 1847.95 | [5 empty] | 61.42 | [5 empty] | 1987.01 | [9 empty] | 25864.69 |  | 0.47 |  |  |  | 0.45 | [7 empty] | 8.64 | [13 empty] | 1114.3 | [15 empty] | 0.79 | [17 empty] | 0.13 | [9 empty] | 2.29 | [35 empty] | CHN | Tibet
| Lawu |  | Magmatic hydrothermal | Skarn | Cu-Pb-Zn skarn | Cu, Pb, Zn | In, Sn | Cu, Pb, Zn, In, Sn |  |  | 4107-03 |  | underground mine |  |  |  |  | ore material | drill core | underground mining tunnels and drill cores | mineral separate | [5 empty] | mineralisation |  |  |  | sphalerite, chalcopyrite, pyrrhotite, pyrite, arsenopyrite | [6 empty] | galena, bismuthinite, marcasite, iron oxides, pyroxene, actinolite, quartz | thin sections and polished blocks examined using optical microscope, BSE detector, and EDS prior to analysis | EMPA, LA-ICPMS | JEOL JXA-8230 electron probe microanalyzer; RESOlution-LR 193 nm ArF excimer laser ablation system coupled to an Agilent 7700x ICP-MS | Laboratory of Mineral Resources Research Center, Fuzhou University; Adelaide Microscopy, the University of Adelaide | EPMA point analysis: accelerating voltage 15 kV, beam current 20 nA, beam diameter ~5 μm; EPMA mapping: accelerating voltage 20 kV, working current 50 nA, dwell time ~10 ms; BSE imaging: accelerating voltage 20 kV, beam current 10 nA; LA-ICP-MS: energy density 3~3.5 J/cm2, spot sizes 29 to 51 μm, repetition rates 5 Hz (polished thin-section) and 10 Hz (polished blocks), ~30 s background acquisition, ~40 s sample data acquisition | STDGL3 (Danyushevsky et al. 2011) and GSD-1G (USGS) | 16.17 | [19 empty] | 1699.05 | [5 empty] | 61.29 | [5 empty] | 164.68 | [9 empty] | 23438.4 |  | 1.08 |  |  |  | 0.35 | [7 empty] | 8.34 | [13 empty] | 776.78 | [15 empty] | 1.99 | [17 empty] | 0.11 | [9 empty] | 2.52 | [35 empty] | CHN | Tibet
| Lawu |  | Magmatic hydrothermal | Skarn | Cu-Pb-Zn skarn | Cu, Pb, Zn | In, Sn | Cu, Pb, Zn, In, Sn |  |  | 4107-04 |  | underground mine |  |  |  |  | ore material | drill core | underground mining tunnels and drill cores | mineral separate | [5 empty] | mineralisation |  |  |  | sphalerite, chalcopyrite, pyrrhotite, pyrite, arsenopyrite | [6 empty] | galena, bismuthinite, marcasite, iron oxides, pyroxene, actinolite, quartz | thin sections and polished blocks examined using optical microscope, BSE detector, and EDS prior to analysis | EMPA, LA-ICPMS | JEOL JXA-8230 electron probe microanalyzer; RESOlution-LR 193 nm ArF excimer laser ablation system coupled to an Agilent 7700x ICP-MS | Laboratory of Mineral Resources Research Center, Fuzhou University; Adelaide Microscopy, the University of Adelaide | EPMA point analysis: accelerating voltage 15 kV, beam current 20 nA, beam diameter ~5 μm; EPMA mapping: accelerating voltage 20 kV, working current 50 nA, dwell time ~10 ms; BSE imaging: accelerating voltage 20 kV, beam current 10 nA; LA-ICP-MS: energy density 3~3.5 J/cm2, spot sizes 29 to 51 μm, repetition rates 5 Hz (polished thin-section) and 10 Hz (polished blocks), ~30 s background acquisition, ~40 s sample data acquisition | STDGL3 (Danyushevsky et al. 2011) and GSD-1G (USGS) | 1.42 | [19 empty] | 1200.61 | [5 empty] | 432.64 | [5 empty] | 92.3 | [9 empty] | 41810.37 |  | 0.32 |  |  |  | 0.1 | [7 empty] | 7.71 | [13 empty] | 1601.61 | [15 empty] | 1.08 | [17 empty] | 0.15 | [9 empty] | 2.44 | [35 empty] | CHN | Tibet
| Lawu |  | Magmatic hydrothermal | Skarn | Cu-Pb-Zn skarn | Cu, Pb, Zn | In, Sn | Cu, Pb, Zn, In, Sn |  |  | 4107-05 |  | underground mine |  |  |  |  | ore material | drill core | underground mining tunnels and drill cores | mineral separate | [5 empty] | mineralisation |  |  |  | sphalerite, chalcopyrite, pyrrhotite, pyrite, arsenopyrite | [6 empty] | galena, bismuthinite, marcasite, iron oxides, pyroxene, actinolite, quartz | thin sections and polished blocks examined using optical microscope, BSE detector, and EDS prior to analysis | EMPA, LA-ICPMS | JEOL JXA-8230 electron probe microanalyzer; RESOlution-LR 193 nm ArF excimer laser ablation system coupled to an Agilent 7700x ICP-MS | Laboratory of Mineral Resources Research Center, Fuzhou University; Adelaide Microscopy, the University of Adelaide | EPMA point analysis: accelerating voltage 15 kV, beam current 20 nA, beam diameter ~5 μm; EPMA mapping: accelerating voltage 20 kV, working current 50 nA, dwell time ~10 ms; BSE imaging: accelerating voltage 20 kV, beam current 10 nA; LA-ICP-MS: energy density 3~3.5 J/cm2, spot sizes 29 to 51 μm, repetition rates 5 Hz (polished thin-section) and 10 Hz (polished blocks), ~30 s background acquisition, ~40 s sample data acquisition | STDGL3 (Danyushevsky et al. 2011) and GSD-1G (USGS) | 1.13 | [19 empty] | 1193.45 | [5 empty] | 419.36 | [5 empty] | 143.74 | [9 empty] | 41340.83 |  | 0.28 |  |  |  | 0.78 | [7 empty] | 7.43 | [13 empty] | 1609.18 | [15 empty] | 1.36 | [17 empty] | 0.11 | [9 empty] | 2.1 | [35 empty] | CHN | Tibet
| Lawu |  | Magmatic hydrothermal | Skarn | Cu-Pb-Zn skarn | Cu, Pb, Zn | In, Sn | Cu, Pb, Zn, In, Sn |  |  | 4107-06 |  | underground mine |  |  |  |  | ore material | drill core | underground mining tunnels and drill cores | mineral separate | [5 empty] | mineralisation |  |  |  | sphalerite, chalcopyrite, pyrrhotite, pyrite, arsenopyrite | [6 empty] | galena, bismuthinite, marcasite, iron oxides, pyroxene, actinolite, quartz | thin sections and polished blocks examined using optical microscope, BSE detector, and EDS prior to analysis | EMPA, LA-ICPMS | JEOL JXA-8230 electron probe microanalyzer; RESOlution-LR 193 nm ArF excimer laser ablation system coupled to an Agilent 7700x ICP-MS | Laboratory of Mineral Resources Research Center, Fuzhou University; Adelaide Microscopy, the University of Adelaide | EPMA point analysis: accelerating voltage 15 kV, beam current 20 nA, beam diameter ~5 μm; EPMA mapping: accelerating voltage 20 kV, working current 50 nA, dwell time ~10 ms; BSE imaging: accelerating voltage 20 kV, beam current 10 nA; LA-ICP-MS: energy density 3~3.5 J/cm2, spot sizes 29 to 51 μm, repetition rates 5 Hz (polished thin-section) and 10 Hz (polished blocks), ~30 s background acquisition, ~40 s sample data acquisition | STDGL3 (Danyushevsky et al. 2011) and GSD-1G (USGS) | 2.1 | [19 empty] | 1199.81 | [5 empty] | 412.98 | [5 empty] | 169.76 | [9 empty] | 41224 |  | 0.44 |  |  |  | 0.15 | [7 empty] | 7.53 | [13 empty] | 1636.77 | [15 empty] | 0.46 | [17 empty] | 0 | [9 empty] | 2.23 | [35 empty] | CHN | Tibet
| Lawu |  | Magmatic hydrothermal | Skarn | Cu-Pb-Zn skarn | Cu, Pb, Zn | In, Sn | Cu, Pb, Zn, In, Sn |  |  | 4107-07 |  | underground mine |  |  |  |  | ore material | drill core | underground mining tunnels and drill cores | mineral separate | [5 empty] | mineralisation |  |  |  | sphalerite, chalcopyrite, pyrrhotite, pyrite, arsenopyrite | [6 empty] | galena, bismuthinite, marcasite, iron oxides, pyroxene, actinolite, quartz | thin sections and polished blocks examined using optical microscope, BSE detector, and EDS prior to analysis | EMPA, LA-ICPMS | JEOL JXA-8230 electron probe microanalyzer; RESOlution-LR 193 nm ArF excimer laser ablation system coupled to an Agilent 7700x ICP-MS | Laboratory of Mineral Resources Research Center, Fuzhou University; Adelaide Microscopy, the University of Adelaide | EPMA point analysis: accelerating voltage 15 kV, beam current 20 nA, beam diameter ~5 μm; EPMA mapping: accelerating voltage 20 kV, working current 50 nA, dwell time ~10 ms; BSE imaging: accelerating voltage 20 kV, beam current 10 nA; LA-ICP-MS: energy density 3~3.5 J/cm2, spot sizes 29 to 51 μm, repetition rates 5 Hz (polished thin-section) and 10 Hz (polished blocks), ~30 s background acquisition, ~40 s sample data acquisition | STDGL3 (Danyushevsky et al. 2011) and GSD-1G (USGS) | 1.8 | [19 empty] | 1190.21 | [5 empty] | 411.81 | [5 empty] | 87.9 | [9 empty] | 41379.47 |  | 0.34 |  |  |  | 0.39 | [7 empty] | 7.13 | [13 empty] | 1658.44 | [15 empty] | 0.16 | [17 empty] | 0.02 | [9 empty] | 2.43 | [35 empty] | CHN | Tibet
| Lawu |  | Magmatic hydrothermal | Skarn | Cu-Pb-Zn skarn | Cu, Pb, Zn | In, Sn | Cu, Pb, Zn, In, Sn |  |  | 4107-08 |  | underground mine |  |  |  |  | ore material | drill core | underground mining tunnels and drill cores | mineral separate | [5 empty] | mineralisation |  |  |  | sphalerite, chalcopyrite, pyrrhotite, pyrite, arsenopyrite | [6 empty] | galena, bismuthinite, marcasite, iron oxides, pyroxene, actinolite, quartz | thin sections and polished blocks examined using optical microscope, BSE detector, and EDS prior to analysis | EMPA, LA-ICPMS | JEOL JXA-8230 electron probe microanalyzer; RESOlution-LR 193 nm ArF excimer laser ablation system coupled to an Agilent 7700x ICP-MS | Laboratory of Mineral Resources Research Center, Fuzhou University; Adelaide Microscopy, the University of Adelaide | EPMA point analysis: accelerating voltage 15 kV, beam current 20 nA, beam diameter ~5 μm; EPMA mapping: accelerating voltage 20 kV, working current 50 nA, dwell time ~10 ms; BSE imaging: accelerating voltage 20 kV, beam current 10 nA; LA-ICP-MS: energy density 3~3.5 J/cm2, spot sizes 29 to 51 μm, repetition rates 5 Hz (polished thin-section) and 10 Hz (polished blocks), ~30 s background acquisition, ~40 s sample data acquisition | STDGL3 (Danyushevsky et al. 2011) and GSD-1G (USGS) | 1.32 | [19 empty] | 1193.6 | [5 empty] | 419.95 | [5 empty] | 132.44 | [9 empty] | 41347.74 |  | 0.33 |  |  |  | 0.5 | [7 empty] | 7.17 | [13 empty] | 1619.02 | [15 empty] | 0.09 | [17 empty] | 0.01 | [9 empty] | 2.63 | [35 empty] | CHN | Tibet
| Lawu |  | Magmatic hydrothermal | Skarn | Cu-Pb-Zn skarn | Cu, Pb, Zn | In, Sn | Cu, Pb, Zn, In, Sn |  |  | 4709-02 |  | underground mine |  |  |  |  | ore material | drill core | underground mining tunnels and drill cores | mineral separate | [5 empty] | mineralisation |  |  |  | sphalerite, chalcopyrite, pyrrhotite, pyrite, arsenopyrite | [6 empty] | galena, bismuthinite, marcasite, iron oxides, pyroxene, actinolite, quartz | thin sections and polished blocks examined using optical microscope, BSE detector, and EDS prior to analysis | EMPA, LA-ICPMS | JEOL JXA-8230 electron probe microanalyzer; RESOlution-LR 193 nm ArF excimer laser ablation system coupled to an Agilent 7700x ICP-MS | Laboratory of Mineral Resources Research Center, Fuzhou University; Adelaide Microscopy, the University of Adelaide | EPMA point analysis: accelerating voltage 15 kV, beam current 20 nA, beam diameter ~5 μm; EPMA mapping: accelerating voltage 20 kV, working current 50 nA, dwell time ~10 ms; BSE imaging: accelerating voltage 20 kV, beam current 10 nA; LA-ICP-MS: energy density 3~3.5 J/cm2, spot sizes 29 to 51 μm, repetition rates 5 Hz (polished thin-section) and 10 Hz (polished blocks), ~30 s background acquisition, ~40 s sample data acquisition | STDGL3 (Danyushevsky et al. 2011) and GSD-1G (USGS) | 11.12 | [19 empty] | 715.36 | [5 empty] | 356.97 | [5 empty] | 9872.07 | [9 empty] | 28803.46 |  | 1.57 |  |  |  | 0.13 | [7 empty] | 54.51 | [13 empty] | 415.86 | [15 empty] | 4.64 | [17 empty] | 0.16 | [9 empty] | 2.75 | [35 empty] | CHN | Tibet
| Lawu |  | Magmatic hydrothermal | Skarn | Cu-Pb-Zn skarn | Cu, Pb, Zn | In, Sn | Cu, Pb, Zn, In, Sn |  |  | 4709-03 |  | underground mine |  |  |  |  | ore material | drill core | underground mining tunnels and drill cores | mineral separate | [5 empty] | mineralisation |  |  |  | sphalerite, chalcopyrite, pyrrhotite, pyrite, arsenopyrite | [6 empty] | galena, bismuthinite, marcasite, iron oxides, pyroxene, actinolite, quartz | thin sections and polished blocks examined using optical microscope, BSE detector, and EDS prior to analysis | EMPA, LA-ICPMS | JEOL JXA-8230 electron probe microanalyzer; RESOlution-LR 193 nm ArF excimer laser ablation system coupled to an Agilent 7700x ICP-MS | Laboratory of Mineral Resources Research Center, Fuzhou University; Adelaide Microscopy, the University of Adelaide | EPMA point analysis: accelerating voltage 15 kV, beam current 20 nA, beam diameter ~5 μm; EPMA mapping: accelerating voltage 20 kV, working current 50 nA, dwell time ~10 ms; BSE imaging: accelerating voltage 20 kV, beam current 10 nA; LA-ICP-MS: energy density 3~3.5 J/cm2, spot sizes 29 to 51 μm, repetition rates 5 Hz (polished thin-section) and 10 Hz (polished blocks), ~30 s background acquisition, ~40 s sample data acquisition | STDGL3 (Danyushevsky et al. 2011) and GSD-1G (USGS) | 4.33 | [19 empty] | 846 | [5 empty] | 664.77 | [5 empty] | 9405.16 | [9 empty] | 29336.59 |  | 8.92 |  |  |  | 0.56 | [7 empty] | 109.62 | [13 empty] | 484.99 | [15 empty] | 3.87 | [17 empty] | 0.67 | [9 empty] | 9.68 | [35 empty] | CHN | Tibet
| Lawu |  | Magmatic hydrothermal | Skarn | Cu-Pb-Zn skarn | Cu, Pb, Zn | In, Sn | Cu, Pb, Zn, In, Sn |  |  | 3107-02 |  | underground mine |  |  |  |  | ore material | drill core | underground mining tunnels and drill cores | mineral separate | [5 empty] | mineralisation |  |  |  | sphalerite, chalcopyrite, pyrrhotite, pyrite, arsenopyrite | [6 empty] | galena, bismuthinite, marcasite, iron oxides, pyroxene, actinolite, quartz | thin sections and polished blocks examined using optical microscope, BSE detector, and EDS prior to analysis | EMPA, LA-ICPMS | JEOL JXA-8230 electron probe microanalyzer; RESOlution-LR 193 nm ArF excimer laser ablation system coupled to an Agilent 7700x ICP-MS | Laboratory of Mineral Resources Research Center, Fuzhou University; Adelaide Microscopy, the University of Adelaide | EPMA point analysis: accelerating voltage 15 kV, beam current 20 nA, beam diameter ~5 μm; EPMA mapping: accelerating voltage 20 kV, working current 50 nA, dwell time ~10 ms; BSE imaging: accelerating voltage 20 kV, beam current 10 nA; LA-ICP-MS: energy density 3~3.5 J/cm2, spot sizes 29 to 51 μm, repetition rates 5 Hz (polished thin-section) and 10 Hz (polished blocks), ~30 s background acquisition, ~40 s sample data acquisition | STDGL3 (Danyushevsky et al. 2011) and GSD-1G (USGS) | 3.39 | [19 empty] | 2364.1 | [5 empty] | 4.2 | [5 empty] | 28.46 | [9 empty] | 26957.23 |  | 0.18 |  |  |  | 0.07 | [7 empty] | 0 | [13 empty] | 3480.93 | [15 empty] | 0 | [17 empty] | 0.22 | [9 empty] | 1.89 | [35 empty] | CHN | Tibet
| Lawu |  | Magmatic hydrothermal | Skarn | Cu-Pb-Zn skarn | Cu, Pb, Zn | In, Sn | Cu, Pb, Zn, In, Sn |  |  | 3107-03 |  | underground mine |  |  |  |  | ore material | drill core | underground mining tunnels and drill cores | mineral separate | [5 empty] | mineralisation |  |  |  | sphalerite, chalcopyrite, pyrrhotite, pyrite, arsenopyrite | [6 empty] | galena, bismuthinite, marcasite, iron oxides, pyroxene, actinolite, quartz | thin sections and polished blocks examined using optical microscope, BSE detector, and EDS prior to analysis | EMPA, LA-ICPMS | JEOL JXA-8230 electron probe microanalyzer; RESOlution-LR 193 nm ArF excimer laser ablation system coupled to an Agilent 7700x ICP-MS | Laboratory of Mineral Resources Research Center, Fuzhou University; Adelaide Microscopy, the University of Adelaide | EPMA point analysis: accelerating voltage 15 kV, beam current 20 nA, beam diameter ~5 μm; EPMA mapping: accelerating voltage 20 kV, working current 50 nA, dwell time ~10 ms; BSE imaging: accelerating voltage 20 kV, beam current 10 nA; LA-ICP-MS: energy density 3~3.5 J/cm2, spot sizes 29 to 51 μm, repetition rates 5 Hz (polished thin-section) and 10 Hz (polished blocks), ~30 s background acquisition, ~40 s sample data acquisition | STDGL3 (Danyushevsky et al. 2011) and GSD-1G (USGS) | 5.09 | [19 empty] | 2313.76 | [5 empty] | 4.52 | [5 empty] | 71.1 | [9 empty] | 24970.95 |  | 0.3 |  |  |  | 0.25 | [7 empty] | 0.02 | [13 empty] | 3209.11 | [15 empty] | 6.59 | [17 empty] | 1.13 | [9 empty] | 2.27 | [35 empty] | CHN | Tibet
| Lawu |  | Magmatic hydrothermal | Skarn | Cu-Pb-Zn skarn | Cu, Pb, Zn | In, Sn | Cu, Pb, Zn, In, Sn |  |  | 3107-04 |  | underground mine |  |  |  |  | ore material | drill core | underground mining tunnels and drill cores | mineral separate | [5 empty] | mineralisation |  |  |  | sphalerite, chalcopyrite, pyrrhotite, pyrite, arsenopyrite | [6 empty] | galena, bismuthinite, marcasite, iron oxides, pyroxene, actinolite, quartz | thin sections and polished blocks examined using optical microscope, BSE detector, and EDS prior to analysis | EMPA, LA-ICPMS | JEOL JXA-8230 electron probe microanalyzer; RESOlution-LR 193 nm ArF excimer laser ablation system coupled to an Agilent 7700x ICP-MS | Laboratory of Mineral Resources Research Center, Fuzhou University; Adelaide Microscopy, the University of Adelaide | EPMA point analysis: accelerating voltage 15 kV, beam current 20 nA, beam diameter ~5 μm; EPMA mapping: accelerating voltage 20 kV, working current 50 nA, dwell time ~10 ms; BSE imaging: accelerating voltage 20 kV, beam current 10 nA; LA-ICP-MS: energy density 3~3.5 J/cm2, spot sizes 29 to 51 μm, repetition rates 5 Hz (polished thin-section) and 10 Hz (polished blocks), ~30 s background acquisition, ~40 s sample data acquisition | STDGL3 (Danyushevsky et al. 2011) and GSD-1G (USGS) | 4.57 | [19 empty] | 2406.44 | [5 empty] | 4.46 | [5 empty] | 19.63 | [9 empty] | 25994.03 |  | 0.12 |  |  |  | 0.26 | [7 empty] | 0.02 | [13 empty] | 3360.88 | [15 empty] | 2.12 | [17 empty] | 0.08 | [9 empty] | 1.83 | [35 empty] | CHN | Tibet
| Lawu |  | Magmatic hydrothermal | Skarn | Cu-Pb-Zn skarn | Cu, Pb, Zn | In, Sn | Cu, Pb, Zn, In, Sn |  |  | 3107-05 |  | underground mine |  |  |  |  | ore material | drill core | underground mining tunnels and drill cores | mineral separate | [5 empty] | mineralisation |  |  |  | sphalerite, chalcopyrite, pyrrhotite, pyrite, arsenopyrite | [6 empty] | galena, bismuthinite, marcasite, iron oxides, pyroxene, actinolite, quartz | thin sections and polished blocks examined using optical microscope, BSE detector, and EDS prior to analysis | EMPA, LA-ICPMS | JEOL JXA-8230 electron probe microanalyzer; RESOlution-LR 193 nm ArF excimer laser ablation system coupled to an Agilent 7700x ICP-MS | Laboratory of Mineral Resources Research Center, Fuzhou University; Adelaide Microscopy, the University of Adelaide | EPMA point analysis: accelerating voltage 15 kV, beam current 20 nA, beam diameter ~5 μm; EPMA mapping: accelerating voltage 20 kV, working current 50 nA, dwell time ~10 ms; BSE imaging: accelerating voltage 20 kV, beam current 10 nA; LA-ICP-MS: energy density 3~3.5 J/cm2, spot sizes 29 to 51 μm, repetition rates 5 Hz (polished thin-section) and 10 Hz (polished blocks), ~30 s background acquisition, ~40 s sample data acquisition | STDGL3 (Danyushevsky et al. 2011) and GSD-1G (USGS) | 2.55 | [19 empty] | 2441.72 | [5 empty] | 4.32 | [5 empty] | 29.76 | [9 empty] | 25537.64 |  | 0.34 |  |  |  | 0.68 | [7 empty] | 0.03 | [13 empty] | 3327.56 | [15 empty] | 2.55 | [17 empty] | 0.37 | [9 empty] | 1.6 | [35 empty] | CHN | Tibet
| Lawu |  | Magmatic hydrothermal | Skarn | Cu-Pb-Zn skarn | Cu, Pb, Zn | In, Sn | Cu, Pb, Zn, In, Sn |  |  | 3107-01 |  | underground mine |  |  |  |  | ore material | drill core | underground mining tunnels and drill cores | mineral separate | [5 empty] | mineralisation |  |  |  | sphalerite, chalcopyrite, pyrrhotite, pyrite, arsenopyrite | [6 empty] | galena, bismuthinite, marcasite, iron oxides, pyroxene, actinolite, quartz | thin sections and polished blocks examined using optical microscope, BSE detector, and EDS prior to analysis | EMPA, LA-ICPMS | JEOL JXA-8230 electron probe microanalyzer; RESOlution-LR 193 nm ArF excimer laser ablation system coupled to an Agilent 7700x ICP-MS | Laboratory of Mineral Resources Research Center, Fuzhou University; Adelaide Microscopy, the University of Adelaide | EPMA point analysis: accelerating voltage 15 kV, beam current 20 nA, beam diameter ~5 μm; EPMA mapping: accelerating voltage 20 kV, working current 50 nA, dwell time ~10 ms; BSE imaging: accelerating voltage 20 kV, beam current 10 nA; LA-ICP-MS: energy density 3~3.5 J/cm2, spot sizes 29 to 51 μm, repetition rates 5 Hz (polished thin-section) and 10 Hz (polished blocks), ~30 s background acquisition, ~40 s sample data acquisition | STDGL3 (Danyushevsky et al. 2011) and GSD-1G (USGS) | 12.92 | [19 empty] | 2469.6 | [5 empty] | 0.05 | [5 empty] | 378.79 | [9 empty] | 29655.45 |  | 0.07 |  |  |  | 0.71 | [7 empty] | 3.28 | [13 empty] | 1699.3 | [15 empty] | 6.18 | [17 empty] | 6.02 | [9 empty] | 3.98 | [35 empty] | CHN | Tibet
| Lawu |  | Magmatic hydrothermal | Skarn | Cu-Pb-Zn skarn | Cu, Pb, Zn | In, Sn | Cu, Pb, Zn, In, Sn |  |  | 4711-01 |  | underground mine |  |  |  |  | ore material | drill core | underground mining tunnels and drill cores | mineral separate | [5 empty] | mineralisation |  |  |  | sphalerite, chalcopyrite, pyrrhotite, pyrite, arsenopyrite | [6 empty] | galena, bismuthinite, marcasite, iron oxides, pyroxene, actinolite, quartz | thin sections and polished blocks examined using optical microscope, BSE detector, and EDS prior to analysis | EMPA, LA-ICPMS | JEOL JXA-8230 electron probe microanalyzer; RESOlution-LR 193 nm ArF excimer laser ablation system coupled to an Agilent 7700x ICP-MS | Laboratory of Mineral Resources Research Center, Fuzhou University; Adelaide Microscopy, the University of Adelaide | EPMA point analysis: accelerating voltage 15 kV, beam current 20 nA, beam diameter ~5 μm; EPMA mapping: accelerating voltage 20 kV, working current 50 nA, dwell time ~10 ms; BSE imaging: accelerating voltage 20 kV, beam current 10 nA; LA-ICP-MS: energy density 3~3.5 J/cm2, spot sizes 29 to 51 μm, repetition rates 5 Hz (polished thin-section) and 10 Hz (polished blocks), ~30 s background acquisition, ~40 s sample data acquisition | STDGL3 (Danyushevsky et al. 2011) and GSD-1G (USGS) | 11.1 | [19 empty] | 2590.28 | [5 empty] | 0.87 | [5 empty] | 90.14 | [9 empty] | 107684.98 |  | 79.31 |  |  |  | 1.28 | [7 empty] | 0.86 | [13 empty] | 3056.48 | [15 empty] | 1.52 | [17 empty] | 0 | [9 empty] | 2.12 | [35 empty] | CHN | Tibet
| Lawu |  | Magmatic hydrothermal | Skarn | Cu-Pb-Zn skarn | Cu, Pb, Zn | In, Sn | Cu, Pb, Zn, In, Sn |  |  | 4711-02 |  | underground mine |  |  |  |  | ore material | drill core | underground mining tunnels and drill cores | mineral separate | [5 empty] | mineralisation |  |  |  | sphalerite, chalcopyrite, pyrrhotite, pyrite, arsenopyrite | [6 empty] | galena, bismuthinite, marcasite, iron oxides, pyroxene, actinolite, quartz | thin sections and polished blocks examined using optical microscope, BSE detector, and EDS prior to analysis | EMPA, LA-ICPMS | JEOL JXA-8230 electron probe microanalyzer; RESOlution-LR 193 nm ArF excimer laser ablation system coupled to an Agilent 7700x ICP-MS | Laboratory of Mineral Resources Research Center, Fuzhou University; Adelaide Microscopy, the University of Adelaide | EPMA point analysis: accelerating voltage 15 kV, beam current 20 nA, beam diameter ~5 μm; EPMA mapping: accelerating voltage 20 kV, working current 50 nA, dwell time ~10 ms; BSE imaging: accelerating voltage 20 kV, beam current 10 nA; LA-ICP-MS: energy density 3~3.5 J/cm2, spot sizes 29 to 51 μm, repetition rates 5 Hz (polished thin-section) and 10 Hz (polished blocks), ~30 s background acquisition, ~40 s sample data acquisition | STDGL3 (Danyushevsky et al. 2011) and GSD-1G (USGS) | 9.86 | [19 empty] | 2794.01 | [5 empty] | 1.02 | [5 empty] | 62.9 | [9 empty] | 105401.44 |  | 57.18 |  |  |  | 1.05 | [7 empty] | 0.72 | [13 empty] | 1315.97 | [15 empty] | 2.08 | [17 empty] | 0.2 | [9 empty] | 1.86 | [35 empty] | CHN | Tibet
| Lawu |  | Magmatic hydrothermal | Skarn | Cu-Pb-Zn skarn | Cu, Pb, Zn | In, Sn | Cu, Pb, Zn, In, Sn |  |  | 4711-03 |  | underground mine |  |  |  |  | ore material | drill core | underground mining tunnels and drill cores | mineral separate | [5 empty] | mineralisation |  |  |  | sphalerite, chalcopyrite, pyrrhotite, pyrite, arsenopyrite | [6 empty] | galena, bismuthinite, marcasite, iron oxides, pyroxene, actinolite, quartz | thin sections and polished blocks examined using optical microscope, BSE detector, and EDS prior to analysis | EMPA, LA-ICPMS | JEOL JXA-8230 electron probe microanalyzer; RESOlution-LR 193 nm ArF excimer laser ablation system coupled to an Agilent 7700x ICP-MS | Laboratory of Mineral Resources Research Center, Fuzhou University; Adelaide Microscopy, the University of Adelaide | EPMA point analysis: accelerating voltage 15 kV, beam current 20 nA, beam diameter ~5 μm; EPMA mapping: accelerating voltage 20 kV, working current 50 nA, dwell time ~10 ms; BSE imaging: accelerating voltage 20 kV, beam current 10 nA; LA-ICP-MS: energy density 3~3.5 J/cm2, spot sizes 29 to 51 μm, repetition rates 5 Hz (polished thin-section) and 10 Hz (polished blocks), ~30 s background acquisition, ~40 s sample data acquisition | STDGL3 (Danyushevsky et al. 2011) and GSD-1G (USGS) | 8.82 | [19 empty] | 2869.18 | [5 empty] | 0.88 | [5 empty] | 19.88 | [9 empty] | 104512.98 |  | 7.09 |  |  |  | 0.33 | [7 empty] | 0.31 | [13 empty] | 1087.9 | [15 empty] | 2.17 | [17 empty] | 0 | [9 empty] | 1.91 | [35 empty] | CHN | Tibet
| Lawu |  | Magmatic hydrothermal | Skarn | Cu-Pb-Zn skarn | Cu, Pb, Zn | In, Sn | Cu, Pb, Zn, In, Sn |  |  | 4711-04 |  | underground mine |  |  |  |  | ore material | drill core | underground mining tunnels and drill cores | mineral separate | [5 empty] | mineralisation |  |  |  | sphalerite, chalcopyrite, pyrrhotite, pyrite, arsenopyrite | [6 empty] | galena, bismuthinite, marcasite, iron oxides, pyroxene, actinolite, quartz | thin sections and polished blocks examined using optical microscope, BSE detector, and EDS prior to analysis | EMPA, LA-ICPMS | JEOL JXA-8230 electron probe microanalyzer; RESOlution-LR 193 nm ArF excimer laser ablation system coupled to an Agilent 7700x ICP-MS | Laboratory of Mineral Resources Research Center, Fuzhou University; Adelaide Microscopy, the University of Adelaide | EPMA point analysis: accelerating voltage 15 kV, beam current 20 nA, beam diameter ~5 μm; EPMA mapping: accelerating voltage 20 kV, working current 50 nA, dwell time ~10 ms; BSE imaging: accelerating voltage 20 kV, beam current 10 nA; LA-ICP-MS: energy density 3~3.5 J/cm2, spot sizes 29 to 51 μm, repetition rates 5 Hz (polished thin-section) and 10 Hz (polished blocks), ~30 s background acquisition, ~40 s sample data acquisition | STDGL3 (Danyushevsky et al. 2011) and GSD-1G (USGS) | 12.81 | [19 empty] | 2891.88 | [5 empty] | 1.05 | [5 empty] | 22.63 | [9 empty] | 107559.79 |  | 7.7 |  |  |  | 0.24 | [7 empty] | 0.23 | [13 empty] | 746.93 | [15 empty] | 6.48 | [17 empty] | 0.76 | [9 empty] | 1.8 | [35 empty] | CHN | Tibet
| Lawu |  | Magmatic hydrothermal | Skarn | Cu-Pb-Zn skarn | Cu, Pb, Zn | In, Sn | Cu, Pb, Zn, In, Sn |  |  | 4711-05 |  | underground mine |  |  |  |  | ore material | drill core | underground mining tunnels and drill cores | mineral separate | [5 empty] | mineralisation |  |  |  | sphalerite, chalcopyrite, pyrrhotite, pyrite, arsenopyrite | [6 empty] | galena, bismuthinite, marcasite, iron oxides, pyroxene, actinolite, quartz | thin sections and polished blocks examined using optical microscope, BSE detector, and EDS prior to analysis | EMPA, LA-ICPMS | JEOL JXA-8230 electron probe microanalyzer; RESOlution-LR 193 nm ArF excimer laser ablation system coupled to an Agilent 7700x ICP-MS | Laboratory of Mineral Resources Research Center, Fuzhou University; Adelaide Microscopy, the University of Adelaide | EPMA point analysis: accelerating voltage 15 kV, beam current 20 nA, beam diameter ~5 μm; EPMA mapping: accelerating voltage 20 kV, working current 50 nA, dwell time ~10 ms; BSE imaging: accelerating voltage 20 kV, beam current 10 nA; LA-ICP-MS: energy density 3~3.5 J/cm2, spot sizes 29 to 51 μm, repetition rates 5 Hz (polished thin-section) and 10 Hz (polished blocks), ~30 s background acquisition, ~40 s sample data acquisition | STDGL3 (Danyushevsky et al. 2011) and GSD-1G (USGS) | 7.47 | [19 empty] | 2962.76 | [5 empty] | 1.26 | [5 empty] | 22.22 | [9 empty] | 104026.54 |  | 8.68 |  |  |  | 0.71 | [7 empty] | 0.19 | [13 empty] | 681.84 | [15 empty] | 1.46 | [17 empty] | 0 | [9 empty] | 2.14 | [35 empty] | CHN | Tibet
| Lawu |  | Magmatic hydrothermal | Skarn | Cu-Pb-Zn skarn | Cu, Pb, Zn | In, Sn | Cu, Pb, Zn, In, Sn |  |  | BY1-5b(1)-2 |  | underground mine |  |  |  |  | ore material | drill core | underground mining tunnels and drill cores | mineral separate | [5 empty] | mineralisation |  |  |  | sphalerite, chalcopyrite, pyrrhotite, pyrite, arsenopyrite | [6 empty] | galena, bismuthinite, marcasite, iron oxides, pyroxene, actinolite, quartz | thin sections and polished blocks examined using optical microscope, BSE detector, and EDS prior to analysis | EMPA, LA-ICPMS | JEOL JXA-8230 electron probe microanalyzer; RESOlution-LR 193 nm ArF excimer laser ablation system coupled to an Agilent 7700x ICP-MS | Laboratory of Mineral Resources Research Center, Fuzhou University; Adelaide Microscopy, the University of Adelaide | EPMA point analysis: accelerating voltage 15 kV, beam current 20 nA, beam diameter ~5 μm; EPMA mapping: accelerating voltage 20 kV, working current 50 nA, dwell time ~10 ms; BSE imaging: accelerating voltage 20 kV, beam current 10 nA; LA-ICP-MS: energy density 3~3.5 J/cm2, spot sizes 29 to 51 μm, repetition rates 5 Hz (polished thin-section) and 10 Hz (polished blocks), ~30 s background acquisition, ~40 s sample data acquisition | STDGL3 (Danyushevsky et al. 2011) and GSD-1G (USGS) | 1.06 | [19 empty] | 2447 | [5 empty] | 13.3 | [5 empty] | 57.9 | [9 empty] | 86402.002 |  | 1.53 |  |  |  | 0.52 | [7 empty] | 18.8 | [13 empty] | 3904 | [15 empty] | 1.31 | [17 empty] | 0.15 | [9 empty] | 7.06 | [35 empty] | CHN | Tibet
| Lawu |  | Magmatic hydrothermal | Skarn | Cu-Pb-Zn skarn | Cu, Pb, Zn | In, Sn | Cu, Pb, Zn, In, Sn |  |  | BY1-5b(1)-3 |  | underground mine |  |  |  |  | ore material | drill core | underground mining tunnels and drill cores | mineral separate | [5 empty] | mineralisation |  |  |  | sphalerite, chalcopyrite, pyrrhotite, pyrite, arsenopyrite | [6 empty] | galena, bismuthinite, marcasite, iron oxides, pyroxene, actinolite, quartz | thin sections and polished blocks examined using optical microscope, BSE detector, and EDS prior to analysis | EMPA, LA-ICPMS | JEOL JXA-8230 electron probe microanalyzer; RESOlution-LR 193 nm ArF excimer laser ablation system coupled to an Agilent 7700x ICP-MS | Laboratory of Mineral Resources Research Center, Fuzhou University; Adelaide Microscopy, the University of Adelaide | EPMA point analysis: accelerating voltage 15 kV, beam current 20 nA, beam diameter ~5 μm; EPMA mapping: accelerating voltage 20 kV, working current 50 nA, dwell time ~10 ms; BSE imaging: accelerating voltage 20 kV, beam current 10 nA; LA-ICP-MS: energy density 3~3.5 J/cm2, spot sizes 29 to 51 μm, repetition rates 5 Hz (polished thin-section) and 10 Hz (polished blocks), ~30 s background acquisition, ~40 s sample data acquisition | STDGL3 (Danyushevsky et al. 2011) and GSD-1G (USGS) | 3.52 | [19 empty] | 2498 | [5 empty] | 13.8 | [5 empty] | 1148 | [9 empty] | 83860.7667 |  | 1.53 |  |  |  | 0.76 | [7 empty] | 18.5 | [13 empty] | 3777 | [15 empty] | 3.44 | [17 empty] | 0.41 | [9 empty] | 5.03 | [35 empty] | CHN | Tibet
| Lawu |  | Magmatic hydrothermal | Skarn | Cu-Pb-Zn skarn | Cu, Pb, Zn | In, Sn | Cu, Pb, Zn, In, Sn |  |  | BY2-4-2(1)-1 |  | underground mine |  |  |  |  | ore material | drill core | underground mining tunnels and drill cores | mineral separate | [5 empty] | mineralisation |  |  |  | sphalerite, chalcopyrite, pyrrhotite, pyrite, arsenopyrite | [6 empty] | galena, bismuthinite, marcasite, iron oxides, pyroxene, actinolite, quartz | thin sections and polished blocks examined using optical microscope, BSE detector, and EDS prior to analysis | EMPA, LA-ICPMS | JEOL JXA-8230 electron probe microanalyzer; RESOlution-LR 193 nm ArF excimer laser ablation system coupled to an Agilent 7700x ICP-MS | Laboratory of Mineral Resources Research Center, Fuzhou University; Adelaide Microscopy, the University of Adelaide | EPMA point analysis: accelerating voltage 15 kV, beam current 20 nA, beam diameter ~5 μm; EPMA mapping: accelerating voltage 20 kV, working current 50 nA, dwell time ~10 ms; BSE imaging: accelerating voltage 20 kV, beam current 10 nA; LA-ICP-MS: energy density 3~3.5 J/cm2, spot sizes 29 to 51 μm, repetition rates 5 Hz (polished thin-section) and 10 Hz (polished blocks), ~30 s background acquisition, ~40 s sample data acquisition | STDGL3 (Danyushevsky et al. 2011) and GSD-1G (USGS) | 1.5 | [19 empty] | 2891 | [5 empty] | 76.2 | [5 empty] | 10.3 | [9 empty] | 35386.7023 |  | 0.08 |  |  |  | 0.69 | [7 empty] | 5.63 | [13 empty] | 989 | [15 empty] | 8.58 | [17 empty] | 0.18 | [9 empty] | 1.29 | [35 empty] | CHN | Tibet
| Lawu |  | Magmatic hydrothermal | Skarn | Cu-Pb-Zn skarn | Cu, Pb, Zn | In, Sn | Cu, Pb, Zn, In, Sn |  |  | BY2-4-2(1)-2 |  | underground mine |  |  |  |  | ore material | drill core | underground mining tunnels and drill cores | mineral separate | [5 empty] | mineralisation |  |  |  | sphalerite, chalcopyrite, pyrrhotite, pyrite, arsenopyrite | [6 empty] | galena, bismuthinite, marcasite, iron oxides, pyroxene, actinolite, quartz | thin sections and polished blocks examined using optical microscope, BSE detector, and EDS prior to analysis | EMPA, LA-ICPMS | JEOL JXA-8230 electron probe microanalyzer; RESOlution-LR 193 nm ArF excimer laser ablation system coupled to an Agilent 7700x ICP-MS | Laboratory of Mineral Resources Research Center, Fuzhou University; Adelaide Microscopy, the University of Adelaide | EPMA point analysis: accelerating voltage 15 kV, beam current 20 nA, beam diameter ~5 μm; EPMA mapping: accelerating voltage 20 kV, working current 50 nA, dwell time ~10 ms; BSE imaging: accelerating voltage 20 kV, beam current 10 nA; LA-ICP-MS: energy density 3~3.5 J/cm2, spot sizes 29 to 51 μm, repetition rates 5 Hz (polished thin-section) and 10 Hz (polished blocks), ~30 s background acquisition, ~40 s sample data acquisition | STDGL3 (Danyushevsky et al. 2011) and GSD-1G (USGS) | 0.75 | [19 empty] | 2867 | [5 empty] | 74.1 | [5 empty] | 9.05 | [9 empty] | 34814.9244 |  | 0.11 |  |  |  | 0.005 | [7 empty] | 5.09 | [13 empty] | 966 | [15 empty] | 11.8 | [17 empty] | 0.05 | [9 empty] | 0.49 | [35 empty] | CHN | Tibet
| Lawu |  | Magmatic hydrothermal | Skarn | Cu-Pb-Zn skarn | Cu, Pb, Zn | In, Sn | Cu, Pb, Zn, In, Sn |  |  | BY2-4-2(1)-3 |  | underground mine |  |  |  |  | ore material | drill core | underground mining tunnels and drill cores | mineral separate | [5 empty] | mineralisation |  |  |  | sphalerite, chalcopyrite, pyrrhotite, pyrite, arsenopyrite | [6 empty] | galena, bismuthinite, marcasite, iron oxides, pyroxene, actinolite, quartz | thin sections and polished blocks examined using optical microscope, BSE detector, and EDS prior to analysis | EMPA, LA-ICPMS | JEOL JXA-8230 electron probe microanalyzer; RESOlution-LR 193 nm ArF excimer laser ablation system coupled to an Agilent 7700x ICP-MS | Laboratory of Mineral Resources Research Center, Fuzhou University; Adelaide Microscopy, the University of Adelaide | EPMA point analysis: accelerating voltage 15 kV, beam current 20 nA, beam diameter ~5 μm; EPMA mapping: accelerating voltage 20 kV, working current 50 nA, dwell time ~10 ms; BSE imaging: accelerating voltage 20 kV, beam current 10 nA; LA-ICP-MS: energy density 3~3.5 J/cm2, spot sizes 29 to 51 μm, repetition rates 5 Hz (polished thin-section) and 10 Hz (polished blocks), ~30 s background acquisition, ~40 s sample data acquisition | STDGL3 (Danyushevsky et al. 2011) and GSD-1G (USGS) | 0.97 | [19 empty] | 2909 | [5 empty] | 75.5 | [5 empty] | 5.79 | [9 empty] | 33544.3067 |  | 0.06 |  |  |  | 0.005 | [7 empty] | 6.4 | [13 empty] | 923 | [15 empty] | 3.7 | [17 empty] | 0.08 | [9 empty] | 0.12 | [35 empty] | CHN | Tibet
| Lawu |  | Magmatic hydrothermal | Skarn | Cu-Pb-Zn skarn | Cu, Pb, Zn | In, Sn | Cu, Pb, Zn, In, Sn |  |  | BY2-4-2(2)-1 |  | underground mine |  |  |  |  | ore material | drill core | underground mining tunnels and drill cores | mineral separate | [5 empty] | mineralisation |  |  |  | sphalerite, chalcopyrite, pyrrhotite, pyrite, arsenopyrite | [6 empty] | galena, bismuthinite, marcasite, iron oxides, pyroxene, actinolite, quartz | thin sections and polished blocks examined using optical microscope, BSE detector, and EDS prior to analysis | EMPA, LA-ICPMS | JEOL JXA-8230 electron probe microanalyzer; RESOlution-LR 193 nm ArF excimer laser ablation system coupled to an Agilent 7700x ICP-MS | Laboratory of Mineral Resources Research Center, Fuzhou University; Adelaide Microscopy, the University of Adelaide | EPMA point analysis: accelerating voltage 15 kV, beam current 20 nA, beam diameter ~5 μm; EPMA mapping: accelerating voltage 20 kV, working current 50 nA, dwell time ~10 ms; BSE imaging: accelerating voltage 20 kV, beam current 10 nA; LA-ICP-MS: energy density 3~3.5 J/cm2, spot sizes 29 to 51 μm, repetition rates 5 Hz (polished thin-section) and 10 Hz (polished blocks), ~30 s background acquisition, ~40 s sample data acquisition | STDGL3 (Danyushevsky et al. 2011) and GSD-1G (USGS) | 4.96 | [19 empty] | 2809 | [5 empty] | 77 | [5 empty] | 12.7 | [9 empty] | 35450.2332 |  | 0.1 |  |  |  | 0.005 | [7 empty] | 5.88 | [13 empty] | 878 | [15 empty] | 14.8 | [17 empty] | 0.75 | [9 empty] | 6.43 | [35 empty] | CHN | Tibet
| Lawu |  | Magmatic hydrothermal | Skarn | Cu-Pb-Zn skarn | Cu, Pb, Zn | In, Sn | Cu, Pb, Zn, In, Sn |  |  | BY2-4-2(2)-2 |  | underground mine |  |  |  |  | ore material | drill core | underground mining tunnels and drill cores | mineral separate | [5 empty] | mineralisation |  |  |  | sphalerite, chalcopyrite, pyrrhotite, pyrite, arsenopyrite | [6 empty] | galena, bismuthinite, marcasite, iron oxides, pyroxene, actinolite, quartz | thin sections and polished blocks examined using optical microscope, BSE detector, and EDS prior to analysis | EMPA, LA-ICPMS | JEOL JXA-8230 electron probe microanalyzer; RESOlution-LR 193 nm ArF excimer laser ablation system coupled to an Agilent 7700x ICP-MS | Laboratory of Mineral Resources Research Center, Fuzhou University; Adelaide Microscopy, the University of Adelaide | EPMA point analysis: accelerating voltage 15 kV, beam current 20 nA, beam diameter ~5 μm; EPMA mapping: accelerating voltage 20 kV, working current 50 nA, dwell time ~10 ms; BSE imaging: accelerating voltage 20 kV, beam current 10 nA; LA-ICP-MS: energy density 3~3.5 J/cm2, spot sizes 29 to 51 μm, repetition rates 5 Hz (polished thin-section) and 10 Hz (polished blocks), ~30 s background acquisition, ~40 s sample data acquisition | STDGL3 (Danyushevsky et al. 2011) and GSD-1G (USGS) | 5.55 | [19 empty] | 2688 | [5 empty] | 73.1 | [5 empty] | 12.5 | [9 empty] | 36276.1347 |  | 0.14 |  |  |  | 0.005 | [7 empty] | 6.07 | [13 empty] | 1475 | [15 empty] | 11.6 | [17 empty] | 1.37 | [9 empty] | 2.19 | [35 empty] | CHN | Tibet
| Lawu |  | Magmatic hydrothermal | Skarn | Cu-Pb-Zn skarn | Cu, Pb, Zn | In, Sn | Cu, Pb, Zn, In, Sn |  |  | BY2-4-2(2)-3 |  | underground mine |  |  |  |  | ore material | drill core | underground mining tunnels and drill cores | mineral separate | [5 empty] | mineralisation |  |  |  | sphalerite, chalcopyrite, pyrrhotite, pyrite, arsenopyrite | [6 empty] | galena, bismuthinite, marcasite, iron oxides, pyroxene, actinolite, quartz | thin sections and polished blocks examined using optical microscope, BSE detector, and EDS prior to analysis | EMPA, LA-ICPMS | JEOL JXA-8230 electron probe microanalyzer; RESOlution-LR 193 nm ArF excimer laser ablation system coupled to an Agilent 7700x ICP-MS | Laboratory of Mineral Resources Research Center, Fuzhou University; Adelaide Microscopy, the University of Adelaide | EPMA point analysis: accelerating voltage 15 kV, beam current 20 nA, beam diameter ~5 μm; EPMA mapping: accelerating voltage 20 kV, working current 50 nA, dwell time ~10 ms; BSE imaging: accelerating voltage 20 kV, beam current 10 nA; LA-ICP-MS: energy density 3~3.5 J/cm2, spot sizes 29 to 51 μm, repetition rates 5 Hz (polished thin-section) and 10 Hz (polished blocks), ~30 s background acquisition, ~40 s sample data acquisition | STDGL3 (Danyushevsky et al. 2011) and GSD-1G (USGS) | 0.99 | [19 empty] | 2852 | [5 empty] | 74.9 | [5 empty] | 7.25 | [9 empty] | 34814.9244 |  | 0.14 |  |  |  | 0.26 | [7 empty] | 6.1 | [13 empty] | 931 | [15 empty] | 7.23 | [17 empty] | 0.6 | [9 empty] | 0.59 | [35 empty] | CHN | Tibet
| Lawu |  | Magmatic hydrothermal | Skarn | Cu-Pb-Zn skarn | Cu, Pb, Zn | In, Sn | Cu, Pb, Zn, In, Sn |  |  | BY2-6a(1)-1 |  | underground mine |  |  |  |  | ore material | drill core | underground mining tunnels and drill cores | mineral separate | [5 empty] | mineralisation |  |  |  | sphalerite, chalcopyrite, pyrrhotite, pyrite, arsenopyrite | [6 empty] | galena, bismuthinite, marcasite, iron oxides, pyroxene, actinolite, quartz | thin sections and polished blocks examined using optical microscope, BSE detector, and EDS prior to analysis | EMPA, LA-ICPMS | JEOL JXA-8230 electron probe microanalyzer; RESOlution-LR 193 nm ArF excimer laser ablation system coupled to an Agilent 7700x ICP-MS | Laboratory of Mineral Resources Research Center, Fuzhou University; Adelaide Microscopy, the University of Adelaide | EPMA point analysis: accelerating voltage 15 kV, beam current 20 nA, beam diameter ~5 μm; EPMA mapping: accelerating voltage 20 kV, working current 50 nA, dwell time ~10 ms; BSE imaging: accelerating voltage 20 kV, beam current 10 nA; LA-ICP-MS: energy density 3~3.5 J/cm2, spot sizes 29 to 51 μm, repetition rates 5 Hz (polished thin-section) and 10 Hz (polished blocks), ~30 s background acquisition, ~40 s sample data acquisition | STDGL3 (Danyushevsky et al. 2011) and GSD-1G (USGS) | 1.91 | [19 empty] | 2516 | [5 empty] | 1.61 | [5 empty] | 9.91 | [9 empty] | 8640.2002 |  | 0.25 |  |  |  | 0.005 | [7 empty] | 10.3 | [13 empty] | 1872 | [15 empty] | 105 | [17 empty] | 0.09 | [9 empty] | 0.77 | [35 empty] | CHN | Tibet
| Lawu |  | Magmatic hydrothermal | Skarn | Cu-Pb-Zn skarn | Cu, Pb, Zn | In, Sn | Cu, Pb, Zn, In, Sn |  |  | BY2-6a(1)-3 |  | underground mine |  |  |  |  | ore material | drill core | underground mining tunnels and drill cores | mineral separate | [5 empty] | mineralisation |  |  |  | sphalerite, chalcopyrite, pyrrhotite, pyrite, arsenopyrite | [6 empty] | galena, bismuthinite, marcasite, iron oxides, pyroxene, actinolite, quartz | thin sections and polished blocks examined using optical microscope, BSE detector, and EDS prior to analysis | EMPA, LA-ICPMS | JEOL JXA-8230 electron probe microanalyzer; RESOlution-LR 193 nm ArF excimer laser ablation system coupled to an Agilent 7700x ICP-MS | Laboratory of Mineral Resources Research Center, Fuzhou University; Adelaide Microscopy, the University of Adelaide | EPMA point analysis: accelerating voltage 15 kV, beam current 20 nA, beam diameter ~5 μm; EPMA mapping: accelerating voltage 20 kV, working current 50 nA, dwell time ~10 ms; BSE imaging: accelerating voltage 20 kV, beam current 10 nA; LA-ICP-MS: energy density 3~3.5 J/cm2, spot sizes 29 to 51 μm, repetition rates 5 Hz (polished thin-section) and 10 Hz (polished blocks), ~30 s background acquisition, ~40 s sample data acquisition | STDGL3 (Danyushevsky et al. 2011) and GSD-1G (USGS) | 16.5 | [19 empty] | 2428 | [5 empty] | 2.32 | [5 empty] | 8.79 | [9 empty] | 9529.6326 |  | 0.33 |  |  |  | 0.8 | [7 empty] | 11.4 | [13 empty] | 1928 | [15 empty] | 431 | [17 empty] | 0.97 | [9 empty] | 2.98 | [35 empty] | CHN | Tibet
| Lawu |  | Magmatic hydrothermal | Skarn | Cu-Pb-Zn skarn | Cu, Pb, Zn | In, Sn | Cu, Pb, Zn, In, Sn |  |  | BY2-6a(2)-1 |  | underground mine |  |  |  |  | ore material | drill core | underground mining tunnels and drill cores | mineral separate | [5 empty] | mineralisation |  |  |  | sphalerite, chalcopyrite, pyrrhotite, pyrite, arsenopyrite | [6 empty] | galena, bismuthinite, marcasite, iron oxides, pyroxene, actinolite, quartz | thin sections and polished blocks examined using optical microscope, BSE detector, and EDS prior to analysis | EMPA, LA-ICPMS | JEOL JXA-8230 electron probe microanalyzer; RESOlution-LR 193 nm ArF excimer laser ablation system coupled to an Agilent 7700x ICP-MS | Laboratory of Mineral Resources Research Center, Fuzhou University; Adelaide Microscopy, the University of Adelaide | EPMA point analysis: accelerating voltage 15 kV, beam current 20 nA, beam diameter ~5 μm; EPMA mapping: accelerating voltage 20 kV, working current 50 nA, dwell time ~10 ms; BSE imaging: accelerating voltage 20 kV, beam current 10 nA; LA-ICP-MS: energy density 3~3.5 J/cm2, spot sizes 29 to 51 μm, repetition rates 5 Hz (polished thin-section) and 10 Hz (polished blocks), ~30 s background acquisition, ~40 s sample data acquisition | STDGL3 (Danyushevsky et al. 2011) and GSD-1G (USGS) | 7.79 | [19 empty] | 2584 | [5 empty] | 0.22 | [5 empty] | 9.51 | [9 empty] | 8894.3237 |  | 0.03 |  |  |  | 0.74 | [7 empty] | 14.9 | [13 empty] | 1831 | [15 empty] | 114 | [17 empty] | 0.1 | [9 empty] | 0.75 | [35 empty] | CHN | Tibet
| Lawu |  | Magmatic hydrothermal | Skarn | Cu-Pb-Zn skarn | Cu, Pb, Zn | In, Sn | Cu, Pb, Zn, In, Sn |  |  | BY2-6a(2)-2 |  | underground mine |  |  |  |  | ore material | drill core | underground mining tunnels and drill cores | mineral separate | [5 empty] | mineralisation |  |  |  | sphalerite, chalcopyrite, pyrrhotite, pyrite, arsenopyrite | [6 empty] | galena, bismuthinite, marcasite, iron oxides, pyroxene, actinolite, quartz | thin sections and polished blocks examined using optical microscope, BSE detector, and EDS prior to analysis | EMPA, LA-ICPMS | JEOL JXA-8230 electron probe microanalyzer; RESOlution-LR 193 nm ArF excimer laser ablation system coupled to an Agilent 7700x ICP-MS | Laboratory of Mineral Resources Research Center, Fuzhou University; Adelaide Microscopy, the University of Adelaide | EPMA point analysis: accelerating voltage 15 kV, beam current 20 nA, beam diameter ~5 μm; EPMA mapping: accelerating voltage 20 kV, working current 50 nA, dwell time ~10 ms; BSE imaging: accelerating voltage 20 kV, beam current 10 nA; LA-ICP-MS: energy density 3~3.5 J/cm2, spot sizes 29 to 51 μm, repetition rates 5 Hz (polished thin-section) and 10 Hz (polished blocks), ~30 s background acquisition, ~40 s sample data acquisition | STDGL3 (Danyushevsky et al. 2011) and GSD-1G (USGS) | 20.8 | [19 empty] | 2654 | [5 empty] | 0.55 | [5 empty] | 14.1 | [9 empty] | 9084.9164 |  | 0.11 |  |  |  | 0.45 | [7 empty] | 14.5 | [13 empty] | 2294 | [15 empty] | 319 | [17 empty] | 0.9 | [9 empty] | 5.25 | [35 empty] | CHN | Tibet
| Lawu |  | Magmatic hydrothermal | Skarn | Cu-Pb-Zn skarn | Cu, Pb, Zn | In, Sn | Cu, Pb, Zn, In, Sn |  |  | BY2-6a(2)-3 |  | underground mine |  |  |  |  | ore material | drill core | underground mining tunnels and drill cores | mineral separate | [5 empty] | mineralisation |  |  |  | sphalerite, chalcopyrite, pyrrhotite, pyrite, arsenopyrite | [6 empty] | galena, bismuthinite, marcasite, iron oxides, pyroxene, actinolite, quartz | thin sections and polished blocks examined using optical microscope, BSE detector, and EDS prior to analysis | EMPA, LA-ICPMS | JEOL JXA-8230 electron probe microanalyzer; RESOlution-LR 193 nm ArF excimer laser ablation system coupled to an Agilent 7700x ICP-MS | Laboratory of Mineral Resources Research Center, Fuzhou University; Adelaide Microscopy, the University of Adelaide | EPMA point analysis: accelerating voltage 15 kV, beam current 20 nA, beam diameter ~5 μm; EPMA mapping: accelerating voltage 20 kV, working current 50 nA, dwell time ~10 ms; BSE imaging: accelerating voltage 20 kV, beam current 10 nA; LA-ICP-MS: energy density 3~3.5 J/cm2, spot sizes 29 to 51 μm, repetition rates 5 Hz (polished thin-section) and 10 Hz (polished blocks), ~30 s background acquisition, ~40 s sample data acquisition | STDGL3 (Danyushevsky et al. 2011) and GSD-1G (USGS) | 7.22 | [19 empty] | 2756 | [5 empty] | 0.32 | [5 empty] | 8.54 | [9 empty] | 9402.5708 |  | 0.13 |  |  |  | 0.27 | [7 empty] | 15.1 | [13 empty] | 2002 | [15 empty] | 510 | [17 empty] | 0.6 | [9 empty] | 2.78 | [35 empty] | CHN | Tibet
| Lawu |  | Magmatic hydrothermal | Skarn | Cu-Pb-Zn skarn | Cu, Pb, Zn | In, Sn | Cu, Pb, Zn, In, Sn |  |  | BY2-7a(1)-1 |  | underground mine |  |  |  |  | ore material | drill core | underground mining tunnels and drill cores | mineral separate | [5 empty] | mineralisation |  |  |  | sphalerite, chalcopyrite, pyrrhotite, pyrite, arsenopyrite | [6 empty] | galena, bismuthinite, marcasite, iron oxides, pyroxene, actinolite, quartz | thin sections and polished blocks examined using optical microscope, BSE detector, and EDS prior to analysis | EMPA, LA-ICPMS | JEOL JXA-8230 electron probe microanalyzer; RESOlution-LR 193 nm ArF excimer laser ablation system coupled to an Agilent 7700x ICP-MS | Laboratory of Mineral Resources Research Center, Fuzhou University; Adelaide Microscopy, the University of Adelaide | EPMA point analysis: accelerating voltage 15 kV, beam current 20 nA, beam diameter ~5 μm; EPMA mapping: accelerating voltage 20 kV, working current 50 nA, dwell time ~10 ms; BSE imaging: accelerating voltage 20 kV, beam current 10 nA; LA-ICP-MS: energy density 3~3.5 J/cm2, spot sizes 29 to 51 μm, repetition rates 5 Hz (polished thin-section) and 10 Hz (polished blocks), ~30 s background acquisition, ~40 s sample data acquisition | STDGL3 (Danyushevsky et al. 2011) and GSD-1G (USGS) | 37.7 | [19 empty] | 2716 | [5 empty] | 23.8 | [5 empty] | 6406 | [9 empty] | 77507.6783 |  | 0.72 |  |  |  | 0.36 | [7 empty] | 21.2 | [13 empty] | 3553 | [15 empty] | 6.66 | [17 empty] | 0.22 | [9 empty] | 0.93 | [35 empty] | CHN | Tibet
| Lawu |  | Magmatic hydrothermal | Skarn | Cu-Pb-Zn skarn | Cu, Pb, Zn | In, Sn | Cu, Pb, Zn, In, Sn |  |  | BY2-7a(1)-2 |  | underground mine |  |  |  |  | ore material | drill core | underground mining tunnels and drill cores | mineral separate | [5 empty] | mineralisation |  |  |  | sphalerite, chalcopyrite, pyrrhotite, pyrite, arsenopyrite | [6 empty] | galena, bismuthinite, marcasite, iron oxides, pyroxene, actinolite, quartz | thin sections and polished blocks examined using optical microscope, BSE detector, and EDS prior to analysis | EMPA, LA-ICPMS | JEOL JXA-8230 electron probe microanalyzer; RESOlution-LR 193 nm ArF excimer laser ablation system coupled to an Agilent 7700x ICP-MS | Laboratory of Mineral Resources Research Center, Fuzhou University; Adelaide Microscopy, the University of Adelaide | EPMA point analysis: accelerating voltage 15 kV, beam current 20 nA, beam diameter ~5 μm; EPMA mapping: accelerating voltage 20 kV, working current 50 nA, dwell time ~10 ms; BSE imaging: accelerating voltage 20 kV, beam current 10 nA; LA-ICP-MS: energy density 3~3.5 J/cm2, spot sizes 29 to 51 μm, repetition rates 5 Hz (polished thin-section) and 10 Hz (polished blocks), ~30 s background acquisition, ~40 s sample data acquisition | STDGL3 (Danyushevsky et al. 2011) and GSD-1G (USGS) | 26.9 | [19 empty] | 2679 | [5 empty] | 30.4 | [5 empty] | 5025 | [9 empty] | 78778.296 |  | 1.37 |  |  |  | 0.66 | [7 empty] | 21.4 | [13 empty] | 4114 | [15 empty] | 1.39 | [17 empty] | 0.01 | [9 empty] | 0.85 | [35 empty] | CHN | Tibet
| Lawu |  | Magmatic hydrothermal | Skarn | Cu-Pb-Zn skarn | Cu, Pb, Zn | In, Sn | Cu, Pb, Zn, In, Sn |  |  | BY2-7a(1)-3 |  | underground mine |  |  |  |  | ore material | drill core | underground mining tunnels and drill cores | mineral separate | [5 empty] | mineralisation |  |  |  | sphalerite, chalcopyrite, pyrrhotite, pyrite, arsenopyrite | [6 empty] | galena, bismuthinite, marcasite, iron oxides, pyroxene, actinolite, quartz | thin sections and polished blocks examined using optical microscope, BSE detector, and EDS prior to analysis | EMPA, LA-ICPMS | JEOL JXA-8230 electron probe microanalyzer; RESOlution-LR 193 nm ArF excimer laser ablation system coupled to an Agilent 7700x ICP-MS | Laboratory of Mineral Resources Research Center, Fuzhou University; Adelaide Microscopy, the University of Adelaide | EPMA point analysis: accelerating voltage 15 kV, beam current 20 nA, beam diameter ~5 μm; EPMA mapping: accelerating voltage 20 kV, working current 50 nA, dwell time ~10 ms; BSE imaging: accelerating voltage 20 kV, beam current 10 nA; LA-ICP-MS: energy density 3~3.5 J/cm2, spot sizes 29 to 51 μm, repetition rates 5 Hz (polished thin-section) and 10 Hz (polished blocks), ~30 s background acquisition, ~40 s sample data acquisition | STDGL3 (Danyushevsky et al. 2011) and GSD-1G (USGS) | 15.1 | [19 empty] | 2466 | [5 empty] | 42.6 | [5 empty] | 1106 | [9 empty] | 108002.5026 |  | 0.77 |  |  |  | 1.03 | [7 empty] | 21.6 | [13 empty] | 3753 | [15 empty] | 15.3 | [17 empty] | 0.47 | [9 empty] | 0.69 | [35 empty] | CHN | Tibet
| Lawu |  | Magmatic hydrothermal | Skarn | Cu-Pb-Zn skarn | Cu, Pb, Zn | In, Sn | Cu, Pb, Zn, In, Sn |  |  | BY2-7a(2)-1 |  | underground mine |  |  |  |  | ore material | drill core | underground mining tunnels and drill cores | mineral separate | [5 empty] | mineralisation |  |  |  | sphalerite, chalcopyrite, pyrrhotite, pyrite, arsenopyrite | [6 empty] | galena, bismuthinite, marcasite, iron oxides, pyroxene, actinolite, quartz | thin sections and polished blocks examined using optical microscope, BSE detector, and EDS prior to analysis | EMPA, LA-ICPMS | JEOL JXA-8230 electron probe microanalyzer; RESOlution-LR 193 nm ArF excimer laser ablation system coupled to an Agilent 7700x ICP-MS | Laboratory of Mineral Resources Research Center, Fuzhou University; Adelaide Microscopy, the University of Adelaide | EPMA point analysis: accelerating voltage 15 kV, beam current 20 nA, beam diameter ~5 μm; EPMA mapping: accelerating voltage 20 kV, working current 50 nA, dwell time ~10 ms; BSE imaging: accelerating voltage 20 kV, beam current 10 nA; LA-ICP-MS: energy density 3~3.5 J/cm2, spot sizes 29 to 51 μm, repetition rates 5 Hz (polished thin-section) and 10 Hz (polished blocks), ~30 s background acquisition, ~40 s sample data acquisition | STDGL3 (Danyushevsky et al. 2011) and GSD-1G (USGS) | 31.8 | [19 empty] | 1824 | [5 empty] | 22 | [5 empty] | 5238 | [9 empty] | 73695.8253 |  | 5.75 |  |  |  | 3.12 | [7 empty] | 29.1 | [13 empty] | 3924 | [15 empty] | 20.4 | [17 empty] | 0.23 | [9 empty] | 57.3 | [35 empty] | CHN | Tibet
| Lawu |  | Magmatic hydrothermal | Skarn | Cu-Pb-Zn skarn | Cu, Pb, Zn | In, Sn | Cu, Pb, Zn, In, Sn |  |  | BY2-7a(2)-3 |  | underground mine |  |  |  |  | ore material | drill core | underground mining tunnels and drill cores | mineral separate | [5 empty] | mineralisation |  |  |  | sphalerite, chalcopyrite, pyrrhotite, pyrite, arsenopyrite | [6 empty] | galena, bismuthinite, marcasite, iron oxides, pyroxene, actinolite, quartz | thin sections and polished blocks examined using optical microscope, BSE detector, and EDS prior to analysis | EMPA, LA-ICPMS | JEOL JXA-8230 electron probe microanalyzer; RESOlution-LR 193 nm ArF excimer laser ablation system coupled to an Agilent 7700x ICP-MS | Laboratory of Mineral Resources Research Center, Fuzhou University; Adelaide Microscopy, the University of Adelaide | EPMA point analysis: accelerating voltage 15 kV, beam current 20 nA, beam diameter ~5 μm; EPMA mapping: accelerating voltage 20 kV, working current 50 nA, dwell time ~10 ms; BSE imaging: accelerating voltage 20 kV, beam current 10 nA; LA-ICP-MS: energy density 3~3.5 J/cm2, spot sizes 29 to 51 μm, repetition rates 5 Hz (polished thin-section) and 10 Hz (polished blocks), ~30 s background acquisition, ~40 s sample data acquisition | STDGL3 (Danyushevsky et al. 2011) and GSD-1G (USGS) | 53.6 | [19 empty] | 2392 | [5 empty] | 25.8 | [5 empty] | 6435 | [9 empty] | 80048.9137 |  | 0.68 |  |  |  | 0.69 | [7 empty] | 35.7 | [13 empty] | 3663 | [15 empty] | 99.2 | [17 empty] | 0.62 | [9 empty] | 5.41 | [35 empty] | CHN | Tibet
| Lawu |  | Magmatic hydrothermal | Skarn | Cu-Pb-Zn skarn | Cu, Pb, Zn | In, Sn | Cu, Pb, Zn, In, Sn |  |  | 724-5-1@2 |  | underground mine |  |  |  |  | ore material | drill core | underground mining tunnels and drill cores | mineral separate | [5 empty] | mineralisation |  |  |  | sphalerite, chalcopyrite, pyrrhotite, pyrite, arsenopyrite | [6 empty] | galena, bismuthinite, marcasite, iron oxides, pyroxene, actinolite, quartz | thin sections and polished blocks examined using optical microscope, BSE detector, and EDS prior to analysis | EMPA, LA-ICPMS | JEOL JXA-8230 electron probe microanalyzer; RESOlution-LR 193 nm ArF excimer laser ablation system coupled to an Agilent 7700x ICP-MS | Laboratory of Mineral Resources Research Center, Fuzhou University; Adelaide Microscopy, the University of Adelaide | EPMA point analysis: accelerating voltage 15 kV, beam current 20 nA, beam diameter ~5 μm; EPMA mapping: accelerating voltage 20 kV, working current 50 nA, dwell time ~10 ms; BSE imaging: accelerating voltage 20 kV, beam current 10 nA; LA-ICP-MS: energy density 3~3.5 J/cm2, spot sizes 29 to 51 μm, repetition rates 5 Hz (polished thin-section) and 10 Hz (polished blocks), ~30 s background acquisition, ~40 s sample data acquisition | STDGL3 (Danyushevsky et al. 2011) and GSD-1G (USGS) | 121.1 | [19 empty] | 5341 | [5 empty] | 0.10489 | [5 empty] | 2054 | [9 empty] | 51583 |  | 19.45 |  |  |  | 0.3 | [7 empty] | 5.5 | [13 empty] | 1770 | [15 empty] | 50.93 | [17 empty] | 87.33 | [9 empty] | 32.3 | [35 empty] | CHN | Tibet
| Lawu |  | Magmatic hydrothermal | Skarn | Cu-Pb-Zn skarn | Cu, Pb, Zn | In, Sn | Cu, Pb, Zn, In, Sn |  |  | 724-5-1@3 |  | underground mine |  |  |  |  | ore material | drill core | underground mining tunnels and drill cores | mineral separate | [5 empty] | mineralisation |  |  |  | sphalerite, chalcopyrite, pyrrhotite, pyrite, arsenopyrite | [6 empty] | galena, bismuthinite, marcasite, iron oxides, pyroxene, actinolite, quartz | thin sections and polished blocks examined using optical microscope, BSE detector, and EDS prior to analysis | EMPA, LA-ICPMS | JEOL JXA-8230 electron probe microanalyzer; RESOlution-LR 193 nm ArF excimer laser ablation system coupled to an Agilent 7700x ICP-MS | Laboratory of Mineral Resources Research Center, Fuzhou University; Adelaide Microscopy, the University of Adelaide | EPMA point analysis: accelerating voltage 15 kV, beam current 20 nA, beam diameter ~5 μm; EPMA mapping: accelerating voltage 20 kV, working current 50 nA, dwell time ~10 ms; BSE imaging: accelerating voltage 20 kV, beam current 10 nA; LA-ICP-MS: energy density 3~3.5 J/cm2, spot sizes 29 to 51 μm, repetition rates 5 Hz (polished thin-section) and 10 Hz (polished blocks), ~30 s background acquisition, ~40 s sample data acquisition | STDGL3 (Danyushevsky et al. 2011) and GSD-1G (USGS) | 136.8 | [19 empty] | 4357 | [5 empty] | 0.11251 | [5 empty] | 4032 | [9 empty] | 37516 |  | 23.32 |  |  |  | 0.3 | [7 empty] | 3.6 | [13 empty] | 1394 | [15 empty] | 80.78 | [17 empty] | 94.24 | [9 empty] | 38.2 | [35 empty] | CHN | Tibet
| Lawu |  | Magmatic hydrothermal | Skarn | Cu-Pb-Zn skarn | Cu, Pb, Zn | In, Sn | Cu, Pb, Zn, In, Sn |  |  | 724-5-1@5 |  | underground mine |  |  |  |  | ore material | drill core | underground mining tunnels and drill cores | mineral separate | [5 empty] | mineralisation |  |  |  | sphalerite, chalcopyrite, pyrrhotite, pyrite, arsenopyrite | [6 empty] | galena, bismuthinite, marcasite, iron oxides, pyroxene, actinolite, quartz | thin sections and polished blocks examined using optical microscope, BSE detector, and EDS prior to analysis | EMPA, LA-ICPMS | JEOL JXA-8230 electron probe microanalyzer; RESOlution-LR 193 nm ArF excimer laser ablation system coupled to an Agilent 7700x ICP-MS | Laboratory of Mineral Resources Research Center, Fuzhou University; Adelaide Microscopy, the University of Adelaide | EPMA point analysis: accelerating voltage 15 kV, beam current 20 nA, beam diameter ~5 μm; EPMA mapping: accelerating voltage 20 kV, working current 50 nA, dwell time ~10 ms; BSE imaging: accelerating voltage 20 kV, beam current 10 nA; LA-ICP-MS: energy density 3~3.5 J/cm2, spot sizes 29 to 51 μm, repetition rates 5 Hz (polished thin-section) and 10 Hz (polished blocks), ~30 s background acquisition, ~40 s sample data acquisition | STDGL3 (Danyushevsky et al. 2011) and GSD-1G (USGS) | 209.2 | [19 empty] | 4823 | [5 empty] | 0.10599 | [5 empty] | 3112 | [9 empty] | 41066 |  | 21.18 |  |  |  | 0.2 | [7 empty] | 10.7 | [13 empty] | 1640 | [15 empty] | 154.86 | [17 empty] | 257.37 | [9 empty] | 83.8 | [35 empty] | CHN | Tibet
| Lawu |  | Magmatic hydrothermal | Skarn | Cu-Pb-Zn skarn | Cu, Pb, Zn | In, Sn | Cu, Pb, Zn, In, Sn |  |  | 724-5-1@6 |  | underground mine |  |  |  |  | ore material | drill core | underground mining tunnels and drill cores | mineral separate | [5 empty] | mineralisation |  |  |  | sphalerite, chalcopyrite, pyrrhotite, pyrite, arsenopyrite | [6 empty] | galena, bismuthinite, marcasite, iron oxides, pyroxene, actinolite, quartz | thin sections and polished blocks examined using optical microscope, BSE detector, and EDS prior to analysis | EMPA, LA-ICPMS | JEOL JXA-8230 electron probe microanalyzer; RESOlution-LR 193 nm ArF excimer laser ablation system coupled to an Agilent 7700x ICP-MS | Laboratory of Mineral Resources Research Center, Fuzhou University; Adelaide Microscopy, the University of Adelaide | EPMA point analysis: accelerating voltage 15 kV, beam current 20 nA, beam diameter ~5 μm; EPMA mapping: accelerating voltage 20 kV, working current 50 nA, dwell time ~10 ms; BSE imaging: accelerating voltage 20 kV, beam current 10 nA; LA-ICP-MS: energy density 3~3.5 J/cm2, spot sizes 29 to 51 μm, repetition rates 5 Hz (polished thin-section) and 10 Hz (polished blocks), ~30 s background acquisition, ~40 s sample data acquisition | STDGL3 (Danyushevsky et al. 2011) and GSD-1G (USGS) | 244.3 | [19 empty] | 4294 | [5 empty] | 0.11521 | [5 empty] | 5711 | [9 empty] | 40961 |  | 20.34 |  |  |  | 0.3 | [7 empty] | 26.2 | [13 empty] | 1593 | [15 empty] | 4097.37 | [17 empty] | 184.25 | [9 empty] | 40.2 | [35 empty] | CHN | Tibet
| Lawu |  | Magmatic hydrothermal | Skarn | Cu-Pb-Zn skarn | Cu, Pb, Zn | In, Sn | Cu, Pb, Zn, In, Sn |  |  | 724-5-1@8 |  | underground mine |  |  |  |  | ore material | drill core | underground mining tunnels and drill cores | mineral separate | [5 empty] | mineralisation |  |  |  | sphalerite, chalcopyrite, pyrrhotite, pyrite, arsenopyrite | [6 empty] | galena, bismuthinite, marcasite, iron oxides, pyroxene, actinolite, quartz | thin sections and polished blocks examined using optical microscope, BSE detector, and EDS prior to analysis | EMPA, LA-ICPMS | JEOL JXA-8230 electron probe microanalyzer; RESOlution-LR 193 nm ArF excimer laser ablation system coupled to an Agilent 7700x ICP-MS | Laboratory of Mineral Resources Research Center, Fuzhou University; Adelaide Microscopy, the University of Adelaide | EPMA point analysis: accelerating voltage 15 kV, beam current 20 nA, beam diameter ~5 μm; EPMA mapping: accelerating voltage 20 kV, working current 50 nA, dwell time ~10 ms; BSE imaging: accelerating voltage 20 kV, beam current 10 nA; LA-ICP-MS: energy density 3~3.5 J/cm2, spot sizes 29 to 51 μm, repetition rates 5 Hz (polished thin-section) and 10 Hz (polished blocks), ~30 s background acquisition, ~40 s sample data acquisition | STDGL3 (Danyushevsky et al. 2011) and GSD-1G (USGS) | 181.7 | [19 empty] | 4529 | [5 empty] | 0.10487 | [5 empty] | 3644 | [9 empty] | 44347 |  | 41.78 |  |  |  | 0.1 | [7 empty] | 16.2 | [13 empty] | 2117 | [15 empty] | 148.84 | [17 empty] | 144.84 | [9 empty] | 55.9 | [35 empty] | CHN | Tibet
| Lawu |  | Magmatic hydrothermal | Skarn | Cu-Pb-Zn skarn | Cu, Pb, Zn | In, Sn | Cu, Pb, Zn, In, Sn |  |  | 724-5-2@1 |  | underground mine |  |  |  |  | ore material | drill core | underground mining tunnels and drill cores | mineral separate | [5 empty] | mineralisation |  |  |  | sphalerite, chalcopyrite, pyrrhotite, pyrite, arsenopyrite | [6 empty] | galena, bismuthinite, marcasite, iron oxides, pyroxene, actinolite, quartz | thin sections and polished blocks examined using optical microscope, BSE detector, and EDS prior to analysis | EMPA, LA-ICPMS | JEOL JXA-8230 electron probe microanalyzer; RESOlution-LR 193 nm ArF excimer laser ablation system coupled to an Agilent 7700x ICP-MS | Laboratory of Mineral Resources Research Center, Fuzhou University; Adelaide Microscopy, the University of Adelaide | EPMA point analysis: accelerating voltage 15 kV, beam current 20 nA, beam diameter ~5 μm; EPMA mapping: accelerating voltage 20 kV, working current 50 nA, dwell time ~10 ms; BSE imaging: accelerating voltage 20 kV, beam current 10 nA; LA-ICP-MS: energy density 3~3.5 J/cm2, spot sizes 29 to 51 μm, repetition rates 5 Hz (polished thin-section) and 10 Hz (polished blocks), ~30 s background acquisition, ~40 s sample data acquisition | STDGL3 (Danyushevsky et al. 2011) and GSD-1G (USGS) | 225.8 | [19 empty] | 4164 | [5 empty] | 0.10541 | [5 empty] | 536 | [9 empty] | 38992 |  | 48.68 |  |  |  | 0.2 | [7 empty] | 29.4 | [13 empty] | 1822 | [15 empty] | 156.91 | [17 empty] | 169.55 | [9 empty] | 16.5 | [35 empty] | CHN | Tibet
| Lawu |  | Magmatic hydrothermal | Skarn | Cu-Pb-Zn skarn | Cu, Pb, Zn | In, Sn | Cu, Pb, Zn, In, Sn |  |  | 724-5-2@2 |  | underground mine |  |  |  |  | ore material | drill core | underground mining tunnels and drill cores | mineral separate | [5 empty] | mineralisation |  |  |  | sphalerite, chalcopyrite, pyrrhotite, pyrite, arsenopyrite | [6 empty] | galena, bismuthinite, marcasite, iron oxides, pyroxene, actinolite, quartz | thin sections and polished blocks examined using optical microscope, BSE detector, and EDS prior to analysis | EMPA, LA-ICPMS | JEOL JXA-8230 electron probe microanalyzer; RESOlution-LR 193 nm ArF excimer laser ablation system coupled to an Agilent 7700x ICP-MS | Laboratory of Mineral Resources Research Center, Fuzhou University; Adelaide Microscopy, the University of Adelaide | EPMA point analysis: accelerating voltage 15 kV, beam current 20 nA, beam diameter ~5 μm; EPMA mapping: accelerating voltage 20 kV, working current 50 nA, dwell time ~10 ms; BSE imaging: accelerating voltage 20 kV, beam current 10 nA; LA-ICP-MS: energy density 3~3.5 J/cm2, spot sizes 29 to 51 μm, repetition rates 5 Hz (polished thin-section) and 10 Hz (polished blocks), ~30 s background acquisition, ~40 s sample data acquisition | STDGL3 (Danyushevsky et al. 2011) and GSD-1G (USGS) | 73.5 | [19 empty] | 4642 | [5 empty] | 0.10839 | [5 empty] | 173 | [9 empty] | 47801 |  | 42.03 |  |  |  | 0.2 | [7 empty] | 21.5 | [13 empty] | 2349 | [15 empty] | 28.22 | [17 empty] | 32.15 | [9 empty] | 12.5 | [35 empty] | CHN | Tibet
| Lawu |  | Magmatic hydrothermal | Skarn | Cu-Pb-Zn skarn | Cu, Pb, Zn | In, Sn | Cu, Pb, Zn, In, Sn |  |  | 724-5-2@3 |  | underground mine |  |  |  |  | ore material | drill core | underground mining tunnels and drill cores | mineral separate | [5 empty] | mineralisation |  |  |  | sphalerite, chalcopyrite, pyrrhotite, pyrite, arsenopyrite | [6 empty] | galena, bismuthinite, marcasite, iron oxides, pyroxene, actinolite, quartz | thin sections and polished blocks examined using optical microscope, BSE detector, and EDS prior to analysis | EMPA, LA-ICPMS | JEOL JXA-8230 electron probe microanalyzer; RESOlution-LR 193 nm ArF excimer laser ablation system coupled to an Agilent 7700x ICP-MS | Laboratory of Mineral Resources Research Center, Fuzhou University; Adelaide Microscopy, the University of Adelaide | EPMA point analysis: accelerating voltage 15 kV, beam current 20 nA, beam diameter ~5 μm; EPMA mapping: accelerating voltage 20 kV, working current 50 nA, dwell time ~10 ms; BSE imaging: accelerating voltage 20 kV, beam current 10 nA; LA-ICP-MS: energy density 3~3.5 J/cm2, spot sizes 29 to 51 μm, repetition rates 5 Hz (polished thin-section) and 10 Hz (polished blocks), ~30 s background acquisition, ~40 s sample data acquisition | STDGL3 (Danyushevsky et al. 2011) and GSD-1G (USGS) | 390.2 | [19 empty] | 4438 | [5 empty] | 0.11664 | [5 empty] | 1511 | [9 empty] | 38510 |  | 32.02 |  |  |  | 0.2 | [7 empty] | 22.4 | [13 empty] | 1840 | [15 empty] | 352.88 | [17 empty] | 232.3 | [9 empty] | 43.1 | [35 empty] | CHN | Tibet
| Lawu |  | Magmatic hydrothermal | Skarn | Cu-Pb-Zn skarn | Cu, Pb, Zn | In, Sn | Cu, Pb, Zn, In, Sn |  |  | 724-5-2@4 |  | underground mine |  |  |  |  | ore material | drill core | underground mining tunnels and drill cores | mineral separate | [5 empty] | mineralisation |  |  |  | sphalerite, chalcopyrite, pyrrhotite, pyrite, arsenopyrite | [6 empty] | galena, bismuthinite, marcasite, iron oxides, pyroxene, actinolite, quartz | thin sections and polished blocks examined using optical microscope, BSE detector, and EDS prior to analysis | EMPA, LA-ICPMS | JEOL JXA-8230 electron probe microanalyzer; RESOlution-LR 193 nm ArF excimer laser ablation system coupled to an Agilent 7700x ICP-MS | Laboratory of Mineral Resources Research Center, Fuzhou University; Adelaide Microscopy, the University of Adelaide | EPMA point analysis: accelerating voltage 15 kV, beam current 20 nA, beam diameter ~5 μm; EPMA mapping: accelerating voltage 20 kV, working current 50 nA, dwell time ~10 ms; BSE imaging: accelerating voltage 20 kV, beam current 10 nA; LA-ICP-MS: energy density 3~3.5 J/cm2, spot sizes 29 to 51 μm, repetition rates 5 Hz (polished thin-section) and 10 Hz (polished blocks), ~30 s background acquisition, ~40 s sample data acquisition | STDGL3 (Danyushevsky et al. 2011) and GSD-1G (USGS) | 60.7 | [19 empty] | 4491 | [5 empty] | 0.11797 | [5 empty] | 462 | [9 empty] | 41949 |  | 29.32 |  |  |  | 0.3 | [7 empty] | 25.9 | [13 empty] | 1861 | [15 empty] | 53.26 | [17 empty] | 49.39 | [9 empty] | 12.7 | [35 empty] | CHN | Tibet
| Lawu |  | Magmatic hydrothermal | Skarn | Cu-Pb-Zn skarn | Cu, Pb, Zn | In, Sn | Cu, Pb, Zn, In, Sn |  |  | 724-5-2@6 |  | underground mine |  |  |  |  | ore material | drill core | underground mining tunnels and drill cores | mineral separate | [5 empty] | mineralisation |  |  |  | sphalerite, chalcopyrite, pyrrhotite, pyrite, arsenopyrite | [6 empty] | galena, bismuthinite, marcasite, iron oxides, pyroxene, actinolite, quartz | thin sections and polished blocks examined using optical microscope, BSE detector, and EDS prior to analysis | EMPA, LA-ICPMS | JEOL JXA-8230 electron probe microanalyzer; RESOlution-LR 193 nm ArF excimer laser ablation system coupled to an Agilent 7700x ICP-MS | Laboratory of Mineral Resources Research Center, Fuzhou University; Adelaide Microscopy, the University of Adelaide | EPMA point analysis: accelerating voltage 15 kV, beam current 20 nA, beam diameter ~5 μm; EPMA mapping: accelerating voltage 20 kV, working current 50 nA, dwell time ~10 ms; BSE imaging: accelerating voltage 20 kV, beam current 10 nA; LA-ICP-MS: energy density 3~3.5 J/cm2, spot sizes 29 to 51 μm, repetition rates 5 Hz (polished thin-section) and 10 Hz (polished blocks), ~30 s background acquisition, ~40 s sample data acquisition | STDGL3 (Danyushevsky et al. 2011) and GSD-1G (USGS) | 110.2 | [19 empty] | 5155 | [5 empty] | 0.12997 | [5 empty] | 1492 | [9 empty] | 47749 |  | 45.77 |  |  |  | 0.2 | [7 empty] | 27.9 | [13 empty] | 2016 | [15 empty] | 160.12 | [17 empty] | 58.22 | [9 empty] | 31.2 | [35 empty] | CHN | Tibet
| Lawu |  | Magmatic hydrothermal | Skarn | Cu-Pb-Zn skarn | Cu, Pb, Zn | In, Sn | Cu, Pb, Zn, In, Sn |  |  | 724-5-2@8 |  | underground mine |  |  |  |  | ore material | drill core | underground mining tunnels and drill cores | mineral separate | [5 empty] | mineralisation |  |  |  | sphalerite, chalcopyrite, pyrrhotite, pyrite, arsenopyrite | [6 empty] | galena, bismuthinite, marcasite, iron oxides, pyroxene, actinolite, quartz | thin sections and polished blocks examined using optical microscope, BSE detector, and EDS prior to analysis | EMPA, LA-ICPMS | JEOL JXA-8230 electron probe microanalyzer; RESOlution-LR 193 nm ArF excimer laser ablation system coupled to an Agilent 7700x ICP-MS | Laboratory of Mineral Resources Research Center, Fuzhou University; Adelaide Microscopy, the University of Adelaide | EPMA point analysis: accelerating voltage 15 kV, beam current 20 nA, beam diameter ~5 μm; EPMA mapping: accelerating voltage 20 kV, working current 50 nA, dwell time ~10 ms; BSE imaging: accelerating voltage 20 kV, beam current 10 nA; LA-ICP-MS: energy density 3~3.5 J/cm2, spot sizes 29 to 51 μm, repetition rates 5 Hz (polished thin-section) and 10 Hz (polished blocks), ~30 s background acquisition, ~40 s sample data acquisition | STDGL3 (Danyushevsky et al. 2011) and GSD-1G (USGS) | 74.3 | [19 empty] | 5541 | [5 empty] | 0.13015 | [5 empty] | 653 | [9 empty] | 51867 |  | 23.56 |  |  |  | 0.2 | [7 empty] | 20.8 | [13 empty] | 2174 | [15 empty] | 32.71 | [17 empty] | 33.4 | [9 empty] | 13.8 | [35 empty] | CHN | Tibet
| Lawu |  | Magmatic hydrothermal | Skarn | Cu-Pb-Zn skarn | Cu, Pb, Zn | In, Sn | Cu, Pb, Zn, In, Sn |  |  | 724-5-2@10 |  | underground mine |  |  |  |  | ore material | drill core | underground mining tunnels and drill cores | mineral separate | [5 empty] | mineralisation |  |  |  | sphalerite, chalcopyrite, pyrrhotite, pyrite, arsenopyrite | [6 empty] | galena, bismuthinite, marcasite, iron oxides, pyroxene, actinolite, quartz | thin sections and polished blocks examined using optical microscope, BSE detector, and EDS prior to analysis | EMPA, LA-ICPMS | JEOL JXA-8230 electron probe microanalyzer; RESOlution-LR 193 nm ArF excimer laser ablation system coupled to an Agilent 7700x ICP-MS | Laboratory of Mineral Resources Research Center, Fuzhou University; Adelaide Microscopy, the University of Adelaide | EPMA point analysis: accelerating voltage 15 kV, beam current 20 nA, beam diameter ~5 μm; EPMA mapping: accelerating voltage 20 kV, working current 50 nA, dwell time ~10 ms; BSE imaging: accelerating voltage 20 kV, beam current 10 nA; LA-ICP-MS: energy density 3~3.5 J/cm2, spot sizes 29 to 51 μm, repetition rates 5 Hz (polished thin-section) and 10 Hz (polished blocks), ~30 s background acquisition, ~40 s sample data acquisition | STDGL3 (Danyushevsky et al. 2011) and GSD-1G (USGS) | 78.5 | [19 empty] | 4739 | [5 empty] | 0.1068 | [5 empty] | 616 | [9 empty] | 41399 |  | 56.38 |  |  |  | 0.3 | [7 empty] | 22.6 | [13 empty] | 1712 | [15 empty] | 70.29 | [17 empty] | 100.64 | [9 empty] | 22 | [35 empty] | CHN | Tibet
| Lawu |  | Magmatic hydrothermal | Skarn | Cu-Pb-Zn skarn | Cu, Pb, Zn | In, Sn | Cu, Pb, Zn, In, Sn |  |  | 724-5-2@11 |  | underground mine |  |  |  |  | ore material | drill core | underground mining tunnels and drill cores | mineral separate | [5 empty] | mineralisation |  |  |  | sphalerite, chalcopyrite, pyrrhotite, pyrite, arsenopyrite | [6 empty] | galena, bismuthinite, marcasite, iron oxides, pyroxene, actinolite, quartz | thin sections and polished blocks examined using optical microscope, BSE detector, and EDS prior to analysis | EMPA, LA-ICPMS | JEOL JXA-8230 electron probe microanalyzer; RESOlution-LR 193 nm ArF excimer laser ablation system coupled to an Agilent 7700x ICP-MS | Laboratory of Mineral Resources Research Center, Fuzhou University; Adelaide Microscopy, the University of Adelaide | EPMA point analysis: accelerating voltage 15 kV, beam current 20 nA, beam diameter ~5 μm; EPMA mapping: accelerating voltage 20 kV, working current 50 nA, dwell time ~10 ms; BSE imaging: accelerating voltage 20 kV, beam current 10 nA; LA-ICP-MS: energy density 3~3.5 J/cm2, spot sizes 29 to 51 μm, repetition rates 5 Hz (polished thin-section) and 10 Hz (polished blocks), ~30 s background acquisition, ~40 s sample data acquisition | STDGL3 (Danyushevsky et al. 2011) and GSD-1G (USGS) | 114.9 | [19 empty] | 4647 | [5 empty] | 0.10454 | [5 empty] | 584 | [9 empty] | 41847 |  | 54.77 |  |  |  | 0.2 | [7 empty] | 12.5 | [13 empty] | 1680 | [15 empty] | 150.74 | [17 empty] | 113.6 | [9 empty] | 18.3 | [35 empty] | CHN | Tibet
| Lawu |  | Magmatic hydrothermal | Skarn | Cu-Pb-Zn skarn | Cu, Pb, Zn | In, Sn | Cu, Pb, Zn, In, Sn |  |  | 724-5-2@12 |  | underground mine |  |  |  |  | ore material | drill core | underground mining tunnels and drill cores | mineral separate | [5 empty] | mineralisation |  |  |  | sphalerite, chalcopyrite, pyrrhotite, pyrite, arsenopyrite | [6 empty] | galena, bismuthinite, marcasite, iron oxides, pyroxene, actinolite, quartz | thin sections and polished blocks examined using optical microscope, BSE detector, and EDS prior to analysis | EMPA, LA-ICPMS | JEOL JXA-8230 electron probe microanalyzer; RESOlution-LR 193 nm ArF excimer laser ablation system coupled to an Agilent 7700x ICP-MS | Laboratory of Mineral Resources Research Center, Fuzhou University; Adelaide Microscopy, the University of Adelaide | EPMA point analysis: accelerating voltage 15 kV, beam current 20 nA, beam diameter ~5 μm; EPMA mapping: accelerating voltage 20 kV, working current 50 nA, dwell time ~10 ms; BSE imaging: accelerating voltage 20 kV, beam current 10 nA; LA-ICP-MS: energy density 3~3.5 J/cm2, spot sizes 29 to 51 μm, repetition rates 5 Hz (polished thin-section) and 10 Hz (polished blocks), ~30 s background acquisition, ~40 s sample data acquisition | STDGL3 (Danyushevsky et al. 2011) and GSD-1G (USGS) | 132.8 | [19 empty] | 4446 | [5 empty] | 0.10056 | [5 empty] | 633 | [9 empty] | 38210 |  | 40.35 |  |  |  | 0.1 | [7 empty] | 28.8 | [13 empty] | 1498 | [15 empty] | 91.07 | [17 empty] | 123.19 | [9 empty] | 10.7 | [35 empty] | CHN | Tibet
| Lawu |  | Magmatic hydrothermal | Skarn | Cu-Pb-Zn skarn | Cu, Pb, Zn | In, Sn | Cu, Pb, Zn, In, Sn |  |  | 724-5-2@13 |  | underground mine |  |  |  |  | ore material | drill core | underground mining tunnels and drill cores | mineral separate | [5 empty] | mineralisation |  |  |  | sphalerite, chalcopyrite, pyrrhotite, pyrite, arsenopyrite | [6 empty] | galena, bismuthinite, marcasite, iron oxides, pyroxene, actinolite, quartz | thin sections and polished blocks examined using optical microscope, BSE detector, and EDS prior to analysis | EMPA, LA-ICPMS | JEOL JXA-8230 electron probe microanalyzer; RESOlution-LR 193 nm ArF excimer laser ablation system coupled to an Agilent 7700x ICP-MS | Laboratory of Mineral Resources Research Center, Fuzhou University; Adelaide Microscopy, the University of Adelaide | EPMA point analysis: accelerating voltage 15 kV, beam current 20 nA, beam diameter ~5 μm; EPMA mapping: accelerating voltage 20 kV, working current 50 nA, dwell time ~10 ms; BSE imaging: accelerating voltage 20 kV, beam current 10 nA; LA-ICP-MS: energy density 3~3.5 J/cm2, spot sizes 29 to 51 μm, repetition rates 5 Hz (polished thin-section) and 10 Hz (polished blocks), ~30 s background acquisition, ~40 s sample data acquisition | STDGL3 (Danyushevsky et al. 2011) and GSD-1G (USGS) | 243.9 | [19 empty] | 5230 | [5 empty] | 0.105 | [5 empty] | 2010 | [9 empty] | 44049 |  | 38.37 |  |  |  | 0.1 | [7 empty] | 21.1 | [13 empty] | 1709 | [15 empty] | 188.7 | [17 empty] | 220.97 | [9 empty] | 44.8 | [35 empty] | CHN | Tibet
| Lawu |  | Magmatic hydrothermal | Skarn | Cu-Pb-Zn skarn | Cu, Pb, Zn | In, Sn | Cu, Pb, Zn, In, Sn |  |  | 724-5-2@14 |  | underground mine |  |  |  |  | ore material | drill core | underground mining tunnels and drill cores | mineral separate | [5 empty] | mineralisation |  |  |  | sphalerite, chalcopyrite, pyrrhotite, pyrite, arsenopyrite | [6 empty] | galena, bismuthinite, marcasite, iron oxides, pyroxene, actinolite, quartz | thin sections and polished blocks examined using optical microscope, BSE detector, and EDS prior to analysis | EMPA, LA-ICPMS | JEOL JXA-8230 electron probe microanalyzer; RESOlution-LR 193 nm ArF excimer laser ablation system coupled to an Agilent 7700x ICP-MS | Laboratory of Mineral Resources Research Center, Fuzhou University; Adelaide Microscopy, the University of Adelaide | EPMA point analysis: accelerating voltage 15 kV, beam current 20 nA, beam diameter ~5 μm; EPMA mapping: accelerating voltage 20 kV, working current 50 nA, dwell time ~10 ms; BSE imaging: accelerating voltage 20 kV, beam current 10 nA; LA-ICP-MS: energy density 3~3.5 J/cm2, spot sizes 29 to 51 μm, repetition rates 5 Hz (polished thin-section) and 10 Hz (polished blocks), ~30 s background acquisition, ~40 s sample data acquisition | STDGL3 (Danyushevsky et al. 2011) and GSD-1G (USGS) | 200.2 | [19 empty] | 4580 | [5 empty] | 0.095655 | [5 empty] | 2044 | [9 empty] | 40450 |  | 29.39 |  |  |  | 0.3 | [7 empty] | 23.9 | [13 empty] | 1675 | [15 empty] | 635.11 | [17 empty] | 152.23 | [9 empty] | 29.5 | [35 empty] | CHN | Tibet
| Lawu |  | Magmatic hydrothermal | Skarn | Cu-Pb-Zn skarn | Cu, Pb, Zn | In, Sn | Cu, Pb, Zn, In, Sn |  |  | 724-5-2@15 |  | underground mine |  |  |  |  | ore material | drill core | underground mining tunnels and drill cores | mineral separate | [5 empty] | mineralisation |  |  |  | sphalerite, chalcopyrite, pyrrhotite, pyrite, arsenopyrite | [6 empty] | galena, bismuthinite, marcasite, iron oxides, pyroxene, actinolite, quartz | thin sections and polished blocks examined using optical microscope, BSE detector, and EDS prior to analysis | EMPA, LA-ICPMS | JEOL JXA-8230 electron probe microanalyzer; RESOlution-LR 193 nm ArF excimer laser ablation system coupled to an Agilent 7700x ICP-MS | Laboratory of Mineral Resources Research Center, Fuzhou University; Adelaide Microscopy, the University of Adelaide | EPMA point analysis: accelerating voltage 15 kV, beam current 20 nA, beam diameter ~5 μm; EPMA mapping: accelerating voltage 20 kV, working current 50 nA, dwell time ~10 ms; BSE imaging: accelerating voltage 20 kV, beam current 10 nA; LA-ICP-MS: energy density 3~3.5 J/cm2, spot sizes 29 to 51 μm, repetition rates 5 Hz (polished thin-section) and 10 Hz (polished blocks), ~30 s background acquisition, ~40 s sample data acquisition | STDGL3 (Danyushevsky et al. 2011) and GSD-1G (USGS) | 138.8 | [19 empty] | 5729 | [5 empty] | 0.091296 | [5 empty] | 598 | [9 empty] | 54652 |  | 43.15 |  |  |  | 0.1 | [7 empty] | 18.1 | [13 empty] | 2212 | [15 empty] | 70.32 | [17 empty] | 86.78 | [9 empty] | 11.5 | [35 empty] | CHN | Tibet
| Lawu |  | Magmatic hydrothermal | Skarn | Cu-Pb-Zn skarn | Cu, Pb, Zn | In, Sn | Cu, Pb, Zn, In, Sn |  |  | 724-5-2@17 |  | underground mine |  |  |  |  | ore material | drill core | underground mining tunnels and drill cores | mineral separate | [5 empty] | mineralisation |  |  |  | sphalerite, chalcopyrite, pyrrhotite, pyrite, arsenopyrite | [6 empty] | galena, bismuthinite, marcasite, iron oxides, pyroxene, actinolite, quartz | thin sections and polished blocks examined using optical microscope, BSE detector, and EDS prior to analysis | EMPA, LA-ICPMS | JEOL JXA-8230 electron probe microanalyzer; RESOlution-LR 193 nm ArF excimer laser ablation system coupled to an Agilent 7700x ICP-MS | Laboratory of Mineral Resources Research Center, Fuzhou University; Adelaide Microscopy, the University of Adelaide | EPMA point analysis: accelerating voltage 15 kV, beam current 20 nA, beam diameter ~5 μm; EPMA mapping: accelerating voltage 20 kV, working current 50 nA, dwell time ~10 ms; BSE imaging: accelerating voltage 20 kV, beam current 10 nA; LA-ICP-MS: energy density 3~3.5 J/cm2, spot sizes 29 to 51 μm, repetition rates 5 Hz (polished thin-section) and 10 Hz (polished blocks), ~30 s background acquisition, ~40 s sample data acquisition | STDGL3 (Danyushevsky et al. 2011) and GSD-1G (USGS) | 153.4 | [19 empty] | 5605 | [5 empty] | 0.10051 | [5 empty] | 1348 | [9 empty] | 49565 |  | 17.38 |  |  |  | 0.1 | [7 empty] | 56.1 | [13 empty] | 1963 | [15 empty] | 117.89 | [17 empty] | 148.27 | [9 empty] | 31.9 | [35 empty] | CHN | Tibet
| Lawu |  | Magmatic hydrothermal | Skarn | Cu-Pb-Zn skarn | Cu, Pb, Zn | In, Sn | Cu, Pb, Zn, In, Sn |  |  | 724-5-2@18 |  | underground mine |  |  |  |  | ore material | drill core | underground mining tunnels and drill cores | mineral separate | [5 empty] | mineralisation |  |  |  | sphalerite, chalcopyrite, pyrrhotite, pyrite, arsenopyrite | [6 empty] | galena, bismuthinite, marcasite, iron oxides, pyroxene, actinolite, quartz | thin sections and polished blocks examined using optical microscope, BSE detector, and EDS prior to analysis | EMPA, LA-ICPMS | JEOL JXA-8230 electron probe microanalyzer; RESOlution-LR 193 nm ArF excimer laser ablation system coupled to an Agilent 7700x ICP-MS | Laboratory of Mineral Resources Research Center, Fuzhou University; Adelaide Microscopy, the University of Adelaide | EPMA point analysis: accelerating voltage 15 kV, beam current 20 nA, beam diameter ~5 μm; EPMA mapping: accelerating voltage 20 kV, working current 50 nA, dwell time ~10 ms; BSE imaging: accelerating voltage 20 kV, beam current 10 nA; LA-ICP-MS: energy density 3~3.5 J/cm2, spot sizes 29 to 51 μm, repetition rates 5 Hz (polished thin-section) and 10 Hz (polished blocks), ~30 s background acquisition, ~40 s sample data acquisition | STDGL3 (Danyushevsky et al. 2011) and GSD-1G (USGS) | 79.3 | [19 empty] | 5326 | [5 empty] | 0.10066 | [5 empty] | 742 | [9 empty] | 52980 |  | 38.83 |  |  |  | 0.1 | [7 empty] | 28 | [13 empty] | 2195 | [15 empty] | 72.15 | [17 empty] | 38.69 | [9 empty] | 8.2 | [35 empty] | CHN | Tibet
| Lawu |  | Magmatic hydrothermal | Skarn | Cu-Pb-Zn skarn | Cu, Pb, Zn | In, Sn | Cu, Pb, Zn, In, Sn |  |  | 724-6-5@1 |  | underground mine |  |  |  |  | ore material | drill core | underground mining tunnels and drill cores | mineral separate | [5 empty] | mineralisation |  |  |  | sphalerite, chalcopyrite, pyrrhotite, pyrite, arsenopyrite | [6 empty] | galena, bismuthinite, marcasite, iron oxides, pyroxene, actinolite, quartz | thin sections and polished blocks examined using optical microscope, BSE detector, and EDS prior to analysis | EMPA, LA-ICPMS | JEOL JXA-8230 electron probe microanalyzer; RESOlution-LR 193 nm ArF excimer laser ablation system coupled to an Agilent 7700x ICP-MS | Laboratory of Mineral Resources Research Center, Fuzhou University; Adelaide Microscopy, the University of Adelaide | EPMA point analysis: accelerating voltage 15 kV, beam current 20 nA, beam diameter ~5 μm; EPMA mapping: accelerating voltage 20 kV, working current 50 nA, dwell time ~10 ms; BSE imaging: accelerating voltage 20 kV, beam current 10 nA; LA-ICP-MS: energy density 3~3.5 J/cm2, spot sizes 29 to 51 μm, repetition rates 5 Hz (polished thin-section) and 10 Hz (polished blocks), ~30 s background acquisition, ~40 s sample data acquisition | STDGL3 (Danyushevsky et al. 2011) and GSD-1G (USGS) | 32.2 | [19 empty] | 9664 | [5 empty] | 0.10058 | [5 empty] | 1543 | [9 empty] | 29313 |  | 62.67 |  |  |  | 1.3 | [7 empty] | 11.3 | [13 empty] | 5026 | [15 empty] | 25.61 | [17 empty] | 59.48 | [9 empty] | 975.4 | [35 empty] | CHN | Tibet
| Lawu |  | Magmatic hydrothermal | Skarn | Cu-Pb-Zn skarn | Cu, Pb, Zn | In, Sn | Cu, Pb, Zn, In, Sn |  |  | 724-6-5@2 |  | underground mine |  |  |  |  | ore material | drill core | underground mining tunnels and drill cores | mineral separate | [5 empty] | mineralisation |  |  |  | sphalerite, chalcopyrite, pyrrhotite, pyrite, arsenopyrite | [6 empty] | galena, bismuthinite, marcasite, iron oxides, pyroxene, actinolite, quartz | thin sections and polished blocks examined using optical microscope, BSE detector, and EDS prior to analysis | EMPA, LA-ICPMS | JEOL JXA-8230 electron probe microanalyzer; RESOlution-LR 193 nm ArF excimer laser ablation system coupled to an Agilent 7700x ICP-MS | Laboratory of Mineral Resources Research Center, Fuzhou University; Adelaide Microscopy, the University of Adelaide | EPMA point analysis: accelerating voltage 15 kV, beam current 20 nA, beam diameter ~5 μm; EPMA mapping: accelerating voltage 20 kV, working current 50 nA, dwell time ~10 ms; BSE imaging: accelerating voltage 20 kV, beam current 10 nA; LA-ICP-MS: energy density 3~3.5 J/cm2, spot sizes 29 to 51 μm, repetition rates 5 Hz (polished thin-section) and 10 Hz (polished blocks), ~30 s background acquisition, ~40 s sample data acquisition | STDGL3 (Danyushevsky et al. 2011) and GSD-1G (USGS) | 39 | [19 empty] | 8851 | [5 empty] | 0.11852 | [5 empty] | 2130 | [9 empty] | 27641 |  | 69.61 |  |  |  | 0.1 | [7 empty] | 11.5 | [13 empty] | 4741 | [15 empty] | 14.9 | [17 empty] | 66.88 | [9 empty] | 1208.4 | [35 empty] | CHN | Tibet
| Lawu |  | Magmatic hydrothermal | Skarn | Cu-Pb-Zn skarn | Cu, Pb, Zn | In, Sn | Cu, Pb, Zn, In, Sn |  |  | 724-6-5@3 |  | underground mine |  |  |  |  | ore material | drill core | underground mining tunnels and drill cores | mineral separate | [5 empty] | mineralisation |  |  |  | sphalerite, chalcopyrite, pyrrhotite, pyrite, arsenopyrite | [6 empty] | galena, bismuthinite, marcasite, iron oxides, pyroxene, actinolite, quartz | thin sections and polished blocks examined using optical microscope, BSE detector, and EDS prior to analysis | EMPA, LA-ICPMS | JEOL JXA-8230 electron probe microanalyzer; RESOlution-LR 193 nm ArF excimer laser ablation system coupled to an Agilent 7700x ICP-MS | Laboratory of Mineral Resources Research Center, Fuzhou University; Adelaide Microscopy, the University of Adelaide | EPMA point analysis: accelerating voltage 15 kV, beam current 20 nA, beam diameter ~5 μm; EPMA mapping: accelerating voltage 20 kV, working current 50 nA, dwell time ~10 ms; BSE imaging: accelerating voltage 20 kV, beam current 10 nA; LA-ICP-MS: energy density 3~3.5 J/cm2, spot sizes 29 to 51 μm, repetition rates 5 Hz (polished thin-section) and 10 Hz (polished blocks), ~30 s background acquisition, ~40 s sample data acquisition | STDGL3 (Danyushevsky et al. 2011) and GSD-1G (USGS) | 10.3 | [19 empty] | 9126 | [5 empty] | 0.10289 | [5 empty] | 1551 | [9 empty] | 28339 |  | 64.01 |  |  |  | 1.3 | [7 empty] | 10.9 | [13 empty] | 5757 | [15 empty] | 8.53 | [17 empty] | 2.44 | [9 empty] | 1258 | [35 empty] | CHN | Tibet
| Lawu |  | Magmatic hydrothermal | Skarn | Cu-Pb-Zn skarn | Cu, Pb, Zn | In, Sn | Cu, Pb, Zn, In, Sn |  |  | 724-6-5@4 |  | underground mine |  |  |  |  | ore material | drill core | underground mining tunnels and drill cores | mineral separate | [5 empty] | mineralisation |  |  |  | sphalerite, chalcopyrite, pyrrhotite, pyrite, arsenopyrite | [6 empty] | galena, bismuthinite, marcasite, iron oxides, pyroxene, actinolite, quartz | thin sections and polished blocks examined using optical microscope, BSE detector, and EDS prior to analysis | EMPA, LA-ICPMS | JEOL JXA-8230 electron probe microanalyzer; RESOlution-LR 193 nm ArF excimer laser ablation system coupled to an Agilent 7700x ICP-MS | Laboratory of Mineral Resources Research Center, Fuzhou University; Adelaide Microscopy, the University of Adelaide | EPMA point analysis: accelerating voltage 15 kV, beam current 20 nA, beam diameter ~5 μm; EPMA mapping: accelerating voltage 20 kV, working current 50 nA, dwell time ~10 ms; BSE imaging: accelerating voltage 20 kV, beam current 10 nA; LA-ICP-MS: energy density 3~3.5 J/cm2, spot sizes 29 to 51 μm, repetition rates 5 Hz (polished thin-section) and 10 Hz (polished blocks), ~30 s background acquisition, ~40 s sample data acquisition | STDGL3 (Danyushevsky et al. 2011) and GSD-1G (USGS) | 16.1 | [19 empty] | 8677 | [5 empty] | 0.113 | [5 empty] | 1768 | [9 empty] | 26974 |  | 66.25 |  |  |  | 0.5 | [7 empty] | 8 | [13 empty] | 6320 | [15 empty] | 12.6 | [17 empty] | 25.03 | [9 empty] | 1276.6 | [35 empty] | CHN | Tibet
| Lawu |  | Magmatic hydrothermal | Skarn | Cu-Pb-Zn skarn | Cu, Pb, Zn | In, Sn | Cu, Pb, Zn, In, Sn |  |  | 724-6-5@5 |  | underground mine |  |  |  |  | ore material | drill core | underground mining tunnels and drill cores | mineral separate | [5 empty] | mineralisation |  |  |  | sphalerite, chalcopyrite, pyrrhotite, pyrite, arsenopyrite | [6 empty] | galena, bismuthinite, marcasite, iron oxides, pyroxene, actinolite, quartz | thin sections and polished blocks examined using optical microscope, BSE detector, and EDS prior to analysis | EMPA, LA-ICPMS | JEOL JXA-8230 electron probe microanalyzer; RESOlution-LR 193 nm ArF excimer laser ablation system coupled to an Agilent 7700x ICP-MS | Laboratory of Mineral Resources Research Center, Fuzhou University; Adelaide Microscopy, the University of Adelaide | EPMA point analysis: accelerating voltage 15 kV, beam current 20 nA, beam diameter ~5 μm; EPMA mapping: accelerating voltage 20 kV, working current 50 nA, dwell time ~10 ms; BSE imaging: accelerating voltage 20 kV, beam current 10 nA; LA-ICP-MS: energy density 3~3.5 J/cm2, spot sizes 29 to 51 μm, repetition rates 5 Hz (polished thin-section) and 10 Hz (polished blocks), ~30 s background acquisition, ~40 s sample data acquisition | STDGL3 (Danyushevsky et al. 2011) and GSD-1G (USGS) | 11.7 | [19 empty] | 9093 | [5 empty] | 0.10609 | [5 empty] | 1717 | [9 empty] | 28055 |  | 62.27 |  |  |  | 3.2 | [7 empty] | 19.2 | [13 empty] | 6181 | [15 empty] | 5.25 | [17 empty] | 8.02 | [9 empty] | 1246.3 | [35 empty] | CHN | Tibet
| Lawu |  | Magmatic hydrothermal | Skarn | Cu-Pb-Zn skarn | Cu, Pb, Zn | In, Sn | Cu, Pb, Zn, In, Sn |  |  | 724-6-5@6 |  | underground mine |  |  |  |  | ore material | drill core | underground mining tunnels and drill cores | mineral separate | [5 empty] | mineralisation |  |  |  | sphalerite, chalcopyrite, pyrrhotite, pyrite, arsenopyrite | [6 empty] | galena, bismuthinite, marcasite, iron oxides, pyroxene, actinolite, quartz | thin sections and polished blocks examined using optical microscope, BSE detector, and EDS prior to analysis | EMPA, LA-ICPMS | JEOL JXA-8230 electron probe microanalyzer; RESOlution-LR 193 nm ArF excimer laser ablation system coupled to an Agilent 7700x ICP-MS | Laboratory of Mineral Resources Research Center, Fuzhou University; Adelaide Microscopy, the University of Adelaide | EPMA point analysis: accelerating voltage 15 kV, beam current 20 nA, beam diameter ~5 μm; EPMA mapping: accelerating voltage 20 kV, working current 50 nA, dwell time ~10 ms; BSE imaging: accelerating voltage 20 kV, beam current 10 nA; LA-ICP-MS: energy density 3~3.5 J/cm2, spot sizes 29 to 51 μm, repetition rates 5 Hz (polished thin-section) and 10 Hz (polished blocks), ~30 s background acquisition, ~40 s sample data acquisition | STDGL3 (Danyushevsky et al. 2011) and GSD-1G (USGS) | 27.1 | [19 empty] | 9075 | [5 empty] | 0.1122 | [5 empty] | 1837 | [9 empty] | 27115 |  | 58.59 |  |  |  | 1.9 | [7 empty] | 10 | [13 empty] | 4204 | [15 empty] | 19.84 | [17 empty] | 49.64 | [9 empty] | 1044.5 | [35 empty] | CHN | Tibet
| Lawu |  | Magmatic hydrothermal | Skarn | Cu-Pb-Zn skarn | Cu, Pb, Zn | In, Sn | Cu, Pb, Zn, In, Sn |  |  | 724-6-5@7 |  | underground mine |  |  |  |  | ore material | drill core | underground mining tunnels and drill cores | mineral separate | [5 empty] | mineralisation |  |  |  | sphalerite, chalcopyrite, pyrrhotite, pyrite, arsenopyrite | [6 empty] | galena, bismuthinite, marcasite, iron oxides, pyroxene, actinolite, quartz | thin sections and polished blocks examined using optical microscope, BSE detector, and EDS prior to analysis | EMPA, LA-ICPMS | JEOL JXA-8230 electron probe microanalyzer; RESOlution-LR 193 nm ArF excimer laser ablation system coupled to an Agilent 7700x ICP-MS | Laboratory of Mineral Resources Research Center, Fuzhou University; Adelaide Microscopy, the University of Adelaide | EPMA point analysis: accelerating voltage 15 kV, beam current 20 nA, beam diameter ~5 μm; EPMA mapping: accelerating voltage 20 kV, working current 50 nA, dwell time ~10 ms; BSE imaging: accelerating voltage 20 kV, beam current 10 nA; LA-ICP-MS: energy density 3~3.5 J/cm2, spot sizes 29 to 51 μm, repetition rates 5 Hz (polished thin-section) and 10 Hz (polished blocks), ~30 s background acquisition, ~40 s sample data acquisition | STDGL3 (Danyushevsky et al. 2011) and GSD-1G (USGS) | 25.7 | [19 empty] | 8231 | [5 empty] | 0.11444 | [5 empty] | 1654 | [9 empty] | 25571 |  | 59.38 |  |  |  | 0.1 | [7 empty] | 12.8 | [13 empty] | 5849 | [15 empty] | 16.74 | [17 empty] | 53.58 | [9 empty] | 1053.3 | [35 empty] | CHN | Tibet
| Lawu |  | Magmatic hydrothermal | Skarn | Cu-Pb-Zn skarn | Cu, Pb, Zn | In, Sn | Cu, Pb, Zn, In, Sn |  |  | 724-6-5@8 |  | underground mine |  |  |  |  | ore material | drill core | underground mining tunnels and drill cores | mineral separate | [5 empty] | mineralisation |  |  |  | sphalerite, chalcopyrite, pyrrhotite, pyrite, arsenopyrite | [6 empty] | galena, bismuthinite, marcasite, iron oxides, pyroxene, actinolite, quartz | thin sections and polished blocks examined using optical microscope, BSE detector, and EDS prior to analysis | EMPA, LA-ICPMS | JEOL JXA-8230 electron probe microanalyzer; RESOlution-LR 193 nm ArF excimer laser ablation system coupled to an Agilent 7700x ICP-MS | Laboratory of Mineral Resources Research Center, Fuzhou University; Adelaide Microscopy, the University of Adelaide | EPMA point analysis: accelerating voltage 15 kV, beam current 20 nA, beam diameter ~5 μm; EPMA mapping: accelerating voltage 20 kV, working current 50 nA, dwell time ~10 ms; BSE imaging: accelerating voltage 20 kV, beam current 10 nA; LA-ICP-MS: energy density 3~3.5 J/cm2, spot sizes 29 to 51 μm, repetition rates 5 Hz (polished thin-section) and 10 Hz (polished blocks), ~30 s background acquisition, ~40 s sample data acquisition | STDGL3 (Danyushevsky et al. 2011) and GSD-1G (USGS) | 12.1 | [19 empty] | 8008 | [5 empty] | 0.12057 | [5 empty] | 773 | [9 empty] | 23979 |  | 29.89 |  |  |  | 0.1 | [7 empty] | 7.2 | [13 empty] | 5789 | [15 empty] | 8.22 | [17 empty] | 8.47 | [9 empty] | 371.1 | [35 empty] | CHN | Tibet
| Lawu |  | Magmatic hydrothermal | Skarn | Cu-Pb-Zn skarn | Cu, Pb, Zn | In, Sn | Cu, Pb, Zn, In, Sn |  |  | 724-6-6@1 |  | underground mine |  |  |  |  | ore material | drill core | underground mining tunnels and drill cores | mineral separate | [5 empty] | mineralisation |  |  |  | sphalerite, chalcopyrite, pyrrhotite, pyrite, arsenopyrite | [6 empty] | galena, bismuthinite, marcasite, iron oxides, pyroxene, actinolite, quartz | thin sections and polished blocks examined using optical microscope, BSE detector, and EDS prior to analysis | EMPA, LA-ICPMS | JEOL JXA-8230 electron probe microanalyzer; RESOlution-LR 193 nm ArF excimer laser ablation system coupled to an Agilent 7700x ICP-MS | Laboratory of Mineral Resources Research Center, Fuzhou University; Adelaide Microscopy, the University of Adelaide | EPMA point analysis: accelerating voltage 15 kV, beam current 20 nA, beam diameter ~5 μm; EPMA mapping: accelerating voltage 20 kV, working current 50 nA, dwell time ~10 ms; BSE imaging: accelerating voltage 20 kV, beam current 10 nA; LA-ICP-MS: energy density 3~3.5 J/cm2, spot sizes 29 to 51 μm, repetition rates 5 Hz (polished thin-section) and 10 Hz (polished blocks), ~30 s background acquisition, ~40 s sample data acquisition | STDGL3 (Danyushevsky et al. 2011) and GSD-1G (USGS) | 25.1 | [19 empty] | 11205 | [5 empty] | 0.11591 | [5 empty] | 3152 | [9 empty] | 35933 |  | 67.06 |  |  |  | 0.1 | [7 empty] | 18.7 | [13 empty] | 4242 | [15 empty] | 13.5 | [17 empty] | 32.36 | [9 empty] | 1754.4 | [35 empty] | CHN | Tibet
| Lawu |  | Magmatic hydrothermal | Skarn | Cu-Pb-Zn skarn | Cu, Pb, Zn | In, Sn | Cu, Pb, Zn, In, Sn |  |  | 724-6-6@2 |  | underground mine |  |  |  |  | ore material | drill core | underground mining tunnels and drill cores | mineral separate | [5 empty] | mineralisation |  |  |  | sphalerite, chalcopyrite, pyrrhotite, pyrite, arsenopyrite | [6 empty] | galena, bismuthinite, marcasite, iron oxides, pyroxene, actinolite, quartz | thin sections and polished blocks examined using optical microscope, BSE detector, and EDS prior to analysis | EMPA, LA-ICPMS | JEOL JXA-8230 electron probe microanalyzer; RESOlution-LR 193 nm ArF excimer laser ablation system coupled to an Agilent 7700x ICP-MS | Laboratory of Mineral Resources Research Center, Fuzhou University; Adelaide Microscopy, the University of Adelaide | EPMA point analysis: accelerating voltage 15 kV, beam current 20 nA, beam diameter ~5 μm; EPMA mapping: accelerating voltage 20 kV, working current 50 nA, dwell time ~10 ms; BSE imaging: accelerating voltage 20 kV, beam current 10 nA; LA-ICP-MS: energy density 3~3.5 J/cm2, spot sizes 29 to 51 μm, repetition rates 5 Hz (polished thin-section) and 10 Hz (polished blocks), ~30 s background acquisition, ~40 s sample data acquisition | STDGL3 (Danyushevsky et al. 2011) and GSD-1G (USGS) | 19.2 | [19 empty] | 10187 | [5 empty] | 0.11936 | [5 empty] | 2056 | [9 empty] | 31551 |  | 55.89 |  |  |  | 0.1 | [7 empty] | 16.5 | [13 empty] | 3319 | [15 empty] | 31.9 | [17 empty] | 22.66 | [9 empty] | 1238.2 | [35 empty] | CHN | Tibet
| Lawu |  | Magmatic hydrothermal | Skarn | Cu-Pb-Zn skarn | Cu, Pb, Zn | In, Sn | Cu, Pb, Zn, In, Sn |  |  | 724-6-6@3 |  | underground mine |  |  |  |  | ore material | drill core | underground mining tunnels and drill cores | mineral separate | [5 empty] | mineralisation |  |  |  | sphalerite, chalcopyrite, pyrrhotite, pyrite, arsenopyrite | [6 empty] | galena, bismuthinite, marcasite, iron oxides, pyroxene, actinolite, quartz | thin sections and polished blocks examined using optical microscope, BSE detector, and EDS prior to analysis | EMPA, LA-ICPMS | JEOL JXA-8230 electron probe microanalyzer; RESOlution-LR 193 nm ArF excimer laser ablation system coupled to an Agilent 7700x ICP-MS | Laboratory of Mineral Resources Research Center, Fuzhou University; Adelaide Microscopy, the University of Adelaide | EPMA point analysis: accelerating voltage 15 kV, beam current 20 nA, beam diameter ~5 μm; EPMA mapping: accelerating voltage 20 kV, working current 50 nA, dwell time ~10 ms; BSE imaging: accelerating voltage 20 kV, beam current 10 nA; LA-ICP-MS: energy density 3~3.5 J/cm2, spot sizes 29 to 51 μm, repetition rates 5 Hz (polished thin-section) and 10 Hz (polished blocks), ~30 s background acquisition, ~40 s sample data acquisition | STDGL3 (Danyushevsky et al. 2011) and GSD-1G (USGS) | 16 | [19 empty] | 11014 | [5 empty] | 0.11877 | [5 empty] | 2647 | [9 empty] | 33877 |  | 57.11 |  |  |  | 0.3 | [7 empty] | 20.7 | [13 empty] | 4155 | [15 empty] | 15.32 | [17 empty] | 10.19 | [9 empty] | 2042.7 | [35 empty] | CHN | Tibet
| Lawu |  | Magmatic hydrothermal | Skarn | Cu-Pb-Zn skarn | Cu, Pb, Zn | In, Sn | Cu, Pb, Zn, In, Sn |  |  | 724-6-6@4 |  | underground mine |  |  |  |  | ore material | drill core | underground mining tunnels and drill cores | mineral separate | [5 empty] | mineralisation |  |  |  | sphalerite, chalcopyrite, pyrrhotite, pyrite, arsenopyrite | [6 empty] | galena, bismuthinite, marcasite, iron oxides, pyroxene, actinolite, quartz | thin sections and polished blocks examined using optical microscope, BSE detector, and EDS prior to analysis | EMPA, LA-ICPMS | JEOL JXA-8230 electron probe microanalyzer; RESOlution-LR 193 nm ArF excimer laser ablation system coupled to an Agilent 7700x ICP-MS | Laboratory of Mineral Resources Research Center, Fuzhou University; Adelaide Microscopy, the University of Adelaide | EPMA point analysis: accelerating voltage 15 kV, beam current 20 nA, beam diameter ~5 μm; EPMA mapping: accelerating voltage 20 kV, working current 50 nA, dwell time ~10 ms; BSE imaging: accelerating voltage 20 kV, beam current 10 nA; LA-ICP-MS: energy density 3~3.5 J/cm2, spot sizes 29 to 51 μm, repetition rates 5 Hz (polished thin-section) and 10 Hz (polished blocks), ~30 s background acquisition, ~40 s sample data acquisition | STDGL3 (Danyushevsky et al. 2011) and GSD-1G (USGS) | 17.9 | [19 empty] | 10729 | [5 empty] | 0.1198 | [5 empty] | 3474 | [9 empty] | 32204 |  | 61.26 |  |  |  | 0.2 | [7 empty] | 29.1 | [13 empty] | 4007 | [15 empty] | 128.68 | [17 empty] | 13.91 | [9 empty] | 2272.5 | [35 empty] | CHN | Tibet
| Lawu |  | Magmatic hydrothermal | Skarn | Cu-Pb-Zn skarn | Cu, Pb, Zn | In, Sn | Cu, Pb, Zn, In, Sn |  |  | 724-6-6@5 |  | underground mine |  |  |  |  | ore material | drill core | underground mining tunnels and drill cores | mineral separate | [5 empty] | mineralisation |  |  |  | sphalerite, chalcopyrite, pyrrhotite, pyrite, arsenopyrite | [6 empty] | galena, bismuthinite, marcasite, iron oxides, pyroxene, actinolite, quartz | thin sections and polished blocks examined using optical microscope, BSE detector, and EDS prior to analysis | EMPA, LA-ICPMS | JEOL JXA-8230 electron probe microanalyzer; RESOlution-LR 193 nm ArF excimer laser ablation system coupled to an Agilent 7700x ICP-MS | Laboratory of Mineral Resources Research Center, Fuzhou University; Adelaide Microscopy, the University of Adelaide | EPMA point analysis: accelerating voltage 15 kV, beam current 20 nA, beam diameter ~5 μm; EPMA mapping: accelerating voltage 20 kV, working current 50 nA, dwell time ~10 ms; BSE imaging: accelerating voltage 20 kV, beam current 10 nA; LA-ICP-MS: energy density 3~3.5 J/cm2, spot sizes 29 to 51 μm, repetition rates 5 Hz (polished thin-section) and 10 Hz (polished blocks), ~30 s background acquisition, ~40 s sample data acquisition | STDGL3 (Danyushevsky et al. 2011) and GSD-1G (USGS) | 12.7 | [19 empty] | 10976 | [5 empty] | 0.12095 | [5 empty] | 4876 | [9 empty] | 35496 |  | 60.03 |  |  |  | 0.6 | [7 empty] | 24.8 | [13 empty] | 4486 | [15 empty] | 6.29 | [17 empty] | 2.22 | [9 empty] | 1815.7 | [35 empty] | CHN | Tibet
| Lawu |  | Magmatic hydrothermal | Skarn | Cu-Pb-Zn skarn | Cu, Pb, Zn | In, Sn | Cu, Pb, Zn, In, Sn |  |  | 724-6-6@6 |  | underground mine |  |  |  |  | ore material | drill core | underground mining tunnels and drill cores | mineral separate | [5 empty] | mineralisation |  |  |  | sphalerite, chalcopyrite, pyrrhotite, pyrite, arsenopyrite | [6 empty] | galena, bismuthinite, marcasite, iron oxides, pyroxene, actinolite, quartz | thin sections and polished blocks examined using optical microscope, BSE detector, and EDS prior to analysis | EMPA, LA-ICPMS | JEOL JXA-8230 electron probe microanalyzer; RESOlution-LR 193 nm ArF excimer laser ablation system coupled to an Agilent 7700x ICP-MS | Laboratory of Mineral Resources Research Center, Fuzhou University; Adelaide Microscopy, the University of Adelaide | EPMA point analysis: accelerating voltage 15 kV, beam current 20 nA, beam diameter ~5 μm; EPMA mapping: accelerating voltage 20 kV, working current 50 nA, dwell time ~10 ms; BSE imaging: accelerating voltage 20 kV, beam current 10 nA; LA-ICP-MS: energy density 3~3.5 J/cm2, spot sizes 29 to 51 μm, repetition rates 5 Hz (polished thin-section) and 10 Hz (polished blocks), ~30 s background acquisition, ~40 s sample data acquisition | STDGL3 (Danyushevsky et al. 2011) and GSD-1G (USGS) | 7.9 | [19 empty] | 10454 | [5 empty] | 0.10939 | [5 empty] | 1214 | [9 empty] | 33195 |  | 70.22 |  |  |  | 2.4 | [7 empty] | 28.3 | [13 empty] | 3962 | [15 empty] | 1.98 | [17 empty] | 6.37 | [9 empty] | 944.8 | [35 empty] | CHN | Tibet
| Lawu |  | Magmatic hydrothermal | Skarn | Cu-Pb-Zn skarn | Cu, Pb, Zn | In, Sn | Cu, Pb, Zn, In, Sn |  |  | 724-6-6@7 |  | underground mine |  |  |  |  | ore material | drill core | underground mining tunnels and drill cores | mineral separate | [5 empty] | mineralisation |  |  |  | sphalerite, chalcopyrite, pyrrhotite, pyrite, arsenopyrite | [6 empty] | galena, bismuthinite, marcasite, iron oxides, pyroxene, actinolite, quartz | thin sections and polished blocks examined using optical microscope, BSE detector, and EDS prior to analysis | EMPA, LA-ICPMS | JEOL JXA-8230 electron probe microanalyzer; RESOlution-LR 193 nm ArF excimer laser ablation system coupled to an Agilent 7700x ICP-MS | Laboratory of Mineral Resources Research Center, Fuzhou University; Adelaide Microscopy, the University of Adelaide | EPMA point analysis: accelerating voltage 15 kV, beam current 20 nA, beam diameter ~5 μm; EPMA mapping: accelerating voltage 20 kV, working current 50 nA, dwell time ~10 ms; BSE imaging: accelerating voltage 20 kV, beam current 10 nA; LA-ICP-MS: energy density 3~3.5 J/cm2, spot sizes 29 to 51 μm, repetition rates 5 Hz (polished thin-section) and 10 Hz (polished blocks), ~30 s background acquisition, ~40 s sample data acquisition | STDGL3 (Danyushevsky et al. 2011) and GSD-1G (USGS) | 565.8 | [19 empty] | 11039 | [5 empty] | 0.11167 | [5 empty] | 5595 | [9 empty] | 35173 |  | 58.83 |  |  |  | 0.1 | [7 empty] | 29.8 | [13 empty] | 4120 | [15 empty] | 34.71 | [17 empty] | 2133.97 | [9 empty] | 1693 | [35 empty] | CHN | Tibet
| Lawu |  | Magmatic hydrothermal | Skarn | Cu-Pb-Zn skarn | Cu, Pb, Zn | In, Sn | Cu, Pb, Zn, In, Sn |  |  | 724-6-6@8 |  | underground mine |  |  |  |  | ore material | drill core | underground mining tunnels and drill cores | mineral separate | [5 empty] | mineralisation |  |  |  | sphalerite, chalcopyrite, pyrrhotite, pyrite, arsenopyrite | [6 empty] | galena, bismuthinite, marcasite, iron oxides, pyroxene, actinolite, quartz | thin sections and polished blocks examined using optical microscope, BSE detector, and EDS prior to analysis | EMPA, LA-ICPMS | JEOL JXA-8230 electron probe microanalyzer; RESOlution-LR 193 nm ArF excimer laser ablation system coupled to an Agilent 7700x ICP-MS | Laboratory of Mineral Resources Research Center, Fuzhou University; Adelaide Microscopy, the University of Adelaide | EPMA point analysis: accelerating voltage 15 kV, beam current 20 nA, beam diameter ~5 μm; EPMA mapping: accelerating voltage 20 kV, working current 50 nA, dwell time ~10 ms; BSE imaging: accelerating voltage 20 kV, beam current 10 nA; LA-ICP-MS: energy density 3~3.5 J/cm2, spot sizes 29 to 51 μm, repetition rates 5 Hz (polished thin-section) and 10 Hz (polished blocks), ~30 s background acquisition, ~40 s sample data acquisition | STDGL3 (Danyushevsky et al. 2011) and GSD-1G (USGS) | 38.4 | [19 empty] | 10895 | [5 empty] | 0.11905 | [5 empty] | 696 | [9 empty] | 48229 |  | 17.04 |  |  |  | 0.7 | [7 empty] | 4.2 | [13 empty] | 4514 | [15 empty] | 203.7 | [17 empty] | 48.11 | [9 empty] | 222.6 | [35 empty] | CHN | Tibet
| Lawu |  | Magmatic hydrothermal | Skarn | Cu-Pb-Zn skarn | Cu, Pb, Zn | In, Sn | Cu, Pb, Zn, In, Sn |  |  | 724-6-6@9 |  | underground mine |  |  |  |  | ore material | drill core | underground mining tunnels and drill cores | mineral separate | [5 empty] | mineralisation |  |  |  | sphalerite, chalcopyrite, pyrrhotite, pyrite, arsenopyrite | [6 empty] | galena, bismuthinite, marcasite, iron oxides, pyroxene, actinolite, quartz | thin sections and polished blocks examined using optical microscope, BSE detector, and EDS prior to analysis | EMPA, LA-ICPMS | JEOL JXA-8230 electron probe microanalyzer; RESOlution-LR 193 nm ArF excimer laser ablation system coupled to an Agilent 7700x ICP-MS | Laboratory of Mineral Resources Research Center, Fuzhou University; Adelaide Microscopy, the University of Adelaide | EPMA point analysis: accelerating voltage 15 kV, beam current 20 nA, beam diameter ~5 μm; EPMA mapping: accelerating voltage 20 kV, working current 50 nA, dwell time ~10 ms; BSE imaging: accelerating voltage 20 kV, beam current 10 nA; LA-ICP-MS: energy density 3~3.5 J/cm2, spot sizes 29 to 51 μm, repetition rates 5 Hz (polished thin-section) and 10 Hz (polished blocks), ~30 s background acquisition, ~40 s sample data acquisition | STDGL3 (Danyushevsky et al. 2011) and GSD-1G (USGS) | 22.4 | [19 empty] | 11252 | [5 empty] | 0.12015 | [5 empty] | 3771 | [9 empty] | 36481 |  | 69.26 |  |  |  | 0.5 | [7 empty] | 36.1 | [13 empty] | 4555 | [15 empty] | 7.87 | [17 empty] | 18.06 | [9 empty] | 2630.8 | [35 empty] | CHN | Tibet
| Lawu |  | Magmatic hydrothermal | Skarn | Cu-Pb-Zn skarn | Cu, Pb, Zn | In, Sn | Cu, Pb, Zn, In, Sn |  |  | 724-6-6@10 |  | underground mine |  |  |  |  | ore material | drill core | underground mining tunnels and drill cores | mineral separate | [5 empty] | mineralisation |  |  |  | sphalerite, chalcopyrite, pyrrhotite, pyrite, arsenopyrite | [6 empty] | galena, bismuthinite, marcasite, iron oxides, pyroxene, actinolite, quartz | thin sections and polished blocks examined using optical microscope, BSE detector, and EDS prior to analysis | EMPA, LA-ICPMS | JEOL JXA-8230 electron probe microanalyzer; RESOlution-LR 193 nm ArF excimer laser ablation system coupled to an Agilent 7700x ICP-MS | Laboratory of Mineral Resources Research Center, Fuzhou University; Adelaide Microscopy, the University of Adelaide | EPMA point analysis: accelerating voltage 15 kV, beam current 20 nA, beam diameter ~5 μm; EPMA mapping: accelerating voltage 20 kV, working current 50 nA, dwell time ~10 ms; BSE imaging: accelerating voltage 20 kV, beam current 10 nA; LA-ICP-MS: energy density 3~3.5 J/cm2, spot sizes 29 to 51 μm, repetition rates 5 Hz (polished thin-section) and 10 Hz (polished blocks), ~30 s background acquisition, ~40 s sample data acquisition | STDGL3 (Danyushevsky et al. 2011) and GSD-1G (USGS) | 9.4 | [19 empty] | 11216 | [5 empty] | 0.12415 | [5 empty] | 2833 | [9 empty] | 39193 |  | 23.23 |  |  |  | 0.9 | [7 empty] | 2 | [13 empty] | 5139 | [15 empty] | 26.61 | [17 empty] | 3.14 | [9 empty] | 65.2 | [35 empty] | CHN | Tibet
| Lawu |  | Magmatic hydrothermal | Skarn | Cu-Pb-Zn skarn | Cu, Pb, Zn | In, Sn | Cu, Pb, Zn, In, Sn |  |  | 729-1-1@2 |  | underground mine |  |  |  |  | ore material | drill core | underground mining tunnels and drill cores | mineral separate | [5 empty] | mineralisation |  |  |  | sphalerite, chalcopyrite, pyrrhotite, pyrite, arsenopyrite | [6 empty] | galena, bismuthinite, marcasite, iron oxides, pyroxene, actinolite, quartz | thin sections and polished blocks examined using optical microscope, BSE detector, and EDS prior to analysis | EMPA, LA-ICPMS | JEOL JXA-8230 electron probe microanalyzer; RESOlution-LR 193 nm ArF excimer laser ablation system coupled to an Agilent 7700x ICP-MS | Laboratory of Mineral Resources Research Center, Fuzhou University; Adelaide Microscopy, the University of Adelaide | EPMA point analysis: accelerating voltage 15 kV, beam current 20 nA, beam diameter ~5 μm; EPMA mapping: accelerating voltage 20 kV, working current 50 nA, dwell time ~10 ms; BSE imaging: accelerating voltage 20 kV, beam current 10 nA; LA-ICP-MS: energy density 3~3.5 J/cm2, spot sizes 29 to 51 μm, repetition rates 5 Hz (polished thin-section) and 10 Hz (polished blocks), ~30 s background acquisition, ~40 s sample data acquisition | STDGL3 (Danyushevsky et al. 2011) and GSD-1G (USGS) | 2.9 | [19 empty] | 4385 | [5 empty] | 0.12768 | [5 empty] | 30 | [9 empty] | 24724 |  | 3.6 |  |  |  | 0.3 | [7 empty] | 0.4 | [13 empty] | 1139 | [15 empty] | 4.28 | [17 empty] | 14.89 | [9 empty] | 8.6 | [35 empty] | CHN | Tibet
| Lawu |  | Magmatic hydrothermal | Skarn | Cu-Pb-Zn skarn | Cu, Pb, Zn | In, Sn | Cu, Pb, Zn, In, Sn |  |  | 729-1-1@3 |  | underground mine |  |  |  |  | ore material | drill core | underground mining tunnels and drill cores | mineral separate | [5 empty] | mineralisation |  |  |  | sphalerite, chalcopyrite, pyrrhotite, pyrite, arsenopyrite | [6 empty] | galena, bismuthinite, marcasite, iron oxides, pyroxene, actinolite, quartz | thin sections and polished blocks examined using optical microscope, BSE detector, and EDS prior to analysis | EMPA, LA-ICPMS | JEOL JXA-8230 electron probe microanalyzer; RESOlution-LR 193 nm ArF excimer laser ablation system coupled to an Agilent 7700x ICP-MS | Laboratory of Mineral Resources Research Center, Fuzhou University; Adelaide Microscopy, the University of Adelaide | EPMA point analysis: accelerating voltage 15 kV, beam current 20 nA, beam diameter ~5 μm; EPMA mapping: accelerating voltage 20 kV, working current 50 nA, dwell time ~10 ms; BSE imaging: accelerating voltage 20 kV, beam current 10 nA; LA-ICP-MS: energy density 3~3.5 J/cm2, spot sizes 29 to 51 μm, repetition rates 5 Hz (polished thin-section) and 10 Hz (polished blocks), ~30 s background acquisition, ~40 s sample data acquisition | STDGL3 (Danyushevsky et al. 2011) and GSD-1G (USGS) | 0.8 | [19 empty] | 3319 | [5 empty] | 0.13226 | [5 empty] | 44 | [9 empty] | 12023 |  | 9.91 |  |  |  | 0.5 | [7 empty] | 2.5 | [13 empty] | 1341 | [15 empty] | 0.54 | [17 empty] | 1.11 | [9 empty] | 25.5 | [35 empty] | CHN | Tibet
| Lawu |  | Magmatic hydrothermal | Skarn | Cu-Pb-Zn skarn | Cu, Pb, Zn | In, Sn | Cu, Pb, Zn, In, Sn |  |  | 729-1-1@4 |  | underground mine |  |  |  |  | ore material | drill core | underground mining tunnels and drill cores | mineral separate | [5 empty] | mineralisation |  |  |  | sphalerite, chalcopyrite, pyrrhotite, pyrite, arsenopyrite | [6 empty] | galena, bismuthinite, marcasite, iron oxides, pyroxene, actinolite, quartz | thin sections and polished blocks examined using optical microscope, BSE detector, and EDS prior to analysis | EMPA, LA-ICPMS | JEOL JXA-8230 electron probe microanalyzer; RESOlution-LR 193 nm ArF excimer laser ablation system coupled to an Agilent 7700x ICP-MS | Laboratory of Mineral Resources Research Center, Fuzhou University; Adelaide Microscopy, the University of Adelaide | EPMA point analysis: accelerating voltage 15 kV, beam current 20 nA, beam diameter ~5 μm; EPMA mapping: accelerating voltage 20 kV, working current 50 nA, dwell time ~10 ms; BSE imaging: accelerating voltage 20 kV, beam current 10 nA; LA-ICP-MS: energy density 3~3.5 J/cm2, spot sizes 29 to 51 μm, repetition rates 5 Hz (polished thin-section) and 10 Hz (polished blocks), ~30 s background acquisition, ~40 s sample data acquisition | STDGL3 (Danyushevsky et al. 2011) and GSD-1G (USGS) | 0.7 | [19 empty] | 5120 | [5 empty] | 0.13212 | [5 empty] | 12 | [9 empty] | 27652 |  | 3.57 |  |  |  | 0.3 | [7 empty] | 0.7 | [13 empty] | 1170 | [15 empty] | 1.18 | [17 empty] | 1.03 | [9 empty] | 2.1 | [35 empty] | CHN | Tibet
| Lawu |  | Magmatic hydrothermal | Skarn | Cu-Pb-Zn skarn | Cu, Pb, Zn | In, Sn | Cu, Pb, Zn, In, Sn |  |  | 729-1-1@5 |  | underground mine |  |  |  |  | ore material | drill core | underground mining tunnels and drill cores | mineral separate | [5 empty] | mineralisation |  |  |  | sphalerite, chalcopyrite, pyrrhotite, pyrite, arsenopyrite | [6 empty] | galena, bismuthinite, marcasite, iron oxides, pyroxene, actinolite, quartz | thin sections and polished blocks examined using optical microscope, BSE detector, and EDS prior to analysis | EMPA, LA-ICPMS | JEOL JXA-8230 electron probe microanalyzer; RESOlution-LR 193 nm ArF excimer laser ablation system coupled to an Agilent 7700x ICP-MS | Laboratory of Mineral Resources Research Center, Fuzhou University; Adelaide Microscopy, the University of Adelaide | EPMA point analysis: accelerating voltage 15 kV, beam current 20 nA, beam diameter ~5 μm; EPMA mapping: accelerating voltage 20 kV, working current 50 nA, dwell time ~10 ms; BSE imaging: accelerating voltage 20 kV, beam current 10 nA; LA-ICP-MS: energy density 3~3.5 J/cm2, spot sizes 29 to 51 μm, repetition rates 5 Hz (polished thin-section) and 10 Hz (polished blocks), ~30 s background acquisition, ~40 s sample data acquisition | STDGL3 (Danyushevsky et al. 2011) and GSD-1G (USGS) | 1.5 | [19 empty] | 5028 | [5 empty] | 0.13545 | [5 empty] | 25 | [9 empty] | 27299 |  | 4.61 |  |  |  | 0.4 | [7 empty] | 1.1 | [13 empty] | 1182 | [15 empty] | 1.81 | [17 empty] | 3.56 | [9 empty] | 8.8 | [35 empty] | CHN | Tibet
| Lawu |  | Magmatic hydrothermal | Skarn | Cu-Pb-Zn skarn | Cu, Pb, Zn | In, Sn | Cu, Pb, Zn, In, Sn |  |  | 729-1-1@6 |  | underground mine |  |  |  |  | ore material | drill core | underground mining tunnels and drill cores | mineral separate | [5 empty] | mineralisation |  |  |  | sphalerite, chalcopyrite, pyrrhotite, pyrite, arsenopyrite | [6 empty] | galena, bismuthinite, marcasite, iron oxides, pyroxene, actinolite, quartz | thin sections and polished blocks examined using optical microscope, BSE detector, and EDS prior to analysis | EMPA, LA-ICPMS | JEOL JXA-8230 electron probe microanalyzer; RESOlution-LR 193 nm ArF excimer laser ablation system coupled to an Agilent 7700x ICP-MS | Laboratory of Mineral Resources Research Center, Fuzhou University; Adelaide Microscopy, the University of Adelaide | EPMA point analysis: accelerating voltage 15 kV, beam current 20 nA, beam diameter ~5 μm; EPMA mapping: accelerating voltage 20 kV, working current 50 nA, dwell time ~10 ms; BSE imaging: accelerating voltage 20 kV, beam current 10 nA; LA-ICP-MS: energy density 3~3.5 J/cm2, spot sizes 29 to 51 μm, repetition rates 5 Hz (polished thin-section) and 10 Hz (polished blocks), ~30 s background acquisition, ~40 s sample data acquisition | STDGL3 (Danyushevsky et al. 2011) and GSD-1G (USGS) | 5.2 | [19 empty] | 3931 | [5 empty] | 0.17061 | [5 empty] | 243 | [9 empty] | 21755 |  | 23.01 |  |  |  | 4.7 | [7 empty] | 2.3 | [13 empty] | 961 | [15 empty] | 4.63 | [17 empty] | 22.73 | [9 empty] | 123.6 | [35 empty] | CHN | Tibet
| Lawu |  | Magmatic hydrothermal | Skarn | Cu-Pb-Zn skarn | Cu, Pb, Zn | In, Sn | Cu, Pb, Zn, In, Sn |  |  | 729-1-1@7 |  | underground mine |  |  |  |  | ore material | drill core | underground mining tunnels and drill cores | mineral separate | [5 empty] | mineralisation |  |  |  | sphalerite, chalcopyrite, pyrrhotite, pyrite, arsenopyrite | [6 empty] | galena, bismuthinite, marcasite, iron oxides, pyroxene, actinolite, quartz | thin sections and polished blocks examined using optical microscope, BSE detector, and EDS prior to analysis | EMPA, LA-ICPMS | JEOL JXA-8230 electron probe microanalyzer; RESOlution-LR 193 nm ArF excimer laser ablation system coupled to an Agilent 7700x ICP-MS | Laboratory of Mineral Resources Research Center, Fuzhou University; Adelaide Microscopy, the University of Adelaide | EPMA point analysis: accelerating voltage 15 kV, beam current 20 nA, beam diameter ~5 μm; EPMA mapping: accelerating voltage 20 kV, working current 50 nA, dwell time ~10 ms; BSE imaging: accelerating voltage 20 kV, beam current 10 nA; LA-ICP-MS: energy density 3~3.5 J/cm2, spot sizes 29 to 51 μm, repetition rates 5 Hz (polished thin-section) and 10 Hz (polished blocks), ~30 s background acquisition, ~40 s sample data acquisition | STDGL3 (Danyushevsky et al. 2011) and GSD-1G (USGS) | 6.9 | [19 empty] | 7225 | [5 empty] | 0.12122 | [5 empty] | 601 | [9 empty] | 41509 |  | 17.8 |  |  |  | 0.4 | [7 empty] | 5.2 | [13 empty] | 4791 | [15 empty] | 14.13 | [17 empty] | 19.34 | [9 empty] | 444.8 | [35 empty] | CHN | Tibet
| Lawu |  | Magmatic hydrothermal | Skarn | Cu-Pb-Zn skarn | Cu, Pb, Zn | In, Sn | Cu, Pb, Zn, In, Sn |  |  | 729-1-1@8 |  | underground mine |  |  |  |  | ore material | drill core | underground mining tunnels and drill cores | mineral separate | [5 empty] | mineralisation |  |  |  | sphalerite, chalcopyrite, pyrrhotite, pyrite, arsenopyrite | [6 empty] | galena, bismuthinite, marcasite, iron oxides, pyroxene, actinolite, quartz | thin sections and polished blocks examined using optical microscope, BSE detector, and EDS prior to analysis | EMPA, LA-ICPMS | JEOL JXA-8230 electron probe microanalyzer; RESOlution-LR 193 nm ArF excimer laser ablation system coupled to an Agilent 7700x ICP-MS | Laboratory of Mineral Resources Research Center, Fuzhou University; Adelaide Microscopy, the University of Adelaide | EPMA point analysis: accelerating voltage 15 kV, beam current 20 nA, beam diameter ~5 μm; EPMA mapping: accelerating voltage 20 kV, working current 50 nA, dwell time ~10 ms; BSE imaging: accelerating voltage 20 kV, beam current 10 nA; LA-ICP-MS: energy density 3~3.5 J/cm2, spot sizes 29 to 51 μm, repetition rates 5 Hz (polished thin-section) and 10 Hz (polished blocks), ~30 s background acquisition, ~40 s sample data acquisition | STDGL3 (Danyushevsky et al. 2011) and GSD-1G (USGS) | 7.3 | [19 empty] | 7188 | [5 empty] | 0.12111 | [5 empty] | 80 | [9 empty] | 53296 |  | 13.19 |  |  |  | 2 | [7 empty] | 0.2 | [13 empty] | 4222 | [15 empty] | 5.31 | [17 empty] | 21.39 | [9 empty] | 14.3 | [35 empty] | CHN | Tibet
| Lawu |  | Magmatic hydrothermal | Skarn | Cu-Pb-Zn skarn | Cu, Pb, Zn | In, Sn | Cu, Pb, Zn, In, Sn |  |  | 729-1-1@9 |  | underground mine |  |  |  |  | ore material | drill core | underground mining tunnels and drill cores | mineral separate | [5 empty] | mineralisation |  |  |  | sphalerite, chalcopyrite, pyrrhotite, pyrite, arsenopyrite | [6 empty] | galena, bismuthinite, marcasite, iron oxides, pyroxene, actinolite, quartz | thin sections and polished blocks examined using optical microscope, BSE detector, and EDS prior to analysis | EMPA, LA-ICPMS | JEOL JXA-8230 electron probe microanalyzer; RESOlution-LR 193 nm ArF excimer laser ablation system coupled to an Agilent 7700x ICP-MS | Laboratory of Mineral Resources Research Center, Fuzhou University; Adelaide Microscopy, the University of Adelaide | EPMA point analysis: accelerating voltage 15 kV, beam current 20 nA, beam diameter ~5 μm; EPMA mapping: accelerating voltage 20 kV, working current 50 nA, dwell time ~10 ms; BSE imaging: accelerating voltage 20 kV, beam current 10 nA; LA-ICP-MS: energy density 3~3.5 J/cm2, spot sizes 29 to 51 μm, repetition rates 5 Hz (polished thin-section) and 10 Hz (polished blocks), ~30 s background acquisition, ~40 s sample data acquisition | STDGL3 (Danyushevsky et al. 2011) and GSD-1G (USGS) | 7.2 | [19 empty] | 5736 | [5 empty] | 0.12388 | [5 empty] | 169 | [9 empty] | 46247 |  | 10.55 |  |  |  | 3.5 | [7 empty] | 0.1 | [13 empty] | 2758 | [15 empty] | 4.92 | [17 empty] | 32.95 | [9 empty] | 12.7 | [35 empty] | CHN | Tibet
| Lawu |  | Magmatic hydrothermal | Skarn | Cu-Pb-Zn skarn | Cu, Pb, Zn | In, Sn | Cu, Pb, Zn, In, Sn |  |  | 729-1-1@10 |  | underground mine |  |  |  |  | ore material | drill core | underground mining tunnels and drill cores | mineral separate | [5 empty] | mineralisation |  |  |  | sphalerite, chalcopyrite, pyrrhotite, pyrite, arsenopyrite | [6 empty] | galena, bismuthinite, marcasite, iron oxides, pyroxene, actinolite, quartz | thin sections and polished blocks examined using optical microscope, BSE detector, and EDS prior to analysis | EMPA, LA-ICPMS | JEOL JXA-8230 electron probe microanalyzer; RESOlution-LR 193 nm ArF excimer laser ablation system coupled to an Agilent 7700x ICP-MS | Laboratory of Mineral Resources Research Center, Fuzhou University; Adelaide Microscopy, the University of Adelaide | EPMA point analysis: accelerating voltage 15 kV, beam current 20 nA, beam diameter ~5 μm; EPMA mapping: accelerating voltage 20 kV, working current 50 nA, dwell time ~10 ms; BSE imaging: accelerating voltage 20 kV, beam current 10 nA; LA-ICP-MS: energy density 3~3.5 J/cm2, spot sizes 29 to 51 μm, repetition rates 5 Hz (polished thin-section) and 10 Hz (polished blocks), ~30 s background acquisition, ~40 s sample data acquisition | STDGL3 (Danyushevsky et al. 2011) and GSD-1G (USGS) | 5.6 | [19 empty] | 4290 | [5 empty] | 0.11185 | [5 empty] | 2530 | [9 empty] | 40299 |  | 28.04 |  |  |  | 19.5 | [7 empty] | 0.1 | [13 empty] | 2200 | [15 empty] | 22.13 | [17 empty] | 36.85 | [9 empty] | 7.5 | [35 empty] | CHN | Tibet
| Lawu |  | Magmatic hydrothermal | Skarn | Cu-Pb-Zn skarn | Cu, Pb, Zn | In, Sn | Cu, Pb, Zn, In, Sn |  |  | 729-1-1@11 |  | underground mine |  |  |  |  | ore material | drill core | underground mining tunnels and drill cores | mineral separate | [5 empty] | mineralisation |  |  |  | sphalerite, chalcopyrite, pyrrhotite, pyrite, arsenopyrite | [6 empty] | galena, bismuthinite, marcasite, iron oxides, pyroxene, actinolite, quartz | thin sections and polished blocks examined using optical microscope, BSE detector, and EDS prior to analysis | EMPA, LA-ICPMS | JEOL JXA-8230 electron probe microanalyzer; RESOlution-LR 193 nm ArF excimer laser ablation system coupled to an Agilent 7700x ICP-MS | Laboratory of Mineral Resources Research Center, Fuzhou University; Adelaide Microscopy, the University of Adelaide | EPMA point analysis: accelerating voltage 15 kV, beam current 20 nA, beam diameter ~5 μm; EPMA mapping: accelerating voltage 20 kV, working current 50 nA, dwell time ~10 ms; BSE imaging: accelerating voltage 20 kV, beam current 10 nA; LA-ICP-MS: energy density 3~3.5 J/cm2, spot sizes 29 to 51 μm, repetition rates 5 Hz (polished thin-section) and 10 Hz (polished blocks), ~30 s background acquisition, ~40 s sample data acquisition | STDGL3 (Danyushevsky et al. 2011) and GSD-1G (USGS) | 17.4 | [19 empty] | 5080 | [5 empty] | 0.11846 | [5 empty] | 309 | [9 empty] | 38265 |  | 15.98 |  |  |  | 5.5 | [7 empty] | 0.4 | [13 empty] | 2792 | [15 empty] | 54.96 | [17 empty] | 43.67 | [9 empty] | 18.7 | [35 empty] | CHN | Tibet
| Lawu |  | Magmatic hydrothermal | Skarn | Cu-Pb-Zn skarn | Cu, Pb, Zn | In, Sn | Cu, Pb, Zn, In, Sn |  |  | 729-1-1@13 |  | underground mine |  |  |  |  | ore material | drill core | underground mining tunnels and drill cores | mineral separate | [5 empty] | mineralisation |  |  |  | sphalerite, chalcopyrite, pyrrhotite, pyrite, arsenopyrite | [6 empty] | galena, bismuthinite, marcasite, iron oxides, pyroxene, actinolite, quartz | thin sections and polished blocks examined using optical microscope, BSE detector, and EDS prior to analysis | EMPA, LA-ICPMS | JEOL JXA-8230 electron probe microanalyzer; RESOlution-LR 193 nm ArF excimer laser ablation system coupled to an Agilent 7700x ICP-MS | Laboratory of Mineral Resources Research Center, Fuzhou University; Adelaide Microscopy, the University of Adelaide | EPMA point analysis: accelerating voltage 15 kV, beam current 20 nA, beam diameter ~5 μm; EPMA mapping: accelerating voltage 20 kV, working current 50 nA, dwell time ~10 ms; BSE imaging: accelerating voltage 20 kV, beam current 10 nA; LA-ICP-MS: energy density 3~3.5 J/cm2, spot sizes 29 to 51 μm, repetition rates 5 Hz (polished thin-section) and 10 Hz (polished blocks), ~30 s background acquisition, ~40 s sample data acquisition | STDGL3 (Danyushevsky et al. 2011) and GSD-1G (USGS) | 155.7 | [19 empty] | 4603 | [5 empty] | 0.12434 | [5 empty] | 2429 | [9 empty] | 51721 |  | 6.1 |  |  |  | 4.4 | [7 empty] | 4.4 | [13 empty] | 2571 | [15 empty] | 1272.38 | [17 empty] | 98.62 | [9 empty] | 19.1 | [35 empty] | CHN | Tibet
| Lawu |  | Magmatic hydrothermal | Skarn | Cu-Pb-Zn skarn | Cu, Pb, Zn | In, Sn | Cu, Pb, Zn, In, Sn |  |  | 729-1-1@14 |  | underground mine |  |  |  |  | ore material | drill core | underground mining tunnels and drill cores | mineral separate | [5 empty] | mineralisation |  |  |  | sphalerite, chalcopyrite, pyrrhotite, pyrite, arsenopyrite | [6 empty] | galena, bismuthinite, marcasite, iron oxides, pyroxene, actinolite, quartz | thin sections and polished blocks examined using optical microscope, BSE detector, and EDS prior to analysis | EMPA, LA-ICPMS | JEOL JXA-8230 electron probe microanalyzer; RESOlution-LR 193 nm ArF excimer laser ablation system coupled to an Agilent 7700x ICP-MS | Laboratory of Mineral Resources Research Center, Fuzhou University; Adelaide Microscopy, the University of Adelaide | EPMA point analysis: accelerating voltage 15 kV, beam current 20 nA, beam diameter ~5 μm; EPMA mapping: accelerating voltage 20 kV, working current 50 nA, dwell time ~10 ms; BSE imaging: accelerating voltage 20 kV, beam current 10 nA; LA-ICP-MS: energy density 3~3.5 J/cm2, spot sizes 29 to 51 μm, repetition rates 5 Hz (polished thin-section) and 10 Hz (polished blocks), ~30 s background acquisition, ~40 s sample data acquisition | STDGL3 (Danyushevsky et al. 2011) and GSD-1G (USGS) | 49.6 | [19 empty] | 5407 | [5 empty] | 0.11967 | [5 empty] | 2888 | [9 empty] | 93956 |  | 10.33 |  |  |  | 7.6 | [7 empty] | 20.2 | [13 empty] | 4270 | [15 empty] | 2951.49 | [17 empty] | 289.28 | [9 empty] | 19.6 | [35 empty] | CHN | Tibet
| Lawu |  | Magmatic hydrothermal | Skarn | Cu-Pb-Zn skarn | Cu, Pb, Zn | In, Sn | Cu, Pb, Zn, In, Sn |  |  | 729-1-1@15 |  | underground mine |  |  |  |  | ore material | drill core | underground mining tunnels and drill cores | mineral separate | [5 empty] | mineralisation |  |  |  | sphalerite, chalcopyrite, pyrrhotite, pyrite, arsenopyrite | [6 empty] | galena, bismuthinite, marcasite, iron oxides, pyroxene, actinolite, quartz | thin sections and polished blocks examined using optical microscope, BSE detector, and EDS prior to analysis | EMPA, LA-ICPMS | JEOL JXA-8230 electron probe microanalyzer; RESOlution-LR 193 nm ArF excimer laser ablation system coupled to an Agilent 7700x ICP-MS | Laboratory of Mineral Resources Research Center, Fuzhou University; Adelaide Microscopy, the University of Adelaide | EPMA point analysis: accelerating voltage 15 kV, beam current 20 nA, beam diameter ~5 μm; EPMA mapping: accelerating voltage 20 kV, working current 50 nA, dwell time ~10 ms; BSE imaging: accelerating voltage 20 kV, beam current 10 nA; LA-ICP-MS: energy density 3~3.5 J/cm2, spot sizes 29 to 51 μm, repetition rates 5 Hz (polished thin-section) and 10 Hz (polished blocks), ~30 s background acquisition, ~40 s sample data acquisition | STDGL3 (Danyushevsky et al. 2011) and GSD-1G (USGS) | 27.7 | [19 empty] | 5749 | [5 empty] | 0.11507 | [5 empty] | 4476 | [9 empty] | 43987 |  | 8.72 |  |  |  | 4.6 | [7 empty] | 6.9 | [13 empty] | 2460 | [15 empty] | 976.57 | [17 empty] | 87.16 | [9 empty] | 25 | [35 empty] | CHN | Tibet
| Lawu |  | Magmatic hydrothermal | Skarn | Cu-Pb-Zn skarn | Cu, Pb, Zn | In, Sn | Cu, Pb, Zn, In, Sn |  |  | 729-1-1@16 |  | underground mine |  |  |  |  | ore material | drill core | underground mining tunnels and drill cores | mineral separate | [5 empty] | mineralisation |  |  |  | sphalerite, chalcopyrite, pyrrhotite, pyrite, arsenopyrite | [6 empty] | galena, bismuthinite, marcasite, iron oxides, pyroxene, actinolite, quartz | thin sections and polished blocks examined using optical microscope, BSE detector, and EDS prior to analysis | EMPA, LA-ICPMS | JEOL JXA-8230 electron probe microanalyzer; RESOlution-LR 193 nm ArF excimer laser ablation system coupled to an Agilent 7700x ICP-MS | Laboratory of Mineral Resources Research Center, Fuzhou University; Adelaide Microscopy, the University of Adelaide | EPMA point analysis: accelerating voltage 15 kV, beam current 20 nA, beam diameter ~5 μm; EPMA mapping: accelerating voltage 20 kV, working current 50 nA, dwell time ~10 ms; BSE imaging: accelerating voltage 20 kV, beam current 10 nA; LA-ICP-MS: energy density 3~3.5 J/cm2, spot sizes 29 to 51 μm, repetition rates 5 Hz (polished thin-section) and 10 Hz (polished blocks), ~30 s background acquisition, ~40 s sample data acquisition | STDGL3 (Danyushevsky et al. 2011) and GSD-1G (USGS) | 2.5 | [19 empty] | 5824 | [5 empty] | 0.13173 | [5 empty] | 1268 | [9 empty] | 32353 |  | 34.62 |  |  |  | 0.7 | [7 empty] | 11.1 | [13 empty] | 3557 | [15 empty] | 1.21 | [17 empty] | 5.1 | [9 empty] | 998.7 | [35 empty] | CHN | Tibet
| Lawu |  | Magmatic hydrothermal | Skarn | Cu-Pb-Zn skarn | Cu, Pb, Zn | In, Sn | Cu, Pb, Zn, In, Sn |  |  | 729-1-1@17 |  | underground mine |  |  |  |  | ore material | drill core | underground mining tunnels and drill cores | mineral separate | [5 empty] | mineralisation |  |  |  | sphalerite, chalcopyrite, pyrrhotite, pyrite, arsenopyrite | [6 empty] | galena, bismuthinite, marcasite, iron oxides, pyroxene, actinolite, quartz | thin sections and polished blocks examined using optical microscope, BSE detector, and EDS prior to analysis | EMPA, LA-ICPMS | JEOL JXA-8230 electron probe microanalyzer; RESOlution-LR 193 nm ArF excimer laser ablation system coupled to an Agilent 7700x ICP-MS | Laboratory of Mineral Resources Research Center, Fuzhou University; Adelaide Microscopy, the University of Adelaide | EPMA point analysis: accelerating voltage 15 kV, beam current 20 nA, beam diameter ~5 μm; EPMA mapping: accelerating voltage 20 kV, working current 50 nA, dwell time ~10 ms; BSE imaging: accelerating voltage 20 kV, beam current 10 nA; LA-ICP-MS: energy density 3~3.5 J/cm2, spot sizes 29 to 51 μm, repetition rates 5 Hz (polished thin-section) and 10 Hz (polished blocks), ~30 s background acquisition, ~40 s sample data acquisition | STDGL3 (Danyushevsky et al. 2011) and GSD-1G (USGS) | 22.9 | [19 empty] | 6408 | [5 empty] | 0.11008 | [5 empty] | 1464 | [9 empty] | 79434 |  | 6.08 |  |  |  | 2.8 | [7 empty] | 8.2 | [13 empty] | 3842 | [15 empty] | 644.02 | [17 empty] | 89.5 | [9 empty] | 21.7 | [35 empty] | CHN | Tibet
| Lawu |  | Magmatic hydrothermal | Skarn | Cu-Pb-Zn skarn | Cu, Pb, Zn | In, Sn | Cu, Pb, Zn, In, Sn |  |  | 729-1-1@19 |  | underground mine |  |  |  |  | ore material | drill core | underground mining tunnels and drill cores | mineral separate | [5 empty] | mineralisation |  |  |  | sphalerite, chalcopyrite, pyrrhotite, pyrite, arsenopyrite | [6 empty] | galena, bismuthinite, marcasite, iron oxides, pyroxene, actinolite, quartz | thin sections and polished blocks examined using optical microscope, BSE detector, and EDS prior to analysis | EMPA, LA-ICPMS | JEOL JXA-8230 electron probe microanalyzer; RESOlution-LR 193 nm ArF excimer laser ablation system coupled to an Agilent 7700x ICP-MS | Laboratory of Mineral Resources Research Center, Fuzhou University; Adelaide Microscopy, the University of Adelaide | EPMA point analysis: accelerating voltage 15 kV, beam current 20 nA, beam diameter ~5 μm; EPMA mapping: accelerating voltage 20 kV, working current 50 nA, dwell time ~10 ms; BSE imaging: accelerating voltage 20 kV, beam current 10 nA; LA-ICP-MS: energy density 3~3.5 J/cm2, spot sizes 29 to 51 μm, repetition rates 5 Hz (polished thin-section) and 10 Hz (polished blocks), ~30 s background acquisition, ~40 s sample data acquisition | STDGL3 (Danyushevsky et al. 2011) and GSD-1G (USGS) | 16.4 | [19 empty] | 5435 | [5 empty] | 0.11867 | [5 empty] | 3156 | [9 empty] | 40965 |  | 8.89 |  |  |  | 7.8 | [7 empty] | 0.4 | [13 empty] | 1930 | [15 empty] | 1562.87 | [17 empty] | 62.04 | [9 empty] | 12.7 | [35 empty] | CHN | Tibet
| Lawu |  | Magmatic hydrothermal | Skarn | Cu-Pb-Zn skarn | Cu, Pb, Zn | In, Sn | Cu, Pb, Zn, In, Sn |  |  | 729-1-1@20 |  | underground mine |  |  |  |  | ore material | drill core | underground mining tunnels and drill cores | mineral separate | [5 empty] | mineralisation |  |  |  | sphalerite, chalcopyrite, pyrrhotite, pyrite, arsenopyrite | [6 empty] | galena, bismuthinite, marcasite, iron oxides, pyroxene, actinolite, quartz | thin sections and polished blocks examined using optical microscope, BSE detector, and EDS prior to analysis | EMPA, LA-ICPMS | JEOL JXA-8230 electron probe microanalyzer; RESOlution-LR 193 nm ArF excimer laser ablation system coupled to an Agilent 7700x ICP-MS | Laboratory of Mineral Resources Research Center, Fuzhou University; Adelaide Microscopy, the University of Adelaide | EPMA point analysis: accelerating voltage 15 kV, beam current 20 nA, beam diameter ~5 μm; EPMA mapping: accelerating voltage 20 kV, working current 50 nA, dwell time ~10 ms; BSE imaging: accelerating voltage 20 kV, beam current 10 nA; LA-ICP-MS: energy density 3~3.5 J/cm2, spot sizes 29 to 51 μm, repetition rates 5 Hz (polished thin-section) and 10 Hz (polished blocks), ~30 s background acquisition, ~40 s sample data acquisition | STDGL3 (Danyushevsky et al. 2011) and GSD-1G (USGS) | 18.2 | [19 empty] | 5316 | [5 empty] | 0.11202 | [5 empty] | 4362 | [9 empty] | 39454 |  | 9.15 |  |  |  | 8.1 | [7 empty] | 4.4 | [13 empty] | 2258 | [15 empty] | 2556.31 | [17 empty] | 97.99 | [9 empty] | 25.1 | [35 empty] | CHN | Tibet
| Lawu |  | Magmatic hydrothermal | Skarn | Cu-Pb-Zn skarn | Cu, Pb, Zn | In, Sn | Cu, Pb, Zn, In, Sn |  |  | 729-1-2@1 |  | underground mine |  |  |  |  | ore material | drill core | underground mining tunnels and drill cores | mineral separate | [5 empty] | mineralisation |  |  |  | sphalerite, chalcopyrite, pyrrhotite, pyrite, arsenopyrite | [6 empty] | galena, bismuthinite, marcasite, iron oxides, pyroxene, actinolite, quartz | thin sections and polished blocks examined using optical microscope, BSE detector, and EDS prior to analysis | EMPA, LA-ICPMS | JEOL JXA-8230 electron probe microanalyzer; RESOlution-LR 193 nm ArF excimer laser ablation system coupled to an Agilent 7700x ICP-MS | Laboratory of Mineral Resources Research Center, Fuzhou University; Adelaide Microscopy, the University of Adelaide | EPMA point analysis: accelerating voltage 15 kV, beam current 20 nA, beam diameter ~5 μm; EPMA mapping: accelerating voltage 20 kV, working current 50 nA, dwell time ~10 ms; BSE imaging: accelerating voltage 20 kV, beam current 10 nA; LA-ICP-MS: energy density 3~3.5 J/cm2, spot sizes 29 to 51 μm, repetition rates 5 Hz (polished thin-section) and 10 Hz (polished blocks), ~30 s background acquisition, ~40 s sample data acquisition | STDGL3 (Danyushevsky et al. 2011) and GSD-1G (USGS) | 4.2 | [19 empty] | 6669 | [5 empty] | 0.12166 | [5 empty] | 72 | [9 empty] | 47829 |  | 11.72 |  |  |  | 3.8 | [7 empty] | 0.1 | [13 empty] | 1973 | [15 empty] | 6.77 | [17 empty] | 12.92 | [9 empty] | 10.9 | [35 empty] | CHN | Tibet
| Lawu |  | Magmatic hydrothermal | Skarn | Cu-Pb-Zn skarn | Cu, Pb, Zn | In, Sn | Cu, Pb, Zn, In, Sn |  |  | 729-1-2@2 |  | underground mine |  |  |  |  | ore material | drill core | underground mining tunnels and drill cores | mineral separate | [5 empty] | mineralisation |  |  |  | sphalerite, chalcopyrite, pyrrhotite, pyrite, arsenopyrite | [6 empty] | galena, bismuthinite, marcasite, iron oxides, pyroxene, actinolite, quartz | thin sections and polished blocks examined using optical microscope, BSE detector, and EDS prior to analysis | EMPA, LA-ICPMS | JEOL JXA-8230 electron probe microanalyzer; RESOlution-LR 193 nm ArF excimer laser ablation system coupled to an Agilent 7700x ICP-MS | Laboratory of Mineral Resources Research Center, Fuzhou University; Adelaide Microscopy, the University of Adelaide | EPMA point analysis: accelerating voltage 15 kV, beam current 20 nA, beam diameter ~5 μm; EPMA mapping: accelerating voltage 20 kV, working current 50 nA, dwell time ~10 ms; BSE imaging: accelerating voltage 20 kV, beam current 10 nA; LA-ICP-MS: energy density 3~3.5 J/cm2, spot sizes 29 to 51 μm, repetition rates 5 Hz (polished thin-section) and 10 Hz (polished blocks), ~30 s background acquisition, ~40 s sample data acquisition | STDGL3 (Danyushevsky et al. 2011) and GSD-1G (USGS) | 5.9 | [19 empty] | 5780 | [5 empty] | 0.096172 | [5 empty] | 123 | [9 empty] | 43965 |  | 10.81 |  |  |  | 3.2 | [7 empty] | 0.1 | [13 empty] | 1845 | [15 empty] | 7.68 | [17 empty] | 3.57 | [9 empty] | 9.7 | [35 empty] | CHN | Tibet
| Lawu |  | Magmatic hydrothermal | Skarn | Cu-Pb-Zn skarn | Cu, Pb, Zn | In, Sn | Cu, Pb, Zn, In, Sn |  |  | 729-1-2@3 |  | underground mine |  |  |  |  | ore material | drill core | underground mining tunnels and drill cores | mineral separate | [5 empty] | mineralisation |  |  |  | sphalerite, chalcopyrite, pyrrhotite, pyrite, arsenopyrite | [6 empty] | galena, bismuthinite, marcasite, iron oxides, pyroxene, actinolite, quartz | thin sections and polished blocks examined using optical microscope, BSE detector, and EDS prior to analysis | EMPA, LA-ICPMS | JEOL JXA-8230 electron probe microanalyzer; RESOlution-LR 193 nm ArF excimer laser ablation system coupled to an Agilent 7700x ICP-MS | Laboratory of Mineral Resources Research Center, Fuzhou University; Adelaide Microscopy, the University of Adelaide | EPMA point analysis: accelerating voltage 15 kV, beam current 20 nA, beam diameter ~5 μm; EPMA mapping: accelerating voltage 20 kV, working current 50 nA, dwell time ~10 ms; BSE imaging: accelerating voltage 20 kV, beam current 10 nA; LA-ICP-MS: energy density 3~3.5 J/cm2, spot sizes 29 to 51 μm, repetition rates 5 Hz (polished thin-section) and 10 Hz (polished blocks), ~30 s background acquisition, ~40 s sample data acquisition | STDGL3 (Danyushevsky et al. 2011) and GSD-1G (USGS) | 2.7 | [19 empty] | 5649 | [5 empty] | 0.1136 | [5 empty] | 41 | [9 empty] | 41271 |  | 5.71 |  |  |  | 1.4 | [7 empty] | 0.1 | [13 empty] | 1637 | [15 empty] | 2.97 | [17 empty] | 12.08 | [9 empty] | 9.2 | [35 empty] | CHN | Tibet
| Lawu |  | Magmatic hydrothermal | Skarn | Cu-Pb-Zn skarn | Cu, Pb, Zn | In, Sn | Cu, Pb, Zn, In, Sn |  |  | 729-1-2@4 |  | underground mine |  |  |  |  | ore material | drill core | underground mining tunnels and drill cores | mineral separate | [5 empty] | mineralisation |  |  |  | sphalerite, chalcopyrite, pyrrhotite, pyrite, arsenopyrite | [6 empty] | galena, bismuthinite, marcasite, iron oxides, pyroxene, actinolite, quartz | thin sections and polished blocks examined using optical microscope, BSE detector, and EDS prior to analysis | EMPA, LA-ICPMS | JEOL JXA-8230 electron probe microanalyzer; RESOlution-LR 193 nm ArF excimer laser ablation system coupled to an Agilent 7700x ICP-MS | Laboratory of Mineral Resources Research Center, Fuzhou University; Adelaide Microscopy, the University of Adelaide | EPMA point analysis: accelerating voltage 15 kV, beam current 20 nA, beam diameter ~5 μm; EPMA mapping: accelerating voltage 20 kV, working current 50 nA, dwell time ~10 ms; BSE imaging: accelerating voltage 20 kV, beam current 10 nA; LA-ICP-MS: energy density 3~3.5 J/cm2, spot sizes 29 to 51 μm, repetition rates 5 Hz (polished thin-section) and 10 Hz (polished blocks), ~30 s background acquisition, ~40 s sample data acquisition | STDGL3 (Danyushevsky et al. 2011) and GSD-1G (USGS) | 1.4 | [19 empty] | 5138 | [5 empty] | 0.10134 | [5 empty] | 33 | [9 empty] | 40891 |  | 6.86 |  |  |  | 1.6 | [7 empty] | 0.1 | [13 empty] | 1659 | [15 empty] | 5.8 | [17 empty] | 3.66 | [9 empty] | 5 | [35 empty] | CHN | Tibet
| Lawu |  | Magmatic hydrothermal | Skarn | Cu-Pb-Zn skarn | Cu, Pb, Zn | In, Sn | Cu, Pb, Zn, In, Sn |  |  | 729-1-2@5 |  | underground mine |  |  |  |  | ore material | drill core | underground mining tunnels and drill cores | mineral separate | [5 empty] | mineralisation |  |  |  | sphalerite, chalcopyrite, pyrrhotite, pyrite, arsenopyrite | [6 empty] | galena, bismuthinite, marcasite, iron oxides, pyroxene, actinolite, quartz | thin sections and polished blocks examined using optical microscope, BSE detector, and EDS prior to analysis | EMPA, LA-ICPMS | JEOL JXA-8230 electron probe microanalyzer; RESOlution-LR 193 nm ArF excimer laser ablation system coupled to an Agilent 7700x ICP-MS | Laboratory of Mineral Resources Research Center, Fuzhou University; Adelaide Microscopy, the University of Adelaide | EPMA point analysis: accelerating voltage 15 kV, beam current 20 nA, beam diameter ~5 μm; EPMA mapping: accelerating voltage 20 kV, working current 50 nA, dwell time ~10 ms; BSE imaging: accelerating voltage 20 kV, beam current 10 nA; LA-ICP-MS: energy density 3~3.5 J/cm2, spot sizes 29 to 51 μm, repetition rates 5 Hz (polished thin-section) and 10 Hz (polished blocks), ~30 s background acquisition, ~40 s sample data acquisition | STDGL3 (Danyushevsky et al. 2011) and GSD-1G (USGS) | 6.3 | [19 empty] | 5477 | [5 empty] | 0.10929 | [5 empty] | 77 | [9 empty] | 38679 |  | 9.45 |  |  |  | 3 | [7 empty] | 0.2 | [13 empty] | 1618 | [15 empty] | 27 | [17 empty] | 25.47 | [9 empty] | 17.1 | [35 empty] | CHN | Tibet
| Lawu |  | Magmatic hydrothermal | Skarn | Cu-Pb-Zn skarn | Cu, Pb, Zn | In, Sn | Cu, Pb, Zn, In, Sn |  |  | 729-1-2@6 |  | underground mine |  |  |  |  | ore material | drill core | underground mining tunnels and drill cores | mineral separate | [5 empty] | mineralisation |  |  |  | sphalerite, chalcopyrite, pyrrhotite, pyrite, arsenopyrite | [6 empty] | galena, bismuthinite, marcasite, iron oxides, pyroxene, actinolite, quartz | thin sections and polished blocks examined using optical microscope, BSE detector, and EDS prior to analysis | EMPA, LA-ICPMS | JEOL JXA-8230 electron probe microanalyzer; RESOlution-LR 193 nm ArF excimer laser ablation system coupled to an Agilent 7700x ICP-MS | Laboratory of Mineral Resources Research Center, Fuzhou University; Adelaide Microscopy, the University of Adelaide | EPMA point analysis: accelerating voltage 15 kV, beam current 20 nA, beam diameter ~5 μm; EPMA mapping: accelerating voltage 20 kV, working current 50 nA, dwell time ~10 ms; BSE imaging: accelerating voltage 20 kV, beam current 10 nA; LA-ICP-MS: energy density 3~3.5 J/cm2, spot sizes 29 to 51 μm, repetition rates 5 Hz (polished thin-section) and 10 Hz (polished blocks), ~30 s background acquisition, ~40 s sample data acquisition | STDGL3 (Danyushevsky et al. 2011) and GSD-1G (USGS) | 17.2 | [19 empty] | 4520 | [5 empty] | 0.14538 | [5 empty] | 184 | [9 empty] | 34466 |  | 8.17 |  |  |  | 0.5 | [7 empty] | 0.9 | [13 empty] | 2182 | [15 empty] | 74.3 | [17 empty] | 16.78 | [9 empty] | 51.2 | [35 empty] | CHN | Tibet
| Lawu |  | Magmatic hydrothermal | Skarn | Cu-Pb-Zn skarn | Cu, Pb, Zn | In, Sn | Cu, Pb, Zn, In, Sn |  |  | 729-1-2@7 |  | underground mine |  |  |  |  | ore material | drill core | underground mining tunnels and drill cores | mineral separate | [5 empty] | mineralisation |  |  |  | sphalerite, chalcopyrite, pyrrhotite, pyrite, arsenopyrite | [6 empty] | galena, bismuthinite, marcasite, iron oxides, pyroxene, actinolite, quartz | thin sections and polished blocks examined using optical microscope, BSE detector, and EDS prior to analysis | EMPA, LA-ICPMS | JEOL JXA-8230 electron probe microanalyzer; RESOlution-LR 193 nm ArF excimer laser ablation system coupled to an Agilent 7700x ICP-MS | Laboratory of Mineral Resources Research Center, Fuzhou University; Adelaide Microscopy, the University of Adelaide | EPMA point analysis: accelerating voltage 15 kV, beam current 20 nA, beam diameter ~5 μm; EPMA mapping: accelerating voltage 20 kV, working current 50 nA, dwell time ~10 ms; BSE imaging: accelerating voltage 20 kV, beam current 10 nA; LA-ICP-MS: energy density 3~3.5 J/cm2, spot sizes 29 to 51 μm, repetition rates 5 Hz (polished thin-section) and 10 Hz (polished blocks), ~30 s background acquisition, ~40 s sample data acquisition | STDGL3 (Danyushevsky et al. 2011) and GSD-1G (USGS) | 15.3 | [19 empty] | 4749 | [5 empty] | 0.12835 | [5 empty] | 389 | [9 empty] | 35466 |  | 18.29 |  |  |  | 0.7 | [7 empty] | 3.9 | [13 empty] | 2674 | [15 empty] | 64 | [17 empty] | 27.52 | [9 empty] | 213.8 | [35 empty] | CHN | Tibet
| Lawu |  | Magmatic hydrothermal | Skarn | Cu-Pb-Zn skarn | Cu, Pb, Zn | In, Sn | Cu, Pb, Zn, In, Sn |  |  | 729-1-3@2 |  | underground mine |  |  |  |  | ore material | drill core | underground mining tunnels and drill cores | mineral separate | [5 empty] | mineralisation |  |  |  | sphalerite, chalcopyrite, pyrrhotite, pyrite, arsenopyrite | [6 empty] | galena, bismuthinite, marcasite, iron oxides, pyroxene, actinolite, quartz | thin sections and polished blocks examined using optical microscope, BSE detector, and EDS prior to analysis | EMPA, LA-ICPMS | JEOL JXA-8230 electron probe microanalyzer; RESOlution-LR 193 nm ArF excimer laser ablation system coupled to an Agilent 7700x ICP-MS | Laboratory of Mineral Resources Research Center, Fuzhou University; Adelaide Microscopy, the University of Adelaide | EPMA point analysis: accelerating voltage 15 kV, beam current 20 nA, beam diameter ~5 μm; EPMA mapping: accelerating voltage 20 kV, working current 50 nA, dwell time ~10 ms; BSE imaging: accelerating voltage 20 kV, beam current 10 nA; LA-ICP-MS: energy density 3~3.5 J/cm2, spot sizes 29 to 51 μm, repetition rates 5 Hz (polished thin-section) and 10 Hz (polished blocks), ~30 s background acquisition, ~40 s sample data acquisition | STDGL3 (Danyushevsky et al. 2011) and GSD-1G (USGS) | 0.8 | [19 empty] | 6676 | [5 empty] | 0.10362 | [5 empty] | 90 | [9 empty] | 30068 |  | 2.77 |  |  |  | 0.3 | [7 empty] | 0.3 | [13 empty] | 1316 | [15 empty] | 0.2 | [17 empty] | 0 | [9 empty] | 0.9 | [35 empty] | CHN | Tibet
| Lawu |  | Magmatic hydrothermal | Skarn | Cu-Pb-Zn skarn | Cu, Pb, Zn | In, Sn | Cu, Pb, Zn, In, Sn |  |  | 729-1-3@3 |  | underground mine |  |  |  |  | ore material | drill core | underground mining tunnels and drill cores | mineral separate | [5 empty] | mineralisation |  |  |  | sphalerite, chalcopyrite, pyrrhotite, pyrite, arsenopyrite | [6 empty] | galena, bismuthinite, marcasite, iron oxides, pyroxene, actinolite, quartz | thin sections and polished blocks examined using optical microscope, BSE detector, and EDS prior to analysis | EMPA, LA-ICPMS | JEOL JXA-8230 electron probe microanalyzer; RESOlution-LR 193 nm ArF excimer laser ablation system coupled to an Agilent 7700x ICP-MS | Laboratory of Mineral Resources Research Center, Fuzhou University; Adelaide Microscopy, the University of Adelaide | EPMA point analysis: accelerating voltage 15 kV, beam current 20 nA, beam diameter ~5 μm; EPMA mapping: accelerating voltage 20 kV, working current 50 nA, dwell time ~10 ms; BSE imaging: accelerating voltage 20 kV, beam current 10 nA; LA-ICP-MS: energy density 3~3.5 J/cm2, spot sizes 29 to 51 μm, repetition rates 5 Hz (polished thin-section) and 10 Hz (polished blocks), ~30 s background acquisition, ~40 s sample data acquisition | STDGL3 (Danyushevsky et al. 2011) and GSD-1G (USGS) | 7.4 | [19 empty] | 4749 | [5 empty] | 0.10356 | [5 empty] | 228 | [9 empty] | 24895 |  | 15.46 |  |  |  | 4.7 | [7 empty] | 0.1 | [13 empty] | 1004 | [15 empty] | 5.09 | [17 empty] | 105.33 | [9 empty] | 13.7 | [35 empty] | CHN | Tibet
| Lawu |  | Magmatic hydrothermal | Skarn | Cu-Pb-Zn skarn | Cu, Pb, Zn | In, Sn | Cu, Pb, Zn, In, Sn |  |  | 729-1-3@4 |  | underground mine |  |  |  |  | ore material | drill core | underground mining tunnels and drill cores | mineral separate | [5 empty] | mineralisation |  |  |  | sphalerite, chalcopyrite, pyrrhotite, pyrite, arsenopyrite | [6 empty] | galena, bismuthinite, marcasite, iron oxides, pyroxene, actinolite, quartz | thin sections and polished blocks examined using optical microscope, BSE detector, and EDS prior to analysis | EMPA, LA-ICPMS | JEOL JXA-8230 electron probe microanalyzer; RESOlution-LR 193 nm ArF excimer laser ablation system coupled to an Agilent 7700x ICP-MS | Laboratory of Mineral Resources Research Center, Fuzhou University; Adelaide Microscopy, the University of Adelaide | EPMA point analysis: accelerating voltage 15 kV, beam current 20 nA, beam diameter ~5 μm; EPMA mapping: accelerating voltage 20 kV, working current 50 nA, dwell time ~10 ms; BSE imaging: accelerating voltage 20 kV, beam current 10 nA; LA-ICP-MS: energy density 3~3.5 J/cm2, spot sizes 29 to 51 μm, repetition rates 5 Hz (polished thin-section) and 10 Hz (polished blocks), ~30 s background acquisition, ~40 s sample data acquisition | STDGL3 (Danyushevsky et al. 2011) and GSD-1G (USGS) | 14.6 | [19 empty] | 5799 | [5 empty] | 0.11715 | [5 empty] | 108 | [9 empty] | 29903 |  | 6.8 |  |  |  | 1.5 | [7 empty] | 3.8 | [13 empty] | 1516 | [15 empty] | 23.35 | [17 empty] | 45.15 | [9 empty] | 34 | [35 empty] | CHN | Tibet
| Lawu |  | Magmatic hydrothermal | Skarn | Cu-Pb-Zn skarn | Cu, Pb, Zn | In, Sn | Cu, Pb, Zn, In, Sn |  |  | 729-1-3@5 |  | underground mine |  |  |  |  | ore material | drill core | underground mining tunnels and drill cores | mineral separate | [5 empty] | mineralisation |  |  |  | sphalerite, chalcopyrite, pyrrhotite, pyrite, arsenopyrite | [6 empty] | galena, bismuthinite, marcasite, iron oxides, pyroxene, actinolite, quartz | thin sections and polished blocks examined using optical microscope, BSE detector, and EDS prior to analysis | EMPA, LA-ICPMS | JEOL JXA-8230 electron probe microanalyzer; RESOlution-LR 193 nm ArF excimer laser ablation system coupled to an Agilent 7700x ICP-MS | Laboratory of Mineral Resources Research Center, Fuzhou University; Adelaide Microscopy, the University of Adelaide | EPMA point analysis: accelerating voltage 15 kV, beam current 20 nA, beam diameter ~5 μm; EPMA mapping: accelerating voltage 20 kV, working current 50 nA, dwell time ~10 ms; BSE imaging: accelerating voltage 20 kV, beam current 10 nA; LA-ICP-MS: energy density 3~3.5 J/cm2, spot sizes 29 to 51 μm, repetition rates 5 Hz (polished thin-section) and 10 Hz (polished blocks), ~30 s background acquisition, ~40 s sample data acquisition | STDGL3 (Danyushevsky et al. 2011) and GSD-1G (USGS) | 29.9 | [19 empty] | 4703 | [5 empty] | 0.11378 | [5 empty] | 823 | [9 empty] | 24566 |  | 46.94 |  |  |  | 16.5 | [7 empty] | 0.6 | [13 empty] | 1085 | [15 empty] | 26.03 | [17 empty] | 387.98 | [9 empty] | 53.7 | [35 empty] | CHN | Tibet
| Lawu |  | Magmatic hydrothermal | Skarn | Cu-Pb-Zn skarn | Cu, Pb, Zn | In, Sn | Cu, Pb, Zn, In, Sn |  |  | 729-1-3@6 |  | underground mine |  |  |  |  | ore material | drill core | underground mining tunnels and drill cores | mineral separate | [5 empty] | mineralisation |  |  |  | sphalerite, chalcopyrite, pyrrhotite, pyrite, arsenopyrite | [6 empty] | galena, bismuthinite, marcasite, iron oxides, pyroxene, actinolite, quartz | thin sections and polished blocks examined using optical microscope, BSE detector, and EDS prior to analysis | EMPA, LA-ICPMS | JEOL JXA-8230 electron probe microanalyzer; RESOlution-LR 193 nm ArF excimer laser ablation system coupled to an Agilent 7700x ICP-MS | Laboratory of Mineral Resources Research Center, Fuzhou University; Adelaide Microscopy, the University of Adelaide | EPMA point analysis: accelerating voltage 15 kV, beam current 20 nA, beam diameter ~5 μm; EPMA mapping: accelerating voltage 20 kV, working current 50 nA, dwell time ~10 ms; BSE imaging: accelerating voltage 20 kV, beam current 10 nA; LA-ICP-MS: energy density 3~3.5 J/cm2, spot sizes 29 to 51 μm, repetition rates 5 Hz (polished thin-section) and 10 Hz (polished blocks), ~30 s background acquisition, ~40 s sample data acquisition | STDGL3 (Danyushevsky et al. 2011) and GSD-1G (USGS) | 15.4 | [19 empty] | 3943 | [5 empty] | 0.10208 | [5 empty] | 82 | [9 empty] | 11582 |  | 13.31 |  |  |  | 1.5 | [7 empty] | 3.3 | [13 empty] | 1285 | [15 empty] | 14.03 | [17 empty] | 33.1 | [9 empty] | 31.1 | [35 empty] | CHN | Tibet
| Lawu |  | Magmatic hydrothermal | Skarn | Cu-Pb-Zn skarn | Cu, Pb, Zn | In, Sn | Cu, Pb, Zn, In, Sn |  |  | 729-1-3@7 |  | underground mine |  |  |  |  | ore material | drill core | underground mining tunnels and drill cores | mineral separate | [5 empty] | mineralisation |  |  |  | sphalerite, chalcopyrite, pyrrhotite, pyrite, arsenopyrite | [6 empty] | galena, bismuthinite, marcasite, iron oxides, pyroxene, actinolite, quartz | thin sections and polished blocks examined using optical microscope, BSE detector, and EDS prior to analysis | EMPA, LA-ICPMS | JEOL JXA-8230 electron probe microanalyzer; RESOlution-LR 193 nm ArF excimer laser ablation system coupled to an Agilent 7700x ICP-MS | Laboratory of Mineral Resources Research Center, Fuzhou University; Adelaide Microscopy, the University of Adelaide | EPMA point analysis: accelerating voltage 15 kV, beam current 20 nA, beam diameter ~5 μm; EPMA mapping: accelerating voltage 20 kV, working current 50 nA, dwell time ~10 ms; BSE imaging: accelerating voltage 20 kV, beam current 10 nA; LA-ICP-MS: energy density 3~3.5 J/cm2, spot sizes 29 to 51 μm, repetition rates 5 Hz (polished thin-section) and 10 Hz (polished blocks), ~30 s background acquisition, ~40 s sample data acquisition | STDGL3 (Danyushevsky et al. 2011) and GSD-1G (USGS) | 3.7 | [19 empty] | 3358 | [5 empty] | 0.10862 | [5 empty] | 47 | [9 empty] | 12688 |  | 4.17 |  |  |  | 1.8 | [7 empty] | 2.1 | [13 empty] | 866 | [15 empty] | 5.04 | [17 empty] | 2.35 | [9 empty] | 25.5 | [35 empty] | CHN | Tibet
| Lawu |  | Magmatic hydrothermal | Skarn | Cu-Pb-Zn skarn | Cu, Pb, Zn | In, Sn | Cu, Pb, Zn, In, Sn |  |  | 729-1-3@8 |  | underground mine |  |  |  |  | ore material | drill core | underground mining tunnels and drill cores | mineral separate | [5 empty] | mineralisation |  |  |  | sphalerite, chalcopyrite, pyrrhotite, pyrite, arsenopyrite | [6 empty] | galena, bismuthinite, marcasite, iron oxides, pyroxene, actinolite, quartz | thin sections and polished blocks examined using optical microscope, BSE detector, and EDS prior to analysis | EMPA, LA-ICPMS | JEOL JXA-8230 electron probe microanalyzer; RESOlution-LR 193 nm ArF excimer laser ablation system coupled to an Agilent 7700x ICP-MS | Laboratory of Mineral Resources Research Center, Fuzhou University; Adelaide Microscopy, the University of Adelaide | EPMA point analysis: accelerating voltage 15 kV, beam current 20 nA, beam diameter ~5 μm; EPMA mapping: accelerating voltage 20 kV, working current 50 nA, dwell time ~10 ms; BSE imaging: accelerating voltage 20 kV, beam current 10 nA; LA-ICP-MS: energy density 3~3.5 J/cm2, spot sizes 29 to 51 μm, repetition rates 5 Hz (polished thin-section) and 10 Hz (polished blocks), ~30 s background acquisition, ~40 s sample data acquisition | STDGL3 (Danyushevsky et al. 2011) and GSD-1G (USGS) | 1.8 | [19 empty] | 3945 | [5 empty] | 0.11206 | [5 empty] | 216 | [9 empty] | 12872 |  | 18.79 |  |  |  | 1.2 | [7 empty] | 11 | [13 empty] | 1483 | [15 empty] | 2.68 | [17 empty] | 1.08 | [9 empty] | 139.7 | [35 empty] | CHN | Tibet
| Lawu |  | Magmatic hydrothermal | Skarn | Cu-Pb-Zn skarn | Cu, Pb, Zn | In, Sn | Cu, Pb, Zn, In, Sn |  |  | 729-1-3@9 |  | underground mine |  |  |  |  | ore material | drill core | underground mining tunnels and drill cores | mineral separate | [5 empty] | mineralisation |  |  |  | sphalerite, chalcopyrite, pyrrhotite, pyrite, arsenopyrite | [6 empty] | galena, bismuthinite, marcasite, iron oxides, pyroxene, actinolite, quartz | thin sections and polished blocks examined using optical microscope, BSE detector, and EDS prior to analysis | EMPA, LA-ICPMS | JEOL JXA-8230 electron probe microanalyzer; RESOlution-LR 193 nm ArF excimer laser ablation system coupled to an Agilent 7700x ICP-MS | Laboratory of Mineral Resources Research Center, Fuzhou University; Adelaide Microscopy, the University of Adelaide | EPMA point analysis: accelerating voltage 15 kV, beam current 20 nA, beam diameter ~5 μm; EPMA mapping: accelerating voltage 20 kV, working current 50 nA, dwell time ~10 ms; BSE imaging: accelerating voltage 20 kV, beam current 10 nA; LA-ICP-MS: energy density 3~3.5 J/cm2, spot sizes 29 to 51 μm, repetition rates 5 Hz (polished thin-section) and 10 Hz (polished blocks), ~30 s background acquisition, ~40 s sample data acquisition | STDGL3 (Danyushevsky et al. 2011) and GSD-1G (USGS) | 0.7 | [19 empty] | 3968 | [5 empty] | 0.11151 | [5 empty] | 19 | [9 empty] | 10474 |  | 3.4 |  |  |  | 2 | [7 empty] | 1.9 | [13 empty] | 1049 | [15 empty] | 15.28 | [17 empty] | 2.5 | [9 empty] | 8.2 | [35 empty] | CHN | Tibet
| Lawu |  | Magmatic hydrothermal | Skarn | Cu-Pb-Zn skarn | Cu, Pb, Zn | In, Sn | Cu, Pb, Zn, In, Sn |  |  | 729-1-3@10 |  | underground mine |  |  |  |  | ore material | drill core | underground mining tunnels and drill cores | mineral separate | [5 empty] | mineralisation |  |  |  | sphalerite, chalcopyrite, pyrrhotite, pyrite, arsenopyrite | [6 empty] | galena, bismuthinite, marcasite, iron oxides, pyroxene, actinolite, quartz | thin sections and polished blocks examined using optical microscope, BSE detector, and EDS prior to analysis | EMPA, LA-ICPMS | JEOL JXA-8230 electron probe microanalyzer; RESOlution-LR 193 nm ArF excimer laser ablation system coupled to an Agilent 7700x ICP-MS | Laboratory of Mineral Resources Research Center, Fuzhou University; Adelaide Microscopy, the University of Adelaide | EPMA point analysis: accelerating voltage 15 kV, beam current 20 nA, beam diameter ~5 μm; EPMA mapping: accelerating voltage 20 kV, working current 50 nA, dwell time ~10 ms; BSE imaging: accelerating voltage 20 kV, beam current 10 nA; LA-ICP-MS: energy density 3~3.5 J/cm2, spot sizes 29 to 51 μm, repetition rates 5 Hz (polished thin-section) and 10 Hz (polished blocks), ~30 s background acquisition, ~40 s sample data acquisition | STDGL3 (Danyushevsky et al. 2011) and GSD-1G (USGS) | 2 | [19 empty] | 3109 | [5 empty] | 0.11902 | [5 empty] | 40 | [9 empty] | 11761 |  | 5.72 |  |  |  | 2.1 | [7 empty] | 4 | [13 empty] | 996 | [15 empty] | 122.68 | [17 empty] | 2.77 | [9 empty] | 19.4 | [35 empty] | CHN | Tibet
| Lawu |  | Magmatic hydrothermal | Skarn | Cu-Pb-Zn skarn | Cu, Pb, Zn | In, Sn | Cu, Pb, Zn, In, Sn |  |  | 729-1-3@11 |  | underground mine |  |  |  |  | ore material | drill core | underground mining tunnels and drill cores | mineral separate | [5 empty] | mineralisation |  |  |  | sphalerite, chalcopyrite, pyrrhotite, pyrite, arsenopyrite | [6 empty] | galena, bismuthinite, marcasite, iron oxides, pyroxene, actinolite, quartz | thin sections and polished blocks examined using optical microscope, BSE detector, and EDS prior to analysis | EMPA, LA-ICPMS | JEOL JXA-8230 electron probe microanalyzer; RESOlution-LR 193 nm ArF excimer laser ablation system coupled to an Agilent 7700x ICP-MS | Laboratory of Mineral Resources Research Center, Fuzhou University; Adelaide Microscopy, the University of Adelaide | EPMA point analysis: accelerating voltage 15 kV, beam current 20 nA, beam diameter ~5 μm; EPMA mapping: accelerating voltage 20 kV, working current 50 nA, dwell time ~10 ms; BSE imaging: accelerating voltage 20 kV, beam current 10 nA; LA-ICP-MS: energy density 3~3.5 J/cm2, spot sizes 29 to 51 μm, repetition rates 5 Hz (polished thin-section) and 10 Hz (polished blocks), ~30 s background acquisition, ~40 s sample data acquisition | STDGL3 (Danyushevsky et al. 2011) and GSD-1G (USGS) | 5.9 | [19 empty] | 4116 | [5 empty] | 0.13689 | [5 empty] | 820 | [9 empty] | 37366 |  | 10.68 |  |  |  | 7.1 | [7 empty] | 3.7 | [13 empty] | 2722 | [15 empty] | 20.42 | [17 empty] | 42.02 | [9 empty] | 429.3 | [35 empty] | CHN | Tibet
| Lawu |  | Magmatic hydrothermal | Skarn | Cu-Pb-Zn skarn | Cu, Pb, Zn | In, Sn | Cu, Pb, Zn, In, Sn |  |  | 729-1-3@12 |  | underground mine |  |  |  |  | ore material | drill core | underground mining tunnels and drill cores | mineral separate | [5 empty] | mineralisation |  |  |  | sphalerite, chalcopyrite, pyrrhotite, pyrite, arsenopyrite | [6 empty] | galena, bismuthinite, marcasite, iron oxides, pyroxene, actinolite, quartz | thin sections and polished blocks examined using optical microscope, BSE detector, and EDS prior to analysis | EMPA, LA-ICPMS | JEOL JXA-8230 electron probe microanalyzer; RESOlution-LR 193 nm ArF excimer laser ablation system coupled to an Agilent 7700x ICP-MS | Laboratory of Mineral Resources Research Center, Fuzhou University; Adelaide Microscopy, the University of Adelaide | EPMA point analysis: accelerating voltage 15 kV, beam current 20 nA, beam diameter ~5 μm; EPMA mapping: accelerating voltage 20 kV, working current 50 nA, dwell time ~10 ms; BSE imaging: accelerating voltage 20 kV, beam current 10 nA; LA-ICP-MS: energy density 3~3.5 J/cm2, spot sizes 29 to 51 μm, repetition rates 5 Hz (polished thin-section) and 10 Hz (polished blocks), ~30 s background acquisition, ~40 s sample data acquisition | STDGL3 (Danyushevsky et al. 2011) and GSD-1G (USGS) | 16 | [19 empty] | 3834 | [5 empty] | 0.11315 | [5 empty] | 225 | [9 empty] | 50388 |  | 18.61 |  |  |  | 0.2 | [7 empty] | 68.7 | [13 empty] | 1826 | [15 empty] | 201.88 | [17 empty] | 25.01 | [9 empty] | 110.3 | [35 empty] | CHN | Tibet
| Lawu |  | Magmatic hydrothermal | Skarn | Cu-Pb-Zn skarn | Cu, Pb, Zn | In, Sn | Cu, Pb, Zn, In, Sn |  |  | 729-1-3@13 |  | underground mine |  |  |  |  | ore material | drill core | underground mining tunnels and drill cores | mineral separate | [5 empty] | mineralisation |  |  |  | sphalerite, chalcopyrite, pyrrhotite, pyrite, arsenopyrite | [6 empty] | galena, bismuthinite, marcasite, iron oxides, pyroxene, actinolite, quartz | thin sections and polished blocks examined using optical microscope, BSE detector, and EDS prior to analysis | EMPA, LA-ICPMS | JEOL JXA-8230 electron probe microanalyzer; RESOlution-LR 193 nm ArF excimer laser ablation system coupled to an Agilent 7700x ICP-MS | Laboratory of Mineral Resources Research Center, Fuzhou University; Adelaide Microscopy, the University of Adelaide | EPMA point analysis: accelerating voltage 15 kV, beam current 20 nA, beam diameter ~5 μm; EPMA mapping: accelerating voltage 20 kV, working current 50 nA, dwell time ~10 ms; BSE imaging: accelerating voltage 20 kV, beam current 10 nA; LA-ICP-MS: energy density 3~3.5 J/cm2, spot sizes 29 to 51 μm, repetition rates 5 Hz (polished thin-section) and 10 Hz (polished blocks), ~30 s background acquisition, ~40 s sample data acquisition | STDGL3 (Danyushevsky et al. 2011) and GSD-1G (USGS) | 2.7 | [19 empty] | 4050 | [5 empty] | 0.13797 | [5 empty] | 52 | [9 empty] | 21833 |  | 5.39 |  |  |  | 0.9 | [7 empty] | 1.8 | [13 empty] | 1186 | [15 empty] | 3.03 | [17 empty] | 7.61 | [9 empty] | 32.6 | [35 empty] | CHN | Tibet
| Lawu |  | Magmatic hydrothermal | Skarn | Cu-Pb-Zn skarn | Cu, Pb, Zn | In, Sn | Cu, Pb, Zn, In, Sn |  |  | 729-1-3@14 |  | underground mine |  |  |  |  | ore material | drill core | underground mining tunnels and drill cores | mineral separate | [5 empty] | mineralisation |  |  |  | sphalerite, chalcopyrite, pyrrhotite, pyrite, arsenopyrite | [6 empty] | galena, bismuthinite, marcasite, iron oxides, pyroxene, actinolite, quartz | thin sections and polished blocks examined using optical microscope, BSE detector, and EDS prior to analysis | EMPA, LA-ICPMS | JEOL JXA-8230 electron probe microanalyzer; RESOlution-LR 193 nm ArF excimer laser ablation system coupled to an Agilent 7700x ICP-MS | Laboratory of Mineral Resources Research Center, Fuzhou University; Adelaide Microscopy, the University of Adelaide | EPMA point analysis: accelerating voltage 15 kV, beam current 20 nA, beam diameter ~5 μm; EPMA mapping: accelerating voltage 20 kV, working current 50 nA, dwell time ~10 ms; BSE imaging: accelerating voltage 20 kV, beam current 10 nA; LA-ICP-MS: energy density 3~3.5 J/cm2, spot sizes 29 to 51 μm, repetition rates 5 Hz (polished thin-section) and 10 Hz (polished blocks), ~30 s background acquisition, ~40 s sample data acquisition | STDGL3 (Danyushevsky et al. 2011) and GSD-1G (USGS) | 4.3 | [19 empty] | 2458 | [5 empty] | 0.12255 | [5 empty] | 77 | [9 empty] | 9039 |  | 8.88 |  |  |  | 0.1 | [7 empty] | 2.3 | [13 empty] | 762 | [15 empty] | 4.34 | [17 empty] | 8.35 | [9 empty] | 37.5 | [35 empty] | CHN | Tibet
| Lawu |  | Magmatic hydrothermal | Skarn | Cu-Pb-Zn skarn | Cu, Pb, Zn | In, Sn | Cu, Pb, Zn, In, Sn |  |  | 729-1-7@1 |  | underground mine |  |  |  |  | ore material | drill core | underground mining tunnels and drill cores | mineral separate | [5 empty] | mineralisation |  |  |  | sphalerite, chalcopyrite, pyrrhotite, pyrite, arsenopyrite | [6 empty] | galena, bismuthinite, marcasite, iron oxides, pyroxene, actinolite, quartz | thin sections and polished blocks examined using optical microscope, BSE detector, and EDS prior to analysis | EMPA, LA-ICPMS | JEOL JXA-8230 electron probe microanalyzer; RESOlution-LR 193 nm ArF excimer laser ablation system coupled to an Agilent 7700x ICP-MS | Laboratory of Mineral Resources Research Center, Fuzhou University; Adelaide Microscopy, the University of Adelaide | EPMA point analysis: accelerating voltage 15 kV, beam current 20 nA, beam diameter ~5 μm; EPMA mapping: accelerating voltage 20 kV, working current 50 nA, dwell time ~10 ms; BSE imaging: accelerating voltage 20 kV, beam current 10 nA; LA-ICP-MS: energy density 3~3.5 J/cm2, spot sizes 29 to 51 μm, repetition rates 5 Hz (polished thin-section) and 10 Hz (polished blocks), ~30 s background acquisition, ~40 s sample data acquisition | STDGL3 (Danyushevsky et al. 2011) and GSD-1G (USGS) | 5.5 | [19 empty] | 4114 | [5 empty] | 0.12917 | [5 empty] | 282 | [9 empty] | 17149 |  | 14.38 |  |  |  | 0.3 | [7 empty] | 8.5 | [13 empty] | 2397 | [15 empty] | 5.85 | [17 empty] | 20.31 | [9 empty] | 201.8 | [35 empty] | CHN | Tibet
| Lawu |  | Magmatic hydrothermal | Skarn | Cu-Pb-Zn skarn | Cu, Pb, Zn | In, Sn | Cu, Pb, Zn, In, Sn |  |  | 729-1-7@2 |  | underground mine |  |  |  |  | ore material | drill core | underground mining tunnels and drill cores | mineral separate | [5 empty] | mineralisation |  |  |  | sphalerite, chalcopyrite, pyrrhotite, pyrite, arsenopyrite | [6 empty] | galena, bismuthinite, marcasite, iron oxides, pyroxene, actinolite, quartz | thin sections and polished blocks examined using optical microscope, BSE detector, and EDS prior to analysis | EMPA, LA-ICPMS | JEOL JXA-8230 electron probe microanalyzer; RESOlution-LR 193 nm ArF excimer laser ablation system coupled to an Agilent 7700x ICP-MS | Laboratory of Mineral Resources Research Center, Fuzhou University; Adelaide Microscopy, the University of Adelaide | EPMA point analysis: accelerating voltage 15 kV, beam current 20 nA, beam diameter ~5 μm; EPMA mapping: accelerating voltage 20 kV, working current 50 nA, dwell time ~10 ms; BSE imaging: accelerating voltage 20 kV, beam current 10 nA; LA-ICP-MS: energy density 3~3.5 J/cm2, spot sizes 29 to 51 μm, repetition rates 5 Hz (polished thin-section) and 10 Hz (polished blocks), ~30 s background acquisition, ~40 s sample data acquisition | STDGL3 (Danyushevsky et al. 2011) and GSD-1G (USGS) | 7.6 | [19 empty] | 3486 | [5 empty] | 0.11631 | [5 empty] | 226 | [9 empty] | 12574 |  | 31.45 |  |  |  | 2.2 | [7 empty] | 6.2 | [13 empty] | 1208 | [15 empty] | 18.08 | [17 empty] | 20.46 | [9 empty] | 91 | [35 empty] | CHN | Tibet
| Lawu |  | Magmatic hydrothermal | Skarn | Cu-Pb-Zn skarn | Cu, Pb, Zn | In, Sn | Cu, Pb, Zn, In, Sn |  |  | 729-1-7@3 |  | underground mine |  |  |  |  | ore material | drill core | underground mining tunnels and drill cores | mineral separate | [5 empty] | mineralisation |  |  |  | sphalerite, chalcopyrite, pyrrhotite, pyrite, arsenopyrite | [6 empty] | galena, bismuthinite, marcasite, iron oxides, pyroxene, actinolite, quartz | thin sections and polished blocks examined using optical microscope, BSE detector, and EDS prior to analysis | EMPA, LA-ICPMS | JEOL JXA-8230 electron probe microanalyzer; RESOlution-LR 193 nm ArF excimer laser ablation system coupled to an Agilent 7700x ICP-MS | Laboratory of Mineral Resources Research Center, Fuzhou University; Adelaide Microscopy, the University of Adelaide | EPMA point analysis: accelerating voltage 15 kV, beam current 20 nA, beam diameter ~5 μm; EPMA mapping: accelerating voltage 20 kV, working current 50 nA, dwell time ~10 ms; BSE imaging: accelerating voltage 20 kV, beam current 10 nA; LA-ICP-MS: energy density 3~3.5 J/cm2, spot sizes 29 to 51 μm, repetition rates 5 Hz (polished thin-section) and 10 Hz (polished blocks), ~30 s background acquisition, ~40 s sample data acquisition | STDGL3 (Danyushevsky et al. 2011) and GSD-1G (USGS) | 9 | [19 empty] | 3498 | [5 empty] | 0.11388 | [5 empty] | 283 | [9 empty] | 10702 |  | 30.44 |  |  |  | 1.6 | [7 empty] | 4.9 | [13 empty] | 1273 | [15 empty] | 16.19 | [17 empty] | 30.7 | [9 empty] | 150 | [35 empty] | CHN | Tibet
| Lawu |  | Magmatic hydrothermal | Skarn | Cu-Pb-Zn skarn | Cu, Pb, Zn | In, Sn | Cu, Pb, Zn, In, Sn |  |  | 731-4-5@1 |  | underground mine |  |  |  |  | ore material | drill core | underground mining tunnels and drill cores | mineral separate | [5 empty] | mineralisation |  |  |  | sphalerite, chalcopyrite, pyrrhotite, pyrite, arsenopyrite | [6 empty] | galena, bismuthinite, marcasite, iron oxides, pyroxene, actinolite, quartz | thin sections and polished blocks examined using optical microscope, BSE detector, and EDS prior to analysis | EMPA, LA-ICPMS | JEOL JXA-8230 electron probe microanalyzer; RESOlution-LR 193 nm ArF excimer laser ablation system coupled to an Agilent 7700x ICP-MS | Laboratory of Mineral Resources Research Center, Fuzhou University; Adelaide Microscopy, the University of Adelaide | EPMA point analysis: accelerating voltage 15 kV, beam current 20 nA, beam diameter ~5 μm; EPMA mapping: accelerating voltage 20 kV, working current 50 nA, dwell time ~10 ms; BSE imaging: accelerating voltage 20 kV, beam current 10 nA; LA-ICP-MS: energy density 3~3.5 J/cm2, spot sizes 29 to 51 μm, repetition rates 5 Hz (polished thin-section) and 10 Hz (polished blocks), ~30 s background acquisition, ~40 s sample data acquisition | STDGL3 (Danyushevsky et al. 2011) and GSD-1G (USGS) | 33.5 | [19 empty] | 6093 | [5 empty] | 0.11072 | [5 empty] | 312 | [9 empty] | 2780 |  | 9.4 |  |  |  | 10.7 | [7 empty] | 4 | [13 empty] | 2285 | [15 empty] | 9.83 | [17 empty] | 51.03 | [9 empty] | 81.4 | [35 empty] | CHN | Tibet
| Lawu |  | Magmatic hydrothermal | Skarn | Cu-Pb-Zn skarn | Cu, Pb, Zn | In, Sn | Cu, Pb, Zn, In, Sn |  |  | 731-4-5@2 |  | underground mine |  |  |  |  | ore material | drill core | underground mining tunnels and drill cores | mineral separate | [5 empty] | mineralisation |  |  |  | sphalerite, chalcopyrite, pyrrhotite, pyrite, arsenopyrite | [6 empty] | galena, bismuthinite, marcasite, iron oxides, pyroxene, actinolite, quartz | thin sections and polished blocks examined using optical microscope, BSE detector, and EDS prior to analysis | EMPA, LA-ICPMS | JEOL JXA-8230 electron probe microanalyzer; RESOlution-LR 193 nm ArF excimer laser ablation system coupled to an Agilent 7700x ICP-MS | Laboratory of Mineral Resources Research Center, Fuzhou University; Adelaide Microscopy, the University of Adelaide | EPMA point analysis: accelerating voltage 15 kV, beam current 20 nA, beam diameter ~5 μm; EPMA mapping: accelerating voltage 20 kV, working current 50 nA, dwell time ~10 ms; BSE imaging: accelerating voltage 20 kV, beam current 10 nA; LA-ICP-MS: energy density 3~3.5 J/cm2, spot sizes 29 to 51 μm, repetition rates 5 Hz (polished thin-section) and 10 Hz (polished blocks), ~30 s background acquisition, ~40 s sample data acquisition | STDGL3 (Danyushevsky et al. 2011) and GSD-1G (USGS) | 60.7 | [19 empty] | 6098 | [5 empty] | 0.1097 | [5 empty] | 826 | [9 empty] | 2604 |  | 3.98 |  |  |  | 9.5 | [7 empty] | 8.9 | [13 empty] | 2007 | [15 empty] | 26.81 | [17 empty] | 118.01 | [9 empty] | 199.3 | [35 empty] | CHN | Tibet
| Lawu |  | Magmatic hydrothermal | Skarn | Cu-Pb-Zn skarn | Cu, Pb, Zn | In, Sn | Cu, Pb, Zn, In, Sn |  |  | 731-4-5@3 |  | underground mine |  |  |  |  | ore material | drill core | underground mining tunnels and drill cores | mineral separate | [5 empty] | mineralisation |  |  |  | sphalerite, chalcopyrite, pyrrhotite, pyrite, arsenopyrite | [6 empty] | galena, bismuthinite, marcasite, iron oxides, pyroxene, actinolite, quartz | thin sections and polished blocks examined using optical microscope, BSE detector, and EDS prior to analysis | EMPA, LA-ICPMS | JEOL JXA-8230 electron probe microanalyzer; RESOlution-LR 193 nm ArF excimer laser ablation system coupled to an Agilent 7700x ICP-MS | Laboratory of Mineral Resources Research Center, Fuzhou University; Adelaide Microscopy, the University of Adelaide | EPMA point analysis: accelerating voltage 15 kV, beam current 20 nA, beam diameter ~5 μm; EPMA mapping: accelerating voltage 20 kV, working current 50 nA, dwell time ~10 ms; BSE imaging: accelerating voltage 20 kV, beam current 10 nA; LA-ICP-MS: energy density 3~3.5 J/cm2, spot sizes 29 to 51 μm, repetition rates 5 Hz (polished thin-section) and 10 Hz (polished blocks), ~30 s background acquisition, ~40 s sample data acquisition | STDGL3 (Danyushevsky et al. 2011) and GSD-1G (USGS) | 182.7 | [19 empty] | 7687 | [5 empty] | 0.12179 | [5 empty] | 3115 | [9 empty] | 2404 |  | 15.03 |  |  |  | 21.8 | [7 empty] | 56.1 | [13 empty] | 2275 | [15 empty] | 78.69 | [17 empty] | 429.24 | [9 empty] | 907.3 | [35 empty] | CHN | Tibet
| Lawu |  | Magmatic hydrothermal | Skarn | Cu-Pb-Zn skarn | Cu, Pb, Zn | In, Sn | Cu, Pb, Zn, In, Sn |  |  | 731-4-5@4 |  | underground mine |  |  |  |  | ore material | drill core | underground mining tunnels and drill cores | mineral separate | [5 empty] | mineralisation |  |  |  | sphalerite, chalcopyrite, pyrrhotite, pyrite, arsenopyrite | [6 empty] | galena, bismuthinite, marcasite, iron oxides, pyroxene, actinolite, quartz | thin sections and polished blocks examined using optical microscope, BSE detector, and EDS prior to analysis | EMPA, LA-ICPMS | JEOL JXA-8230 electron probe microanalyzer; RESOlution-LR 193 nm ArF excimer laser ablation system coupled to an Agilent 7700x ICP-MS | Laboratory of Mineral Resources Research Center, Fuzhou University; Adelaide Microscopy, the University of Adelaide | EPMA point analysis: accelerating voltage 15 kV, beam current 20 nA, beam diameter ~5 μm; EPMA mapping: accelerating voltage 20 kV, working current 50 nA, dwell time ~10 ms; BSE imaging: accelerating voltage 20 kV, beam current 10 nA; LA-ICP-MS: energy density 3~3.5 J/cm2, spot sizes 29 to 51 μm, repetition rates 5 Hz (polished thin-section) and 10 Hz (polished blocks), ~30 s background acquisition, ~40 s sample data acquisition | STDGL3 (Danyushevsky et al. 2011) and GSD-1G (USGS) | 135 | [19 empty] | 10069 | [5 empty] | 0.12446 | [5 empty] | 1693 | [9 empty] | 1191 |  | 5.67 |  |  |  | 10.9 | [7 empty] | 15.2 | [13 empty] | 2228 | [15 empty] | 87.11 | [17 empty] | 111.28 | [9 empty] | 478.5 | [35 empty] | CHN | Tibet
| Lawu |  | Magmatic hydrothermal | Skarn | Cu-Pb-Zn skarn | Cu, Pb, Zn | In, Sn | Cu, Pb, Zn, In, Sn |  |  | 731-4-5@5 |  | underground mine |  |  |  |  | ore material | drill core | underground mining tunnels and drill cores | mineral separate | [5 empty] | mineralisation |  |  |  | sphalerite, chalcopyrite, pyrrhotite, pyrite, arsenopyrite | [6 empty] | galena, bismuthinite, marcasite, iron oxides, pyroxene, actinolite, quartz | thin sections and polished blocks examined using optical microscope, BSE detector, and EDS prior to analysis | EMPA, LA-ICPMS | JEOL JXA-8230 electron probe microanalyzer; RESOlution-LR 193 nm ArF excimer laser ablation system coupled to an Agilent 7700x ICP-MS | Laboratory of Mineral Resources Research Center, Fuzhou University; Adelaide Microscopy, the University of Adelaide | EPMA point analysis: accelerating voltage 15 kV, beam current 20 nA, beam diameter ~5 μm; EPMA mapping: accelerating voltage 20 kV, working current 50 nA, dwell time ~10 ms; BSE imaging: accelerating voltage 20 kV, beam current 10 nA; LA-ICP-MS: energy density 3~3.5 J/cm2, spot sizes 29 to 51 μm, repetition rates 5 Hz (polished thin-section) and 10 Hz (polished blocks), ~30 s background acquisition, ~40 s sample data acquisition | STDGL3 (Danyushevsky et al. 2011) and GSD-1G (USGS) | 45.2 | [19 empty] | 8480 | [5 empty] | 0.12155 | [5 empty] | 613 | [9 empty] | 947 |  | 23.98 |  |  |  | 19 | [7 empty] | 1.6 | [13 empty] | 2406 | [15 empty] | 15.43 | [17 empty] | 130.45 | [9 empty] | 35.6 | [35 empty] | CHN | Tibet
| Lawu |  | Magmatic hydrothermal | Skarn | Cu-Pb-Zn skarn | Cu, Pb, Zn | In, Sn | Cu, Pb, Zn, In, Sn |  |  | 731-4-5@6 |  | underground mine |  |  |  |  | ore material | drill core | underground mining tunnels and drill cores | mineral separate | [5 empty] | mineralisation |  |  |  | sphalerite, chalcopyrite, pyrrhotite, pyrite, arsenopyrite | [6 empty] | galena, bismuthinite, marcasite, iron oxides, pyroxene, actinolite, quartz | thin sections and polished blocks examined using optical microscope, BSE detector, and EDS prior to analysis | EMPA, LA-ICPMS | JEOL JXA-8230 electron probe microanalyzer; RESOlution-LR 193 nm ArF excimer laser ablation system coupled to an Agilent 7700x ICP-MS | Laboratory of Mineral Resources Research Center, Fuzhou University; Adelaide Microscopy, the University of Adelaide | EPMA point analysis: accelerating voltage 15 kV, beam current 20 nA, beam diameter ~5 μm; EPMA mapping: accelerating voltage 20 kV, working current 50 nA, dwell time ~10 ms; BSE imaging: accelerating voltage 20 kV, beam current 10 nA; LA-ICP-MS: energy density 3~3.5 J/cm2, spot sizes 29 to 51 μm, repetition rates 5 Hz (polished thin-section) and 10 Hz (polished blocks), ~30 s background acquisition, ~40 s sample data acquisition | STDGL3 (Danyushevsky et al. 2011) and GSD-1G (USGS) | 90.4 | [19 empty] | 10907 | [5 empty] | 0.11296 | [5 empty] | 1178 | [9 empty] | 461 |  | 78.84 |  |  |  | 79.5 | [7 empty] | 2.8 | [13 empty] | 5532 | [15 empty] | 41.23 | [17 empty] | 181.34 | [9 empty] | 36.6 | [35 empty] | CHN | Tibet
| Lawu |  | Magmatic hydrothermal | Skarn | Cu-Pb-Zn skarn | Cu, Pb, Zn | In, Sn | Cu, Pb, Zn, In, Sn |  |  | 731-4-5@7 |  | underground mine |  |  |  |  | ore material | drill core | underground mining tunnels and drill cores | mineral separate | [5 empty] | mineralisation |  |  |  | sphalerite, chalcopyrite, pyrrhotite, pyrite, arsenopyrite | [6 empty] | galena, bismuthinite, marcasite, iron oxides, pyroxene, actinolite, quartz | thin sections and polished blocks examined using optical microscope, BSE detector, and EDS prior to analysis | EMPA, LA-ICPMS | JEOL JXA-8230 electron probe microanalyzer; RESOlution-LR 193 nm ArF excimer laser ablation system coupled to an Agilent 7700x ICP-MS | Laboratory of Mineral Resources Research Center, Fuzhou University; Adelaide Microscopy, the University of Adelaide | EPMA point analysis: accelerating voltage 15 kV, beam current 20 nA, beam diameter ~5 μm; EPMA mapping: accelerating voltage 20 kV, working current 50 nA, dwell time ~10 ms; BSE imaging: accelerating voltage 20 kV, beam current 10 nA; LA-ICP-MS: energy density 3~3.5 J/cm2, spot sizes 29 to 51 μm, repetition rates 5 Hz (polished thin-section) and 10 Hz (polished blocks), ~30 s background acquisition, ~40 s sample data acquisition | STDGL3 (Danyushevsky et al. 2011) and GSD-1G (USGS) | 16.1 | [19 empty] | 11179 | [5 empty] | 0.134 | [5 empty] | 81 | [9 empty] | 393 |  | 19.02 |  |  |  | 0.6 | [7 empty] | 1.3 | [13 empty] | 4085 | [15 empty] | 8.12 | [17 empty] | 13.2 | [9 empty] | 15.3 | [35 empty] | CHN | Tibet
| Lawu |  | Magmatic hydrothermal | Skarn | Cu-Pb-Zn skarn | Cu, Pb, Zn | In, Sn | Cu, Pb, Zn, In, Sn |  |  | 731-4-5@8 |  | underground mine |  |  |  |  | ore material | drill core | underground mining tunnels and drill cores | mineral separate | [5 empty] | mineralisation |  |  |  | sphalerite, chalcopyrite, pyrrhotite, pyrite, arsenopyrite | [6 empty] | galena, bismuthinite, marcasite, iron oxides, pyroxene, actinolite, quartz | thin sections and polished blocks examined using optical microscope, BSE detector, and EDS prior to analysis | EMPA, LA-ICPMS | JEOL JXA-8230 electron probe microanalyzer; RESOlution-LR 193 nm ArF excimer laser ablation system coupled to an Agilent 7700x ICP-MS | Laboratory of Mineral Resources Research Center, Fuzhou University; Adelaide Microscopy, the University of Adelaide | EPMA point analysis: accelerating voltage 15 kV, beam current 20 nA, beam diameter ~5 μm; EPMA mapping: accelerating voltage 20 kV, working current 50 nA, dwell time ~10 ms; BSE imaging: accelerating voltage 20 kV, beam current 10 nA; LA-ICP-MS: energy density 3~3.5 J/cm2, spot sizes 29 to 51 μm, repetition rates 5 Hz (polished thin-section) and 10 Hz (polished blocks), ~30 s background acquisition, ~40 s sample data acquisition | STDGL3 (Danyushevsky et al. 2011) and GSD-1G (USGS) | 51.7 | [19 empty] | 7164 | [5 empty] | 0.11393 | [5 empty] | 1143 | [9 empty] | 591 |  | 45.28 |  |  |  | 66.3 | [7 empty] | 4 | [13 empty] | 1248 | [15 empty] | 20.17 | [17 empty] | 145.97 | [9 empty] | 119.7 | [35 empty] | CHN | Tibet
| Lawu |  | Magmatic hydrothermal | Skarn | Cu-Pb-Zn skarn | Cu, Pb, Zn | In, Sn | Cu, Pb, Zn, In, Sn |  |  | 731-4-5@10 |  | underground mine |  |  |  |  | ore material | drill core | underground mining tunnels and drill cores | mineral separate | [5 empty] | mineralisation |  |  |  | sphalerite, chalcopyrite, pyrrhotite, pyrite, arsenopyrite | [6 empty] | galena, bismuthinite, marcasite, iron oxides, pyroxene, actinolite, quartz | thin sections and polished blocks examined using optical microscope, BSE detector, and EDS prior to analysis | EMPA, LA-ICPMS | JEOL JXA-8230 electron probe microanalyzer; RESOlution-LR 193 nm ArF excimer laser ablation system coupled to an Agilent 7700x ICP-MS | Laboratory of Mineral Resources Research Center, Fuzhou University; Adelaide Microscopy, the University of Adelaide | EPMA point analysis: accelerating voltage 15 kV, beam current 20 nA, beam diameter ~5 μm; EPMA mapping: accelerating voltage 20 kV, working current 50 nA, dwell time ~10 ms; BSE imaging: accelerating voltage 20 kV, beam current 10 nA; LA-ICP-MS: energy density 3~3.5 J/cm2, spot sizes 29 to 51 μm, repetition rates 5 Hz (polished thin-section) and 10 Hz (polished blocks), ~30 s background acquisition, ~40 s sample data acquisition | STDGL3 (Danyushevsky et al. 2011) and GSD-1G (USGS) | 51.3 | [19 empty] | 7915 | [5 empty] | 0.11498 | [5 empty] | 3104 | [9 empty] | 8932 |  | 113.64 |  |  |  | 12 | [7 empty] | 23.3 | [13 empty] | 1693 | [15 empty] | 11.08 | [17 empty] | 85.48 | [9 empty] | 1749.6 | [35 empty] | CHN | Tibet
| Lawu |  | Magmatic hydrothermal | Skarn | Cu-Pb-Zn skarn | Cu, Pb, Zn | In, Sn | Cu, Pb, Zn, In, Sn |  |  | 731-4-6@1 |  | underground mine |  |  |  |  | ore material | drill core | underground mining tunnels and drill cores | mineral separate | [5 empty] | mineralisation |  |  |  | sphalerite, chalcopyrite, pyrrhotite, pyrite, arsenopyrite | [6 empty] | galena, bismuthinite, marcasite, iron oxides, pyroxene, actinolite, quartz | thin sections and polished blocks examined using optical microscope, BSE detector, and EDS prior to analysis | EMPA, LA-ICPMS | JEOL JXA-8230 electron probe microanalyzer; RESOlution-LR 193 nm ArF excimer laser ablation system coupled to an Agilent 7700x ICP-MS | Laboratory of Mineral Resources Research Center, Fuzhou University; Adelaide Microscopy, the University of Adelaide | EPMA point analysis: accelerating voltage 15 kV, beam current 20 nA, beam diameter ~5 μm; EPMA mapping: accelerating voltage 20 kV, working current 50 nA, dwell time ~10 ms; BSE imaging: accelerating voltage 20 kV, beam current 10 nA; LA-ICP-MS: energy density 3~3.5 J/cm2, spot sizes 29 to 51 μm, repetition rates 5 Hz (polished thin-section) and 10 Hz (polished blocks), ~30 s background acquisition, ~40 s sample data acquisition | STDGL3 (Danyushevsky et al. 2011) and GSD-1G (USGS) | 147.5 | [19 empty] | 9437 | [5 empty] | 0.10714 | [5 empty] | 2279 | [9 empty] | 3553 |  | 5.71 |  |  |  | 6.9 | [7 empty] | 14.2 | [13 empty] | 1859 | [15 empty] | 76.14 | [17 empty] | 212.17 | [9 empty] | 580.3 | [35 empty] | CHN | Tibet
| Lawu |  | Magmatic hydrothermal | Skarn | Cu-Pb-Zn skarn | Cu, Pb, Zn | In, Sn | Cu, Pb, Zn, In, Sn |  |  | 731-4-6@2 |  | underground mine |  |  |  |  | ore material | drill core | underground mining tunnels and drill cores | mineral separate | [5 empty] | mineralisation |  |  |  | sphalerite, chalcopyrite, pyrrhotite, pyrite, arsenopyrite | [6 empty] | galena, bismuthinite, marcasite, iron oxides, pyroxene, actinolite, quartz | thin sections and polished blocks examined using optical microscope, BSE detector, and EDS prior to analysis | EMPA, LA-ICPMS | JEOL JXA-8230 electron probe microanalyzer; RESOlution-LR 193 nm ArF excimer laser ablation system coupled to an Agilent 7700x ICP-MS | Laboratory of Mineral Resources Research Center, Fuzhou University; Adelaide Microscopy, the University of Adelaide | EPMA point analysis: accelerating voltage 15 kV, beam current 20 nA, beam diameter ~5 μm; EPMA mapping: accelerating voltage 20 kV, working current 50 nA, dwell time ~10 ms; BSE imaging: accelerating voltage 20 kV, beam current 10 nA; LA-ICP-MS: energy density 3~3.5 J/cm2, spot sizes 29 to 51 μm, repetition rates 5 Hz (polished thin-section) and 10 Hz (polished blocks), ~30 s background acquisition, ~40 s sample data acquisition | STDGL3 (Danyushevsky et al. 2011) and GSD-1G (USGS) | 159.5 | [19 empty] | 10793 | [5 empty] | 0.10167 | [5 empty] | 3173 | [9 empty] | 13879 |  | 32.62 |  |  |  | 40.2 | [7 empty] | 59.8 | [13 empty] | 2162 | [15 empty] | 103.1 | [17 empty] | 39.04 | [9 empty] | 420.6 | [35 empty] | CHN | Tibet
| Lawu |  | Magmatic hydrothermal | Skarn | Cu-Pb-Zn skarn | Cu, Pb, Zn | In, Sn | Cu, Pb, Zn, In, Sn |  |  | 731-4-6@3 |  | underground mine |  |  |  |  | ore material | drill core | underground mining tunnels and drill cores | mineral separate | [5 empty] | mineralisation |  |  |  | sphalerite, chalcopyrite, pyrrhotite, pyrite, arsenopyrite | [6 empty] | galena, bismuthinite, marcasite, iron oxides, pyroxene, actinolite, quartz | thin sections and polished blocks examined using optical microscope, BSE detector, and EDS prior to analysis | EMPA, LA-ICPMS | JEOL JXA-8230 electron probe microanalyzer; RESOlution-LR 193 nm ArF excimer laser ablation system coupled to an Agilent 7700x ICP-MS | Laboratory of Mineral Resources Research Center, Fuzhou University; Adelaide Microscopy, the University of Adelaide | EPMA point analysis: accelerating voltage 15 kV, beam current 20 nA, beam diameter ~5 μm; EPMA mapping: accelerating voltage 20 kV, working current 50 nA, dwell time ~10 ms; BSE imaging: accelerating voltage 20 kV, beam current 10 nA; LA-ICP-MS: energy density 3~3.5 J/cm2, spot sizes 29 to 51 μm, repetition rates 5 Hz (polished thin-section) and 10 Hz (polished blocks), ~30 s background acquisition, ~40 s sample data acquisition | STDGL3 (Danyushevsky et al. 2011) and GSD-1G (USGS) | 90.1 | [19 empty] | 14028 | [5 empty] | 0.11029 | [5 empty] | 1582 | [9 empty] | 855 |  | 12.76 |  |  |  | 6.5 | [7 empty] | 10.7 | [13 empty] | 2086 | [15 empty] | 67.08 | [17 empty] | 153.72 | [9 empty] | 329.4 | [35 empty] | CHN | Tibet
| Lawu |  | Magmatic hydrothermal | Skarn | Cu-Pb-Zn skarn | Cu, Pb, Zn | In, Sn | Cu, Pb, Zn, In, Sn |  |  | 731-4-6@4 |  | underground mine |  |  |  |  | ore material | drill core | underground mining tunnels and drill cores | mineral separate | [5 empty] | mineralisation |  |  |  | sphalerite, chalcopyrite, pyrrhotite, pyrite, arsenopyrite | [6 empty] | galena, bismuthinite, marcasite, iron oxides, pyroxene, actinolite, quartz | thin sections and polished blocks examined using optical microscope, BSE detector, and EDS prior to analysis | EMPA, LA-ICPMS | JEOL JXA-8230 electron probe microanalyzer; RESOlution-LR 193 nm ArF excimer laser ablation system coupled to an Agilent 7700x ICP-MS | Laboratory of Mineral Resources Research Center, Fuzhou University; Adelaide Microscopy, the University of Adelaide | EPMA point analysis: accelerating voltage 15 kV, beam current 20 nA, beam diameter ~5 μm; EPMA mapping: accelerating voltage 20 kV, working current 50 nA, dwell time ~10 ms; BSE imaging: accelerating voltage 20 kV, beam current 10 nA; LA-ICP-MS: energy density 3~3.5 J/cm2, spot sizes 29 to 51 μm, repetition rates 5 Hz (polished thin-section) and 10 Hz (polished blocks), ~30 s background acquisition, ~40 s sample data acquisition | STDGL3 (Danyushevsky et al. 2011) and GSD-1G (USGS) | 22.6 | [19 empty] | 7816 | [5 empty] | 0.11678 | [5 empty] | 814 | [9 empty] | 1271 |  | 20.3 |  |  |  | 8 | [7 empty] | 10.4 | [13 empty] | 1418 | [15 empty] | 10.12 | [17 empty] | 47.33 | [9 empty] | 474.8 | [35 empty] | CHN | Tibet
| Lawu |  | Magmatic hydrothermal | Skarn | Cu-Pb-Zn skarn | Cu, Pb, Zn | In, Sn | Cu, Pb, Zn, In, Sn |  |  | 731-4-6@6 |  | underground mine |  |  |  |  | ore material | drill core | underground mining tunnels and drill cores | mineral separate | [5 empty] | mineralisation |  |  |  | sphalerite, chalcopyrite, pyrrhotite, pyrite, arsenopyrite | [6 empty] | galena, bismuthinite, marcasite, iron oxides, pyroxene, actinolite, quartz | thin sections and polished blocks examined using optical microscope, BSE detector, and EDS prior to analysis | EMPA, LA-ICPMS | JEOL JXA-8230 electron probe microanalyzer; RESOlution-LR 193 nm ArF excimer laser ablation system coupled to an Agilent 7700x ICP-MS | Laboratory of Mineral Resources Research Center, Fuzhou University; Adelaide Microscopy, the University of Adelaide | EPMA point analysis: accelerating voltage 15 kV, beam current 20 nA, beam diameter ~5 μm; EPMA mapping: accelerating voltage 20 kV, working current 50 nA, dwell time ~10 ms; BSE imaging: accelerating voltage 20 kV, beam current 10 nA; LA-ICP-MS: energy density 3~3.5 J/cm2, spot sizes 29 to 51 μm, repetition rates 5 Hz (polished thin-section) and 10 Hz (polished blocks), ~30 s background acquisition, ~40 s sample data acquisition | STDGL3 (Danyushevsky et al. 2011) and GSD-1G (USGS) | 6.8 | [19 empty] | 5094 | [5 empty] | 0.1103 | [5 empty] | 376 | [9 empty] | 1322 |  | 25.96 |  |  |  | 0.1 | [7 empty] | 74.7 | [13 empty] | 1008 | [15 empty] | 4.67 | [17 empty] | 6.77 | [9 empty] | 231.5 | [35 empty] | CHN | Tibet
| Lawu |  | Magmatic hydrothermal | Skarn | Cu-Pb-Zn skarn | Cu, Pb, Zn | In, Sn | Cu, Pb, Zn, In, Sn |  |  | 731-4-6@7 |  | underground mine |  |  |  |  | ore material | drill core | underground mining tunnels and drill cores | mineral separate | [5 empty] | mineralisation |  |  |  | sphalerite, chalcopyrite, pyrrhotite, pyrite, arsenopyrite | [6 empty] | galena, bismuthinite, marcasite, iron oxides, pyroxene, actinolite, quartz | thin sections and polished blocks examined using optical microscope, BSE detector, and EDS prior to analysis | EMPA, LA-ICPMS | JEOL JXA-8230 electron probe microanalyzer; RESOlution-LR 193 nm ArF excimer laser ablation system coupled to an Agilent 7700x ICP-MS | Laboratory of Mineral Resources Research Center, Fuzhou University; Adelaide Microscopy, the University of Adelaide | EPMA point analysis: accelerating voltage 15 kV, beam current 20 nA, beam diameter ~5 μm; EPMA mapping: accelerating voltage 20 kV, working current 50 nA, dwell time ~10 ms; BSE imaging: accelerating voltage 20 kV, beam current 10 nA; LA-ICP-MS: energy density 3~3.5 J/cm2, spot sizes 29 to 51 μm, repetition rates 5 Hz (polished thin-section) and 10 Hz (polished blocks), ~30 s background acquisition, ~40 s sample data acquisition | STDGL3 (Danyushevsky et al. 2011) and GSD-1G (USGS) | 10.5 | [19 empty] | 4902 | [5 empty] | 0.11929 | [5 empty] | 761 | [9 empty] | 2656 |  | 8.28 |  |  |  | 0.1 | [7 empty] | 79.6 | [13 empty] | 1013 | [15 empty] | 1.17 | [17 empty] | 3.43 | [9 empty] | 552.8 | [35 empty] | CHN | Tibet
| Lawu |  | Magmatic hydrothermal | Skarn | Cu-Pb-Zn skarn | Cu, Pb, Zn | In, Sn | Cu, Pb, Zn, In, Sn |  |  | 801-10-5@1 |  | underground mine |  |  |  |  | ore material | drill core | underground mining tunnels and drill cores | mineral separate | [5 empty] | mineralisation |  |  |  | sphalerite, chalcopyrite, pyrrhotite, pyrite, arsenopyrite | [6 empty] | galena, bismuthinite, marcasite, iron oxides, pyroxene, actinolite, quartz | thin sections and polished blocks examined using optical microscope, BSE detector, and EDS prior to analysis | EMPA, LA-ICPMS | JEOL JXA-8230 electron probe microanalyzer; RESOlution-LR 193 nm ArF excimer laser ablation system coupled to an Agilent 7700x ICP-MS | Laboratory of Mineral Resources Research Center, Fuzhou University; Adelaide Microscopy, the University of Adelaide | EPMA point analysis: accelerating voltage 15 kV, beam current 20 nA, beam diameter ~5 μm; EPMA mapping: accelerating voltage 20 kV, working current 50 nA, dwell time ~10 ms; BSE imaging: accelerating voltage 20 kV, beam current 10 nA; LA-ICP-MS: energy density 3~3.5 J/cm2, spot sizes 29 to 51 μm, repetition rates 5 Hz (polished thin-section) and 10 Hz (polished blocks), ~30 s background acquisition, ~40 s sample data acquisition | STDGL3 (Danyushevsky et al. 2011) and GSD-1G (USGS) | 3.2 | [19 empty] | 3861 | [5 empty] | 0.11883 | [5 empty] | 754 | [9 empty] | 48613 |  | 26.39 |  |  |  | 0.1 | [7 empty] | 436.4 | [13 empty] | 1635 | [15 empty] | 1.12 | [17 empty] | 6.89 | [9 empty] | 376.7 | [35 empty] | CHN | Tibet
| Lawu |  | Magmatic hydrothermal | Skarn | Cu-Pb-Zn skarn | Cu, Pb, Zn | In, Sn | Cu, Pb, Zn, In, Sn |  |  | 801-10-5@2 |  | underground mine |  |  |  |  | ore material | drill core | underground mining tunnels and drill cores | mineral separate | [5 empty] | mineralisation |  |  |  | sphalerite, chalcopyrite, pyrrhotite, pyrite, arsenopyrite | [6 empty] | galena, bismuthinite, marcasite, iron oxides, pyroxene, actinolite, quartz | thin sections and polished blocks examined using optical microscope, BSE detector, and EDS prior to analysis | EMPA, LA-ICPMS | JEOL JXA-8230 electron probe microanalyzer; RESOlution-LR 193 nm ArF excimer laser ablation system coupled to an Agilent 7700x ICP-MS | Laboratory of Mineral Resources Research Center, Fuzhou University; Adelaide Microscopy, the University of Adelaide | EPMA point analysis: accelerating voltage 15 kV, beam current 20 nA, beam diameter ~5 μm; EPMA mapping: accelerating voltage 20 kV, working current 50 nA, dwell time ~10 ms; BSE imaging: accelerating voltage 20 kV, beam current 10 nA; LA-ICP-MS: energy density 3~3.5 J/cm2, spot sizes 29 to 51 μm, repetition rates 5 Hz (polished thin-section) and 10 Hz (polished blocks), ~30 s background acquisition, ~40 s sample data acquisition | STDGL3 (Danyushevsky et al. 2011) and GSD-1G (USGS) | 3.8 | [19 empty] | 2596 | [5 empty] | 0.1121 | [5 empty] | 597 | [9 empty] | 33980 |  | 20.36 |  |  |  | 0.3 | [7 empty] | 256 | [13 empty] | 1154 | [15 empty] | 14.15 | [17 empty] | 9.29 | [9 empty] | 132.6 | [35 empty] | CHN | Tibet
| Lawu |  | Magmatic hydrothermal | Skarn | Cu-Pb-Zn skarn | Cu, Pb, Zn | In, Sn | Cu, Pb, Zn, In, Sn |  |  | 801-10-5@3 |  | underground mine |  |  |  |  | ore material | drill core | underground mining tunnels and drill cores | mineral separate | [5 empty] | mineralisation |  |  |  | sphalerite, chalcopyrite, pyrrhotite, pyrite, arsenopyrite | [6 empty] | galena, bismuthinite, marcasite, iron oxides, pyroxene, actinolite, quartz | thin sections and polished blocks examined using optical microscope, BSE detector, and EDS prior to analysis | EMPA, LA-ICPMS | JEOL JXA-8230 electron probe microanalyzer; RESOlution-LR 193 nm ArF excimer laser ablation system coupled to an Agilent 7700x ICP-MS | Laboratory of Mineral Resources Research Center, Fuzhou University; Adelaide Microscopy, the University of Adelaide | EPMA point analysis: accelerating voltage 15 kV, beam current 20 nA, beam diameter ~5 μm; EPMA mapping: accelerating voltage 20 kV, working current 50 nA, dwell time ~10 ms; BSE imaging: accelerating voltage 20 kV, beam current 10 nA; LA-ICP-MS: energy density 3~3.5 J/cm2, spot sizes 29 to 51 μm, repetition rates 5 Hz (polished thin-section) and 10 Hz (polished blocks), ~30 s background acquisition, ~40 s sample data acquisition | STDGL3 (Danyushevsky et al. 2011) and GSD-1G (USGS) | 2.6 | [19 empty] | 2733 | [5 empty] | 0.11055 | [5 empty] | 1034 | [9 empty] | 36061 |  | 21.67 |  |  |  | 0.3 | [7 empty] | 243.4 | [13 empty] | 1290 | [15 empty] | 45.43 | [17 empty] | 2.33 | [9 empty] | 90.3 | [35 empty] | CHN | Tibet
| Lawu |  | Magmatic hydrothermal | Skarn | Cu-Pb-Zn skarn | Cu, Pb, Zn | In, Sn | Cu, Pb, Zn, In, Sn |  |  | 801-10-5@4 |  | underground mine |  |  |  |  | ore material | drill core | underground mining tunnels and drill cores | mineral separate | [5 empty] | mineralisation |  |  |  | sphalerite, chalcopyrite, pyrrhotite, pyrite, arsenopyrite | [6 empty] | galena, bismuthinite, marcasite, iron oxides, pyroxene, actinolite, quartz | thin sections and polished blocks examined using optical microscope, BSE detector, and EDS prior to analysis | EMPA, LA-ICPMS | JEOL JXA-8230 electron probe microanalyzer; RESOlution-LR 193 nm ArF excimer laser ablation system coupled to an Agilent 7700x ICP-MS | Laboratory of Mineral Resources Research Center, Fuzhou University; Adelaide Microscopy, the University of Adelaide | EPMA point analysis: accelerating voltage 15 kV, beam current 20 nA, beam diameter ~5 μm; EPMA mapping: accelerating voltage 20 kV, working current 50 nA, dwell time ~10 ms; BSE imaging: accelerating voltage 20 kV, beam current 10 nA; LA-ICP-MS: energy density 3~3.5 J/cm2, spot sizes 29 to 51 μm, repetition rates 5 Hz (polished thin-section) and 10 Hz (polished blocks), ~30 s background acquisition, ~40 s sample data acquisition | STDGL3 (Danyushevsky et al. 2011) and GSD-1G (USGS) | 2.3 | [19 empty] | 3092 | [5 empty] | 0.10766 | [5 empty] | 411 | [9 empty] | 41995 |  | 21.07 |  |  |  | 0.1 | [7 empty] | 307 | [13 empty] | 1343 | [15 empty] | 1.64 | [17 empty] | 6.01 | [9 empty] | 118 | [35 empty] | CHN | Tibet
| Lawu |  | Magmatic hydrothermal | Skarn | Cu-Pb-Zn skarn | Cu, Pb, Zn | In, Sn | Cu, Pb, Zn, In, Sn |  |  | 801-10-5@5 |  | underground mine |  |  |  |  | ore material | drill core | underground mining tunnels and drill cores | mineral separate | [5 empty] | mineralisation |  |  |  | sphalerite, chalcopyrite, pyrrhotite, pyrite, arsenopyrite | [6 empty] | galena, bismuthinite, marcasite, iron oxides, pyroxene, actinolite, quartz | thin sections and polished blocks examined using optical microscope, BSE detector, and EDS prior to analysis | EMPA, LA-ICPMS | JEOL JXA-8230 electron probe microanalyzer; RESOlution-LR 193 nm ArF excimer laser ablation system coupled to an Agilent 7700x ICP-MS | Laboratory of Mineral Resources Research Center, Fuzhou University; Adelaide Microscopy, the University of Adelaide | EPMA point analysis: accelerating voltage 15 kV, beam current 20 nA, beam diameter ~5 μm; EPMA mapping: accelerating voltage 20 kV, working current 50 nA, dwell time ~10 ms; BSE imaging: accelerating voltage 20 kV, beam current 10 nA; LA-ICP-MS: energy density 3~3.5 J/cm2, spot sizes 29 to 51 μm, repetition rates 5 Hz (polished thin-section) and 10 Hz (polished blocks), ~30 s background acquisition, ~40 s sample data acquisition | STDGL3 (Danyushevsky et al. 2011) and GSD-1G (USGS) | 5.8 | [19 empty] | 3441 | [5 empty] | 0.11539 | [5 empty] | 619 | [9 empty] | 47256 |  | 20.86 |  |  |  | 0.3 | [7 empty] | 349.3 | [13 empty] | 1689 | [15 empty] | 19.64 | [17 empty] | 8.17 | [9 empty] | 114.6 | [35 empty] | CHN | Tibet
| Lawu |  | Magmatic hydrothermal | Skarn | Cu-Pb-Zn skarn | Cu, Pb, Zn | In, Sn | Cu, Pb, Zn, In, Sn |  |  | 801-10-5@6 |  | underground mine |  |  |  |  | ore material | drill core | underground mining tunnels and drill cores | mineral separate | [5 empty] | mineralisation |  |  |  | sphalerite, chalcopyrite, pyrrhotite, pyrite, arsenopyrite | [6 empty] | galena, bismuthinite, marcasite, iron oxides, pyroxene, actinolite, quartz | thin sections and polished blocks examined using optical microscope, BSE detector, and EDS prior to analysis | EMPA, LA-ICPMS | JEOL JXA-8230 electron probe microanalyzer; RESOlution-LR 193 nm ArF excimer laser ablation system coupled to an Agilent 7700x ICP-MS | Laboratory of Mineral Resources Research Center, Fuzhou University; Adelaide Microscopy, the University of Adelaide | EPMA point analysis: accelerating voltage 15 kV, beam current 20 nA, beam diameter ~5 μm; EPMA mapping: accelerating voltage 20 kV, working current 50 nA, dwell time ~10 ms; BSE imaging: accelerating voltage 20 kV, beam current 10 nA; LA-ICP-MS: energy density 3~3.5 J/cm2, spot sizes 29 to 51 μm, repetition rates 5 Hz (polished thin-section) and 10 Hz (polished blocks), ~30 s background acquisition, ~40 s sample data acquisition | STDGL3 (Danyushevsky et al. 2011) and GSD-1G (USGS) | 2.5 | [19 empty] | 2597 | [5 empty] | 0.1446 | [5 empty] | 837 | [9 empty] | 36006 |  | 19.52 |  |  |  | 0.3 | [7 empty] | 338 | [13 empty] | 1190 | [15 empty] | 5.61 | [17 empty] | 2.55 | [9 empty] | 354.2 | [35 empty] | CHN | Tibet
| Lawu |  | Magmatic hydrothermal | Skarn | Cu-Pb-Zn skarn | Cu, Pb, Zn | In, Sn | Cu, Pb, Zn, In, Sn |  |  | 801-10-5@7 |  | underground mine |  |  |  |  | ore material | drill core | underground mining tunnels and drill cores | mineral separate | [5 empty] | mineralisation |  |  |  | sphalerite, chalcopyrite, pyrrhotite, pyrite, arsenopyrite | [6 empty] | galena, bismuthinite, marcasite, iron oxides, pyroxene, actinolite, quartz | thin sections and polished blocks examined using optical microscope, BSE detector, and EDS prior to analysis | EMPA, LA-ICPMS | JEOL JXA-8230 electron probe microanalyzer; RESOlution-LR 193 nm ArF excimer laser ablation system coupled to an Agilent 7700x ICP-MS | Laboratory of Mineral Resources Research Center, Fuzhou University; Adelaide Microscopy, the University of Adelaide | EPMA point analysis: accelerating voltage 15 kV, beam current 20 nA, beam diameter ~5 μm; EPMA mapping: accelerating voltage 20 kV, working current 50 nA, dwell time ~10 ms; BSE imaging: accelerating voltage 20 kV, beam current 10 nA; LA-ICP-MS: energy density 3~3.5 J/cm2, spot sizes 29 to 51 μm, repetition rates 5 Hz (polished thin-section) and 10 Hz (polished blocks), ~30 s background acquisition, ~40 s sample data acquisition | STDGL3 (Danyushevsky et al. 2011) and GSD-1G (USGS) | 5.7 | [19 empty] | 3247 | [5 empty] | 0.12288 | [5 empty] | 629 | [9 empty] | 46410 |  | 26.25 |  |  |  | 0.4 | [7 empty] | 422.1 | [13 empty] | 1663 | [15 empty] | 29.57 | [17 empty] | 2.63 | [9 empty] | 108.4 | [35 empty] | CHN | Tibet
| Lawu |  | Magmatic hydrothermal | Skarn | Cu-Pb-Zn skarn | Cu, Pb, Zn | In, Sn | Cu, Pb, Zn, In, Sn |  |  | 801-10-5@8 |  | underground mine |  |  |  |  | ore material | drill core | underground mining tunnels and drill cores | mineral separate | [5 empty] | mineralisation |  |  |  | sphalerite, chalcopyrite, pyrrhotite, pyrite, arsenopyrite | [6 empty] | galena, bismuthinite, marcasite, iron oxides, pyroxene, actinolite, quartz | thin sections and polished blocks examined using optical microscope, BSE detector, and EDS prior to analysis | EMPA, LA-ICPMS | JEOL JXA-8230 electron probe microanalyzer; RESOlution-LR 193 nm ArF excimer laser ablation system coupled to an Agilent 7700x ICP-MS | Laboratory of Mineral Resources Research Center, Fuzhou University; Adelaide Microscopy, the University of Adelaide | EPMA point analysis: accelerating voltage 15 kV, beam current 20 nA, beam diameter ~5 μm; EPMA mapping: accelerating voltage 20 kV, working current 50 nA, dwell time ~10 ms; BSE imaging: accelerating voltage 20 kV, beam current 10 nA; LA-ICP-MS: energy density 3~3.5 J/cm2, spot sizes 29 to 51 μm, repetition rates 5 Hz (polished thin-section) and 10 Hz (polished blocks), ~30 s background acquisition, ~40 s sample data acquisition | STDGL3 (Danyushevsky et al. 2011) and GSD-1G (USGS) | 1.7 | [19 empty] | 2754 | [5 empty] | 0.11048 | [5 empty] | 455 | [9 empty] | 40858 |  | 27.53 |  |  |  | 0.4 | [7 empty] | 389.7 | [13 empty] | 1339 | [15 empty] | 0.33 | [17 empty] | 3.35 | [9 empty] | 92.9 | [35 empty] | CHN | Tibet
| Lawu |  | Magmatic hydrothermal | Skarn | Cu-Pb-Zn skarn | Cu, Pb, Zn | In, Sn | Cu, Pb, Zn, In, Sn |  |  | 801-10-5@9 |  | underground mine |  |  |  |  | ore material | drill core | underground mining tunnels and drill cores | mineral separate | [5 empty] | mineralisation |  |  |  | sphalerite, chalcopyrite, pyrrhotite, pyrite, arsenopyrite | [6 empty] | galena, bismuthinite, marcasite, iron oxides, pyroxene, actinolite, quartz | thin sections and polished blocks examined using optical microscope, BSE detector, and EDS prior to analysis | EMPA, LA-ICPMS | JEOL JXA-8230 electron probe microanalyzer; RESOlution-LR 193 nm ArF excimer laser ablation system coupled to an Agilent 7700x ICP-MS | Laboratory of Mineral Resources Research Center, Fuzhou University; Adelaide Microscopy, the University of Adelaide | EPMA point analysis: accelerating voltage 15 kV, beam current 20 nA, beam diameter ~5 μm; EPMA mapping: accelerating voltage 20 kV, working current 50 nA, dwell time ~10 ms; BSE imaging: accelerating voltage 20 kV, beam current 10 nA; LA-ICP-MS: energy density 3~3.5 J/cm2, spot sizes 29 to 51 μm, repetition rates 5 Hz (polished thin-section) and 10 Hz (polished blocks), ~30 s background acquisition, ~40 s sample data acquisition | STDGL3 (Danyushevsky et al. 2011) and GSD-1G (USGS) | 7.3 | [19 empty] | 3137 | [5 empty] | 0.11978 | [5 empty] | 1987 | [9 empty] | 46714 |  | 24.17 |  |  |  | 0.4 | [7 empty] | 433.4 | [13 empty] | 1559 | [15 empty] | 1.55 | [17 empty] | 2.23 | [9 empty] | 1384 | [35 empty] | CHN | Tibet
| Lawu |  | Magmatic hydrothermal | Skarn | Cu-Pb-Zn skarn | Cu, Pb, Zn | In, Sn | Cu, Pb, Zn, In, Sn |  |  | 801-10-5@10 |  | underground mine |  |  |  |  | ore material | drill core | underground mining tunnels and drill cores | mineral separate | [5 empty] | mineralisation |  |  |  | sphalerite, chalcopyrite, pyrrhotite, pyrite, arsenopyrite | [6 empty] | galena, bismuthinite, marcasite, iron oxides, pyroxene, actinolite, quartz | thin sections and polished blocks examined using optical microscope, BSE detector, and EDS prior to analysis | EMPA, LA-ICPMS | JEOL JXA-8230 electron probe microanalyzer; RESOlution-LR 193 nm ArF excimer laser ablation system coupled to an Agilent 7700x ICP-MS | Laboratory of Mineral Resources Research Center, Fuzhou University; Adelaide Microscopy, the University of Adelaide | EPMA point analysis: accelerating voltage 15 kV, beam current 20 nA, beam diameter ~5 μm; EPMA mapping: accelerating voltage 20 kV, working current 50 nA, dwell time ~10 ms; BSE imaging: accelerating voltage 20 kV, beam current 10 nA; LA-ICP-MS: energy density 3~3.5 J/cm2, spot sizes 29 to 51 μm, repetition rates 5 Hz (polished thin-section) and 10 Hz (polished blocks), ~30 s background acquisition, ~40 s sample data acquisition | STDGL3 (Danyushevsky et al. 2011) and GSD-1G (USGS) | 2.9 | [19 empty] | 2836 | [5 empty] | 0.10872 | [5 empty] | 424 | [9 empty] | 41871 |  | 25.33 |  |  |  | 0.2 | [7 empty] | 268.1 | [13 empty] | 1434 | [15 empty] | 2.99 | [17 empty] | 4.49 | [9 empty] | 191.8 | [35 empty] | CHN | Tibet
| Lawu |  | Magmatic hydrothermal | Skarn | Cu-Pb-Zn skarn | Cu, Pb, Zn | In, Sn | Cu, Pb, Zn, In, Sn |  |  | 801-10-5@11 |  | underground mine |  |  |  |  | ore material | drill core | underground mining tunnels and drill cores | mineral separate | [5 empty] | mineralisation |  |  |  | sphalerite, chalcopyrite, pyrrhotite, pyrite, arsenopyrite | [6 empty] | galena, bismuthinite, marcasite, iron oxides, pyroxene, actinolite, quartz | thin sections and polished blocks examined using optical microscope, BSE detector, and EDS prior to analysis | EMPA, LA-ICPMS | JEOL JXA-8230 electron probe microanalyzer; RESOlution-LR 193 nm ArF excimer laser ablation system coupled to an Agilent 7700x ICP-MS | Laboratory of Mineral Resources Research Center, Fuzhou University; Adelaide Microscopy, the University of Adelaide | EPMA point analysis: accelerating voltage 15 kV, beam current 20 nA, beam diameter ~5 μm; EPMA mapping: accelerating voltage 20 kV, working current 50 nA, dwell time ~10 ms; BSE imaging: accelerating voltage 20 kV, beam current 10 nA; LA-ICP-MS: energy density 3~3.5 J/cm2, spot sizes 29 to 51 μm, repetition rates 5 Hz (polished thin-section) and 10 Hz (polished blocks), ~30 s background acquisition, ~40 s sample data acquisition | STDGL3 (Danyushevsky et al. 2011) and GSD-1G (USGS) | 1.9 | [19 empty] | 2645 | [5 empty] | 0.10446 | [5 empty] | 600 | [9 empty] | 38800 |  | 18.83 |  |  |  | 0.3 | [7 empty] | 247 | [13 empty] | 1207 | [15 empty] | 0.58 | [17 empty] | 0 | [9 empty] | 264.4 | [35 empty] | CHN | Tibet
| Lawu |  | Magmatic hydrothermal | Skarn | Cu-Pb-Zn skarn | Cu, Pb, Zn | In, Sn | Cu, Pb, Zn, In, Sn |  |  | 801-10-5@12 |  | underground mine |  |  |  |  | ore material | drill core | underground mining tunnels and drill cores | mineral separate | [5 empty] | mineralisation |  |  |  | sphalerite, chalcopyrite, pyrrhotite, pyrite, arsenopyrite | [6 empty] | galena, bismuthinite, marcasite, iron oxides, pyroxene, actinolite, quartz | thin sections and polished blocks examined using optical microscope, BSE detector, and EDS prior to analysis | EMPA, LA-ICPMS | JEOL JXA-8230 electron probe microanalyzer; RESOlution-LR 193 nm ArF excimer laser ablation system coupled to an Agilent 7700x ICP-MS | Laboratory of Mineral Resources Research Center, Fuzhou University; Adelaide Microscopy, the University of Adelaide | EPMA point analysis: accelerating voltage 15 kV, beam current 20 nA, beam diameter ~5 μm; EPMA mapping: accelerating voltage 20 kV, working current 50 nA, dwell time ~10 ms; BSE imaging: accelerating voltage 20 kV, beam current 10 nA; LA-ICP-MS: energy density 3~3.5 J/cm2, spot sizes 29 to 51 μm, repetition rates 5 Hz (polished thin-section) and 10 Hz (polished blocks), ~30 s background acquisition, ~40 s sample data acquisition | STDGL3 (Danyushevsky et al. 2011) and GSD-1G (USGS) | 2.1 | [19 empty] | 3388 | [5 empty] | 0.10788 | [5 empty] | 330 | [9 empty] | 51104 |  | 21.49 |  |  |  | 0.1 | [7 empty] | 282.8 | [13 empty] | 1698 | [15 empty] | 3.16 | [17 empty] | 1.11 | [9 empty] | 86.7 | [35 empty] | CHN | Tibet
| Lawu |  | Magmatic hydrothermal | Skarn | Cu-Pb-Zn skarn | Cu, Pb, Zn | In, Sn | Cu, Pb, Zn, In, Sn |  |  | 801-10-5@13 |  | underground mine |  |  |  |  | ore material | drill core | underground mining tunnels and drill cores | mineral separate | [5 empty] | mineralisation |  |  |  | sphalerite, chalcopyrite, pyrrhotite, pyrite, arsenopyrite | [6 empty] | galena, bismuthinite, marcasite, iron oxides, pyroxene, actinolite, quartz | thin sections and polished blocks examined using optical microscope, BSE detector, and EDS prior to analysis | EMPA, LA-ICPMS | JEOL JXA-8230 electron probe microanalyzer; RESOlution-LR 193 nm ArF excimer laser ablation system coupled to an Agilent 7700x ICP-MS | Laboratory of Mineral Resources Research Center, Fuzhou University; Adelaide Microscopy, the University of Adelaide | EPMA point analysis: accelerating voltage 15 kV, beam current 20 nA, beam diameter ~5 μm; EPMA mapping: accelerating voltage 20 kV, working current 50 nA, dwell time ~10 ms; BSE imaging: accelerating voltage 20 kV, beam current 10 nA; LA-ICP-MS: energy density 3~3.5 J/cm2, spot sizes 29 to 51 μm, repetition rates 5 Hz (polished thin-section) and 10 Hz (polished blocks), ~30 s background acquisition, ~40 s sample data acquisition | STDGL3 (Danyushevsky et al. 2011) and GSD-1G (USGS) | 1.9 | [19 empty] | 3528 | [5 empty] | 0.10731 | [5 empty] | 280 | [9 empty] | 52597 |  | 18.29 |  |  |  | 0.2 | [7 empty] | 242.3 | [13 empty] | 1749 | [15 empty] | 2.03 | [17 empty] | 0.88 | [9 empty] | 87.4 | [35 empty] | CHN | Tibet
| Lawu |  | Magmatic hydrothermal | Skarn | Cu-Pb-Zn skarn | Cu, Pb, Zn | In, Sn | Cu, Pb, Zn, In, Sn |  |  | 801-10-5@14 |  | underground mine |  |  |  |  | ore material | drill core | underground mining tunnels and drill cores | mineral separate | [5 empty] | mineralisation |  |  |  | sphalerite, chalcopyrite, pyrrhotite, pyrite, arsenopyrite | [6 empty] | galena, bismuthinite, marcasite, iron oxides, pyroxene, actinolite, quartz | thin sections and polished blocks examined using optical microscope, BSE detector, and EDS prior to analysis | EMPA, LA-ICPMS | JEOL JXA-8230 electron probe microanalyzer; RESOlution-LR 193 nm ArF excimer laser ablation system coupled to an Agilent 7700x ICP-MS | Laboratory of Mineral Resources Research Center, Fuzhou University; Adelaide Microscopy, the University of Adelaide | EPMA point analysis: accelerating voltage 15 kV, beam current 20 nA, beam diameter ~5 μm; EPMA mapping: accelerating voltage 20 kV, working current 50 nA, dwell time ~10 ms; BSE imaging: accelerating voltage 20 kV, beam current 10 nA; LA-ICP-MS: energy density 3~3.5 J/cm2, spot sizes 29 to 51 μm, repetition rates 5 Hz (polished thin-section) and 10 Hz (polished blocks), ~30 s background acquisition, ~40 s sample data acquisition | STDGL3 (Danyushevsky et al. 2011) and GSD-1G (USGS) | 3.7 | [19 empty] | 2939 | [5 empty] | 0.10399 | [5 empty] | 303 | [9 empty] | 43444 |  | 16.81 |  |  |  | 0.2 | [7 empty] | 210.7 | [13 empty] | 1475 | [15 empty] | 5.55 | [17 empty] | 8.35 | [9 empty] | 69.1 | [35 empty] | CHN | Tibet
| Lawu |  | Magmatic hydrothermal | Skarn | Cu-Pb-Zn skarn | Cu, Pb, Zn | In, Sn | Cu, Pb, Zn, In, Sn |  |  | 801-10-5@15 |  | underground mine |  |  |  |  | ore material | drill core | underground mining tunnels and drill cores | mineral separate | [5 empty] | mineralisation |  |  |  | sphalerite, chalcopyrite, pyrrhotite, pyrite, arsenopyrite | [6 empty] | galena, bismuthinite, marcasite, iron oxides, pyroxene, actinolite, quartz | thin sections and polished blocks examined using optical microscope, BSE detector, and EDS prior to analysis | EMPA, LA-ICPMS | JEOL JXA-8230 electron probe microanalyzer; RESOlution-LR 193 nm ArF excimer laser ablation system coupled to an Agilent 7700x ICP-MS | Laboratory of Mineral Resources Research Center, Fuzhou University; Adelaide Microscopy, the University of Adelaide | EPMA point analysis: accelerating voltage 15 kV, beam current 20 nA, beam diameter ~5 μm; EPMA mapping: accelerating voltage 20 kV, working current 50 nA, dwell time ~10 ms; BSE imaging: accelerating voltage 20 kV, beam current 10 nA; LA-ICP-MS: energy density 3~3.5 J/cm2, spot sizes 29 to 51 μm, repetition rates 5 Hz (polished thin-section) and 10 Hz (polished blocks), ~30 s background acquisition, ~40 s sample data acquisition | STDGL3 (Danyushevsky et al. 2011) and GSD-1G (USGS) | 4.3 | [19 empty] | 3122 | [5 empty] | 0.10286 | [5 empty] | 697 | [9 empty] | 45444 |  | 26.85 |  |  |  | 0.2 | [7 empty] | 256.9 | [13 empty] | 1397 | [15 empty] | 3.06 | [17 empty] | 11.01 | [9 empty] | 307.1 | [35 empty] | CHN | Tibet
| Lawu |  | Magmatic hydrothermal | Skarn | Cu-Pb-Zn skarn | Cu, Pb, Zn | In, Sn | Cu, Pb, Zn, In, Sn |  |  | 801-10-5@16 |  | underground mine |  |  |  |  | ore material | drill core | underground mining tunnels and drill cores | mineral separate | [5 empty] | mineralisation |  |  |  | sphalerite, chalcopyrite, pyrrhotite, pyrite, arsenopyrite | [6 empty] | galena, bismuthinite, marcasite, iron oxides, pyroxene, actinolite, quartz | thin sections and polished blocks examined using optical microscope, BSE detector, and EDS prior to analysis | EMPA, LA-ICPMS | JEOL JXA-8230 electron probe microanalyzer; RESOlution-LR 193 nm ArF excimer laser ablation system coupled to an Agilent 7700x ICP-MS | Laboratory of Mineral Resources Research Center, Fuzhou University; Adelaide Microscopy, the University of Adelaide | EPMA point analysis: accelerating voltage 15 kV, beam current 20 nA, beam diameter ~5 μm; EPMA mapping: accelerating voltage 20 kV, working current 50 nA, dwell time ~10 ms; BSE imaging: accelerating voltage 20 kV, beam current 10 nA; LA-ICP-MS: energy density 3~3.5 J/cm2, spot sizes 29 to 51 μm, repetition rates 5 Hz (polished thin-section) and 10 Hz (polished blocks), ~30 s background acquisition, ~40 s sample data acquisition | STDGL3 (Danyushevsky et al. 2011) and GSD-1G (USGS) | 2 | [19 empty] | 3055 | [5 empty] | 0.11463 | [5 empty] | 330 | [9 empty] | 45412 |  | 14.12 |  |  |  | 0.3 | [7 empty] | 248 | [13 empty] | 1518 | [15 empty] | 5.74 | [17 empty] | 1.81 | [9 empty] | 72.5 | [35 empty] | CHN | Tibet
| Lawu |  | Magmatic hydrothermal | Skarn | Cu-Pb-Zn skarn | Cu, Pb, Zn | In, Sn | Cu, Pb, Zn, In, Sn |  |  | 801-10-5@17 |  | underground mine |  |  |  |  | ore material | drill core | underground mining tunnels and drill cores | mineral separate | [5 empty] | mineralisation |  |  |  | sphalerite, chalcopyrite, pyrrhotite, pyrite, arsenopyrite | [6 empty] | galena, bismuthinite, marcasite, iron oxides, pyroxene, actinolite, quartz | thin sections and polished blocks examined using optical microscope, BSE detector, and EDS prior to analysis | EMPA, LA-ICPMS | JEOL JXA-8230 electron probe microanalyzer; RESOlution-LR 193 nm ArF excimer laser ablation system coupled to an Agilent 7700x ICP-MS | Laboratory of Mineral Resources Research Center, Fuzhou University; Adelaide Microscopy, the University of Adelaide | EPMA point analysis: accelerating voltage 15 kV, beam current 20 nA, beam diameter ~5 μm; EPMA mapping: accelerating voltage 20 kV, working current 50 nA, dwell time ~10 ms; BSE imaging: accelerating voltage 20 kV, beam current 10 nA; LA-ICP-MS: energy density 3~3.5 J/cm2, spot sizes 29 to 51 μm, repetition rates 5 Hz (polished thin-section) and 10 Hz (polished blocks), ~30 s background acquisition, ~40 s sample data acquisition | STDGL3 (Danyushevsky et al. 2011) and GSD-1G (USGS) | 1.8 | [19 empty] | 3240 | [5 empty] | 0.095686 | [5 empty] | 411 | [9 empty] | 47134 |  | 22.16 |  |  |  | 0.2 | [7 empty] | 238.9 | [13 empty] | 1483 | [15 empty] | 0.32 | [17 empty] | 1.65 | [9 empty] | 103.6 | [35 empty] | CHN | Tibet
| Lawu |  | Magmatic hydrothermal | Skarn | Cu-Pb-Zn skarn | Cu, Pb, Zn | In, Sn | Cu, Pb, Zn, In, Sn |  |  | 801-10-5@18 |  | underground mine |  |  |  |  | ore material | drill core | underground mining tunnels and drill cores | mineral separate | [5 empty] | mineralisation |  |  |  | sphalerite, chalcopyrite, pyrrhotite, pyrite, arsenopyrite | [6 empty] | galena, bismuthinite, marcasite, iron oxides, pyroxene, actinolite, quartz | thin sections and polished blocks examined using optical microscope, BSE detector, and EDS prior to analysis | EMPA, LA-ICPMS | JEOL JXA-8230 electron probe microanalyzer; RESOlution-LR 193 nm ArF excimer laser ablation system coupled to an Agilent 7700x ICP-MS | Laboratory of Mineral Resources Research Center, Fuzhou University; Adelaide Microscopy, the University of Adelaide | EPMA point analysis: accelerating voltage 15 kV, beam current 20 nA, beam diameter ~5 μm; EPMA mapping: accelerating voltage 20 kV, working current 50 nA, dwell time ~10 ms; BSE imaging: accelerating voltage 20 kV, beam current 10 nA; LA-ICP-MS: energy density 3~3.5 J/cm2, spot sizes 29 to 51 μm, repetition rates 5 Hz (polished thin-section) and 10 Hz (polished blocks), ~30 s background acquisition, ~40 s sample data acquisition | STDGL3 (Danyushevsky et al. 2011) and GSD-1G (USGS) | 2.3 | [19 empty] | 2933 | [5 empty] | 0.11235 | [5 empty] | 581 | [9 empty] | 42082 |  | 32.17 |  |  |  | 0.3 | [7 empty] | 289.1 | [13 empty] | 1403 | [15 empty] | 0.14 | [17 empty] | 0 | [9 empty] | 227 | [35 empty] | CHN | Tibet
| Lawu |  | Magmatic hydrothermal | Skarn | Cu-Pb-Zn skarn | Cu, Pb, Zn | In, Sn | Cu, Pb, Zn, In, Sn |  |  | 801-10-5@19 |  | underground mine |  |  |  |  | ore material | drill core | underground mining tunnels and drill cores | mineral separate | [5 empty] | mineralisation |  |  |  | sphalerite, chalcopyrite, pyrrhotite, pyrite, arsenopyrite | [6 empty] | galena, bismuthinite, marcasite, iron oxides, pyroxene, actinolite, quartz | thin sections and polished blocks examined using optical microscope, BSE detector, and EDS prior to analysis | EMPA, LA-ICPMS | JEOL JXA-8230 electron probe microanalyzer; RESOlution-LR 193 nm ArF excimer laser ablation system coupled to an Agilent 7700x ICP-MS | Laboratory of Mineral Resources Research Center, Fuzhou University; Adelaide Microscopy, the University of Adelaide | EPMA point analysis: accelerating voltage 15 kV, beam current 20 nA, beam diameter ~5 μm; EPMA mapping: accelerating voltage 20 kV, working current 50 nA, dwell time ~10 ms; BSE imaging: accelerating voltage 20 kV, beam current 10 nA; LA-ICP-MS: energy density 3~3.5 J/cm2, spot sizes 29 to 51 μm, repetition rates 5 Hz (polished thin-section) and 10 Hz (polished blocks), ~30 s background acquisition, ~40 s sample data acquisition | STDGL3 (Danyushevsky et al. 2011) and GSD-1G (USGS) | 5.2 | [19 empty] | 2734 | [5 empty] | 0.094909 | [5 empty] | 3189 | [9 empty] | 39766 |  | 25.88 |  |  |  | 0.3 | [7 empty] | 367.8 | [13 empty] | 1227 | [15 empty] | 96.4 | [17 empty] | 10.58 | [9 empty] | 527.9 | [35 empty] | CHN | Tibet
| Lawu |  | Magmatic hydrothermal | Skarn | Cu-Pb-Zn skarn | Cu, Pb, Zn | In, Sn | Cu, Pb, Zn, In, Sn |  |  | 801-10-5@20 |  | underground mine |  |  |  |  | ore material | drill core | underground mining tunnels and drill cores | mineral separate | [5 empty] | mineralisation |  |  |  | sphalerite, chalcopyrite, pyrrhotite, pyrite, arsenopyrite | [6 empty] | galena, bismuthinite, marcasite, iron oxides, pyroxene, actinolite, quartz | thin sections and polished blocks examined using optical microscope, BSE detector, and EDS prior to analysis | EMPA, LA-ICPMS | JEOL JXA-8230 electron probe microanalyzer; RESOlution-LR 193 nm ArF excimer laser ablation system coupled to an Agilent 7700x ICP-MS | Laboratory of Mineral Resources Research Center, Fuzhou University; Adelaide Microscopy, the University of Adelaide | EPMA point analysis: accelerating voltage 15 kV, beam current 20 nA, beam diameter ~5 μm; EPMA mapping: accelerating voltage 20 kV, working current 50 nA, dwell time ~10 ms; BSE imaging: accelerating voltage 20 kV, beam current 10 nA; LA-ICP-MS: energy density 3~3.5 J/cm2, spot sizes 29 to 51 μm, repetition rates 5 Hz (polished thin-section) and 10 Hz (polished blocks), ~30 s background acquisition, ~40 s sample data acquisition | STDGL3 (Danyushevsky et al. 2011) and GSD-1G (USGS) | 2.7 | [19 empty] | 3095 | [5 empty] | 0.105 | [5 empty] | 565 | [9 empty] | 44972 |  | 30.68 |  |  |  | 0.5 | [7 empty] | 444.8 | [13 empty] | 1532 | [15 empty] | 0.09 | [17 empty] | 0 | [9 empty] | 167.6 | [35 empty] | CHN | Tibet
| Lawu |  | Magmatic hydrothermal | Skarn | Cu-Pb-Zn skarn | Cu, Pb, Zn | In, Sn | Cu, Pb, Zn, In, Sn |  |  | 801-10-5@21 |  | underground mine |  |  |  |  | ore material | drill core | underground mining tunnels and drill cores | mineral separate | [5 empty] | mineralisation |  |  |  | sphalerite, chalcopyrite, pyrrhotite, pyrite, arsenopyrite | [6 empty] | galena, bismuthinite, marcasite, iron oxides, pyroxene, actinolite, quartz | thin sections and polished blocks examined using optical microscope, BSE detector, and EDS prior to analysis | EMPA, LA-ICPMS | JEOL JXA-8230 electron probe microanalyzer; RESOlution-LR 193 nm ArF excimer laser ablation system coupled to an Agilent 7700x ICP-MS | Laboratory of Mineral Resources Research Center, Fuzhou University; Adelaide Microscopy, the University of Adelaide | EPMA point analysis: accelerating voltage 15 kV, beam current 20 nA, beam diameter ~5 μm; EPMA mapping: accelerating voltage 20 kV, working current 50 nA, dwell time ~10 ms; BSE imaging: accelerating voltage 20 kV, beam current 10 nA; LA-ICP-MS: energy density 3~3.5 J/cm2, spot sizes 29 to 51 μm, repetition rates 5 Hz (polished thin-section) and 10 Hz (polished blocks), ~30 s background acquisition, ~40 s sample data acquisition | STDGL3 (Danyushevsky et al. 2011) and GSD-1G (USGS) | 3.4 | [19 empty] | 2705 | [5 empty] | 0.10551 | [5 empty] | 802 | [9 empty] | 39996 |  | 21.12 |  |  |  | 0.4 | [7 empty] | 412.2 | [13 empty] | 1309 | [15 empty] | 9.89 | [17 empty] | 4.08 | [9 empty] | 174.2 | [35 empty] | CHN | Tibet
| Lawu |  | Magmatic hydrothermal | Skarn | Cu-Pb-Zn skarn | Cu, Pb, Zn | In, Sn | Cu, Pb, Zn, In, Sn |  |  | 801-10-5@22 |  | underground mine |  |  |  |  | ore material | drill core | underground mining tunnels and drill cores | mineral separate | [5 empty] | mineralisation |  |  |  | sphalerite, chalcopyrite, pyrrhotite, pyrite, arsenopyrite | [6 empty] | galena, bismuthinite, marcasite, iron oxides, pyroxene, actinolite, quartz | thin sections and polished blocks examined using optical microscope, BSE detector, and EDS prior to analysis | EMPA, LA-ICPMS | JEOL JXA-8230 electron probe microanalyzer; RESOlution-LR 193 nm ArF excimer laser ablation system coupled to an Agilent 7700x ICP-MS | Laboratory of Mineral Resources Research Center, Fuzhou University; Adelaide Microscopy, the University of Adelaide | EPMA point analysis: accelerating voltage 15 kV, beam current 20 nA, beam diameter ~5 μm; EPMA mapping: accelerating voltage 20 kV, working current 50 nA, dwell time ~10 ms; BSE imaging: accelerating voltage 20 kV, beam current 10 nA; LA-ICP-MS: energy density 3~3.5 J/cm2, spot sizes 29 to 51 μm, repetition rates 5 Hz (polished thin-section) and 10 Hz (polished blocks), ~30 s background acquisition, ~40 s sample data acquisition | STDGL3 (Danyushevsky et al. 2011) and GSD-1G (USGS) | 2.4 | [19 empty] | 2913 | [5 empty] | 0.096642 | [5 empty] | 373 | [9 empty] | 41706 |  | 29.79 |  |  |  | 0.4 | [7 empty] | 221.4 | [13 empty] | 1408 | [15 empty] | 5.57 | [17 empty] | 4.47 | [9 empty] | 77.8 | [35 empty] | CHN | Tibet
| Lawu |  | Magmatic hydrothermal | Skarn | Cu-Pb-Zn skarn | Cu, Pb, Zn | In, Sn | Cu, Pb, Zn, In, Sn |  |  | 801-10-5@23 |  | underground mine |  |  |  |  | ore material | drill core | underground mining tunnels and drill cores | mineral separate | [5 empty] | mineralisation |  |  |  | sphalerite, chalcopyrite, pyrrhotite, pyrite, arsenopyrite | [6 empty] | galena, bismuthinite, marcasite, iron oxides, pyroxene, actinolite, quartz | thin sections and polished blocks examined using optical microscope, BSE detector, and EDS prior to analysis | EMPA, LA-ICPMS | JEOL JXA-8230 electron probe microanalyzer; RESOlution-LR 193 nm ArF excimer laser ablation system coupled to an Agilent 7700x ICP-MS | Laboratory of Mineral Resources Research Center, Fuzhou University; Adelaide Microscopy, the University of Adelaide | EPMA point analysis: accelerating voltage 15 kV, beam current 20 nA, beam diameter ~5 μm; EPMA mapping: accelerating voltage 20 kV, working current 50 nA, dwell time ~10 ms; BSE imaging: accelerating voltage 20 kV, beam current 10 nA; LA-ICP-MS: energy density 3~3.5 J/cm2, spot sizes 29 to 51 μm, repetition rates 5 Hz (polished thin-section) and 10 Hz (polished blocks), ~30 s background acquisition, ~40 s sample data acquisition | STDGL3 (Danyushevsky et al. 2011) and GSD-1G (USGS) | 1.4 | [19 empty] | 3028 | [5 empty] | 0.11487 | [5 empty] | 323 | [9 empty] | 43858 |  | 13.73 |  |  |  | 0.1 | [7 empty] | 265.9 | [13 empty] | 1355 | [15 empty] | 0.13 | [17 empty] | 0 | [9 empty] | 79.1 | [35 empty] | CHN | Tibet
| Lawu |  | Magmatic hydrothermal | Skarn | Cu-Pb-Zn skarn | Cu, Pb, Zn | In, Sn | Cu, Pb, Zn, In, Sn |  |  | 801-10-8@1 |  | underground mine |  |  |  |  | ore material | drill core | underground mining tunnels and drill cores | mineral separate | [5 empty] | mineralisation |  |  |  | sphalerite, chalcopyrite, pyrrhotite, pyrite, arsenopyrite | [6 empty] | galena, bismuthinite, marcasite, iron oxides, pyroxene, actinolite, quartz | thin sections and polished blocks examined using optical microscope, BSE detector, and EDS prior to analysis | EMPA, LA-ICPMS | JEOL JXA-8230 electron probe microanalyzer; RESOlution-LR 193 nm ArF excimer laser ablation system coupled to an Agilent 7700x ICP-MS | Laboratory of Mineral Resources Research Center, Fuzhou University; Adelaide Microscopy, the University of Adelaide | EPMA point analysis: accelerating voltage 15 kV, beam current 20 nA, beam diameter ~5 μm; EPMA mapping: accelerating voltage 20 kV, working current 50 nA, dwell time ~10 ms; BSE imaging: accelerating voltage 20 kV, beam current 10 nA; LA-ICP-MS: energy density 3~3.5 J/cm2, spot sizes 29 to 51 μm, repetition rates 5 Hz (polished thin-section) and 10 Hz (polished blocks), ~30 s background acquisition, ~40 s sample data acquisition | STDGL3 (Danyushevsky et al. 2011) and GSD-1G (USGS) | 4.2 | [19 empty] | 3301 | [5 empty] | 0.11625 | [5 empty] | 482 | [9 empty] | 49293 |  | 22.47 |  |  |  | 0.7 | [7 empty] | 383.9 | [13 empty] | 1400 | [15 empty] | 15.72 | [17 empty] | 5.81 | [9 empty] | 91.1 | [35 empty] | CHN | Tibet
| Lawu |  | Magmatic hydrothermal | Skarn | Cu-Pb-Zn skarn | Cu, Pb, Zn | In, Sn | Cu, Pb, Zn, In, Sn |  |  | 801-10-8@2 |  | underground mine |  |  |  |  | ore material | drill core | underground mining tunnels and drill cores | mineral separate | [5 empty] | mineralisation |  |  |  | sphalerite, chalcopyrite, pyrrhotite, pyrite, arsenopyrite | [6 empty] | galena, bismuthinite, marcasite, iron oxides, pyroxene, actinolite, quartz | thin sections and polished blocks examined using optical microscope, BSE detector, and EDS prior to analysis | EMPA, LA-ICPMS | JEOL JXA-8230 electron probe microanalyzer; RESOlution-LR 193 nm ArF excimer laser ablation system coupled to an Agilent 7700x ICP-MS | Laboratory of Mineral Resources Research Center, Fuzhou University; Adelaide Microscopy, the University of Adelaide | EPMA point analysis: accelerating voltage 15 kV, beam current 20 nA, beam diameter ~5 μm; EPMA mapping: accelerating voltage 20 kV, working current 50 nA, dwell time ~10 ms; BSE imaging: accelerating voltage 20 kV, beam current 10 nA; LA-ICP-MS: energy density 3~3.5 J/cm2, spot sizes 29 to 51 μm, repetition rates 5 Hz (polished thin-section) and 10 Hz (polished blocks), ~30 s background acquisition, ~40 s sample data acquisition | STDGL3 (Danyushevsky et al. 2011) and GSD-1G (USGS) | 3.6 | [19 empty] | 3582 | [5 empty] | 0.11019 | [5 empty] | 827 | [9 empty] | 52970 |  | 27.94 |  |  |  | 0.8 | [7 empty] | 391.2 | [13 empty] | 1671 | [15 empty] | 4.36 | [17 empty] | 4.37 | [9 empty] | 414.8 | [35 empty] | CHN | Tibet
| Lawu |  | Magmatic hydrothermal | Skarn | Cu-Pb-Zn skarn | Cu, Pb, Zn | In, Sn | Cu, Pb, Zn, In, Sn |  |  | 801-10-8@3 |  | underground mine |  |  |  |  | ore material | drill core | underground mining tunnels and drill cores | mineral separate | [5 empty] | mineralisation |  |  |  | sphalerite, chalcopyrite, pyrrhotite, pyrite, arsenopyrite | [6 empty] | galena, bismuthinite, marcasite, iron oxides, pyroxene, actinolite, quartz | thin sections and polished blocks examined using optical microscope, BSE detector, and EDS prior to analysis | EMPA, LA-ICPMS | JEOL JXA-8230 electron probe microanalyzer; RESOlution-LR 193 nm ArF excimer laser ablation system coupled to an Agilent 7700x ICP-MS | Laboratory of Mineral Resources Research Center, Fuzhou University; Adelaide Microscopy, the University of Adelaide | EPMA point analysis: accelerating voltage 15 kV, beam current 20 nA, beam diameter ~5 μm; EPMA mapping: accelerating voltage 20 kV, working current 50 nA, dwell time ~10 ms; BSE imaging: accelerating voltage 20 kV, beam current 10 nA; LA-ICP-MS: energy density 3~3.5 J/cm2, spot sizes 29 to 51 μm, repetition rates 5 Hz (polished thin-section) and 10 Hz (polished blocks), ~30 s background acquisition, ~40 s sample data acquisition | STDGL3 (Danyushevsky et al. 2011) and GSD-1G (USGS) | 2 | [19 empty] | 3459 | [5 empty] | 0.10432 | [5 empty] | 429 | [9 empty] | 51437 |  | 15.93 |  |  |  | 0.1 | [7 empty] | 424.7 | [13 empty] | 1618 | [15 empty] | 1.19 | [17 empty] | 2.77 | [9 empty] | 80.4 | [35 empty] | CHN | Tibet
| Lawu |  | Magmatic hydrothermal | Skarn | Cu-Pb-Zn skarn | Cu, Pb, Zn | In, Sn | Cu, Pb, Zn, In, Sn |  |  | 801-10-8@4 |  | underground mine |  |  |  |  | ore material | drill core | underground mining tunnels and drill cores | mineral separate | [5 empty] | mineralisation |  |  |  | sphalerite, chalcopyrite, pyrrhotite, pyrite, arsenopyrite | [6 empty] | galena, bismuthinite, marcasite, iron oxides, pyroxene, actinolite, quartz | thin sections and polished blocks examined using optical microscope, BSE detector, and EDS prior to analysis | EMPA, LA-ICPMS | JEOL JXA-8230 electron probe microanalyzer; RESOlution-LR 193 nm ArF excimer laser ablation system coupled to an Agilent 7700x ICP-MS | Laboratory of Mineral Resources Research Center, Fuzhou University; Adelaide Microscopy, the University of Adelaide | EPMA point analysis: accelerating voltage 15 kV, beam current 20 nA, beam diameter ~5 μm; EPMA mapping: accelerating voltage 20 kV, working current 50 nA, dwell time ~10 ms; BSE imaging: accelerating voltage 20 kV, beam current 10 nA; LA-ICP-MS: energy density 3~3.5 J/cm2, spot sizes 29 to 51 μm, repetition rates 5 Hz (polished thin-section) and 10 Hz (polished blocks), ~30 s background acquisition, ~40 s sample data acquisition | STDGL3 (Danyushevsky et al. 2011) and GSD-1G (USGS) | 3.3 | [19 empty] | 3205 | [5 empty] | 0.10713 | [5 empty] | 1036 | [9 empty] | 46723 |  | 33.37 |  |  |  | 0.4 | [7 empty] | 393.3 | [13 empty] | 1524 | [15 empty] | 0.98 | [17 empty] | 0 | [9 empty] | 475.1 | [35 empty] | CHN | Tibet
| Lawu |  | Magmatic hydrothermal | Skarn | Cu-Pb-Zn skarn | Cu, Pb, Zn | In, Sn | Cu, Pb, Zn, In, Sn |  |  | 801-10-8@5 |  | underground mine |  |  |  |  | ore material | drill core | underground mining tunnels and drill cores | mineral separate | [5 empty] | mineralisation |  |  |  | sphalerite, chalcopyrite, pyrrhotite, pyrite, arsenopyrite | [6 empty] | galena, bismuthinite, marcasite, iron oxides, pyroxene, actinolite, quartz | thin sections and polished blocks examined using optical microscope, BSE detector, and EDS prior to analysis | EMPA, LA-ICPMS | JEOL JXA-8230 electron probe microanalyzer; RESOlution-LR 193 nm ArF excimer laser ablation system coupled to an Agilent 7700x ICP-MS | Laboratory of Mineral Resources Research Center, Fuzhou University; Adelaide Microscopy, the University of Adelaide | EPMA point analysis: accelerating voltage 15 kV, beam current 20 nA, beam diameter ~5 μm; EPMA mapping: accelerating voltage 20 kV, working current 50 nA, dwell time ~10 ms; BSE imaging: accelerating voltage 20 kV, beam current 10 nA; LA-ICP-MS: energy density 3~3.5 J/cm2, spot sizes 29 to 51 μm, repetition rates 5 Hz (polished thin-section) and 10 Hz (polished blocks), ~30 s background acquisition, ~40 s sample data acquisition | STDGL3 (Danyushevsky et al. 2011) and GSD-1G (USGS) | 1.7 | [19 empty] | 2750 | [5 empty] | 0.10625 | [5 empty] | 574 | [9 empty] | 39751 |  | 28.93 |  |  |  | 0.1 | [7 empty] | 333.4 | [13 empty] | 1263 | [15 empty] | 1.25 | [17 empty] | 0 | [9 empty] | 201.4 | [35 empty] | CHN | Tibet
| Lawu |  | Magmatic hydrothermal | Skarn | Cu-Pb-Zn skarn | Cu, Pb, Zn | In, Sn | Cu, Pb, Zn, In, Sn |  |  | 801-10-8@6 |  | underground mine |  |  |  |  | ore material | drill core | underground mining tunnels and drill cores | mineral separate | [5 empty] | mineralisation |  |  |  | sphalerite, chalcopyrite, pyrrhotite, pyrite, arsenopyrite | [6 empty] | galena, bismuthinite, marcasite, iron oxides, pyroxene, actinolite, quartz | thin sections and polished blocks examined using optical microscope, BSE detector, and EDS prior to analysis | EMPA, LA-ICPMS | JEOL JXA-8230 electron probe microanalyzer; RESOlution-LR 193 nm ArF excimer laser ablation system coupled to an Agilent 7700x ICP-MS | Laboratory of Mineral Resources Research Center, Fuzhou University; Adelaide Microscopy, the University of Adelaide | EPMA point analysis: accelerating voltage 15 kV, beam current 20 nA, beam diameter ~5 μm; EPMA mapping: accelerating voltage 20 kV, working current 50 nA, dwell time ~10 ms; BSE imaging: accelerating voltage 20 kV, beam current 10 nA; LA-ICP-MS: energy density 3~3.5 J/cm2, spot sizes 29 to 51 μm, repetition rates 5 Hz (polished thin-section) and 10 Hz (polished blocks), ~30 s background acquisition, ~40 s sample data acquisition | STDGL3 (Danyushevsky et al. 2011) and GSD-1G (USGS) | 2.5 | [19 empty] | 2592 | [5 empty] | 0.10627 | [5 empty] | 714 | [9 empty] | 37425 |  | 26.55 |  |  |  | 0.4 | [7 empty] | 330.3 | [13 empty] | 1074 | [15 empty] | 5.33 | [17 empty] | 1.86 | [9 empty] | 216 | [35 empty] | CHN | Tibet
| Lawu |  | Magmatic hydrothermal | Skarn | Cu-Pb-Zn skarn | Cu, Pb, Zn | In, Sn | Cu, Pb, Zn, In, Sn |  |  | 801-10-9@1 |  | underground mine |  |  |  |  | ore material | drill core | underground mining tunnels and drill cores | mineral separate | [5 empty] | mineralisation |  |  |  | sphalerite, chalcopyrite, pyrrhotite, pyrite, arsenopyrite | [6 empty] | galena, bismuthinite, marcasite, iron oxides, pyroxene, actinolite, quartz | thin sections and polished blocks examined using optical microscope, BSE detector, and EDS prior to analysis | EMPA, LA-ICPMS | JEOL JXA-8230 electron probe microanalyzer; RESOlution-LR 193 nm ArF excimer laser ablation system coupled to an Agilent 7700x ICP-MS | Laboratory of Mineral Resources Research Center, Fuzhou University; Adelaide Microscopy, the University of Adelaide | EPMA point analysis: accelerating voltage 15 kV, beam current 20 nA, beam diameter ~5 μm; EPMA mapping: accelerating voltage 20 kV, working current 50 nA, dwell time ~10 ms; BSE imaging: accelerating voltage 20 kV, beam current 10 nA; LA-ICP-MS: energy density 3~3.5 J/cm2, spot sizes 29 to 51 μm, repetition rates 5 Hz (polished thin-section) and 10 Hz (polished blocks), ~30 s background acquisition, ~40 s sample data acquisition | STDGL3 (Danyushevsky et al. 2011) and GSD-1G (USGS) | 3.4 | [19 empty] | 2762 | [5 empty] | 0.10398 | [5 empty] | 694 | [9 empty] | 40663 |  | 27.56 |  |  |  | 0.3 | [7 empty] | 557.2 | [13 empty] | 1163 | [15 empty] | 4.92 | [17 empty] | 2.64 | [9 empty] | 56.5 | [35 empty] | CHN | Tibet
| Lawu |  | Magmatic hydrothermal | Skarn | Cu-Pb-Zn skarn | Cu, Pb, Zn | In, Sn | Cu, Pb, Zn, In, Sn |  |  | 801-10-9@2 |  | underground mine |  |  |  |  | ore material | drill core | underground mining tunnels and drill cores | mineral separate | [5 empty] | mineralisation |  |  |  | sphalerite, chalcopyrite, pyrrhotite, pyrite, arsenopyrite | [6 empty] | galena, bismuthinite, marcasite, iron oxides, pyroxene, actinolite, quartz | thin sections and polished blocks examined using optical microscope, BSE detector, and EDS prior to analysis | EMPA, LA-ICPMS | JEOL JXA-8230 electron probe microanalyzer; RESOlution-LR 193 nm ArF excimer laser ablation system coupled to an Agilent 7700x ICP-MS | Laboratory of Mineral Resources Research Center, Fuzhou University; Adelaide Microscopy, the University of Adelaide | EPMA point analysis: accelerating voltage 15 kV, beam current 20 nA, beam diameter ~5 μm; EPMA mapping: accelerating voltage 20 kV, working current 50 nA, dwell time ~10 ms; BSE imaging: accelerating voltage 20 kV, beam current 10 nA; LA-ICP-MS: energy density 3~3.5 J/cm2, spot sizes 29 to 51 μm, repetition rates 5 Hz (polished thin-section) and 10 Hz (polished blocks), ~30 s background acquisition, ~40 s sample data acquisition | STDGL3 (Danyushevsky et al. 2011) and GSD-1G (USGS) | 3.2 | [19 empty] | 2969 | [5 empty] | 0.11355 | [5 empty] | 686 | [9 empty] | 42448 |  | 18.47 |  |  |  | 0.3 | [7 empty] | 594.4 | [13 empty] | 1163 | [15 empty] | 2.82 | [17 empty] | 6.7 | [9 empty] | 49.7 | [35 empty] | CHN | Tibet
| Lawu |  | Magmatic hydrothermal | Skarn | Cu-Pb-Zn skarn | Cu, Pb, Zn | In, Sn | Cu, Pb, Zn, In, Sn |  |  | 801-10-9@3 |  | underground mine |  |  |  |  | ore material | drill core | underground mining tunnels and drill cores | mineral separate | [5 empty] | mineralisation |  |  |  | sphalerite, chalcopyrite, pyrrhotite, pyrite, arsenopyrite | [6 empty] | galena, bismuthinite, marcasite, iron oxides, pyroxene, actinolite, quartz | thin sections and polished blocks examined using optical microscope, BSE detector, and EDS prior to analysis | EMPA, LA-ICPMS | JEOL JXA-8230 electron probe microanalyzer; RESOlution-LR 193 nm ArF excimer laser ablation system coupled to an Agilent 7700x ICP-MS | Laboratory of Mineral Resources Research Center, Fuzhou University; Adelaide Microscopy, the University of Adelaide | EPMA point analysis: accelerating voltage 15 kV, beam current 20 nA, beam diameter ~5 μm; EPMA mapping: accelerating voltage 20 kV, working current 50 nA, dwell time ~10 ms; BSE imaging: accelerating voltage 20 kV, beam current 10 nA; LA-ICP-MS: energy density 3~3.5 J/cm2, spot sizes 29 to 51 μm, repetition rates 5 Hz (polished thin-section) and 10 Hz (polished blocks), ~30 s background acquisition, ~40 s sample data acquisition | STDGL3 (Danyushevsky et al. 2011) and GSD-1G (USGS) | 1.8 | [19 empty] | 2895 | [5 empty] | 0.10756 | [5 empty] | 556 | [9 empty] | 41907 |  | 29.09 |  |  |  | 0.5 | [7 empty] | 481.4 | [13 empty] | 1145 | [15 empty] | 1.42 | [17 empty] | 0 | [9 empty] | 64.8 | [35 empty] | CHN | Tibet
| Lawu |  | Magmatic hydrothermal | Skarn | Cu-Pb-Zn skarn | Cu, Pb, Zn | In, Sn | Cu, Pb, Zn, In, Sn |  |  | 801-10-9@4 |  | underground mine |  |  |  |  | ore material | drill core | underground mining tunnels and drill cores | mineral separate | [5 empty] | mineralisation |  |  |  | sphalerite, chalcopyrite, pyrrhotite, pyrite, arsenopyrite | [6 empty] | galena, bismuthinite, marcasite, iron oxides, pyroxene, actinolite, quartz | thin sections and polished blocks examined using optical microscope, BSE detector, and EDS prior to analysis | EMPA, LA-ICPMS | JEOL JXA-8230 electron probe microanalyzer; RESOlution-LR 193 nm ArF excimer laser ablation system coupled to an Agilent 7700x ICP-MS | Laboratory of Mineral Resources Research Center, Fuzhou University; Adelaide Microscopy, the University of Adelaide | EPMA point analysis: accelerating voltage 15 kV, beam current 20 nA, beam diameter ~5 μm; EPMA mapping: accelerating voltage 20 kV, working current 50 nA, dwell time ~10 ms; BSE imaging: accelerating voltage 20 kV, beam current 10 nA; LA-ICP-MS: energy density 3~3.5 J/cm2, spot sizes 29 to 51 μm, repetition rates 5 Hz (polished thin-section) and 10 Hz (polished blocks), ~30 s background acquisition, ~40 s sample data acquisition | STDGL3 (Danyushevsky et al. 2011) and GSD-1G (USGS) | 4 | [19 empty] | 2528 | [5 empty] | 0.11185 | [5 empty] | 540 | [9 empty] | 37734 |  | 19.23 |  |  |  | 0.5 | [7 empty] | 449.4 | [13 empty] | 919 | [15 empty] | 9.88 | [17 empty] | 7.31 | [9 empty] | 54.6 | [35 empty] | CHN | Tibet
| Lawu |  | Magmatic hydrothermal | Skarn | Cu-Pb-Zn skarn | Cu, Pb, Zn | In, Sn | Cu, Pb, Zn, In, Sn |  |  | 815-12-6@1 |  | underground mine |  |  |  |  | ore material | drill core | underground mining tunnels and drill cores | mineral separate | [5 empty] | mineralisation |  |  |  | sphalerite, chalcopyrite, pyrrhotite, pyrite, arsenopyrite | [6 empty] | galena, bismuthinite, marcasite, iron oxides, pyroxene, actinolite, quartz | thin sections and polished blocks examined using optical microscope, BSE detector, and EDS prior to analysis | EMPA, LA-ICPMS | JEOL JXA-8230 electron probe microanalyzer; RESOlution-LR 193 nm ArF excimer laser ablation system coupled to an Agilent 7700x ICP-MS | Laboratory of Mineral Resources Research Center, Fuzhou University; Adelaide Microscopy, the University of Adelaide | EPMA point analysis: accelerating voltage 15 kV, beam current 20 nA, beam diameter ~5 μm; EPMA mapping: accelerating voltage 20 kV, working current 50 nA, dwell time ~10 ms; BSE imaging: accelerating voltage 20 kV, beam current 10 nA; LA-ICP-MS: energy density 3~3.5 J/cm2, spot sizes 29 to 51 μm, repetition rates 5 Hz (polished thin-section) and 10 Hz (polished blocks), ~30 s background acquisition, ~40 s sample data acquisition | STDGL3 (Danyushevsky et al. 2011) and GSD-1G (USGS) | 131.4 | [19 empty] | 4986 | [5 empty] | 0.11072 | [5 empty] | 2364 | [9 empty] | 3006 |  | 157.05 |  |  |  | 13 | [7 empty] | 120.6 | [13 empty] | 2394 | [15 empty] | 354.63 | [17 empty] | 206.37 | [9 empty] | 993.4 | [35 empty] | CHN | Tibet
| Lawu |  | Magmatic hydrothermal | Skarn | Cu-Pb-Zn skarn | Cu, Pb, Zn | In, Sn | Cu, Pb, Zn, In, Sn |  |  | 815-12-6@2 |  | underground mine |  |  |  |  | ore material | drill core | underground mining tunnels and drill cores | mineral separate | [5 empty] | mineralisation |  |  |  | sphalerite, chalcopyrite, pyrrhotite, pyrite, arsenopyrite | [6 empty] | galena, bismuthinite, marcasite, iron oxides, pyroxene, actinolite, quartz | thin sections and polished blocks examined using optical microscope, BSE detector, and EDS prior to analysis | EMPA, LA-ICPMS | JEOL JXA-8230 electron probe microanalyzer; RESOlution-LR 193 nm ArF excimer laser ablation system coupled to an Agilent 7700x ICP-MS | Laboratory of Mineral Resources Research Center, Fuzhou University; Adelaide Microscopy, the University of Adelaide | EPMA point analysis: accelerating voltage 15 kV, beam current 20 nA, beam diameter ~5 μm; EPMA mapping: accelerating voltage 20 kV, working current 50 nA, dwell time ~10 ms; BSE imaging: accelerating voltage 20 kV, beam current 10 nA; LA-ICP-MS: energy density 3~3.5 J/cm2, spot sizes 29 to 51 μm, repetition rates 5 Hz (polished thin-section) and 10 Hz (polished blocks), ~30 s background acquisition, ~40 s sample data acquisition | STDGL3 (Danyushevsky et al. 2011) and GSD-1G (USGS) | 59.6 | [19 empty] | 4853 | [5 empty] | 0.1067 | [5 empty] | 3480 | [9 empty] | 2534 |  | 60.33 |  |  |  | 4.2 | [7 empty] | 84.2 | [13 empty] | 2151 | [15 empty] | 17.8 | [17 empty] | 128.59 | [9 empty] | 2337.7 | [35 empty] | CHN | Tibet
| Lawu |  | Magmatic hydrothermal | Skarn | Cu-Pb-Zn skarn | Cu, Pb, Zn | In, Sn | Cu, Pb, Zn, In, Sn |  |  | 815-12-6@3 |  | underground mine |  |  |  |  | ore material | drill core | underground mining tunnels and drill cores | mineral separate | [5 empty] | mineralisation |  |  |  | sphalerite, chalcopyrite, pyrrhotite, pyrite, arsenopyrite | [6 empty] | galena, bismuthinite, marcasite, iron oxides, pyroxene, actinolite, quartz | thin sections and polished blocks examined using optical microscope, BSE detector, and EDS prior to analysis | EMPA, LA-ICPMS | JEOL JXA-8230 electron probe microanalyzer; RESOlution-LR 193 nm ArF excimer laser ablation system coupled to an Agilent 7700x ICP-MS | Laboratory of Mineral Resources Research Center, Fuzhou University; Adelaide Microscopy, the University of Adelaide | EPMA point analysis: accelerating voltage 15 kV, beam current 20 nA, beam diameter ~5 μm; EPMA mapping: accelerating voltage 20 kV, working current 50 nA, dwell time ~10 ms; BSE imaging: accelerating voltage 20 kV, beam current 10 nA; LA-ICP-MS: energy density 3~3.5 J/cm2, spot sizes 29 to 51 μm, repetition rates 5 Hz (polished thin-section) and 10 Hz (polished blocks), ~30 s background acquisition, ~40 s sample data acquisition | STDGL3 (Danyushevsky et al. 2011) and GSD-1G (USGS) | 74 | [19 empty] | 6197 | [5 empty] | 0.13184 | [5 empty] | 982 | [9 empty] | 660 |  | 18.06 |  |  |  | 25.7 | [7 empty] | 4.4 | [13 empty] | 2577 | [15 empty] | 15.96 | [17 empty] | 178.3 | [9 empty] | 185.9 | [35 empty] | CHN | Tibet
| Lawu |  | Magmatic hydrothermal | Skarn | Cu-Pb-Zn skarn | Cu, Pb, Zn | In, Sn | Cu, Pb, Zn, In, Sn |  |  | 815-12-6@4 |  | underground mine |  |  |  |  | ore material | drill core | underground mining tunnels and drill cores | mineral separate | [5 empty] | mineralisation |  |  |  | sphalerite, chalcopyrite, pyrrhotite, pyrite, arsenopyrite | [6 empty] | galena, bismuthinite, marcasite, iron oxides, pyroxene, actinolite, quartz | thin sections and polished blocks examined using optical microscope, BSE detector, and EDS prior to analysis | EMPA, LA-ICPMS | JEOL JXA-8230 electron probe microanalyzer; RESOlution-LR 193 nm ArF excimer laser ablation system coupled to an Agilent 7700x ICP-MS | Laboratory of Mineral Resources Research Center, Fuzhou University; Adelaide Microscopy, the University of Adelaide | EPMA point analysis: accelerating voltage 15 kV, beam current 20 nA, beam diameter ~5 μm; EPMA mapping: accelerating voltage 20 kV, working current 50 nA, dwell time ~10 ms; BSE imaging: accelerating voltage 20 kV, beam current 10 nA; LA-ICP-MS: energy density 3~3.5 J/cm2, spot sizes 29 to 51 μm, repetition rates 5 Hz (polished thin-section) and 10 Hz (polished blocks), ~30 s background acquisition, ~40 s sample data acquisition | STDGL3 (Danyushevsky et al. 2011) and GSD-1G (USGS) | 3.8 | [19 empty] | 4181 | [5 empty] | 0.12255 | [5 empty] | 690 | [9 empty] | 806 |  | 68.14 |  |  |  | 5.4 | [7 empty] | 92.3 | [13 empty] | 1398 | [15 empty] | 0.47 | [17 empty] | 4.49 | [9 empty] | 507.6 | [35 empty] | CHN | Tibet
| Lawu |  | Magmatic hydrothermal | Skarn | Cu-Pb-Zn skarn | Cu, Pb, Zn | In, Sn | Cu, Pb, Zn, In, Sn |  |  | 815-12-6@5 |  | underground mine |  |  |  |  | ore material | drill core | underground mining tunnels and drill cores | mineral separate | [5 empty] | mineralisation |  |  |  | sphalerite, chalcopyrite, pyrrhotite, pyrite, arsenopyrite | [6 empty] | galena, bismuthinite, marcasite, iron oxides, pyroxene, actinolite, quartz | thin sections and polished blocks examined using optical microscope, BSE detector, and EDS prior to analysis | EMPA, LA-ICPMS | JEOL JXA-8230 electron probe microanalyzer; RESOlution-LR 193 nm ArF excimer laser ablation system coupled to an Agilent 7700x ICP-MS | Laboratory of Mineral Resources Research Center, Fuzhou University; Adelaide Microscopy, the University of Adelaide | EPMA point analysis: accelerating voltage 15 kV, beam current 20 nA, beam diameter ~5 μm; EPMA mapping: accelerating voltage 20 kV, working current 50 nA, dwell time ~10 ms; BSE imaging: accelerating voltage 20 kV, beam current 10 nA; LA-ICP-MS: energy density 3~3.5 J/cm2, spot sizes 29 to 51 μm, repetition rates 5 Hz (polished thin-section) and 10 Hz (polished blocks), ~30 s background acquisition, ~40 s sample data acquisition | STDGL3 (Danyushevsky et al. 2011) and GSD-1G (USGS) | 23.8 | [19 empty] | 5472 | [5 empty] | 0.11999 | [5 empty] | 1002 | [9 empty] | 351 |  | 168.62 |  |  |  | 4.9 | [7 empty] | 32.5 | [13 empty] | 2057 | [15 empty] | 19.97 | [17 empty] | 78.78 | [9 empty] | 171.4 | [35 empty] | CHN | Tibet
| Lawu |  | Magmatic hydrothermal | Skarn | Cu-Pb-Zn skarn | Cu, Pb, Zn | In, Sn | Cu, Pb, Zn, In, Sn |  |  | 815-12-6@6 |  | underground mine |  |  |  |  | ore material | drill core | underground mining tunnels and drill cores | mineral separate | [5 empty] | mineralisation |  |  |  | sphalerite, chalcopyrite, pyrrhotite, pyrite, arsenopyrite | [6 empty] | galena, bismuthinite, marcasite, iron oxides, pyroxene, actinolite, quartz | thin sections and polished blocks examined using optical microscope, BSE detector, and EDS prior to analysis | EMPA, LA-ICPMS | JEOL JXA-8230 electron probe microanalyzer; RESOlution-LR 193 nm ArF excimer laser ablation system coupled to an Agilent 7700x ICP-MS | Laboratory of Mineral Resources Research Center, Fuzhou University; Adelaide Microscopy, the University of Adelaide | EPMA point analysis: accelerating voltage 15 kV, beam current 20 nA, beam diameter ~5 μm; EPMA mapping: accelerating voltage 20 kV, working current 50 nA, dwell time ~10 ms; BSE imaging: accelerating voltage 20 kV, beam current 10 nA; LA-ICP-MS: energy density 3~3.5 J/cm2, spot sizes 29 to 51 μm, repetition rates 5 Hz (polished thin-section) and 10 Hz (polished blocks), ~30 s background acquisition, ~40 s sample data acquisition | STDGL3 (Danyushevsky et al. 2011) and GSD-1G (USGS) | 17.2 | [19 empty] | 4435 | [5 empty] | 0.11382 | [5 empty] | 737 | [9 empty] | 1919 |  | 121.44 |  |  |  | 5.2 | [7 empty] | 12.6 | [13 empty] | 1427 | [15 empty] | 5.49 | [17 empty] | 38.89 | [9 empty] | 158 | [35 empty] | CHN | Tibet
| Lawu |  | Magmatic hydrothermal | Skarn | Cu-Pb-Zn skarn | Cu, Pb, Zn | In, Sn | Cu, Pb, Zn, In, Sn |  |  | 815-12-6@7 |  | underground mine |  |  |  |  | ore material | drill core | underground mining tunnels and drill cores | mineral separate | [5 empty] | mineralisation |  |  |  | sphalerite, chalcopyrite, pyrrhotite, pyrite, arsenopyrite | [6 empty] | galena, bismuthinite, marcasite, iron oxides, pyroxene, actinolite, quartz | thin sections and polished blocks examined using optical microscope, BSE detector, and EDS prior to analysis | EMPA, LA-ICPMS | JEOL JXA-8230 electron probe microanalyzer; RESOlution-LR 193 nm ArF excimer laser ablation system coupled to an Agilent 7700x ICP-MS | Laboratory of Mineral Resources Research Center, Fuzhou University; Adelaide Microscopy, the University of Adelaide | EPMA point analysis: accelerating voltage 15 kV, beam current 20 nA, beam diameter ~5 μm; EPMA mapping: accelerating voltage 20 kV, working current 50 nA, dwell time ~10 ms; BSE imaging: accelerating voltage 20 kV, beam current 10 nA; LA-ICP-MS: energy density 3~3.5 J/cm2, spot sizes 29 to 51 μm, repetition rates 5 Hz (polished thin-section) and 10 Hz (polished blocks), ~30 s background acquisition, ~40 s sample data acquisition | STDGL3 (Danyushevsky et al. 2011) and GSD-1G (USGS) | 95.2 | [19 empty] | 4574 | [5 empty] | 0.10717 | [5 empty] | 3368 | [9 empty] | 6725 |  | 184.52 |  |  |  | 30.5 | [7 empty] | 80.6 | [13 empty] | 1635 | [15 empty] | 16.88 | [17 empty] | 309.5 | [9 empty] | 606.2 | [35 empty] | CHN | Tibet
| Lawu |  | Magmatic hydrothermal | Skarn | Cu-Pb-Zn skarn | Cu, Pb, Zn | In, Sn | Cu, Pb, Zn, In, Sn |  |  | 815-12-6@8 |  | underground mine |  |  |  |  | ore material | drill core | underground mining tunnels and drill cores | mineral separate | [5 empty] | mineralisation |  |  |  | sphalerite, chalcopyrite, pyrrhotite, pyrite, arsenopyrite | [6 empty] | galena, bismuthinite, marcasite, iron oxides, pyroxene, actinolite, quartz | thin sections and polished blocks examined using optical microscope, BSE detector, and EDS prior to analysis | EMPA, LA-ICPMS | JEOL JXA-8230 electron probe microanalyzer; RESOlution-LR 193 nm ArF excimer laser ablation system coupled to an Agilent 7700x ICP-MS | Laboratory of Mineral Resources Research Center, Fuzhou University; Adelaide Microscopy, the University of Adelaide | EPMA point analysis: accelerating voltage 15 kV, beam current 20 nA, beam diameter ~5 μm; EPMA mapping: accelerating voltage 20 kV, working current 50 nA, dwell time ~10 ms; BSE imaging: accelerating voltage 20 kV, beam current 10 nA; LA-ICP-MS: energy density 3~3.5 J/cm2, spot sizes 29 to 51 μm, repetition rates 5 Hz (polished thin-section) and 10 Hz (polished blocks), ~30 s background acquisition, ~40 s sample data acquisition | STDGL3 (Danyushevsky et al. 2011) and GSD-1G (USGS) | 92.9 | [19 empty] | 3856 | [5 empty] | 0.10596 | [5 empty] | 2021 | [9 empty] | 290 |  | 27.95 |  |  |  | 41.5 | [7 empty] | 3.8 | [13 empty] | 2777 | [15 empty] | 58.53 | [17 empty] | 187.13 | [9 empty] | 32.9 | [35 empty] | CHN | Tibet
| Lawu |  | Magmatic hydrothermal | Skarn | Cu-Pb-Zn skarn | Cu, Pb, Zn | In, Sn | Cu, Pb, Zn, In, Sn |  |  | 815-12-6@9 |  | underground mine |  |  |  |  | ore material | drill core | underground mining tunnels and drill cores | mineral separate | [5 empty] | mineralisation |  |  |  | sphalerite, chalcopyrite, pyrrhotite, pyrite, arsenopyrite | [6 empty] | galena, bismuthinite, marcasite, iron oxides, pyroxene, actinolite, quartz | thin sections and polished blocks examined using optical microscope, BSE detector, and EDS prior to analysis | EMPA, LA-ICPMS | JEOL JXA-8230 electron probe microanalyzer; RESOlution-LR 193 nm ArF excimer laser ablation system coupled to an Agilent 7700x ICP-MS | Laboratory of Mineral Resources Research Center, Fuzhou University; Adelaide Microscopy, the University of Adelaide | EPMA point analysis: accelerating voltage 15 kV, beam current 20 nA, beam diameter ~5 μm; EPMA mapping: accelerating voltage 20 kV, working current 50 nA, dwell time ~10 ms; BSE imaging: accelerating voltage 20 kV, beam current 10 nA; LA-ICP-MS: energy density 3~3.5 J/cm2, spot sizes 29 to 51 μm, repetition rates 5 Hz (polished thin-section) and 10 Hz (polished blocks), ~30 s background acquisition, ~40 s sample data acquisition | STDGL3 (Danyushevsky et al. 2011) and GSD-1G (USGS) | 60.1 | [19 empty] | 5289 | [5 empty] | 0.11634 | [5 empty] | 1004 | [9 empty] | 370 |  | 91.89 |  |  |  | 24.5 | [7 empty] | 7.2 | [13 empty] | 2568 | [15 empty] | 18.22 | [17 empty] | 232.52 | [9 empty] | 43.6 | [35 empty] | CHN | Tibet
| Lawu |  | Magmatic hydrothermal | Skarn | Cu-Pb-Zn skarn | Cu, Pb, Zn | In, Sn | Cu, Pb, Zn, In, Sn |  |  | 815-12-6@10 |  | underground mine |  |  |  |  | ore material | drill core | underground mining tunnels and drill cores | mineral separate | [5 empty] | mineralisation |  |  |  | sphalerite, chalcopyrite, pyrrhotite, pyrite, arsenopyrite | [6 empty] | galena, bismuthinite, marcasite, iron oxides, pyroxene, actinolite, quartz | thin sections and polished blocks examined using optical microscope, BSE detector, and EDS prior to analysis | EMPA, LA-ICPMS | JEOL JXA-8230 electron probe microanalyzer; RESOlution-LR 193 nm ArF excimer laser ablation system coupled to an Agilent 7700x ICP-MS | Laboratory of Mineral Resources Research Center, Fuzhou University; Adelaide Microscopy, the University of Adelaide | EPMA point analysis: accelerating voltage 15 kV, beam current 20 nA, beam diameter ~5 μm; EPMA mapping: accelerating voltage 20 kV, working current 50 nA, dwell time ~10 ms; BSE imaging: accelerating voltage 20 kV, beam current 10 nA; LA-ICP-MS: energy density 3~3.5 J/cm2, spot sizes 29 to 51 μm, repetition rates 5 Hz (polished thin-section) and 10 Hz (polished blocks), ~30 s background acquisition, ~40 s sample data acquisition | STDGL3 (Danyushevsky et al. 2011) and GSD-1G (USGS) | 87.6 | [19 empty] | 5903 | [5 empty] | 0.096464 | [5 empty] | 1614 | [9 empty] | 330 |  | 133.14 |  |  |  | 34.6 | [7 empty] | 41.9 | [13 empty] | 1646 | [15 empty] | 37.79 | [17 empty] | 293 | [9 empty] | 134.6 | [35 empty] | CHN | Tibet
| Lawu |  | Magmatic hydrothermal | Skarn | Cu-Pb-Zn skarn | Cu, Pb, Zn | In, Sn | Cu, Pb, Zn, In, Sn |  |  | 815-12-6@11 |  | underground mine |  |  |  |  | ore material | drill core | underground mining tunnels and drill cores | mineral separate | [5 empty] | mineralisation |  |  |  | sphalerite, chalcopyrite, pyrrhotite, pyrite, arsenopyrite | [6 empty] | galena, bismuthinite, marcasite, iron oxides, pyroxene, actinolite, quartz | thin sections and polished blocks examined using optical microscope, BSE detector, and EDS prior to analysis | EMPA, LA-ICPMS | JEOL JXA-8230 electron probe microanalyzer; RESOlution-LR 193 nm ArF excimer laser ablation system coupled to an Agilent 7700x ICP-MS | Laboratory of Mineral Resources Research Center, Fuzhou University; Adelaide Microscopy, the University of Adelaide | EPMA point analysis: accelerating voltage 15 kV, beam current 20 nA, beam diameter ~5 μm; EPMA mapping: accelerating voltage 20 kV, working current 50 nA, dwell time ~10 ms; BSE imaging: accelerating voltage 20 kV, beam current 10 nA; LA-ICP-MS: energy density 3~3.5 J/cm2, spot sizes 29 to 51 μm, repetition rates 5 Hz (polished thin-section) and 10 Hz (polished blocks), ~30 s background acquisition, ~40 s sample data acquisition | STDGL3 (Danyushevsky et al. 2011) and GSD-1G (USGS) | 64.6 | [19 empty] | 4988 | [5 empty] | 0.12369 | [5 empty] | 802 | [9 empty] | 447 |  | 70.86 |  |  |  | 8.6 | [7 empty] | 23.4 | [13 empty] | 1335 | [15 empty] | 14.77 | [17 empty] | 76.66 | [9 empty] | 215 | [35 empty] | CHN | Tibet
| Lawu |  | Magmatic hydrothermal | Skarn | Cu-Pb-Zn skarn | Cu, Pb, Zn | In, Sn | Cu, Pb, Zn, In, Sn |  |  | 815-12-6@12 |  | underground mine |  |  |  |  | ore material | drill core | underground mining tunnels and drill cores | mineral separate | [5 empty] | mineralisation |  |  |  | sphalerite, chalcopyrite, pyrrhotite, pyrite, arsenopyrite | [6 empty] | galena, bismuthinite, marcasite, iron oxides, pyroxene, actinolite, quartz | thin sections and polished blocks examined using optical microscope, BSE detector, and EDS prior to analysis | EMPA, LA-ICPMS | JEOL JXA-8230 electron probe microanalyzer; RESOlution-LR 193 nm ArF excimer laser ablation system coupled to an Agilent 7700x ICP-MS | Laboratory of Mineral Resources Research Center, Fuzhou University; Adelaide Microscopy, the University of Adelaide | EPMA point analysis: accelerating voltage 15 kV, beam current 20 nA, beam diameter ~5 μm; EPMA mapping: accelerating voltage 20 kV, working current 50 nA, dwell time ~10 ms; BSE imaging: accelerating voltage 20 kV, beam current 10 nA; LA-ICP-MS: energy density 3~3.5 J/cm2, spot sizes 29 to 51 μm, repetition rates 5 Hz (polished thin-section) and 10 Hz (polished blocks), ~30 s background acquisition, ~40 s sample data acquisition | STDGL3 (Danyushevsky et al. 2011) and GSD-1G (USGS) | 35.7 | [19 empty] | 5627 | [5 empty] | 0.1124 | [5 empty] | 871 | [9 empty] | 7061 |  | 56.51 |  |  |  | 7.1 | [7 empty] | 60.8 | [13 empty] | 4896 | [15 empty] | 23.62 | [17 empty] | 62.29 | [9 empty] | 391.6 | [35 empty] | CHN | Tibet
| Lawu |  | Magmatic hydrothermal | Skarn | Cu-Pb-Zn skarn | Cu, Pb, Zn | In, Sn | Cu, Pb, Zn, In, Sn |  |  | 815-12-6@13 |  | underground mine |  |  |  |  | ore material | drill core | underground mining tunnels and drill cores | mineral separate | [5 empty] | mineralisation |  |  |  | sphalerite, chalcopyrite, pyrrhotite, pyrite, arsenopyrite | [6 empty] | galena, bismuthinite, marcasite, iron oxides, pyroxene, actinolite, quartz | thin sections and polished blocks examined using optical microscope, BSE detector, and EDS prior to analysis | EMPA, LA-ICPMS | JEOL JXA-8230 electron probe microanalyzer; RESOlution-LR 193 nm ArF excimer laser ablation system coupled to an Agilent 7700x ICP-MS | Laboratory of Mineral Resources Research Center, Fuzhou University; Adelaide Microscopy, the University of Adelaide | EPMA point analysis: accelerating voltage 15 kV, beam current 20 nA, beam diameter ~5 μm; EPMA mapping: accelerating voltage 20 kV, working current 50 nA, dwell time ~10 ms; BSE imaging: accelerating voltage 20 kV, beam current 10 nA; LA-ICP-MS: energy density 3~3.5 J/cm2, spot sizes 29 to 51 μm, repetition rates 5 Hz (polished thin-section) and 10 Hz (polished blocks), ~30 s background acquisition, ~40 s sample data acquisition | STDGL3 (Danyushevsky et al. 2011) and GSD-1G (USGS) | 100.8 | [19 empty] | 6049 | [5 empty] | 0.1078 | [5 empty] | 5170 | [9 empty] | 17443 |  | 105.58 |  |  |  | 10.9 | [7 empty] | 51.8 | [13 empty] | 5412 | [15 empty] | 53.54 | [17 empty] | 88.68 | [9 empty] | 563.8 | [35 empty] | CHN | Tibet
| Lawu |  | Magmatic hydrothermal | Skarn | Cu-Pb-Zn skarn | Cu, Pb, Zn | In, Sn | Cu, Pb, Zn, In, Sn |  |  | 815-12-6@14 |  | underground mine |  |  |  |  | ore material | drill core | underground mining tunnels and drill cores | mineral separate | [5 empty] | mineralisation |  |  |  | sphalerite, chalcopyrite, pyrrhotite, pyrite, arsenopyrite | [6 empty] | galena, bismuthinite, marcasite, iron oxides, pyroxene, actinolite, quartz | thin sections and polished blocks examined using optical microscope, BSE detector, and EDS prior to analysis | EMPA, LA-ICPMS | JEOL JXA-8230 electron probe microanalyzer; RESOlution-LR 193 nm ArF excimer laser ablation system coupled to an Agilent 7700x ICP-MS | Laboratory of Mineral Resources Research Center, Fuzhou University; Adelaide Microscopy, the University of Adelaide | EPMA point analysis: accelerating voltage 15 kV, beam current 20 nA, beam diameter ~5 μm; EPMA mapping: accelerating voltage 20 kV, working current 50 nA, dwell time ~10 ms; BSE imaging: accelerating voltage 20 kV, beam current 10 nA; LA-ICP-MS: energy density 3~3.5 J/cm2, spot sizes 29 to 51 μm, repetition rates 5 Hz (polished thin-section) and 10 Hz (polished blocks), ~30 s background acquisition, ~40 s sample data acquisition | STDGL3 (Danyushevsky et al. 2011) and GSD-1G (USGS) | 216.8 | [19 empty] | 5671 | [5 empty] | 0.12132 | [5 empty] | 3617 | [9 empty] | 2312 |  | 55.87 |  |  |  | 26.6 | [7 empty] | 19.8 | [13 empty] | 4668 | [15 empty] | 87.67 | [17 empty] | 253.24 | [9 empty] | 314.9 | [35 empty] | CHN | Tibet
| Lawu |  | Magmatic hydrothermal | Skarn | Cu-Pb-Zn skarn | Cu, Pb, Zn | In, Sn | Cu, Pb, Zn, In, Sn |  |  | 472@3 |  | underground mine |  |  |  |  | ore material | drill core | underground mining tunnels and drill cores | mineral separate | [5 empty] | mineralisation |  |  |  | sphalerite, chalcopyrite, pyrrhotite, pyrite, arsenopyrite | [6 empty] | galena, bismuthinite, marcasite, iron oxides, pyroxene, actinolite, quartz | thin sections and polished blocks examined using optical microscope, BSE detector, and EDS prior to analysis | EMPA, LA-ICPMS | JEOL JXA-8230 electron probe microanalyzer; RESOlution-LR 193 nm ArF excimer laser ablation system coupled to an Agilent 7700x ICP-MS | Laboratory of Mineral Resources Research Center, Fuzhou University; Adelaide Microscopy, the University of Adelaide | EPMA point analysis: accelerating voltage 15 kV, beam current 20 nA, beam diameter ~5 μm; EPMA mapping: accelerating voltage 20 kV, working current 50 nA, dwell time ~10 ms; BSE imaging: accelerating voltage 20 kV, beam current 10 nA; LA-ICP-MS: energy density 3~3.5 J/cm2, spot sizes 29 to 51 μm, repetition rates 5 Hz (polished thin-section) and 10 Hz (polished blocks), ~30 s background acquisition, ~40 s sample data acquisition | STDGL3 (Danyushevsky et al. 2011) and GSD-1G (USGS) | 4 | [19 empty] | 2809 | [5 empty] | 327.91 | [5 empty] | 498 | [9 empty] | 40236 |  | 0.09 |  |  |  | 1.6 | [7 empty] | 365.6 | [13 empty] | 333 | [15 empty] | 1.01 | [17 empty] | 0.02 | [9 empty] | 1.1 | [35 empty] | CHN | Tibet
| Lawu |  | Magmatic hydrothermal | Skarn | Cu-Pb-Zn skarn | Cu, Pb, Zn | In, Sn | Cu, Pb, Zn, In, Sn |  |  | 472@4 |  | underground mine |  |  |  |  | ore material | drill core | underground mining tunnels and drill cores | mineral separate | [5 empty] | mineralisation |  |  |  | sphalerite, chalcopyrite, pyrrhotite, pyrite, arsenopyrite | [6 empty] | galena, bismuthinite, marcasite, iron oxides, pyroxene, actinolite, quartz | thin sections and polished blocks examined using optical microscope, BSE detector, and EDS prior to analysis | EMPA, LA-ICPMS | JEOL JXA-8230 electron probe microanalyzer; RESOlution-LR 193 nm ArF excimer laser ablation system coupled to an Agilent 7700x ICP-MS | Laboratory of Mineral Resources Research Center, Fuzhou University; Adelaide Microscopy, the University of Adelaide | EPMA point analysis: accelerating voltage 15 kV, beam current 20 nA, beam diameter ~5 μm; EPMA mapping: accelerating voltage 20 kV, working current 50 nA, dwell time ~10 ms; BSE imaging: accelerating voltage 20 kV, beam current 10 nA; LA-ICP-MS: energy density 3~3.5 J/cm2, spot sizes 29 to 51 μm, repetition rates 5 Hz (polished thin-section) and 10 Hz (polished blocks), ~30 s background acquisition, ~40 s sample data acquisition | STDGL3 (Danyushevsky et al. 2011) and GSD-1G (USGS) | 7 | [19 empty] | 2849 | [5 empty] | 327.22 | [5 empty] | 850 | [9 empty] | 39800 |  | 0.09 |  |  |  | 1.7 | [7 empty] | 390.6 | [13 empty] | 284 | [15 empty] | 1.43 | [17 empty] | 0.13 | [9 empty] | 1 | [35 empty] | CHN | Tibet
| Lawu |  | Magmatic hydrothermal | Skarn | Cu-Pb-Zn skarn | Cu, Pb, Zn | In, Sn | Cu, Pb, Zn, In, Sn |  |  | 472@5 |  | underground mine |  |  |  |  | ore material | drill core | underground mining tunnels and drill cores | mineral separate | [5 empty] | mineralisation |  |  |  | sphalerite, chalcopyrite, pyrrhotite, pyrite, arsenopyrite | [6 empty] | galena, bismuthinite, marcasite, iron oxides, pyroxene, actinolite, quartz | thin sections and polished blocks examined using optical microscope, BSE detector, and EDS prior to analysis | EMPA, LA-ICPMS | JEOL JXA-8230 electron probe microanalyzer; RESOlution-LR 193 nm ArF excimer laser ablation system coupled to an Agilent 7700x ICP-MS | Laboratory of Mineral Resources Research Center, Fuzhou University; Adelaide Microscopy, the University of Adelaide | EPMA point analysis: accelerating voltage 15 kV, beam current 20 nA, beam diameter ~5 μm; EPMA mapping: accelerating voltage 20 kV, working current 50 nA, dwell time ~10 ms; BSE imaging: accelerating voltage 20 kV, beam current 10 nA; LA-ICP-MS: energy density 3~3.5 J/cm2, spot sizes 29 to 51 μm, repetition rates 5 Hz (polished thin-section) and 10 Hz (polished blocks), ~30 s background acquisition, ~40 s sample data acquisition | STDGL3 (Danyushevsky et al. 2011) and GSD-1G (USGS) | 67.2 | [19 empty] | 2634 | [5 empty] | 315.18 | [5 empty] | 8407 | [9 empty] | 40549 |  | 0.22 |  |  |  | 1.8 | [7 empty] | 479.3 | [13 empty] | 338 | [15 empty] | 7.26 | [17 empty] | 3.49 | [9 empty] | 6.1 | [35 empty] | CHN | Tibet
| Lawu |  | Magmatic hydrothermal | Skarn | Cu-Pb-Zn skarn | Cu, Pb, Zn | In, Sn | Cu, Pb, Zn, In, Sn |  |  | 472@6 |  | underground mine |  |  |  |  | ore material | drill core | underground mining tunnels and drill cores | mineral separate | [5 empty] | mineralisation |  |  |  | sphalerite, chalcopyrite, pyrrhotite, pyrite, arsenopyrite | [6 empty] | galena, bismuthinite, marcasite, iron oxides, pyroxene, actinolite, quartz | thin sections and polished blocks examined using optical microscope, BSE detector, and EDS prior to analysis | EMPA, LA-ICPMS | JEOL JXA-8230 electron probe microanalyzer; RESOlution-LR 193 nm ArF excimer laser ablation system coupled to an Agilent 7700x ICP-MS | Laboratory of Mineral Resources Research Center, Fuzhou University; Adelaide Microscopy, the University of Adelaide | EPMA point analysis: accelerating voltage 15 kV, beam current 20 nA, beam diameter ~5 μm; EPMA mapping: accelerating voltage 20 kV, working current 50 nA, dwell time ~10 ms; BSE imaging: accelerating voltage 20 kV, beam current 10 nA; LA-ICP-MS: energy density 3~3.5 J/cm2, spot sizes 29 to 51 μm, repetition rates 5 Hz (polished thin-section) and 10 Hz (polished blocks), ~30 s background acquisition, ~40 s sample data acquisition | STDGL3 (Danyushevsky et al. 2011) and GSD-1G (USGS) | 67 | [19 empty] | 2593 | [5 empty] | 320.92 | [5 empty] | 7408 | [9 empty] | 41476 |  | 0.19 |  |  |  | 1.3 | [7 empty] | 469.7 | [13 empty] | 355 | [15 empty] | 4.63 | [17 empty] | 5.9 | [9 empty] | 8.4 | [35 empty] | CHN | Tibet
| Lawu |  | Magmatic hydrothermal | Skarn | Cu-Pb-Zn skarn | Cu, Pb, Zn | In, Sn | Cu, Pb, Zn, In, Sn |  |  | 472@7 |  | underground mine |  |  |  |  | ore material | drill core | underground mining tunnels and drill cores | mineral separate | [5 empty] | mineralisation |  |  |  | sphalerite, chalcopyrite, pyrrhotite, pyrite, arsenopyrite | [6 empty] | galena, bismuthinite, marcasite, iron oxides, pyroxene, actinolite, quartz | thin sections and polished blocks examined using optical microscope, BSE detector, and EDS prior to analysis | EMPA, LA-ICPMS | JEOL JXA-8230 electron probe microanalyzer; RESOlution-LR 193 nm ArF excimer laser ablation system coupled to an Agilent 7700x ICP-MS | Laboratory of Mineral Resources Research Center, Fuzhou University; Adelaide Microscopy, the University of Adelaide | EPMA point analysis: accelerating voltage 15 kV, beam current 20 nA, beam diameter ~5 μm; EPMA mapping: accelerating voltage 20 kV, working current 50 nA, dwell time ~10 ms; BSE imaging: accelerating voltage 20 kV, beam current 10 nA; LA-ICP-MS: energy density 3~3.5 J/cm2, spot sizes 29 to 51 μm, repetition rates 5 Hz (polished thin-section) and 10 Hz (polished blocks), ~30 s background acquisition, ~40 s sample data acquisition | STDGL3 (Danyushevsky et al. 2011) and GSD-1G (USGS) | 34.8 | [19 empty] | 2960 | [5 empty] | 898.34 | [5 empty] | 1917 | [9 empty] | 35338 |  | 0.14 |  |  |  | 1.5 | [7 empty] | 961.2 | [13 empty] | 258 | [15 empty] | 13.6 | [17 empty] | 9.56 | [9 empty] | 23.7 | [35 empty] | CHN | Tibet
| Lawu |  | Magmatic hydrothermal | Skarn | Cu-Pb-Zn skarn | Cu, Pb, Zn | In, Sn | Cu, Pb, Zn, In, Sn |  |  | 472@8 |  | underground mine |  |  |  |  | ore material | drill core | underground mining tunnels and drill cores | mineral separate | [5 empty] | mineralisation |  |  |  | sphalerite, chalcopyrite, pyrrhotite, pyrite, arsenopyrite | [6 empty] | galena, bismuthinite, marcasite, iron oxides, pyroxene, actinolite, quartz | thin sections and polished blocks examined using optical microscope, BSE detector, and EDS prior to analysis | EMPA, LA-ICPMS | JEOL JXA-8230 electron probe microanalyzer; RESOlution-LR 193 nm ArF excimer laser ablation system coupled to an Agilent 7700x ICP-MS | Laboratory of Mineral Resources Research Center, Fuzhou University; Adelaide Microscopy, the University of Adelaide | EPMA point analysis: accelerating voltage 15 kV, beam current 20 nA, beam diameter ~5 μm; EPMA mapping: accelerating voltage 20 kV, working current 50 nA, dwell time ~10 ms; BSE imaging: accelerating voltage 20 kV, beam current 10 nA; LA-ICP-MS: energy density 3~3.5 J/cm2, spot sizes 29 to 51 μm, repetition rates 5 Hz (polished thin-section) and 10 Hz (polished blocks), ~30 s background acquisition, ~40 s sample data acquisition | STDGL3 (Danyushevsky et al. 2011) and GSD-1G (USGS) | 28.1 | [19 empty] | 2874 | [5 empty] | 907.71 | [5 empty] | 2922 | [9 empty] | 35815 |  | 0.07 |  |  |  | 1.9 | [7 empty] | 502.9 | [13 empty] | 277 | [15 empty] | 9.89 | [17 empty] | 3.93 | [9 empty] | 22.4 | [35 empty] | CHN | Tibet
| Lawu |  | Magmatic hydrothermal | Skarn | Cu-Pb-Zn skarn | Cu, Pb, Zn | In, Sn | Cu, Pb, Zn, In, Sn |  |  | 472@10 |  | underground mine |  |  |  |  | ore material | drill core | underground mining tunnels and drill cores | mineral separate | [5 empty] | mineralisation |  |  |  | sphalerite, chalcopyrite, pyrrhotite, pyrite, arsenopyrite | [6 empty] | galena, bismuthinite, marcasite, iron oxides, pyroxene, actinolite, quartz | thin sections and polished blocks examined using optical microscope, BSE detector, and EDS prior to analysis | EMPA, LA-ICPMS | JEOL JXA-8230 electron probe microanalyzer; RESOlution-LR 193 nm ArF excimer laser ablation system coupled to an Agilent 7700x ICP-MS | Laboratory of Mineral Resources Research Center, Fuzhou University; Adelaide Microscopy, the University of Adelaide | EPMA point analysis: accelerating voltage 15 kV, beam current 20 nA, beam diameter ~5 μm; EPMA mapping: accelerating voltage 20 kV, working current 50 nA, dwell time ~10 ms; BSE imaging: accelerating voltage 20 kV, beam current 10 nA; LA-ICP-MS: energy density 3~3.5 J/cm2, spot sizes 29 to 51 μm, repetition rates 5 Hz (polished thin-section) and 10 Hz (polished blocks), ~30 s background acquisition, ~40 s sample data acquisition | STDGL3 (Danyushevsky et al. 2011) and GSD-1G (USGS) | 13.4 | [19 empty] | 2919 | [5 empty] | 820.66 | [5 empty] | 2525 | [9 empty] | 43932 |  | 0.14 |  |  |  | 1.7 | [7 empty] | 667 | [13 empty] | 271 | [15 empty] | 4.82 | [17 empty] | 1.48 | [9 empty] | 5.3 | [35 empty] | CHN | Tibet
| Lawu |  | Magmatic hydrothermal | Skarn | Cu-Pb-Zn skarn | Cu, Pb, Zn | In, Sn | Cu, Pb, Zn, In, Sn |  |  | 472@11 |  | underground mine |  |  |  |  | ore material | drill core | underground mining tunnels and drill cores | mineral separate | [5 empty] | mineralisation |  |  |  | sphalerite, chalcopyrite, pyrrhotite, pyrite, arsenopyrite | [6 empty] | galena, bismuthinite, marcasite, iron oxides, pyroxene, actinolite, quartz | thin sections and polished blocks examined using optical microscope, BSE detector, and EDS prior to analysis | EMPA, LA-ICPMS | JEOL JXA-8230 electron probe microanalyzer; RESOlution-LR 193 nm ArF excimer laser ablation system coupled to an Agilent 7700x ICP-MS | Laboratory of Mineral Resources Research Center, Fuzhou University; Adelaide Microscopy, the University of Adelaide | EPMA point analysis: accelerating voltage 15 kV, beam current 20 nA, beam diameter ~5 μm; EPMA mapping: accelerating voltage 20 kV, working current 50 nA, dwell time ~10 ms; BSE imaging: accelerating voltage 20 kV, beam current 10 nA; LA-ICP-MS: energy density 3~3.5 J/cm2, spot sizes 29 to 51 μm, repetition rates 5 Hz (polished thin-section) and 10 Hz (polished blocks), ~30 s background acquisition, ~40 s sample data acquisition | STDGL3 (Danyushevsky et al. 2011) and GSD-1G (USGS) | 8.7 | [19 empty] | 3001 | [5 empty] | 821.86 | [5 empty] | 2061 | [9 empty] | 43462 |  | 0.28 |  |  |  | 2 | [7 empty] | 567.6 | [13 empty] | 277 | [15 empty] | 3.26 | [17 empty] | 5.83 | [9 empty] | 7.4 | [35 empty] | CHN | Tibet
| Lawu |  | Magmatic hydrothermal | Skarn | Cu-Pb-Zn skarn | Cu, Pb, Zn | In, Sn | Cu, Pb, Zn, In, Sn |  |  | 472@12 |  | underground mine |  |  |  |  | ore material | drill core | underground mining tunnels and drill cores | mineral separate | [5 empty] | mineralisation |  |  |  | sphalerite, chalcopyrite, pyrrhotite, pyrite, arsenopyrite | [6 empty] | galena, bismuthinite, marcasite, iron oxides, pyroxene, actinolite, quartz | thin sections and polished blocks examined using optical microscope, BSE detector, and EDS prior to analysis | EMPA, LA-ICPMS | JEOL JXA-8230 electron probe microanalyzer; RESOlution-LR 193 nm ArF excimer laser ablation system coupled to an Agilent 7700x ICP-MS | Laboratory of Mineral Resources Research Center, Fuzhou University; Adelaide Microscopy, the University of Adelaide | EPMA point analysis: accelerating voltage 15 kV, beam current 20 nA, beam diameter ~5 μm; EPMA mapping: accelerating voltage 20 kV, working current 50 nA, dwell time ~10 ms; BSE imaging: accelerating voltage 20 kV, beam current 10 nA; LA-ICP-MS: energy density 3~3.5 J/cm2, spot sizes 29 to 51 μm, repetition rates 5 Hz (polished thin-section) and 10 Hz (polished blocks), ~30 s background acquisition, ~40 s sample data acquisition | STDGL3 (Danyushevsky et al. 2011) and GSD-1G (USGS) | 4.3 | [19 empty] | 3012 | [5 empty] | 840.09 | [5 empty] | 1084 | [9 empty] | 40161 |  | 0.23 |  |  |  | 1.5 | [7 empty] | 555.2 | [13 empty] | 265 | [15 empty] | 4.02 | [17 empty] | 0.03 | [9 empty] | 15.5 | [35 empty] | CHN | Tibet
| Lawu |  | Magmatic hydrothermal | Skarn | Cu-Pb-Zn skarn | Cu, Pb, Zn | In, Sn | Cu, Pb, Zn, In, Sn |  |  | 472@13 |  | underground mine |  |  |  |  | ore material | drill core | underground mining tunnels and drill cores | mineral separate | [5 empty] | mineralisation |  |  |  | sphalerite, chalcopyrite, pyrrhotite, pyrite, arsenopyrite | [6 empty] | galena, bismuthinite, marcasite, iron oxides, pyroxene, actinolite, quartz | thin sections and polished blocks examined using optical microscope, BSE detector, and EDS prior to analysis | EMPA, LA-ICPMS | JEOL JXA-8230 electron probe microanalyzer; RESOlution-LR 193 nm ArF excimer laser ablation system coupled to an Agilent 7700x ICP-MS | Laboratory of Mineral Resources Research Center, Fuzhou University; Adelaide Microscopy, the University of Adelaide | EPMA point analysis: accelerating voltage 15 kV, beam current 20 nA, beam diameter ~5 μm; EPMA mapping: accelerating voltage 20 kV, working current 50 nA, dwell time ~10 ms; BSE imaging: accelerating voltage 20 kV, beam current 10 nA; LA-ICP-MS: energy density 3~3.5 J/cm2, spot sizes 29 to 51 μm, repetition rates 5 Hz (polished thin-section) and 10 Hz (polished blocks), ~30 s background acquisition, ~40 s sample data acquisition | STDGL3 (Danyushevsky et al. 2011) and GSD-1G (USGS) | 5.6 | [19 empty] | 3022 | [5 empty] | 811.82 | [5 empty] | 3593 | [9 empty] | 45721 |  | 0.19 |  |  |  | 1.2 | [7 empty] | 502.7 | [13 empty] | 293 | [15 empty] | 1.12 | [17 empty] | 0.25 | [9 empty] | 4 | [35 empty] | CHN | Tibet
| Lawu |  | Magmatic hydrothermal | Skarn | Cu-Pb-Zn skarn | Cu, Pb, Zn | In, Sn | Cu, Pb, Zn, In, Sn |  |  | 472@14 |  | underground mine |  |  |  |  | ore material | drill core | underground mining tunnels and drill cores | mineral separate | [5 empty] | mineralisation |  |  |  | sphalerite, chalcopyrite, pyrrhotite, pyrite, arsenopyrite | [6 empty] | galena, bismuthinite, marcasite, iron oxides, pyroxene, actinolite, quartz | thin sections and polished blocks examined using optical microscope, BSE detector, and EDS prior to analysis | EMPA, LA-ICPMS | JEOL JXA-8230 electron probe microanalyzer; RESOlution-LR 193 nm ArF excimer laser ablation system coupled to an Agilent 7700x ICP-MS | Laboratory of Mineral Resources Research Center, Fuzhou University; Adelaide Microscopy, the University of Adelaide | EPMA point analysis: accelerating voltage 15 kV, beam current 20 nA, beam diameter ~5 μm; EPMA mapping: accelerating voltage 20 kV, working current 50 nA, dwell time ~10 ms; BSE imaging: accelerating voltage 20 kV, beam current 10 nA; LA-ICP-MS: energy density 3~3.5 J/cm2, spot sizes 29 to 51 μm, repetition rates 5 Hz (polished thin-section) and 10 Hz (polished blocks), ~30 s background acquisition, ~40 s sample data acquisition | STDGL3 (Danyushevsky et al. 2011) and GSD-1G (USGS) | 11.6 | [19 empty] | 3016 | [5 empty] | 872.06 | [5 empty] | 1917 | [9 empty] | 39907 |  | 0.22 |  |  |  | 2 | [7 empty] | 470.6 | [13 empty] | 259 | [15 empty] | 2.78 | [17 empty] | 0.25 | [9 empty] | 8.2 | [35 empty] | CHN | Tibet
| Lawu |  | Magmatic hydrothermal | Skarn | Cu-Pb-Zn skarn | Cu, Pb, Zn | In, Sn | Cu, Pb, Zn, In, Sn |  |  | 472@16 |  | underground mine |  |  |  |  | ore material | drill core | underground mining tunnels and drill cores | mineral separate | [5 empty] | mineralisation |  |  |  | sphalerite, chalcopyrite, pyrrhotite, pyrite, arsenopyrite | [6 empty] | galena, bismuthinite, marcasite, iron oxides, pyroxene, actinolite, quartz | thin sections and polished blocks examined using optical microscope, BSE detector, and EDS prior to analysis | EMPA, LA-ICPMS | JEOL JXA-8230 electron probe microanalyzer; RESOlution-LR 193 nm ArF excimer laser ablation system coupled to an Agilent 7700x ICP-MS | Laboratory of Mineral Resources Research Center, Fuzhou University; Adelaide Microscopy, the University of Adelaide | EPMA point analysis: accelerating voltage 15 kV, beam current 20 nA, beam diameter ~5 μm; EPMA mapping: accelerating voltage 20 kV, working current 50 nA, dwell time ~10 ms; BSE imaging: accelerating voltage 20 kV, beam current 10 nA; LA-ICP-MS: energy density 3~3.5 J/cm2, spot sizes 29 to 51 μm, repetition rates 5 Hz (polished thin-section) and 10 Hz (polished blocks), ~30 s background acquisition, ~40 s sample data acquisition | STDGL3 (Danyushevsky et al. 2011) and GSD-1G (USGS) | 16.8 | [19 empty] | 2939 | [5 empty] | 916.87 | [5 empty] | 1512 | [9 empty] | 37507 |  | 0.09 |  |  |  | 1.5 | [7 empty] | 462 | [13 empty] | 226 | [15 empty] | 6.09 | [17 empty] | 5.94 | [9 empty] | 20.7 | [35 empty] | CHN | Tibet
| Lawu |  | Magmatic hydrothermal | Skarn | Cu-Pb-Zn skarn | Cu, Pb, Zn | In, Sn | Cu, Pb, Zn, In, Sn |  |  | 19DJS-10-1 (Sp Ia) |  | underground mine |  |  |  |  | ore material | drill core | underground mining tunnels and drill cores | mineral separate | [5 empty] | mineralisation |  |  |  | sphalerite, chalcopyrite, pyrrhotite, pyrite, arsenopyrite | [6 empty] | galena, bismuthinite, marcasite, iron oxides, pyroxene, actinolite, quartz | thin sections and polished blocks examined using optical microscope, BSE detector, and EDS prior to analysis | EMPA, LA-ICPMS | JEOL JXA-8230 electron probe microanalyzer; RESOlution-LR 193 nm ArF excimer laser ablation system coupled to an Agilent 7700x ICP-MS | Laboratory of Mineral Resources Research Center, Fuzhou University; Adelaide Microscopy, the University of Adelaide | EPMA point analysis: accelerating voltage 15 kV, beam current 20 nA, beam diameter ~5 μm; EPMA mapping: accelerating voltage 20 kV, working current 50 nA, dwell time ~10 ms; BSE imaging: accelerating voltage 20 kV, beam current 10 nA; LA-ICP-MS: energy density 3~3.5 J/cm2, spot sizes 29 to 51 μm, repetition rates 5 Hz (polished thin-section) and 10 Hz (polished blocks), ~30 s background acquisition, ~40 s sample data acquisition | STDGL3 (Danyushevsky et al. 2011) and GSD-1G (USGS) | 12.23 | [19 empty] | 3579 | [5 empty] | 117 | [5 empty] | 300 | [9 empty] | 69147 |  | 0.33 |  |  |  | 1.97 | [7 empty] | 436 | [13 empty] | 4457 | [15 empty] | 62.48 | [17 empty] | 0.11 | [9 empty] | 1.9 | [35 empty] | CHN | Tibet
| Lawu |  | Magmatic hydrothermal | Skarn | Cu-Pb-Zn skarn | Cu, Pb, Zn | In, Sn | Cu, Pb, Zn, In, Sn |  |  | 19DJS-10-5 (Sp Ia) |  | underground mine |  |  |  |  | ore material | drill core | underground mining tunnels and drill cores | mineral separate | [5 empty] | mineralisation |  |  |  | sphalerite, chalcopyrite, pyrrhotite, pyrite, arsenopyrite | [6 empty] | galena, bismuthinite, marcasite, iron oxides, pyroxene, actinolite, quartz | thin sections and polished blocks examined using optical microscope, BSE detector, and EDS prior to analysis | EMPA, LA-ICPMS | JEOL JXA-8230 electron probe microanalyzer; RESOlution-LR 193 nm ArF excimer laser ablation system coupled to an Agilent 7700x ICP-MS | Laboratory of Mineral Resources Research Center, Fuzhou University; Adelaide Microscopy, the University of Adelaide | EPMA point analysis: accelerating voltage 15 kV, beam current 20 nA, beam diameter ~5 μm; EPMA mapping: accelerating voltage 20 kV, working current 50 nA, dwell time ~10 ms; BSE imaging: accelerating voltage 20 kV, beam current 10 nA; LA-ICP-MS: energy density 3~3.5 J/cm2, spot sizes 29 to 51 μm, repetition rates 5 Hz (polished thin-section) and 10 Hz (polished blocks), ~30 s background acquisition, ~40 s sample data acquisition | STDGL3 (Danyushevsky et al. 2011) and GSD-1G (USGS) | 26.75 | [19 empty] | 3548 | [5 empty] | 127 | [5 empty] | 503 | [9 empty] | 86023 |  | 0.17 |  |  |  | 1.5 | [7 empty] | 350 | [13 empty] | 996 | [15 empty] | 37 | [17 empty] | 0.155 | [9 empty] | 2.15 | [35 empty] | CHN | Tibet
| Lawu |  | Magmatic hydrothermal | Skarn | Cu-Pb-Zn skarn | Cu, Pb, Zn | In, Sn | Cu, Pb, Zn, In, Sn |  |  | 19DJS-p10-2 (Sp Ia) |  | underground mine |  |  |  |  | ore material | drill core | underground mining tunnels and drill cores | mineral separate | [5 empty] | mineralisation |  |  |  | sphalerite, chalcopyrite, pyrrhotite, pyrite, arsenopyrite | [6 empty] | galena, bismuthinite, marcasite, iron oxides, pyroxene, actinolite, quartz | thin sections and polished blocks examined using optical microscope, BSE detector, and EDS prior to analysis | EMPA, LA-ICPMS | JEOL JXA-8230 electron probe microanalyzer; RESOlution-LR 193 nm ArF excimer laser ablation system coupled to an Agilent 7700x ICP-MS | Laboratory of Mineral Resources Research Center, Fuzhou University; Adelaide Microscopy, the University of Adelaide | EPMA point analysis: accelerating voltage 15 kV, beam current 20 nA, beam diameter ~5 μm; EPMA mapping: accelerating voltage 20 kV, working current 50 nA, dwell time ~10 ms; BSE imaging: accelerating voltage 20 kV, beam current 10 nA; LA-ICP-MS: energy density 3~3.5 J/cm2, spot sizes 29 to 51 μm, repetition rates 5 Hz (polished thin-section) and 10 Hz (polished blocks), ~30 s background acquisition, ~40 s sample data acquisition | STDGL3 (Danyushevsky et al. 2011) and GSD-1G (USGS) | 2.08 | [19 empty] | 3314 | [5 empty] | 181 | [5 empty] | 268 | [9 empty] | 84610 |  | 1.53 |  |  |  | 0.65 | [7 empty] | 387 | [13 empty] | 3064 | [15 empty] | 1.53 | [17 empty] | 0.27 | [9 empty] | 1.34 | [35 empty] | CHN | Tibet
| Lawu |  | Magmatic hydrothermal | Skarn | Cu-Pb-Zn skarn | Cu, Pb, Zn | In, Sn | Cu, Pb, Zn, In, Sn |  |  | 19DJS-180-19 (Sp Ib) |  | underground mine |  |  |  |  | ore material | drill core | underground mining tunnels and drill cores | mineral separate | [5 empty] | mineralisation |  |  |  | sphalerite, chalcopyrite, pyrrhotite, pyrite, arsenopyrite | [6 empty] | galena, bismuthinite, marcasite, iron oxides, pyroxene, actinolite, quartz | thin sections and polished blocks examined using optical microscope, BSE detector, and EDS prior to analysis | EMPA, LA-ICPMS | JEOL JXA-8230 electron probe microanalyzer; RESOlution-LR 193 nm ArF excimer laser ablation system coupled to an Agilent 7700x ICP-MS | Laboratory of Mineral Resources Research Center, Fuzhou University; Adelaide Microscopy, the University of Adelaide | EPMA point analysis: accelerating voltage 15 kV, beam current 20 nA, beam diameter ~5 μm; EPMA mapping: accelerating voltage 20 kV, working current 50 nA, dwell time ~10 ms; BSE imaging: accelerating voltage 20 kV, beam current 10 nA; LA-ICP-MS: energy density 3~3.5 J/cm2, spot sizes 29 to 51 μm, repetition rates 5 Hz (polished thin-section) and 10 Hz (polished blocks), ~30 s background acquisition, ~40 s sample data acquisition | STDGL3 (Danyushevsky et al. 2011) and GSD-1G (USGS) | 10.63 | [19 empty] | 3396 | [5 empty] | 21 | [5 empty] | 2771 | [9 empty] | 70123 |  | 3.14 |  |  |  | 2.59 | [7 empty] | 388 | [13 empty] | 6774 | [15 empty] | 81.52 | [17 empty] | 0.2 | [9 empty] | 6.19 | [35 empty] | CHN | Tibet
| Lawu |  | Magmatic hydrothermal | Skarn | Cu-Pb-Zn skarn | Cu, Pb, Zn | In, Sn | Cu, Pb, Zn, In, Sn |  |  | 19DJS-p30-1 (Sp Ib) |  | underground mine |  |  |  |  | ore material | drill core | underground mining tunnels and drill cores | mineral separate | [5 empty] | mineralisation |  |  |  | sphalerite, chalcopyrite, pyrrhotite, pyrite, arsenopyrite | [6 empty] | galena, bismuthinite, marcasite, iron oxides, pyroxene, actinolite, quartz | thin sections and polished blocks examined using optical microscope, BSE detector, and EDS prior to analysis | EMPA, LA-ICPMS | JEOL JXA-8230 electron probe microanalyzer; RESOlution-LR 193 nm ArF excimer laser ablation system coupled to an Agilent 7700x ICP-MS | Laboratory of Mineral Resources Research Center, Fuzhou University; Adelaide Microscopy, the University of Adelaide | EPMA point analysis: accelerating voltage 15 kV, beam current 20 nA, beam diameter ~5 μm; EPMA mapping: accelerating voltage 20 kV, working current 50 nA, dwell time ~10 ms; BSE imaging: accelerating voltage 20 kV, beam current 10 nA; LA-ICP-MS: energy density 3~3.5 J/cm2, spot sizes 29 to 51 μm, repetition rates 5 Hz (polished thin-section) and 10 Hz (polished blocks), ~30 s background acquisition, ~40 s sample data acquisition | STDGL3 (Danyushevsky et al. 2011) and GSD-1G (USGS) | 1.74 | [19 empty] | 3282 | [5 empty] | 258 | [5 empty] | 332 | [9 empty] | 67318 |  | 0.51 |  |  |  | 1.63 | [7 empty] | 224 | [13 empty] | 3673 | [15 empty] | 1.75 | [17 empty] | 0.29 | [9 empty] | 1.07 | [35 empty] | CHN | Tibet
| Lawu |  | Magmatic hydrothermal | Skarn | Cu-Pb-Zn skarn | Cu, Pb, Zn | In, Sn | Cu, Pb, Zn, In, Sn |  |  | 19DJS-90-9 (Sp IIa) |  | underground mine |  |  |  |  | ore material | drill core | underground mining tunnels and drill cores | mineral separate | [5 empty] | mineralisation |  |  |  | sphalerite, chalcopyrite, pyrrhotite, pyrite, arsenopyrite | [6 empty] | galena, bismuthinite, marcasite, iron oxides, pyroxene, actinolite, quartz | thin sections and polished blocks examined using optical microscope, BSE detector, and EDS prior to analysis | EMPA, LA-ICPMS | JEOL JXA-8230 electron probe microanalyzer; RESOlution-LR 193 nm ArF excimer laser ablation system coupled to an Agilent 7700x ICP-MS | Laboratory of Mineral Resources Research Center, Fuzhou University; Adelaide Microscopy, the University of Adelaide | EPMA point analysis: accelerating voltage 15 kV, beam current 20 nA, beam diameter ~5 μm; EPMA mapping: accelerating voltage 20 kV, working current 50 nA, dwell time ~10 ms; BSE imaging: accelerating voltage 20 kV, beam current 10 nA; LA-ICP-MS: energy density 3~3.5 J/cm2, spot sizes 29 to 51 μm, repetition rates 5 Hz (polished thin-section) and 10 Hz (polished blocks), ~30 s background acquisition, ~40 s sample data acquisition | STDGL3 (Danyushevsky et al. 2011) and GSD-1G (USGS) | 1.4 | [19 empty] | 2659 | [5 empty] | 1 | [5 empty] | 74 | [9 empty] | 32192 |  | 0.24 |  |  |  | 0.97 | [7 empty] | 53 | [13 empty] | 4351 | [15 empty] | 3.47 | [17 empty] | 0.145 | [9 empty] | 1.06 | [35 empty] | CHN | Tibet
| Lawu |  | Magmatic hydrothermal | Skarn | Cu-Pb-Zn skarn | Cu, Pb, Zn | In, Sn | Cu, Pb, Zn, In, Sn |  |  | 19DJS-50-8 (Sp IIa) |  | underground mine |  |  |  |  | ore material | drill core | underground mining tunnels and drill cores | mineral separate | [5 empty] | mineralisation |  |  |  | sphalerite, chalcopyrite, pyrrhotite, pyrite, arsenopyrite | [6 empty] | galena, bismuthinite, marcasite, iron oxides, pyroxene, actinolite, quartz | thin sections and polished blocks examined using optical microscope, BSE detector, and EDS prior to analysis | EMPA, LA-ICPMS | JEOL JXA-8230 electron probe microanalyzer; RESOlution-LR 193 nm ArF excimer laser ablation system coupled to an Agilent 7700x ICP-MS | Laboratory of Mineral Resources Research Center, Fuzhou University; Adelaide Microscopy, the University of Adelaide | EPMA point analysis: accelerating voltage 15 kV, beam current 20 nA, beam diameter ~5 μm; EPMA mapping: accelerating voltage 20 kV, working current 50 nA, dwell time ~10 ms; BSE imaging: accelerating voltage 20 kV, beam current 10 nA; LA-ICP-MS: energy density 3~3.5 J/cm2, spot sizes 29 to 51 μm, repetition rates 5 Hz (polished thin-section) and 10 Hz (polished blocks), ~30 s background acquisition, ~40 s sample data acquisition | STDGL3 (Danyushevsky et al. 2011) and GSD-1G (USGS) | 2.37 | [19 empty] | 3176 | [5 empty] | 4 | [5 empty] | 49 | [9 empty] | 32421 |  | 0.26 |  |  |  | 1.46 | [7 empty] | 69 | [13 empty] | 5990 | [15 empty] | 4.05 | [17 empty] | 0.115 | [9 empty] | 0.99 | [35 empty] | CHN | Tibet
| Lawu |  | Magmatic hydrothermal | Skarn | Cu-Pb-Zn skarn | Cu, Pb, Zn | In, Sn | Cu, Pb, Zn, In, Sn |  |  | 19DJS-110-11 (Sp IIa) |  | underground mine |  |  |  |  | ore material | drill core | underground mining tunnels and drill cores | mineral separate | [5 empty] | mineralisation |  |  |  | sphalerite, chalcopyrite, pyrrhotite, pyrite, arsenopyrite | [6 empty] | galena, bismuthinite, marcasite, iron oxides, pyroxene, actinolite, quartz | thin sections and polished blocks examined using optical microscope, BSE detector, and EDS prior to analysis | EMPA, LA-ICPMS | JEOL JXA-8230 electron probe microanalyzer; RESOlution-LR 193 nm ArF excimer laser ablation system coupled to an Agilent 7700x ICP-MS | Laboratory of Mineral Resources Research Center, Fuzhou University; Adelaide Microscopy, the University of Adelaide | EPMA point analysis: accelerating voltage 15 kV, beam current 20 nA, beam diameter ~5 μm; EPMA mapping: accelerating voltage 20 kV, working current 50 nA, dwell time ~10 ms; BSE imaging: accelerating voltage 20 kV, beam current 10 nA; LA-ICP-MS: energy density 3~3.5 J/cm2, spot sizes 29 to 51 μm, repetition rates 5 Hz (polished thin-section) and 10 Hz (polished blocks), ~30 s background acquisition, ~40 s sample data acquisition | STDGL3 (Danyushevsky et al. 2011) and GSD-1G (USGS) | 3.99 | [19 empty] | 3072 | [5 empty] | 140 | [5 empty] | 3366 | [9 empty] | 12606 |  | 0.04 |  |  |  | 0.87 | [7 empty] | 78 | [13 empty] | 1584 | [15 empty] | 11.4 | [17 empty] | 0.145 | [9 empty] | 0.86 | [35 empty] | CHN | Tibet
| Lawu |  | Magmatic hydrothermal | Skarn | Cu-Pb-Zn skarn | Cu, Pb, Zn | In, Sn | Cu, Pb, Zn, In, Sn |  |  | 19DJS-150-4 (Sp IIb) |  | underground mine |  |  |  |  | ore material | drill core | underground mining tunnels and drill cores | mineral separate | [5 empty] | mineralisation |  |  |  | sphalerite, chalcopyrite, pyrrhotite, pyrite, arsenopyrite | [6 empty] | galena, bismuthinite, marcasite, iron oxides, pyroxene, actinolite, quartz | thin sections and polished blocks examined using optical microscope, BSE detector, and EDS prior to analysis | EMPA, LA-ICPMS | JEOL JXA-8230 electron probe microanalyzer; RESOlution-LR 193 nm ArF excimer laser ablation system coupled to an Agilent 7700x ICP-MS | Laboratory of Mineral Resources Research Center, Fuzhou University; Adelaide Microscopy, the University of Adelaide | EPMA point analysis: accelerating voltage 15 kV, beam current 20 nA, beam diameter ~5 μm; EPMA mapping: accelerating voltage 20 kV, working current 50 nA, dwell time ~10 ms; BSE imaging: accelerating voltage 20 kV, beam current 10 nA; LA-ICP-MS: energy density 3~3.5 J/cm2, spot sizes 29 to 51 μm, repetition rates 5 Hz (polished thin-section) and 10 Hz (polished blocks), ~30 s background acquisition, ~40 s sample data acquisition | STDGL3 (Danyushevsky et al. 2011) and GSD-1G (USGS) | 5.07 | [19 empty] | 3445 | [5 empty] | 97 | [5 empty] | 3127 | [9 empty] | 10499 |  | 0.09 |  |  |  | 0.345 | [7 empty] | 78 | [13 empty] | 1735 | [15 empty] | 25.86 | [17 empty] | 0.12 | [9 empty] | 1.01 | [35 empty] | CHN | Tibet
| Lawu |  | Magmatic hydrothermal | Skarn | Cu-Pb-Zn skarn | Cu, Pb, Zn | In, Sn | Cu, Pb, Zn, In, Sn |  |  | 19DJS-110-9 (Sp IIb) |  | underground mine |  |  |  |  | ore material | drill core | underground mining tunnels and drill cores | mineral separate | [5 empty] | mineralisation |  |  |  | sphalerite, chalcopyrite, pyrrhotite, pyrite, arsenopyrite | [6 empty] | galena, bismuthinite, marcasite, iron oxides, pyroxene, actinolite, quartz | thin sections and polished blocks examined using optical microscope, BSE detector, and EDS prior to analysis | EMPA, LA-ICPMS | JEOL JXA-8230 electron probe microanalyzer; RESOlution-LR 193 nm ArF excimer laser ablation system coupled to an Agilent 7700x ICP-MS | Laboratory of Mineral Resources Research Center, Fuzhou University; Adelaide Microscopy, the University of Adelaide | EPMA point analysis: accelerating voltage 15 kV, beam current 20 nA, beam diameter ~5 μm; EPMA mapping: accelerating voltage 20 kV, working current 50 nA, dwell time ~10 ms; BSE imaging: accelerating voltage 20 kV, beam current 10 nA; LA-ICP-MS: energy density 3~3.5 J/cm2, spot sizes 29 to 51 μm, repetition rates 5 Hz (polished thin-section) and 10 Hz (polished blocks), ~30 s background acquisition, ~40 s sample data acquisition | STDGL3 (Danyushevsky et al. 2011) and GSD-1G (USGS) | 1.32 | [19 empty] | 2760 | [5 empty] | 248 | [5 empty] | 296 | [9 empty] | 18688 |  | 0.2 |  |  |  | 0.73 | [7 empty] | 97 | [13 empty] | 1934 | [15 empty] | 7.19 | [17 empty] | 0.135 | [9 empty] | 1.39 | [35 empty] | CHN | Tibet
| Lawu |  | Magmatic hydrothermal | Skarn | Cu-Pb-Zn skarn | Cu, Pb, Zn | In, Sn | Cu, Pb, Zn, In, Sn |  |  | 19DJS-90-3 (Sp IIb) |  | underground mine |  |  |  |  | ore material | drill core | underground mining tunnels and drill cores | mineral separate | [5 empty] | mineralisation |  |  |  | sphalerite, chalcopyrite, pyrrhotite, pyrite, arsenopyrite | [6 empty] | galena, bismuthinite, marcasite, iron oxides, pyroxene, actinolite, quartz | thin sections and polished blocks examined using optical microscope, BSE detector, and EDS prior to analysis | EMPA, LA-ICPMS | JEOL JXA-8230 electron probe microanalyzer; RESOlution-LR 193 nm ArF excimer laser ablation system coupled to an Agilent 7700x ICP-MS | Laboratory of Mineral Resources Research Center, Fuzhou University; Adelaide Microscopy, the University of Adelaide | EPMA point analysis: accelerating voltage 15 kV, beam current 20 nA, beam diameter ~5 μm; EPMA mapping: accelerating voltage 20 kV, working current 50 nA, dwell time ~10 ms; BSE imaging: accelerating voltage 20 kV, beam current 10 nA; LA-ICP-MS: energy density 3~3.5 J/cm2, spot sizes 29 to 51 μm, repetition rates 5 Hz (polished thin-section) and 10 Hz (polished blocks), ~30 s background acquisition, ~40 s sample data acquisition | STDGL3 (Danyushevsky et al. 2011) and GSD-1G (USGS) | 3.7 | [19 empty] | 2595 | [5 empty] | 171 | [5 empty] | 6125 | [9 empty] | 10384 |  | 0.4 |  |  |  | 1.15 | [7 empty] | 73 | [13 empty] | 1291 | [15 empty] | 7.43 | [17 empty] | 0.17 | [9 empty] | 1.58 | [35 empty] | CHN | Tibet
| Lawu |  | Magmatic hydrothermal | Skarn | Cu-Pb-Zn skarn | Cu, Pb, Zn | In, Sn | Cu, Pb, Zn, In, Sn |  |  | 19FY-280-4 |  | underground mine |  |  |  |  | ore material | drill core | underground mining tunnels and drill cores | mineral separate | [5 empty] | mineralisation |  |  |  | sphalerite, chalcopyrite, pyrrhotite, pyrite, arsenopyrite | [6 empty] | galena, bismuthinite, marcasite, iron oxides, pyroxene, actinolite, quartz | thin sections and polished blocks examined using optical microscope, BSE detector, and EDS prior to analysis | EMPA, LA-ICPMS | JEOL JXA-8230 electron probe microanalyzer; RESOlution-LR 193 nm ArF excimer laser ablation system coupled to an Agilent 7700x ICP-MS | Laboratory of Mineral Resources Research Center, Fuzhou University; Adelaide Microscopy, the University of Adelaide | EPMA point analysis: accelerating voltage 15 kV, beam current 20 nA, beam diameter ~5 μm; EPMA mapping: accelerating voltage 20 kV, working current 50 nA, dwell time ~10 ms; BSE imaging: accelerating voltage 20 kV, beam current 10 nA; LA-ICP-MS: energy density 3~3.5 J/cm2, spot sizes 29 to 51 μm, repetition rates 5 Hz (polished thin-section) and 10 Hz (polished blocks), ~30 s background acquisition, ~40 s sample data acquisition | STDGL3 (Danyushevsky et al. 2011) and GSD-1G (USGS) | 1.5 | [19 empty] | 2011 | [5 empty] | 503 | [5 empty] | 87.34 | [9 empty] | 43506 |  | 0.19 |  |  |  | 1.06 | [7 empty] | 65.49 | [13 empty] | 3795 | [15 empty] | 3.49 | [17 empty] | 0.175 | [9 empty] | 1.55 | [35 empty] | CHN | Tibet
| Lawu |  | Magmatic hydrothermal | Skarn | Cu-Pb-Zn skarn | Cu, Pb, Zn | In, Sn | Cu, Pb, Zn, In, Sn |  |  | 19FY-240-2 |  | underground mine |  |  |  |  | ore material | drill core | underground mining tunnels and drill cores | mineral separate | [5 empty] | mineralisation |  |  |  | sphalerite, chalcopyrite, pyrrhotite, pyrite, arsenopyrite | [6 empty] | galena, bismuthinite, marcasite, iron oxides, pyroxene, actinolite, quartz | thin sections and polished blocks examined using optical microscope, BSE detector, and EDS prior to analysis | EMPA, LA-ICPMS | JEOL JXA-8230 electron probe microanalyzer; RESOlution-LR 193 nm ArF excimer laser ablation system coupled to an Agilent 7700x ICP-MS | Laboratory of Mineral Resources Research Center, Fuzhou University; Adelaide Microscopy, the University of Adelaide | EPMA point analysis: accelerating voltage 15 kV, beam current 20 nA, beam diameter ~5 μm; EPMA mapping: accelerating voltage 20 kV, working current 50 nA, dwell time ~10 ms; BSE imaging: accelerating voltage 20 kV, beam current 10 nA; LA-ICP-MS: energy density 3~3.5 J/cm2, spot sizes 29 to 51 μm, repetition rates 5 Hz (polished thin-section) and 10 Hz (polished blocks), ~30 s background acquisition, ~40 s sample data acquisition | STDGL3 (Danyushevsky et al. 2011) and GSD-1G (USGS) | 3.28 | [19 empty] | 2116 | [5 empty] | 474 | [5 empty] | 102.9 | [9 empty] | 36758 |  | 0.49 |  |  |  | 0.91 | [7 empty] | 126 | [13 empty] | 3002 | [15 empty] | 3.56 | [17 empty] | 0.185 | [9 empty] | 1.27 | [35 empty] | CHN | Tibet
| Lawu |  | Magmatic hydrothermal | Skarn | Cu-Pb-Zn skarn | Cu, Pb, Zn | In, Sn | Cu, Pb, Zn, In, Sn |  |  | 19FY-220-1 |  | underground mine |  |  |  |  | ore material | drill core | underground mining tunnels and drill cores | mineral separate | [5 empty] | mineralisation |  |  |  | sphalerite, chalcopyrite, pyrrhotite, pyrite, arsenopyrite | [6 empty] | galena, bismuthinite, marcasite, iron oxides, pyroxene, actinolite, quartz | thin sections and polished blocks examined using optical microscope, BSE detector, and EDS prior to analysis | EMPA, LA-ICPMS | JEOL JXA-8230 electron probe microanalyzer; RESOlution-LR 193 nm ArF excimer laser ablation system coupled to an Agilent 7700x ICP-MS | Laboratory of Mineral Resources Research Center, Fuzhou University; Adelaide Microscopy, the University of Adelaide | EPMA point analysis: accelerating voltage 15 kV, beam current 20 nA, beam diameter ~5 μm; EPMA mapping: accelerating voltage 20 kV, working current 50 nA, dwell time ~10 ms; BSE imaging: accelerating voltage 20 kV, beam current 10 nA; LA-ICP-MS: energy density 3~3.5 J/cm2, spot sizes 29 to 51 μm, repetition rates 5 Hz (polished thin-section) and 10 Hz (polished blocks), ~30 s background acquisition, ~40 s sample data acquisition | STDGL3 (Danyushevsky et al. 2011) and GSD-1G (USGS) | 0.91 | [19 empty] | 2192 | [5 empty] | 503 | [5 empty] | 137.1 | [9 empty] | 48975 |  | 0.32 |  |  |  | 1.51 | [7 empty] | 181.16 | [13 empty] | 3364 | [15 empty] | 0.06 | [17 empty] | 0.19 | [9 empty] | 1.28 | [35 empty] | CHN | Tibet
| Lawu |  | Magmatic hydrothermal | Skarn | Cu-Pb-Zn skarn | Cu, Pb, Zn | In, Sn | Cu, Pb, Zn, In, Sn |  |  | 19FY-220-3 |  | underground mine |  |  |  |  | ore material | drill core | underground mining tunnels and drill cores | mineral separate | [5 empty] | mineralisation |  |  |  | sphalerite, chalcopyrite, pyrrhotite, pyrite, arsenopyrite | [6 empty] | galena, bismuthinite, marcasite, iron oxides, pyroxene, actinolite, quartz | thin sections and polished blocks examined using optical microscope, BSE detector, and EDS prior to analysis | EMPA, LA-ICPMS | JEOL JXA-8230 electron probe microanalyzer; RESOlution-LR 193 nm ArF excimer laser ablation system coupled to an Agilent 7700x ICP-MS | Laboratory of Mineral Resources Research Center, Fuzhou University; Adelaide Microscopy, the University of Adelaide | EPMA point analysis: accelerating voltage 15 kV, beam current 20 nA, beam diameter ~5 μm; EPMA mapping: accelerating voltage 20 kV, working current 50 nA, dwell time ~10 ms; BSE imaging: accelerating voltage 20 kV, beam current 10 nA; LA-ICP-MS: energy density 3~3.5 J/cm2, spot sizes 29 to 51 μm, repetition rates 5 Hz (polished thin-section) and 10 Hz (polished blocks), ~30 s background acquisition, ~40 s sample data acquisition | STDGL3 (Danyushevsky et al. 2011) and GSD-1G (USGS) | 2.18 | [19 empty] | 2380 | [5 empty] | 365 | [5 empty] | 87.45 | [9 empty] | 52403 |  | 0.28 |  |  |  | 1.38 | [7 empty] | 113.36 | [13 empty] | 3777 | [15 empty] | 2.43 | [17 empty] | 0.145 | [9 empty] | 1.23 | [35 empty] | CHN | Tibet
| Lawu |  | Magmatic hydrothermal | Skarn | Cu-Pb-Zn skarn | Cu, Pb, Zn | In, Sn | Cu, Pb, Zn, In, Sn |  |  | 19FY-200-15 |  | underground mine |  |  |  |  | ore material | drill core | underground mining tunnels and drill cores | mineral separate | [5 empty] | mineralisation |  |  |  | sphalerite, chalcopyrite, pyrrhotite, pyrite, arsenopyrite | [6 empty] | galena, bismuthinite, marcasite, iron oxides, pyroxene, actinolite, quartz | thin sections and polished blocks examined using optical microscope, BSE detector, and EDS prior to analysis | EMPA, LA-ICPMS | JEOL JXA-8230 electron probe microanalyzer; RESOlution-LR 193 nm ArF excimer laser ablation system coupled to an Agilent 7700x ICP-MS | Laboratory of Mineral Resources Research Center, Fuzhou University; Adelaide Microscopy, the University of Adelaide | EPMA point analysis: accelerating voltage 15 kV, beam current 20 nA, beam diameter ~5 μm; EPMA mapping: accelerating voltage 20 kV, working current 50 nA, dwell time ~10 ms; BSE imaging: accelerating voltage 20 kV, beam current 10 nA; LA-ICP-MS: energy density 3~3.5 J/cm2, spot sizes 29 to 51 μm, repetition rates 5 Hz (polished thin-section) and 10 Hz (polished blocks), ~30 s background acquisition, ~40 s sample data acquisition | STDGL3 (Danyushevsky et al. 2011) and GSD-1G (USGS) | 1.26 | [19 empty] | 2259 | [5 empty] | 493 | [5 empty] | 135.4 | [9 empty] | 47134 |  | 1.48 |  |  |  | 1.42 | [7 empty] | 178.34 | [13 empty] | 3477 | [15 empty] | 0.4 | [17 empty] | 0.17 | [9 empty] | 1.2 | [35 empty] | CHN | Tibet
| Lawu |  | Magmatic hydrothermal | Skarn | Cu-Pb-Zn skarn | Cu, Pb, Zn | In, Sn | Cu, Pb, Zn, In, Sn |  |  | YH01 |  | underground mine |  |  |  |  | ore material | drill core | underground mining tunnels and drill cores | mineral separate | [5 empty] | mineralisation |  |  |  | sphalerite, chalcopyrite, pyrrhotite, pyrite, arsenopyrite | [6 empty] | galena, bismuthinite, marcasite, iron oxides, pyroxene, actinolite, quartz | thin sections and polished blocks examined using optical microscope, BSE detector, and EDS prior to analysis | EMPA, LA-ICPMS | JEOL JXA-8230 electron probe microanalyzer; RESOlution-LR 193 nm ArF excimer laser ablation system coupled to an Agilent 7700x ICP-MS | Laboratory of Mineral Resources Research Center, Fuzhou University; Adelaide Microscopy, the University of Adelaide | EPMA point analysis: accelerating voltage 15 kV, beam current 20 nA, beam diameter ~5 μm; EPMA mapping: accelerating voltage 20 kV, working current 50 nA, dwell time ~10 ms; BSE imaging: accelerating voltage 20 kV, beam current 10 nA; LA-ICP-MS: energy density 3~3.5 J/cm2, spot sizes 29 to 51 μm, repetition rates 5 Hz (polished thin-section) and 10 Hz (polished blocks), ~30 s background acquisition, ~40 s sample data acquisition | STDGL3 (Danyushevsky et al. 2011) and GSD-1G (USGS) | 7.7275 | [19 empty] | 4639.5593 | [5 empty] | 0.035749 | [5 empty] | 341.2291 | [9 empty] | 68769.0229 |  | 13.5773 |  |  |  | 3.0698 | [7 empty] | 124.8393 | [13 empty] | 6006.5012 | [15 empty] | 22.6062 | [17 empty] | 9.2499 | [9 empty] | 6.4297 | [35 empty] | CHN | Tibet
| Lawu |  | Magmatic hydrothermal | Skarn | Cu-Pb-Zn skarn | Cu, Pb, Zn | In, Sn | Cu, Pb, Zn, In, Sn |  |  | YH02 |  | underground mine |  |  |  |  | ore material | drill core | underground mining tunnels and drill cores | mineral separate | [5 empty] | mineralisation |  |  |  | sphalerite, chalcopyrite, pyrrhotite, pyrite, arsenopyrite | [6 empty] | galena, bismuthinite, marcasite, iron oxides, pyroxene, actinolite, quartz | thin sections and polished blocks examined using optical microscope, BSE detector, and EDS prior to analysis | EMPA, LA-ICPMS | JEOL JXA-8230 electron probe microanalyzer; RESOlution-LR 193 nm ArF excimer laser ablation system coupled to an Agilent 7700x ICP-MS | Laboratory of Mineral Resources Research Center, Fuzhou University; Adelaide Microscopy, the University of Adelaide | EPMA point analysis: accelerating voltage 15 kV, beam current 20 nA, beam diameter ~5 μm; EPMA mapping: accelerating voltage 20 kV, working current 50 nA, dwell time ~10 ms; BSE imaging: accelerating voltage 20 kV, beam current 10 nA; LA-ICP-MS: energy density 3~3.5 J/cm2, spot sizes 29 to 51 μm, repetition rates 5 Hz (polished thin-section) and 10 Hz (polished blocks), ~30 s background acquisition, ~40 s sample data acquisition | STDGL3 (Danyushevsky et al. 2011) and GSD-1G (USGS) | 19.7351 | [19 empty] | 5217.5266 | [5 empty] | 16.4622 | [5 empty] | 148.9916 | [9 empty] | 75775.5689 |  | 4.6225 |  |  |  | 1.2357 | [7 empty] | 60.0865 | [13 empty] | 5272.1252 | [15 empty] | 3.5021 | [17 empty] | 5.2466 | [9 empty] | 4.487 | [35 empty] | CHN | Tibet
| Lawu |  | Magmatic hydrothermal | Skarn | Cu-Pb-Zn skarn | Cu, Pb, Zn | In, Sn | Cu, Pb, Zn, In, Sn |  |  | GG_SG400_E01 |  | underground mine |  |  |  |  | ore material | drill core | underground mining tunnels and drill cores | mineral separate | [5 empty] | mineralisation |  |  |  | sphalerite, chalcopyrite, pyrrhotite, pyrite, arsenopyrite | [6 empty] | galena, bismuthinite, marcasite, iron oxides, pyroxene, actinolite, quartz | thin sections and polished blocks examined using optical microscope, BSE detector, and EDS prior to analysis | EMPA, LA-ICPMS | JEOL JXA-8230 electron probe microanalyzer; RESOlution-LR 193 nm ArF excimer laser ablation system coupled to an Agilent 7700x ICP-MS | Laboratory of Mineral Resources Research Center, Fuzhou University; Adelaide Microscopy, the University of Adelaide | EPMA point analysis: accelerating voltage 15 kV, beam current 20 nA, beam diameter ~5 μm; EPMA mapping: accelerating voltage 20 kV, working current 50 nA, dwell time ~10 ms; BSE imaging: accelerating voltage 20 kV, beam current 10 nA; LA-ICP-MS: energy density 3~3.5 J/cm2, spot sizes 29 to 51 μm, repetition rates 5 Hz (polished thin-section) and 10 Hz (polished blocks), ~30 s background acquisition, ~40 s sample data acquisition | STDGL3 (Danyushevsky et al. 2011) and GSD-1G (USGS) | 5.1355 | [19 empty] | 3883.6013 | [5 empty] | 215.4324 | [5 empty] | 86.7383 | [9 empty] | 75064.3981 |  | 1.1862 |  |  |  | 2.7108 | [7 empty] | 49.2666 | [13 empty] | 10369.7 | [15 empty] | 1.9129 | [17 empty] | 0.082716 | [9 empty] | 2.6091 | [35 empty] | CHN | Tibet
| Lawu |  | Magmatic hydrothermal | Skarn | Cu-Pb-Zn skarn | Cu, Pb, Zn | In, Sn | Cu, Pb, Zn, In, Sn |  |  | GG_SG400_W01 |  | underground mine |  |  |  |  | ore material | drill core | underground mining tunnels and drill cores | mineral separate | [5 empty] | mineralisation |  |  |  | sphalerite, chalcopyrite, pyrrhotite, pyrite, arsenopyrite | [6 empty] | galena, bismuthinite, marcasite, iron oxides, pyroxene, actinolite, quartz | thin sections and polished blocks examined using optical microscope, BSE detector, and EDS prior to analysis | EMPA, LA-ICPMS | JEOL JXA-8230 electron probe microanalyzer; RESOlution-LR 193 nm ArF excimer laser ablation system coupled to an Agilent 7700x ICP-MS | Laboratory of Mineral Resources Research Center, Fuzhou University; Adelaide Microscopy, the University of Adelaide | EPMA point analysis: accelerating voltage 15 kV, beam current 20 nA, beam diameter ~5 μm; EPMA mapping: accelerating voltage 20 kV, working current 50 nA, dwell time ~10 ms; BSE imaging: accelerating voltage 20 kV, beam current 10 nA; LA-ICP-MS: energy density 3~3.5 J/cm2, spot sizes 29 to 51 μm, repetition rates 5 Hz (polished thin-section) and 10 Hz (polished blocks), ~30 s background acquisition, ~40 s sample data acquisition | STDGL3 (Danyushevsky et al. 2011) and GSD-1G (USGS) | 7.4667 | [19 empty] | 3831.1504 | [5 empty] | 1.6798 | [5 empty] | 430.0771 | [9 empty] | 40826.4951 |  | 5.6681 |  |  |  | 3.0929 | [7 empty] | 40.9747 | [13 empty] | 1281.6484 | [15 empty] | 46.2891 | [17 empty] | 0.60968 | [9 empty] | 22.0598 | [35 empty] | CHN | Tibet
| Lawu |  | Magmatic hydrothermal | Skarn | Cu-Pb-Zn skarn | Cu, Pb, Zn | In, Sn | Cu, Pb, Zn, In, Sn |  |  | GG_SG400_W02 |  | underground mine |  |  |  |  | ore material | drill core | underground mining tunnels and drill cores | mineral separate | [5 empty] | mineralisation |  |  |  | sphalerite, chalcopyrite, pyrrhotite, pyrite, arsenopyrite | [6 empty] | galena, bismuthinite, marcasite, iron oxides, pyroxene, actinolite, quartz | thin sections and polished blocks examined using optical microscope, BSE detector, and EDS prior to analysis | EMPA, LA-ICPMS | JEOL JXA-8230 electron probe microanalyzer; RESOlution-LR 193 nm ArF excimer laser ablation system coupled to an Agilent 7700x ICP-MS | Laboratory of Mineral Resources Research Center, Fuzhou University; Adelaide Microscopy, the University of Adelaide | EPMA point analysis: accelerating voltage 15 kV, beam current 20 nA, beam diameter ~5 μm; EPMA mapping: accelerating voltage 20 kV, working current 50 nA, dwell time ~10 ms; BSE imaging: accelerating voltage 20 kV, beam current 10 nA; LA-ICP-MS: energy density 3~3.5 J/cm2, spot sizes 29 to 51 μm, repetition rates 5 Hz (polished thin-section) and 10 Hz (polished blocks), ~30 s background acquisition, ~40 s sample data acquisition | STDGL3 (Danyushevsky et al. 2011) and GSD-1G (USGS) | 2.4296 | [19 empty] | 4867.2389 | [5 empty] | 189.5859 | [5 empty] | 234.9354 | [9 empty] | 66488.6105 |  | 1.1874 |  |  |  | 0.8362 | [7 empty] | 9.2862 | [13 empty] | 5553.7821 | [15 empty] | 3.1432 | [17 empty] | 0.092643 | [9 empty] | 0.567 | [35 empty] | CHN | Tibet
| Lawu |  | Magmatic hydrothermal | Skarn | Cu-Pb-Zn skarn | Cu, Pb, Zn | In, Sn | Cu, Pb, Zn, In, Sn |  |  | UJ |  | underground mine |  |  |  |  | ore material | drill core | underground mining tunnels and drill cores | mineral separate | [5 empty] | mineralisation |  |  |  | sphalerite, chalcopyrite, pyrrhotite, pyrite, arsenopyrite | [6 empty] | galena, bismuthinite, marcasite, iron oxides, pyroxene, actinolite, quartz | thin sections and polished blocks examined using optical microscope, BSE detector, and EDS prior to analysis | EMPA, LA-ICPMS | JEOL JXA-8230 electron probe microanalyzer; RESOlution-LR 193 nm ArF excimer laser ablation system coupled to an Agilent 7700x ICP-MS | Laboratory of Mineral Resources Research Center, Fuzhou University; Adelaide Microscopy, the University of Adelaide | EPMA point analysis: accelerating voltage 15 kV, beam current 20 nA, beam diameter ~5 μm; EPMA mapping: accelerating voltage 20 kV, working current 50 nA, dwell time ~10 ms; BSE imaging: accelerating voltage 20 kV, beam current 10 nA; LA-ICP-MS: energy density 3~3.5 J/cm2, spot sizes 29 to 51 μm, repetition rates 5 Hz (polished thin-section) and 10 Hz (polished blocks), ~30 s background acquisition, ~40 s sample data acquisition | STDGL3 (Danyushevsky et al. 2011) and GSD-1G (USGS) | 2.8364 | [19 empty] | 4057.491 | [5 empty] | 13.0346 | [5 empty] | 119.7827 | [9 empty] | 87348.7005 |  | 2.2672 |  |  |  | 2.2054 | [7 empty] | 79.2487 | [13 empty] | 922.4775 | [15 empty] | 0.32983 | [17 empty] | 0.16938 | [9 empty] | 3.238 | [35 empty] | CHN | Tibet
| Lawu |  | Magmatic hydrothermal | Skarn | Cu-Pb-Zn skarn | Cu, Pb, Zn | In, Sn | Cu, Pb, Zn, In, Sn |  |  | SG |  | underground mine |  |  |  |  | ore material | drill core | underground mining tunnels and drill cores | mineral separate | [5 empty] | mineralisation |  |  |  | sphalerite, chalcopyrite, pyrrhotite, pyrite, arsenopyrite | [6 empty] | galena, bismuthinite, marcasite, iron oxides, pyroxene, actinolite, quartz | thin sections and polished blocks examined using optical microscope, BSE detector, and EDS prior to analysis | EMPA, LA-ICPMS | JEOL JXA-8230 electron probe microanalyzer; RESOlution-LR 193 nm ArF excimer laser ablation system coupled to an Agilent 7700x ICP-MS | Laboratory of Mineral Resources Research Center, Fuzhou University; Adelaide Microscopy, the University of Adelaide | EPMA point analysis: accelerating voltage 15 kV, beam current 20 nA, beam diameter ~5 μm; EPMA mapping: accelerating voltage 20 kV, working current 50 nA, dwell time ~10 ms; BSE imaging: accelerating voltage 20 kV, beam current 10 nA; LA-ICP-MS: energy density 3~3.5 J/cm2, spot sizes 29 to 51 μm, repetition rates 5 Hz (polished thin-section) and 10 Hz (polished blocks), ~30 s background acquisition, ~40 s sample data acquisition | STDGL3 (Danyushevsky et al. 2011) and GSD-1G (USGS) | 2.4457 | [19 empty] | 3313.9088 | [5 empty] | 5.017 | [5 empty] | 25.2619 | [9 empty] | 27662.7379 |  | 1.0156 |  |  |  | 2.1776 | [7 empty] | 12.3138 | [13 empty] | 1638.7645 | [15 empty] | 0.056946 | [17 empty] | 0.075046 | [9 empty] | 3.9762 | [35 empty] | CHN | Tibet
| Lawu |  | Magmatic hydrothermal | Skarn | Cu-Pb-Zn skarn | Cu, Pb, Zn | In, Sn | Cu, Pb, Zn, In, Sn |  |  | JG01 |  | underground mine |  |  |  |  | ore material | drill core | underground mining tunnels and drill cores | mineral separate | [5 empty] | mineralisation |  |  |  | sphalerite, chalcopyrite, pyrrhotite, pyrite, arsenopyrite | [6 empty] | galena, bismuthinite, marcasite, iron oxides, pyroxene, actinolite, quartz | thin sections and polished blocks examined using optical microscope, BSE detector, and EDS prior to analysis | EMPA, LA-ICPMS | JEOL JXA-8230 electron probe microanalyzer; RESOlution-LR 193 nm ArF excimer laser ablation system coupled to an Agilent 7700x ICP-MS | Laboratory of Mineral Resources Research Center, Fuzhou University; Adelaide Microscopy, the University of Adelaide | EPMA point analysis: accelerating voltage 15 kV, beam current 20 nA, beam diameter ~5 μm; EPMA mapping: accelerating voltage 20 kV, working current 50 nA, dwell time ~10 ms; BSE imaging: accelerating voltage 20 kV, beam current 10 nA; LA-ICP-MS: energy density 3~3.5 J/cm2, spot sizes 29 to 51 μm, repetition rates 5 Hz (polished thin-section) and 10 Hz (polished blocks), ~30 s background acquisition, ~40 s sample data acquisition | STDGL3 (Danyushevsky et al. 2011) and GSD-1G (USGS) | 17.6652 | [19 empty] | 2791.1799 | [5 empty] | 0.44144 | [5 empty] | 4773.1347 | [9 empty] | 87515.354 |  | 60.589 |  |  |  | 1.0705 | [7 empty] | 6.8657 | [13 empty] | 15179.3984 | [15 empty] | 2.3926 | [17 empty] | 7.8662 | [9 empty] | 214.2999 | [35 empty] | CHN | Tibet
| Lawu |  | Magmatic hydrothermal | Skarn | Cu-Pb-Zn skarn | Cu, Pb, Zn | In, Sn | Cu, Pb, Zn, In, Sn |  |  | JG02 |  | underground mine |  |  |  |  | ore material | drill core | underground mining tunnels and drill cores | mineral separate | [5 empty] | mineralisation |  |  |  | sphalerite, chalcopyrite, pyrrhotite, pyrite, arsenopyrite | [6 empty] | galena, bismuthinite, marcasite, iron oxides, pyroxene, actinolite, quartz | thin sections and polished blocks examined using optical microscope, BSE detector, and EDS prior to analysis | EMPA, LA-ICPMS | JEOL JXA-8230 electron probe microanalyzer; RESOlution-LR 193 nm ArF excimer laser ablation system coupled to an Agilent 7700x ICP-MS | Laboratory of Mineral Resources Research Center, Fuzhou University; Adelaide Microscopy, the University of Adelaide | EPMA point analysis: accelerating voltage 15 kV, beam current 20 nA, beam diameter ~5 μm; EPMA mapping: accelerating voltage 20 kV, working current 50 nA, dwell time ~10 ms; BSE imaging: accelerating voltage 20 kV, beam current 10 nA; LA-ICP-MS: energy density 3~3.5 J/cm2, spot sizes 29 to 51 μm, repetition rates 5 Hz (polished thin-section) and 10 Hz (polished blocks), ~30 s background acquisition, ~40 s sample data acquisition | STDGL3 (Danyushevsky et al. 2011) and GSD-1G (USGS) | 4.6586 | [19 empty] | 2800.979 | [5 empty] | 0.044587 | [5 empty] | 135.149 | [9 empty] | 91874.6364 |  | 7.7017 |  |  |  | 2.3248 | [7 empty] | 17.8196 | [13 empty] | 16774.7219 | [15 empty] | 1.2372 | [17 empty] | 0.53862 | [9 empty] | 37.7063 | [35 empty] | CHN | Tibet
| Lawu |  | Magmatic hydrothermal | Skarn | Cu-Pb-Zn skarn | Cu, Pb, Zn | In, Sn | Cu, Pb, Zn, In, Sn |  |  | SYM01 |  | underground mine |  |  |  |  | ore material | drill core | underground mining tunnels and drill cores | mineral separate | [5 empty] | mineralisation |  |  |  | sphalerite, chalcopyrite, pyrrhotite, pyrite, arsenopyrite | [6 empty] | galena, bismuthinite, marcasite, iron oxides, pyroxene, actinolite, quartz | thin sections and polished blocks examined using optical microscope, BSE detector, and EDS prior to analysis | EMPA, LA-ICPMS | JEOL JXA-8230 electron probe microanalyzer; RESOlution-LR 193 nm ArF excimer laser ablation system coupled to an Agilent 7700x ICP-MS | Laboratory of Mineral Resources Research Center, Fuzhou University; Adelaide Microscopy, the University of Adelaide | EPMA point analysis: accelerating voltage 15 kV, beam current 20 nA, beam diameter ~5 μm; EPMA mapping: accelerating voltage 20 kV, working current 50 nA, dwell time ~10 ms; BSE imaging: accelerating voltage 20 kV, beam current 10 nA; LA-ICP-MS: energy density 3~3.5 J/cm2, spot sizes 29 to 51 μm, repetition rates 5 Hz (polished thin-section) and 10 Hz (polished blocks), ~30 s background acquisition, ~40 s sample data acquisition | STDGL3 (Danyushevsky et al. 2011) and GSD-1G (USGS) | 11.8204 | [19 empty] | 2729.3721 | [5 empty] | 0.16911 | [5 empty] | 717.7241 | [9 empty] | 92937.1653 |  | 5.0371 |  |  |  | 2.1088 | [7 empty] | 4.1356 | [13 empty] | 19115.6538 | [15 empty] | 7.1476 | [17 empty] | 3.0682 | [9 empty] | 8.7206 | [35 empty] | CHN | Tibet
| Lawu |  | Magmatic hydrothermal | Skarn | Cu-Pb-Zn skarn | Cu, Pb, Zn | In, Sn | Cu, Pb, Zn, In, Sn |  |  | SYM02 |  | underground mine |  |  |  |  | ore material | drill core | underground mining tunnels and drill cores | mineral separate | [5 empty] | mineralisation |  |  |  | sphalerite, chalcopyrite, pyrrhotite, pyrite, arsenopyrite | [6 empty] | galena, bismuthinite, marcasite, iron oxides, pyroxene, actinolite, quartz | thin sections and polished blocks examined using optical microscope, BSE detector, and EDS prior to analysis | EMPA, LA-ICPMS | JEOL JXA-8230 electron probe microanalyzer; RESOlution-LR 193 nm ArF excimer laser ablation system coupled to an Agilent 7700x ICP-MS | Laboratory of Mineral Resources Research Center, Fuzhou University; Adelaide Microscopy, the University of Adelaide | EPMA point analysis: accelerating voltage 15 kV, beam current 20 nA, beam diameter ~5 μm; EPMA mapping: accelerating voltage 20 kV, working current 50 nA, dwell time ~10 ms; BSE imaging: accelerating voltage 20 kV, beam current 10 nA; LA-ICP-MS: energy density 3~3.5 J/cm2, spot sizes 29 to 51 μm, repetition rates 5 Hz (polished thin-section) and 10 Hz (polished blocks), ~30 s background acquisition, ~40 s sample data acquisition | STDGL3 (Danyushevsky et al. 2011) and GSD-1G (USGS) | 1.3134 | [19 empty] | 2823.4689 | [5 empty] | 176.7367 | [5 empty] | 34.5407 | [9 empty] | 67553.1131 |  | 8.4993 |  |  |  | 2.2045 | [7 empty] | 2.4565 | [13 empty] | 5062.2945 | [15 empty] | 0.085461 | [17 empty] | 0.15305 | [9 empty] | 3.991 | [35 empty] | CHN | Tibet
| Lawu |  | Magmatic hydrothermal | Skarn | Cu-Pb-Zn skarn | Cu, Pb, Zn | In, Sn | Cu, Pb, Zn, In, Sn |  |  | SYM03 |  | underground mine |  |  |  |  | ore material | drill core | underground mining tunnels and drill cores | mineral separate | [5 empty] | mineralisation |  |  |  | sphalerite, chalcopyrite, pyrrhotite, pyrite, arsenopyrite | [6 empty] | galena, bismuthinite, marcasite, iron oxides, pyroxene, actinolite, quartz | thin sections and polished blocks examined using optical microscope, BSE detector, and EDS prior to analysis | EMPA, LA-ICPMS | JEOL JXA-8230 electron probe microanalyzer; RESOlution-LR 193 nm ArF excimer laser ablation system coupled to an Agilent 7700x ICP-MS | Laboratory of Mineral Resources Research Center, Fuzhou University; Adelaide Microscopy, the University of Adelaide | EPMA point analysis: accelerating voltage 15 kV, beam current 20 nA, beam diameter ~5 μm; EPMA mapping: accelerating voltage 20 kV, working current 50 nA, dwell time ~10 ms; BSE imaging: accelerating voltage 20 kV, beam current 10 nA; LA-ICP-MS: energy density 3~3.5 J/cm2, spot sizes 29 to 51 μm, repetition rates 5 Hz (polished thin-section) and 10 Hz (polished blocks), ~30 s background acquisition, ~40 s sample data acquisition | STDGL3 (Danyushevsky et al. 2011) and GSD-1G (USGS) | 8.0597 | [19 empty] | 2697.3011 | [5 empty] | 53.5675 | [5 empty] | 150.5718 | [9 empty] | 97381.5084 |  | 9.5638 |  |  |  | 2.554 | [7 empty] | 67.5592 | [13 empty] | 9781.9547 | [15 empty] | 0.090107 | [17 empty] | 0.11615 | [9 empty] | 7.7035 | [35 empty] | CHN | Tibet
| Lawu |  | Magmatic hydrothermal | Skarn | Cu-Pb-Zn skarn | Cu, Pb, Zn | In, Sn | Cu, Pb, Zn, In, Sn |  |  | SYM04 |  | underground mine |  |  |  |  | ore material | drill core | underground mining tunnels and drill cores | mineral separate | [5 empty] | mineralisation |  |  |  | sphalerite, chalcopyrite, pyrrhotite, pyrite, arsenopyrite | [6 empty] | galena, bismuthinite, marcasite, iron oxides, pyroxene, actinolite, quartz | thin sections and polished blocks examined using optical microscope, BSE detector, and EDS prior to analysis | EMPA, LA-ICPMS | JEOL JXA-8230 electron probe microanalyzer; RESOlution-LR 193 nm ArF excimer laser ablation system coupled to an Agilent 7700x ICP-MS | Laboratory of Mineral Resources Research Center, Fuzhou University; Adelaide Microscopy, the University of Adelaide | EPMA point analysis: accelerating voltage 15 kV, beam current 20 nA, beam diameter ~5 μm; EPMA mapping: accelerating voltage 20 kV, working current 50 nA, dwell time ~10 ms; BSE imaging: accelerating voltage 20 kV, beam current 10 nA; LA-ICP-MS: energy density 3~3.5 J/cm2, spot sizes 29 to 51 μm, repetition rates 5 Hz (polished thin-section) and 10 Hz (polished blocks), ~30 s background acquisition, ~40 s sample data acquisition | STDGL3 (Danyushevsky et al. 2011) and GSD-1G (USGS) | 2.4073 | [19 empty] | 6170.2102 | [5 empty] | 0.82708 | [5 empty] | 23.1693 | [9 empty] | 80130.2957 |  | 10.4787 |  |  |  | 2.3806 | [7 empty] | 2.3847 | [13 empty] | 5708.2815 | [15 empty] | 1.0094 | [17 empty] | 0.5029 | [9 empty] | 3.5117 | [35 empty] | CHN | Tibet
| Lawu |  | Magmatic hydrothermal | Skarn | Cu-Pb-Zn skarn | Cu, Pb, Zn | In, Sn | Cu, Pb, Zn, In, Sn |  |  | DN01 |  | underground mine |  |  |  |  | ore material | drill core | underground mining tunnels and drill cores | mineral separate | [5 empty] | mineralisation |  |  |  | sphalerite, chalcopyrite, pyrrhotite, pyrite, arsenopyrite | [6 empty] | galena, bismuthinite, marcasite, iron oxides, pyroxene, actinolite, quartz | thin sections and polished blocks examined using optical microscope, BSE detector, and EDS prior to analysis | EMPA, LA-ICPMS | JEOL JXA-8230 electron probe microanalyzer; RESOlution-LR 193 nm ArF excimer laser ablation system coupled to an Agilent 7700x ICP-MS | Laboratory of Mineral Resources Research Center, Fuzhou University; Adelaide Microscopy, the University of Adelaide | EPMA point analysis: accelerating voltage 15 kV, beam current 20 nA, beam diameter ~5 μm; EPMA mapping: accelerating voltage 20 kV, working current 50 nA, dwell time ~10 ms; BSE imaging: accelerating voltage 20 kV, beam current 10 nA; LA-ICP-MS: energy density 3~3.5 J/cm2, spot sizes 29 to 51 μm, repetition rates 5 Hz (polished thin-section) and 10 Hz (polished blocks), ~30 s background acquisition, ~40 s sample data acquisition | STDGL3 (Danyushevsky et al. 2011) and GSD-1G (USGS) | 1.1473 | [19 empty] | 3495.3788 | [5 empty] | 12.1981 | [5 empty] | 43.9233 | [9 empty] | 68827.6159 |  | 1.2344 |  |  |  | 1.4765 | [7 empty] | 32.1378 | [13 empty] | 4045.9679 | [15 empty] | 0.14547 | [17 empty] | 0.11855 | [9 empty] | 8.2669 | [35 empty] | CHN | Tibet
| Lawu |  | Magmatic hydrothermal | Skarn | Cu-Pb-Zn skarn | Cu, Pb, Zn | In, Sn | Cu, Pb, Zn, In, Sn |  |  | DN02 |  | underground mine |  |  |  |  | ore material | drill core | underground mining tunnels and drill cores | mineral separate | [5 empty] | mineralisation |  |  |  | sphalerite, chalcopyrite, pyrrhotite, pyrite, arsenopyrite | [6 empty] | galena, bismuthinite, marcasite, iron oxides, pyroxene, actinolite, quartz | thin sections and polished blocks examined using optical microscope, BSE detector, and EDS prior to analysis | EMPA, LA-ICPMS | JEOL JXA-8230 electron probe microanalyzer; RESOlution-LR 193 nm ArF excimer laser ablation system coupled to an Agilent 7700x ICP-MS | Laboratory of Mineral Resources Research Center, Fuzhou University; Adelaide Microscopy, the University of Adelaide | EPMA point analysis: accelerating voltage 15 kV, beam current 20 nA, beam diameter ~5 μm; EPMA mapping: accelerating voltage 20 kV, working current 50 nA, dwell time ~10 ms; BSE imaging: accelerating voltage 20 kV, beam current 10 nA; LA-ICP-MS: energy density 3~3.5 J/cm2, spot sizes 29 to 51 μm, repetition rates 5 Hz (polished thin-section) and 10 Hz (polished blocks), ~30 s background acquisition, ~40 s sample data acquisition | STDGL3 (Danyushevsky et al. 2011) and GSD-1G (USGS) | 3.6365 | [19 empty] | 2573.2813 | [5 empty] | 0.032009 | [5 empty] | 110.3557 | [9 empty] | 34603.2261 |  | 1.822 |  |  |  | 1.5482 | [7 empty] | 0.45525 | [13 empty] | 2976.4604 | [15 empty] | 0.86918 | [17 empty] | 0.18934 | [9 empty] | 114.8807 | [35 empty] | CHN | Tibet
| Lawu |  | Magmatic hydrothermal | Skarn | Cu-Pb-Zn skarn | Cu, Pb, Zn | In, Sn | Cu, Pb, Zn, In, Sn |  |  | WD_DH1_360 |  | underground mine |  |  |  |  | ore material | drill core | underground mining tunnels and drill cores | mineral separate | [5 empty] | mineralisation |  |  |  | sphalerite, chalcopyrite, pyrrhotite, pyrite, arsenopyrite | [6 empty] | galena, bismuthinite, marcasite, iron oxides, pyroxene, actinolite, quartz | thin sections and polished blocks examined using optical microscope, BSE detector, and EDS prior to analysis | EMPA, LA-ICPMS | JEOL JXA-8230 electron probe microanalyzer; RESOlution-LR 193 nm ArF excimer laser ablation system coupled to an Agilent 7700x ICP-MS | Laboratory of Mineral Resources Research Center, Fuzhou University; Adelaide Microscopy, the University of Adelaide | EPMA point analysis: accelerating voltage 15 kV, beam current 20 nA, beam diameter ~5 μm; EPMA mapping: accelerating voltage 20 kV, working current 50 nA, dwell time ~10 ms; BSE imaging: accelerating voltage 20 kV, beam current 10 nA; LA-ICP-MS: energy density 3~3.5 J/cm2, spot sizes 29 to 51 μm, repetition rates 5 Hz (polished thin-section) and 10 Hz (polished blocks), ~30 s background acquisition, ~40 s sample data acquisition | STDGL3 (Danyushevsky et al. 2011) and GSD-1G (USGS) | 4.785 | [19 empty] | 7693.3853 | [5 empty] | 1.311 | [5 empty] | 137.942 | [9 empty] | 129283.8656 |  | 1.4047 |  |  |  | 3.7799 | [7 empty] | 18.0976 | [13 empty] | 3453.973 | [15 empty] | 0.35915 | [17 empty] | 0.14348 | [9 empty] | 7.2873 | [35 empty] | CHN | Tibet
| Lawu |  | Magmatic hydrothermal | Skarn | Cu-Pb-Zn skarn | Cu, Pb, Zn | In, Sn | Cu, Pb, Zn, In, Sn |  |  | WD_DH1_442 |  | underground mine |  |  |  |  | ore material | drill core | underground mining tunnels and drill cores | mineral separate | [5 empty] | mineralisation |  |  |  | sphalerite, chalcopyrite, pyrrhotite, pyrite, arsenopyrite | [6 empty] | galena, bismuthinite, marcasite, iron oxides, pyroxene, actinolite, quartz | thin sections and polished blocks examined using optical microscope, BSE detector, and EDS prior to analysis | EMPA, LA-ICPMS | JEOL JXA-8230 electron probe microanalyzer; RESOlution-LR 193 nm ArF excimer laser ablation system coupled to an Agilent 7700x ICP-MS | Laboratory of Mineral Resources Research Center, Fuzhou University; Adelaide Microscopy, the University of Adelaide | EPMA point analysis: accelerating voltage 15 kV, beam current 20 nA, beam diameter ~5 μm; EPMA mapping: accelerating voltage 20 kV, working current 50 nA, dwell time ~10 ms; BSE imaging: accelerating voltage 20 kV, beam current 10 nA; LA-ICP-MS: energy density 3~3.5 J/cm2, spot sizes 29 to 51 μm, repetition rates 5 Hz (polished thin-section) and 10 Hz (polished blocks), ~30 s background acquisition, ~40 s sample data acquisition | STDGL3 (Danyushevsky et al. 2011) and GSD-1G (USGS) | 6.5636 | [19 empty] | 5690.2397 | [5 empty] | 1.4897 | [5 empty] | 131.1525 | [9 empty] | 113929.115 |  | 1.2981 |  |  |  | 3.1838 | [7 empty] | 7.5128 | [13 empty] | 2323.4304 | [15 empty] | 0.22532 | [17 empty] | 0.10046 | [9 empty] | 4.2489 | [35 empty] | CHN | Tibet
| Lawu |  | Magmatic hydrothermal | Skarn | Cu-Pb-Zn skarn | Cu, Pb, Zn | In, Sn | Cu, Pb, Zn, In, Sn |  |  | WD_DH2_353 |  | underground mine |  |  |  |  | ore material | drill core | underground mining tunnels and drill cores | mineral separate | [5 empty] | mineralisation |  |  |  | sphalerite, chalcopyrite, pyrrhotite, pyrite, arsenopyrite | [6 empty] | galena, bismuthinite, marcasite, iron oxides, pyroxene, actinolite, quartz | thin sections and polished blocks examined using optical microscope, BSE detector, and EDS prior to analysis | EMPA, LA-ICPMS | JEOL JXA-8230 electron probe microanalyzer; RESOlution-LR 193 nm ArF excimer laser ablation system coupled to an Agilent 7700x ICP-MS | Laboratory of Mineral Resources Research Center, Fuzhou University; Adelaide Microscopy, the University of Adelaide | EPMA point analysis: accelerating voltage 15 kV, beam current 20 nA, beam diameter ~5 μm; EPMA mapping: accelerating voltage 20 kV, working current 50 nA, dwell time ~10 ms; BSE imaging: accelerating voltage 20 kV, beam current 10 nA; LA-ICP-MS: energy density 3~3.5 J/cm2, spot sizes 29 to 51 μm, repetition rates 5 Hz (polished thin-section) and 10 Hz (polished blocks), ~30 s background acquisition, ~40 s sample data acquisition | STDGL3 (Danyushevsky et al. 2011) and GSD-1G (USGS) | 3.9083 | [19 empty] | 5690.536 | [5 empty] | 3.6351 | [5 empty] | 172.0221 | [9 empty] | 117479.9166 |  | 1.7309 |  |  |  | 2.1731 | [7 empty] | 37.3835 | [13 empty] | 4949.0437 | [15 empty] | 0.9459 | [17 empty] | 0.16568 | [9 empty] | 7.8296 | [35 empty] | CHN | Tibet
| Lawu |  | Magmatic hydrothermal | Skarn | Cu-Pb-Zn skarn | Cu, Pb, Zn | In, Sn | Cu, Pb, Zn, In, Sn |  |  | SJ |  | underground mine |  |  |  |  | ore material | drill core | underground mining tunnels and drill cores | mineral separate | [5 empty] | mineralisation |  |  |  | sphalerite, chalcopyrite, pyrrhotite, pyrite, arsenopyrite | [6 empty] | galena, bismuthinite, marcasite, iron oxides, pyroxene, actinolite, quartz | thin sections and polished blocks examined using optical microscope, BSE detector, and EDS prior to analysis | EMPA, LA-ICPMS | JEOL JXA-8230 electron probe microanalyzer; RESOlution-LR 193 nm ArF excimer laser ablation system coupled to an Agilent 7700x ICP-MS | Laboratory of Mineral Resources Research Center, Fuzhou University; Adelaide Microscopy, the University of Adelaide | EPMA point analysis: accelerating voltage 15 kV, beam current 20 nA, beam diameter ~5 μm; EPMA mapping: accelerating voltage 20 kV, working current 50 nA, dwell time ~10 ms; BSE imaging: accelerating voltage 20 kV, beam current 10 nA; LA-ICP-MS: energy density 3~3.5 J/cm2, spot sizes 29 to 51 μm, repetition rates 5 Hz (polished thin-section) and 10 Hz (polished blocks), ~30 s background acquisition, ~40 s sample data acquisition | STDGL3 (Danyushevsky et al. 2011) and GSD-1G (USGS) | 2.9965 | [19 empty] | 13313.4632 | [5 empty] | 2.6443 | [5 empty] | 146.7212 | [9 empty] | 77858.9946 |  | 1.8612 |  |  |  | 1.8545 | [7 empty] | 174.08 | [13 empty] | 2181.3561 | [15 empty] | 0.38521 | [17 empty] | 0.11675 | [9 empty] | 2.2278 | [35 empty] | CHN | Tibet
| Lawu |  | Magmatic hydrothermal | Skarn | Cu-Pb-Zn skarn | Cu, Pb, Zn | In, Sn | Cu, Pb, Zn, In, Sn |  |  | DK23-2@A-1 |  | underground mine |  |  |  |  | ore material | drill core | underground mining tunnels and drill cores | mineral separate | [5 empty] | mineralisation |  |  |  | sphalerite, chalcopyrite, pyrrhotite, pyrite, arsenopyrite | [6 empty] | galena, bismuthinite, marcasite, iron oxides, pyroxene, actinolite, quartz | thin sections and polished blocks examined using optical microscope, BSE detector, and EDS prior to analysis | EMPA, LA-ICPMS | JEOL JXA-8230 electron probe microanalyzer; RESOlution-LR 193 nm ArF excimer laser ablation system coupled to an Agilent 7700x ICP-MS | Laboratory of Mineral Resources Research Center, Fuzhou University; Adelaide Microscopy, the University of Adelaide | EPMA point analysis: accelerating voltage 15 kV, beam current 20 nA, beam diameter ~5 μm; EPMA mapping: accelerating voltage 20 kV, working current 50 nA, dwell time ~10 ms; BSE imaging: accelerating voltage 20 kV, beam current 10 nA; LA-ICP-MS: energy density 3~3.5 J/cm2, spot sizes 29 to 51 μm, repetition rates 5 Hz (polished thin-section) and 10 Hz (polished blocks), ~30 s background acquisition, ~40 s sample data acquisition | STDGL3 (Danyushevsky et al. 2011) and GSD-1G (USGS) | 5.5646 | [19 empty] | 20547.5951 | [5 empty] | 26.3383 | [5 empty] | 246.7049 | [9 empty] | 111522.9013 |  | 9.0485 |  |  |  | 1.8618 | [7 empty] | 43.0922 | [13 empty] | 9168.5128 | [15 empty] | 467.1554 | [17 empty] | 1.4858 | [9 empty] | 1.5607 | [35 empty] | CHN | Tibet
| Lawu |  | Magmatic hydrothermal | Skarn | Cu-Pb-Zn skarn | Cu, Pb, Zn | In, Sn | Cu, Pb, Zn, In, Sn |  |  | DK23-2@A-2 |  | underground mine |  |  |  |  | ore material | drill core | underground mining tunnels and drill cores | mineral separate | [5 empty] | mineralisation |  |  |  | sphalerite, chalcopyrite, pyrrhotite, pyrite, arsenopyrite | [6 empty] | galena, bismuthinite, marcasite, iron oxides, pyroxene, actinolite, quartz | thin sections and polished blocks examined using optical microscope, BSE detector, and EDS prior to analysis | EMPA, LA-ICPMS | JEOL JXA-8230 electron probe microanalyzer; RESOlution-LR 193 nm ArF excimer laser ablation system coupled to an Agilent 7700x ICP-MS | Laboratory of Mineral Resources Research Center, Fuzhou University; Adelaide Microscopy, the University of Adelaide | EPMA point analysis: accelerating voltage 15 kV, beam current 20 nA, beam diameter ~5 μm; EPMA mapping: accelerating voltage 20 kV, working current 50 nA, dwell time ~10 ms; BSE imaging: accelerating voltage 20 kV, beam current 10 nA; LA-ICP-MS: energy density 3~3.5 J/cm2, spot sizes 29 to 51 μm, repetition rates 5 Hz (polished thin-section) and 10 Hz (polished blocks), ~30 s background acquisition, ~40 s sample data acquisition | STDGL3 (Danyushevsky et al. 2011) and GSD-1G (USGS) | 6.1117 | [19 empty] | 20573.7424 | [5 empty] | 26.0212 | [5 empty] | 354.0179 | [9 empty] | 114269.7352 |  | 9.1453 |  |  |  | 1.4532 | [7 empty] | 42.3621 | [13 empty] | 9301.0985 | [15 empty] | 4.6182 | [17 empty] | 1.2125 | [9 empty] | 1.577 | [35 empty] | CHN | Tibet
| Lawu |  | Magmatic hydrothermal | Skarn | Cu-Pb-Zn skarn | Cu, Pb, Zn | In, Sn | Cu, Pb, Zn, In, Sn |  |  | DK23-2@A-3 |  | underground mine |  |  |  |  | ore material | drill core | underground mining tunnels and drill cores | mineral separate | [5 empty] | mineralisation |  |  |  | sphalerite, chalcopyrite, pyrrhotite, pyrite, arsenopyrite | [6 empty] | galena, bismuthinite, marcasite, iron oxides, pyroxene, actinolite, quartz | thin sections and polished blocks examined using optical microscope, BSE detector, and EDS prior to analysis | EMPA, LA-ICPMS | JEOL JXA-8230 electron probe microanalyzer; RESOlution-LR 193 nm ArF excimer laser ablation system coupled to an Agilent 7700x ICP-MS | Laboratory of Mineral Resources Research Center, Fuzhou University; Adelaide Microscopy, the University of Adelaide | EPMA point analysis: accelerating voltage 15 kV, beam current 20 nA, beam diameter ~5 μm; EPMA mapping: accelerating voltage 20 kV, working current 50 nA, dwell time ~10 ms; BSE imaging: accelerating voltage 20 kV, beam current 10 nA; LA-ICP-MS: energy density 3~3.5 J/cm2, spot sizes 29 to 51 μm, repetition rates 5 Hz (polished thin-section) and 10 Hz (polished blocks), ~30 s background acquisition, ~40 s sample data acquisition | STDGL3 (Danyushevsky et al. 2011) and GSD-1G (USGS) | 5.2914 | [19 empty] | 20896.6654 | [5 empty] | 26.4167 | [5 empty] | 257.582 | [9 empty] | 113024.5261 |  | 6.8834 |  |  |  | 1.8 | [7 empty] | 42.8535 | [13 empty] | 8548.6429 | [15 empty] | 32.4422 | [17 empty] | 1.3915 | [9 empty] | 2.4397 | [35 empty] | CHN | Tibet
| Lawu |  | Magmatic hydrothermal | Skarn | Cu-Pb-Zn skarn | Cu, Pb, Zn | In, Sn | Cu, Pb, Zn, In, Sn |  |  | DK23-2@A-4 |  | underground mine |  |  |  |  | ore material | drill core | underground mining tunnels and drill cores | mineral separate | [5 empty] | mineralisation |  |  |  | sphalerite, chalcopyrite, pyrrhotite, pyrite, arsenopyrite | [6 empty] | galena, bismuthinite, marcasite, iron oxides, pyroxene, actinolite, quartz | thin sections and polished blocks examined using optical microscope, BSE detector, and EDS prior to analysis | EMPA, LA-ICPMS | JEOL JXA-8230 electron probe microanalyzer; RESOlution-LR 193 nm ArF excimer laser ablation system coupled to an Agilent 7700x ICP-MS | Laboratory of Mineral Resources Research Center, Fuzhou University; Adelaide Microscopy, the University of Adelaide | EPMA point analysis: accelerating voltage 15 kV, beam current 20 nA, beam diameter ~5 μm; EPMA mapping: accelerating voltage 20 kV, working current 50 nA, dwell time ~10 ms; BSE imaging: accelerating voltage 20 kV, beam current 10 nA; LA-ICP-MS: energy density 3~3.5 J/cm2, spot sizes 29 to 51 μm, repetition rates 5 Hz (polished thin-section) and 10 Hz (polished blocks), ~30 s background acquisition, ~40 s sample data acquisition | STDGL3 (Danyushevsky et al. 2011) and GSD-1G (USGS) | 6.3727 | [19 empty] | 21157.0144 | [5 empty] | 28.1806 | [5 empty] | 1058.9696 | [9 empty] | 116745.9967 |  | 5.6628 |  |  |  | 1.455 | [7 empty] | 41.7177 | [13 empty] | 8894.4547 | [15 empty] | 7.132 | [17 empty] | 1.6384 | [9 empty] | 3.0089 | [35 empty] | CHN | Tibet
| Lawu |  | Magmatic hydrothermal | Skarn | Cu-Pb-Zn skarn | Cu, Pb, Zn | In, Sn | Cu, Pb, Zn, In, Sn |  |  | DK23-2@A-5 |  | underground mine |  |  |  |  | ore material | drill core | underground mining tunnels and drill cores | mineral separate | [5 empty] | mineralisation |  |  |  | sphalerite, chalcopyrite, pyrrhotite, pyrite, arsenopyrite | [6 empty] | galena, bismuthinite, marcasite, iron oxides, pyroxene, actinolite, quartz | thin sections and polished blocks examined using optical microscope, BSE detector, and EDS prior to analysis | EMPA, LA-ICPMS | JEOL JXA-8230 electron probe microanalyzer; RESOlution-LR 193 nm ArF excimer laser ablation system coupled to an Agilent 7700x ICP-MS | Laboratory of Mineral Resources Research Center, Fuzhou University; Adelaide Microscopy, the University of Adelaide | EPMA point analysis: accelerating voltage 15 kV, beam current 20 nA, beam diameter ~5 μm; EPMA mapping: accelerating voltage 20 kV, working current 50 nA, dwell time ~10 ms; BSE imaging: accelerating voltage 20 kV, beam current 10 nA; LA-ICP-MS: energy density 3~3.5 J/cm2, spot sizes 29 to 51 μm, repetition rates 5 Hz (polished thin-section) and 10 Hz (polished blocks), ~30 s background acquisition, ~40 s sample data acquisition | STDGL3 (Danyushevsky et al. 2011) and GSD-1G (USGS) | 2.5902 | [19 empty] | 20241.1405 | [5 empty] | 21.4428 | [5 empty] | 170.1146 | [9 empty] | 110148.292 |  | 8.7128 |  |  |  | 2.0443 | [7 empty] | 43.0249 | [13 empty] | 8946.2854 | [15 empty] | 7.2094 | [17 empty] | 2.0282 | [9 empty] | 1.8992 | [35 empty] | CHN | Tibet
| Lawu |  | Magmatic hydrothermal | Skarn | Cu-Pb-Zn skarn | Cu, Pb, Zn | In, Sn | Cu, Pb, Zn, In, Sn |  |  | DK23-2@A-6 |  | underground mine |  |  |  |  | ore material | drill core | underground mining tunnels and drill cores | mineral separate | [5 empty] | mineralisation |  |  |  | sphalerite, chalcopyrite, pyrrhotite, pyrite, arsenopyrite | [6 empty] | galena, bismuthinite, marcasite, iron oxides, pyroxene, actinolite, quartz | thin sections and polished blocks examined using optical microscope, BSE detector, and EDS prior to analysis | EMPA, LA-ICPMS | JEOL JXA-8230 electron probe microanalyzer; RESOlution-LR 193 nm ArF excimer laser ablation system coupled to an Agilent 7700x ICP-MS | Laboratory of Mineral Resources Research Center, Fuzhou University; Adelaide Microscopy, the University of Adelaide | EPMA point analysis: accelerating voltage 15 kV, beam current 20 nA, beam diameter ~5 μm; EPMA mapping: accelerating voltage 20 kV, working current 50 nA, dwell time ~10 ms; BSE imaging: accelerating voltage 20 kV, beam current 10 nA; LA-ICP-MS: energy density 3~3.5 J/cm2, spot sizes 29 to 51 μm, repetition rates 5 Hz (polished thin-section) and 10 Hz (polished blocks), ~30 s background acquisition, ~40 s sample data acquisition | STDGL3 (Danyushevsky et al. 2011) and GSD-1G (USGS) | 23.2333 | [19 empty] | 20082.183 | [5 empty] | 18.1465 | [5 empty] | 917.3574 | [9 empty] | 113983.9264 |  | 9.8189 |  |  |  | 1.4015 | [7 empty] | 44.2181 | [13 empty] | 8460.6907 | [15 empty] | 1212.946 | [17 empty] | 2.5221 | [9 empty] | 4.9203 | [35 empty] | CHN | Tibet
| Lawu |  | Magmatic hydrothermal | Skarn | Cu-Pb-Zn skarn | Cu, Pb, Zn | In, Sn | Cu, Pb, Zn, In, Sn |  |  | DK23-2@B-1 |  | underground mine |  |  |  |  | ore material | drill core | underground mining tunnels and drill cores | mineral separate | [5 empty] | mineralisation |  |  |  | sphalerite, chalcopyrite, pyrrhotite, pyrite, arsenopyrite | [6 empty] | galena, bismuthinite, marcasite, iron oxides, pyroxene, actinolite, quartz | thin sections and polished blocks examined using optical microscope, BSE detector, and EDS prior to analysis | EMPA, LA-ICPMS | JEOL JXA-8230 electron probe microanalyzer; RESOlution-LR 193 nm ArF excimer laser ablation system coupled to an Agilent 7700x ICP-MS | Laboratory of Mineral Resources Research Center, Fuzhou University; Adelaide Microscopy, the University of Adelaide | EPMA point analysis: accelerating voltage 15 kV, beam current 20 nA, beam diameter ~5 μm; EPMA mapping: accelerating voltage 20 kV, working current 50 nA, dwell time ~10 ms; BSE imaging: accelerating voltage 20 kV, beam current 10 nA; LA-ICP-MS: energy density 3~3.5 J/cm2, spot sizes 29 to 51 μm, repetition rates 5 Hz (polished thin-section) and 10 Hz (polished blocks), ~30 s background acquisition, ~40 s sample data acquisition | STDGL3 (Danyushevsky et al. 2011) and GSD-1G (USGS) | 3.0312 | [19 empty] | 20432.7451 | [5 empty] | 30.0305 | [5 empty] | 469.285 | [9 empty] | 112639.4314 |  | 7.7506 |  |  |  | 1.7634 | [7 empty] | 47.0981 | [13 empty] | 4139.6547 | [15 empty] | 974.4618 | [17 empty] | 0.63719 | [9 empty] | 0.81381 | [35 empty] | CHN | Tibet
| Lawu |  | Magmatic hydrothermal | Skarn | Cu-Pb-Zn skarn | Cu, Pb, Zn | In, Sn | Cu, Pb, Zn, In, Sn |  |  | DK23-2@B-2 |  | underground mine |  |  |  |  | ore material | drill core | underground mining tunnels and drill cores | mineral separate | [5 empty] | mineralisation |  |  |  | sphalerite, chalcopyrite, pyrrhotite, pyrite, arsenopyrite | [6 empty] | galena, bismuthinite, marcasite, iron oxides, pyroxene, actinolite, quartz | thin sections and polished blocks examined using optical microscope, BSE detector, and EDS prior to analysis | EMPA, LA-ICPMS | JEOL JXA-8230 electron probe microanalyzer; RESOlution-LR 193 nm ArF excimer laser ablation system coupled to an Agilent 7700x ICP-MS | Laboratory of Mineral Resources Research Center, Fuzhou University; Adelaide Microscopy, the University of Adelaide | EPMA point analysis: accelerating voltage 15 kV, beam current 20 nA, beam diameter ~5 μm; EPMA mapping: accelerating voltage 20 kV, working current 50 nA, dwell time ~10 ms; BSE imaging: accelerating voltage 20 kV, beam current 10 nA; LA-ICP-MS: energy density 3~3.5 J/cm2, spot sizes 29 to 51 μm, repetition rates 5 Hz (polished thin-section) and 10 Hz (polished blocks), ~30 s background acquisition, ~40 s sample data acquisition | STDGL3 (Danyushevsky et al. 2011) and GSD-1G (USGS) | 0.38215 | [19 empty] | 22051.8971 | [5 empty] | 30.8942 | [5 empty] | 190.7981 | [9 empty] | 115576.011 |  | 7.8969 |  |  |  | 0.53448 | [7 empty] | 45.13 | [13 empty] | 4317.5478 | [15 empty] | 6.9642 | [17 empty] | 0.13691 | [9 empty] | 0.56265 | [35 empty] | CHN | Tibet
| Lawu |  | Magmatic hydrothermal | Skarn | Cu-Pb-Zn skarn | Cu, Pb, Zn | In, Sn | Cu, Pb, Zn, In, Sn |  |  | DK23-2@B-3 |  | underground mine |  |  |  |  | ore material | drill core | underground mining tunnels and drill cores | mineral separate | [5 empty] | mineralisation |  |  |  | sphalerite, chalcopyrite, pyrrhotite, pyrite, arsenopyrite | [6 empty] | galena, bismuthinite, marcasite, iron oxides, pyroxene, actinolite, quartz | thin sections and polished blocks examined using optical microscope, BSE detector, and EDS prior to analysis | EMPA, LA-ICPMS | JEOL JXA-8230 electron probe microanalyzer; RESOlution-LR 193 nm ArF excimer laser ablation system coupled to an Agilent 7700x ICP-MS | Laboratory of Mineral Resources Research Center, Fuzhou University; Adelaide Microscopy, the University of Adelaide | EPMA point analysis: accelerating voltage 15 kV, beam current 20 nA, beam diameter ~5 μm; EPMA mapping: accelerating voltage 20 kV, working current 50 nA, dwell time ~10 ms; BSE imaging: accelerating voltage 20 kV, beam current 10 nA; LA-ICP-MS: energy density 3~3.5 J/cm2, spot sizes 29 to 51 μm, repetition rates 5 Hz (polished thin-section) and 10 Hz (polished blocks), ~30 s background acquisition, ~40 s sample data acquisition | STDGL3 (Danyushevsky et al. 2011) and GSD-1G (USGS) | 0.38671 | [19 empty] | 22157.1786 | [5 empty] | 29.5736 | [5 empty] | 219.1234 | [9 empty] | 114091.5026 |  | 7.1951 |  |  |  | 0.53448 | [7 empty] | 46.191 | [13 empty] | 4298.4708 | [15 empty] | 5.7163 | [17 empty] | 0.13691 | [9 empty] | 0.5192 | [35 empty] | CHN | Tibet
| Lawu |  | Magmatic hydrothermal | Skarn | Cu-Pb-Zn skarn | Cu, Pb, Zn | In, Sn | Cu, Pb, Zn, In, Sn |  |  | DK23-2@B-4 |  | underground mine |  |  |  |  | ore material | drill core | underground mining tunnels and drill cores | mineral separate | [5 empty] | mineralisation |  |  |  | sphalerite, chalcopyrite, pyrrhotite, pyrite, arsenopyrite | [6 empty] | galena, bismuthinite, marcasite, iron oxides, pyroxene, actinolite, quartz | thin sections and polished blocks examined using optical microscope, BSE detector, and EDS prior to analysis | EMPA, LA-ICPMS | JEOL JXA-8230 electron probe microanalyzer; RESOlution-LR 193 nm ArF excimer laser ablation system coupled to an Agilent 7700x ICP-MS | Laboratory of Mineral Resources Research Center, Fuzhou University; Adelaide Microscopy, the University of Adelaide | EPMA point analysis: accelerating voltage 15 kV, beam current 20 nA, beam diameter ~5 μm; EPMA mapping: accelerating voltage 20 kV, working current 50 nA, dwell time ~10 ms; BSE imaging: accelerating voltage 20 kV, beam current 10 nA; LA-ICP-MS: energy density 3~3.5 J/cm2, spot sizes 29 to 51 μm, repetition rates 5 Hz (polished thin-section) and 10 Hz (polished blocks), ~30 s background acquisition, ~40 s sample data acquisition | STDGL3 (Danyushevsky et al. 2011) and GSD-1G (USGS) | 0.41586 | [19 empty] | 22090.1786 | [5 empty] | 31.2227 | [5 empty] | 240.712 | [9 empty] | 113652.4052 |  | 6.9797 |  |  |  | 1.9306 | [7 empty] | 46.3619 | [13 empty] | 4436.6922 | [15 empty] | 8.5467 | [17 empty] | 0.13691 | [9 empty] | 0.45064 | [35 empty] | CHN | Tibet
| Lawu |  | Magmatic hydrothermal | Skarn | Cu-Pb-Zn skarn | Cu, Pb, Zn | In, Sn | Cu, Pb, Zn, In, Sn |  |  | DK23-2@B-5 |  | underground mine |  |  |  |  | ore material | drill core | underground mining tunnels and drill cores | mineral separate | [5 empty] | mineralisation |  |  |  | sphalerite, chalcopyrite, pyrrhotite, pyrite, arsenopyrite | [6 empty] | galena, bismuthinite, marcasite, iron oxides, pyroxene, actinolite, quartz | thin sections and polished blocks examined using optical microscope, BSE detector, and EDS prior to analysis | EMPA, LA-ICPMS | JEOL JXA-8230 electron probe microanalyzer; RESOlution-LR 193 nm ArF excimer laser ablation system coupled to an Agilent 7700x ICP-MS | Laboratory of Mineral Resources Research Center, Fuzhou University; Adelaide Microscopy, the University of Adelaide | EPMA point analysis: accelerating voltage 15 kV, beam current 20 nA, beam diameter ~5 μm; EPMA mapping: accelerating voltage 20 kV, working current 50 nA, dwell time ~10 ms; BSE imaging: accelerating voltage 20 kV, beam current 10 nA; LA-ICP-MS: energy density 3~3.5 J/cm2, spot sizes 29 to 51 μm, repetition rates 5 Hz (polished thin-section) and 10 Hz (polished blocks), ~30 s background acquisition, ~40 s sample data acquisition | STDGL3 (Danyushevsky et al. 2011) and GSD-1G (USGS) | 0.39349 | [19 empty] | 20914.4533 | [5 empty] | 29.2821 | [5 empty] | 98.3481 | [9 empty] | 112059.4502 |  | 7.5459 |  |  |  | 1.947 | [7 empty] | 46.5735 | [13 empty] | 4312.5965 | [15 empty] | 40.1706 | [17 empty] | 0.42887 | [9 empty] | 0.60326 | [35 empty] | CHN | Tibet
| Lawu |  | Magmatic hydrothermal | Skarn | Cu-Pb-Zn skarn | Cu, Pb, Zn | In, Sn | Cu, Pb, Zn, In, Sn |  |  | DK23-2@B-6 |  | underground mine |  |  |  |  | ore material | drill core | underground mining tunnels and drill cores | mineral separate | [5 empty] | mineralisation |  |  |  | sphalerite, chalcopyrite, pyrrhotite, pyrite, arsenopyrite | [6 empty] | galena, bismuthinite, marcasite, iron oxides, pyroxene, actinolite, quartz | thin sections and polished blocks examined using optical microscope, BSE detector, and EDS prior to analysis | EMPA, LA-ICPMS | JEOL JXA-8230 electron probe microanalyzer; RESOlution-LR 193 nm ArF excimer laser ablation system coupled to an Agilent 7700x ICP-MS | Laboratory of Mineral Resources Research Center, Fuzhou University; Adelaide Microscopy, the University of Adelaide | EPMA point analysis: accelerating voltage 15 kV, beam current 20 nA, beam diameter ~5 μm; EPMA mapping: accelerating voltage 20 kV, working current 50 nA, dwell time ~10 ms; BSE imaging: accelerating voltage 20 kV, beam current 10 nA; LA-ICP-MS: energy density 3~3.5 J/cm2, spot sizes 29 to 51 μm, repetition rates 5 Hz (polished thin-section) and 10 Hz (polished blocks), ~30 s background acquisition, ~40 s sample data acquisition | STDGL3 (Danyushevsky et al. 2011) and GSD-1G (USGS) | 0.54452 | [19 empty] | 21134.3056 | [5 empty] | 18.429 | [5 empty] | 223.4495 | [9 empty] | 112763.7568 |  | 7.1011 |  |  |  | 0.53448 | [7 empty] | 46.5467 | [13 empty] | 4821.2342 | [15 empty] | 39.6403 | [17 empty] | 1.0917 | [9 empty] | 0.87273 | [35 empty] | CHN | Tibet
| Lawu |  | Magmatic hydrothermal | Skarn | Cu-Pb-Zn skarn | Cu, Pb, Zn | In, Sn | Cu, Pb, Zn, In, Sn |  |  | DK23-2@B-7 |  | underground mine |  |  |  |  | ore material | drill core | underground mining tunnels and drill cores | mineral separate | [5 empty] | mineralisation |  |  |  | sphalerite, chalcopyrite, pyrrhotite, pyrite, arsenopyrite | [6 empty] | galena, bismuthinite, marcasite, iron oxides, pyroxene, actinolite, quartz | thin sections and polished blocks examined using optical microscope, BSE detector, and EDS prior to analysis | EMPA, LA-ICPMS | JEOL JXA-8230 electron probe microanalyzer; RESOlution-LR 193 nm ArF excimer laser ablation system coupled to an Agilent 7700x ICP-MS | Laboratory of Mineral Resources Research Center, Fuzhou University; Adelaide Microscopy, the University of Adelaide | EPMA point analysis: accelerating voltage 15 kV, beam current 20 nA, beam diameter ~5 μm; EPMA mapping: accelerating voltage 20 kV, working current 50 nA, dwell time ~10 ms; BSE imaging: accelerating voltage 20 kV, beam current 10 nA; LA-ICP-MS: energy density 3~3.5 J/cm2, spot sizes 29 to 51 μm, repetition rates 5 Hz (polished thin-section) and 10 Hz (polished blocks), ~30 s background acquisition, ~40 s sample data acquisition | STDGL3 (Danyushevsky et al. 2011) and GSD-1G (USGS) | 0.25921 | [19 empty] | 21884.7881 | [5 empty] | 17.4751 | [5 empty] | 128.0196 | [9 empty] | 113827.5571 |  | 9.0806 |  |  |  | 0.53448 | [7 empty] | 47.1386 | [13 empty] | 5172.138 | [15 empty] | 2.9562 | [17 empty] | 0.13691 | [9 empty] | 0.46184 | [35 empty] | CHN | Tibet
| Lawu |  | Magmatic hydrothermal | Skarn | Cu-Pb-Zn skarn | Cu, Pb, Zn | In, Sn | Cu, Pb, Zn, In, Sn |  |  | DK23-3@A-1 |  | underground mine |  |  |  |  | ore material | drill core | underground mining tunnels and drill cores | mineral separate | [5 empty] | mineralisation |  |  |  | sphalerite, chalcopyrite, pyrrhotite, pyrite, arsenopyrite | [6 empty] | galena, bismuthinite, marcasite, iron oxides, pyroxene, actinolite, quartz | thin sections and polished blocks examined using optical microscope, BSE detector, and EDS prior to analysis | EMPA, LA-ICPMS | JEOL JXA-8230 electron probe microanalyzer; RESOlution-LR 193 nm ArF excimer laser ablation system coupled to an Agilent 7700x ICP-MS | Laboratory of Mineral Resources Research Center, Fuzhou University; Adelaide Microscopy, the University of Adelaide | EPMA point analysis: accelerating voltage 15 kV, beam current 20 nA, beam diameter ~5 μm; EPMA mapping: accelerating voltage 20 kV, working current 50 nA, dwell time ~10 ms; BSE imaging: accelerating voltage 20 kV, beam current 10 nA; LA-ICP-MS: energy density 3~3.5 J/cm2, spot sizes 29 to 51 μm, repetition rates 5 Hz (polished thin-section) and 10 Hz (polished blocks), ~30 s background acquisition, ~40 s sample data acquisition | STDGL3 (Danyushevsky et al. 2011) and GSD-1G (USGS) | 1.1656 | [19 empty] | 20849.8657 | [5 empty] | 3.5727 | [5 empty] | 162.5511 | [9 empty] | 103426.824 |  | 2.4098 |  |  |  | 1.5429 | [7 empty] | 57.4785 | [13 empty] | 2289.5358 | [15 empty] | 1.4284 | [17 empty] | 0.13691 | [9 empty] | 0.18199 | [35 empty] | CHN | Tibet
| Lawu |  | Magmatic hydrothermal | Skarn | Cu-Pb-Zn skarn | Cu, Pb, Zn | In, Sn | Cu, Pb, Zn, In, Sn |  |  | DK23-3@A-2 |  | underground mine |  |  |  |  | ore material | drill core | underground mining tunnels and drill cores | mineral separate | [5 empty] | mineralisation |  |  |  | sphalerite, chalcopyrite, pyrrhotite, pyrite, arsenopyrite | [6 empty] | galena, bismuthinite, marcasite, iron oxides, pyroxene, actinolite, quartz | thin sections and polished blocks examined using optical microscope, BSE detector, and EDS prior to analysis | EMPA, LA-ICPMS | JEOL JXA-8230 electron probe microanalyzer; RESOlution-LR 193 nm ArF excimer laser ablation system coupled to an Agilent 7700x ICP-MS | Laboratory of Mineral Resources Research Center, Fuzhou University; Adelaide Microscopy, the University of Adelaide | EPMA point analysis: accelerating voltage 15 kV, beam current 20 nA, beam diameter ~5 μm; EPMA mapping: accelerating voltage 20 kV, working current 50 nA, dwell time ~10 ms; BSE imaging: accelerating voltage 20 kV, beam current 10 nA; LA-ICP-MS: energy density 3~3.5 J/cm2, spot sizes 29 to 51 μm, repetition rates 5 Hz (polished thin-section) and 10 Hz (polished blocks), ~30 s background acquisition, ~40 s sample data acquisition | STDGL3 (Danyushevsky et al. 2011) and GSD-1G (USGS) | 0.64923 | [19 empty] | 21698.0991 | [5 empty] | 6.981 | [5 empty] | 175.7473 | [9 empty] | 106748.1278 |  | 2.2314 |  |  |  | 1.5601 | [7 empty] | 58.8334 | [13 empty] | 2280.6628 | [15 empty] | 1.1815 | [17 empty] | 0.13691 | [9 empty] | 0.18199 | [35 empty] | CHN | Tibet
| Lawu |  | Magmatic hydrothermal | Skarn | Cu-Pb-Zn skarn | Cu, Pb, Zn | In, Sn | Cu, Pb, Zn, In, Sn |  |  | DK23-3@A-3 |  | underground mine |  |  |  |  | ore material | drill core | underground mining tunnels and drill cores | mineral separate | [5 empty] | mineralisation |  |  |  | sphalerite, chalcopyrite, pyrrhotite, pyrite, arsenopyrite | [6 empty] | galena, bismuthinite, marcasite, iron oxides, pyroxene, actinolite, quartz | thin sections and polished blocks examined using optical microscope, BSE detector, and EDS prior to analysis | EMPA, LA-ICPMS | JEOL JXA-8230 electron probe microanalyzer; RESOlution-LR 193 nm ArF excimer laser ablation system coupled to an Agilent 7700x ICP-MS | Laboratory of Mineral Resources Research Center, Fuzhou University; Adelaide Microscopy, the University of Adelaide | EPMA point analysis: accelerating voltage 15 kV, beam current 20 nA, beam diameter ~5 μm; EPMA mapping: accelerating voltage 20 kV, working current 50 nA, dwell time ~10 ms; BSE imaging: accelerating voltage 20 kV, beam current 10 nA; LA-ICP-MS: energy density 3~3.5 J/cm2, spot sizes 29 to 51 μm, repetition rates 5 Hz (polished thin-section) and 10 Hz (polished blocks), ~30 s background acquisition, ~40 s sample data acquisition | STDGL3 (Danyushevsky et al. 2011) and GSD-1G (USGS) | 2.3573 | [19 empty] | 19652.3733 | [5 empty] | 1.5511 | [5 empty] | 343.1104 | [9 empty] | 100101.51 |  | 2.3599 |  |  |  | 1.8278 | [7 empty] | 58.8799 | [13 empty] | 2302.9409 | [15 empty] | 24.6007 | [17 empty] | 2.4441 | [9 empty] | 1.9852 | [35 empty] | CHN | Tibet
| Lawu |  | Magmatic hydrothermal | Skarn | Cu-Pb-Zn skarn | Cu, Pb, Zn | In, Sn | Cu, Pb, Zn, In, Sn |  |  | DK23-3@A-4 |  | underground mine |  |  |  |  | ore material | drill core | underground mining tunnels and drill cores | mineral separate | [5 empty] | mineralisation |  |  |  | sphalerite, chalcopyrite, pyrrhotite, pyrite, arsenopyrite | [6 empty] | galena, bismuthinite, marcasite, iron oxides, pyroxene, actinolite, quartz | thin sections and polished blocks examined using optical microscope, BSE detector, and EDS prior to analysis | EMPA, LA-ICPMS | JEOL JXA-8230 electron probe microanalyzer; RESOlution-LR 193 nm ArF excimer laser ablation system coupled to an Agilent 7700x ICP-MS | Laboratory of Mineral Resources Research Center, Fuzhou University; Adelaide Microscopy, the University of Adelaide | EPMA point analysis: accelerating voltage 15 kV, beam current 20 nA, beam diameter ~5 μm; EPMA mapping: accelerating voltage 20 kV, working current 50 nA, dwell time ~10 ms; BSE imaging: accelerating voltage 20 kV, beam current 10 nA; LA-ICP-MS: energy density 3~3.5 J/cm2, spot sizes 29 to 51 μm, repetition rates 5 Hz (polished thin-section) and 10 Hz (polished blocks), ~30 s background acquisition, ~40 s sample data acquisition | STDGL3 (Danyushevsky et al. 2011) and GSD-1G (USGS) | 4.3065 | [19 empty] | 21185.7338 | [5 empty] | 20.0324 | [5 empty] | 103.4136 | [9 empty] | 96744.5691 |  | 1.9076 |  |  |  | 0.53448 | [7 empty] | 62.8262 | [13 empty] | 2731.7416 | [15 empty] | 7.3339 | [17 empty] | 1.0595 | [9 empty] | 0.41837 | [35 empty] | CHN | Tibet
| Lawu |  | Magmatic hydrothermal | Skarn | Cu-Pb-Zn skarn | Cu, Pb, Zn | In, Sn | Cu, Pb, Zn, In, Sn |  |  | DK23-3@A-5 |  | underground mine |  |  |  |  | ore material | drill core | underground mining tunnels and drill cores | mineral separate | [5 empty] | mineralisation |  |  |  | sphalerite, chalcopyrite, pyrrhotite, pyrite, arsenopyrite | [6 empty] | galena, bismuthinite, marcasite, iron oxides, pyroxene, actinolite, quartz | thin sections and polished blocks examined using optical microscope, BSE detector, and EDS prior to analysis | EMPA, LA-ICPMS | JEOL JXA-8230 electron probe microanalyzer; RESOlution-LR 193 nm ArF excimer laser ablation system coupled to an Agilent 7700x ICP-MS | Laboratory of Mineral Resources Research Center, Fuzhou University; Adelaide Microscopy, the University of Adelaide | EPMA point analysis: accelerating voltage 15 kV, beam current 20 nA, beam diameter ~5 μm; EPMA mapping: accelerating voltage 20 kV, working current 50 nA, dwell time ~10 ms; BSE imaging: accelerating voltage 20 kV, beam current 10 nA; LA-ICP-MS: energy density 3~3.5 J/cm2, spot sizes 29 to 51 μm, repetition rates 5 Hz (polished thin-section) and 10 Hz (polished blocks), ~30 s background acquisition, ~40 s sample data acquisition | STDGL3 (Danyushevsky et al. 2011) and GSD-1G (USGS) | 4.2288 | [19 empty] | 21239.8746 | [5 empty] | 15.7468 | [5 empty] | 521.8427 | [9 empty] | 100986.2012 |  | 1.7112 |  |  |  | 1.5319 | [7 empty] | 62.8378 | [13 empty] | 2652.6115 | [15 empty] | 53.6915 | [17 empty] | 2.2588 | [9 empty] | 2.11 | [35 empty] | CHN | Tibet
| Lawu |  | Magmatic hydrothermal | Skarn | Cu-Pb-Zn skarn | Cu, Pb, Zn | In, Sn | Cu, Pb, Zn, In, Sn |  |  | DK23-3@A-6 |  | underground mine |  |  |  |  | ore material | drill core | underground mining tunnels and drill cores | mineral separate | [5 empty] | mineralisation |  |  |  | sphalerite, chalcopyrite, pyrrhotite, pyrite, arsenopyrite | [6 empty] | galena, bismuthinite, marcasite, iron oxides, pyroxene, actinolite, quartz | thin sections and polished blocks examined using optical microscope, BSE detector, and EDS prior to analysis | EMPA, LA-ICPMS | JEOL JXA-8230 electron probe microanalyzer; RESOlution-LR 193 nm ArF excimer laser ablation system coupled to an Agilent 7700x ICP-MS | Laboratory of Mineral Resources Research Center, Fuzhou University; Adelaide Microscopy, the University of Adelaide | EPMA point analysis: accelerating voltage 15 kV, beam current 20 nA, beam diameter ~5 μm; EPMA mapping: accelerating voltage 20 kV, working current 50 nA, dwell time ~10 ms; BSE imaging: accelerating voltage 20 kV, beam current 10 nA; LA-ICP-MS: energy density 3~3.5 J/cm2, spot sizes 29 to 51 μm, repetition rates 5 Hz (polished thin-section) and 10 Hz (polished blocks), ~30 s background acquisition, ~40 s sample data acquisition | STDGL3 (Danyushevsky et al. 2011) and GSD-1G (USGS) | 1.2634 | [19 empty] | 21715.6378 | [5 empty] | 10.5736 | [5 empty] | 135.677 | [9 empty] | 103590.8885 |  | 2.4394 |  |  |  | 1.479 | [7 empty] | 60.5394 | [13 empty] | 2613.0998 | [15 empty] | 2.1428 | [17 empty] | 4.4874 | [9 empty] | 0.91084 | [35 empty] | CHN | Tibet
| Lawu |  | Magmatic hydrothermal | Skarn | Cu-Pb-Zn skarn | Cu, Pb, Zn | In, Sn | Cu, Pb, Zn, In, Sn |  |  | DK23-3@A-7 |  | underground mine |  |  |  |  | ore material | drill core | underground mining tunnels and drill cores | mineral separate | [5 empty] | mineralisation |  |  |  | sphalerite, chalcopyrite, pyrrhotite, pyrite, arsenopyrite | [6 empty] | galena, bismuthinite, marcasite, iron oxides, pyroxene, actinolite, quartz | thin sections and polished blocks examined using optical microscope, BSE detector, and EDS prior to analysis | EMPA, LA-ICPMS | JEOL JXA-8230 electron probe microanalyzer; RESOlution-LR 193 nm ArF excimer laser ablation system coupled to an Agilent 7700x ICP-MS | Laboratory of Mineral Resources Research Center, Fuzhou University; Adelaide Microscopy, the University of Adelaide | EPMA point analysis: accelerating voltage 15 kV, beam current 20 nA, beam diameter ~5 μm; EPMA mapping: accelerating voltage 20 kV, working current 50 nA, dwell time ~10 ms; BSE imaging: accelerating voltage 20 kV, beam current 10 nA; LA-ICP-MS: energy density 3~3.5 J/cm2, spot sizes 29 to 51 μm, repetition rates 5 Hz (polished thin-section) and 10 Hz (polished blocks), ~30 s background acquisition, ~40 s sample data acquisition | STDGL3 (Danyushevsky et al. 2011) and GSD-1G (USGS) | 1.3288 | [19 empty] | 21649.5604 | [5 empty] | 25.3003 | [5 empty] | 466.148 | [9 empty] | 104214.8207 |  | 1.6308 |  |  |  | 0.53448 | [7 empty] | 61.7085 | [13 empty] | 2589.9314 | [15 empty] | 6.0643 | [17 empty] | 0.81429 | [9 empty] | 0.18199 | [35 empty] | CHN | Tibet
| Lawu |  | Magmatic hydrothermal | Skarn | Cu-Pb-Zn skarn | Cu, Pb, Zn | In, Sn | Cu, Pb, Zn, In, Sn |  |  | DK23-3@A-8 |  | underground mine |  |  |  |  | ore material | drill core | underground mining tunnels and drill cores | mineral separate | [5 empty] | mineralisation |  |  |  | sphalerite, chalcopyrite, pyrrhotite, pyrite, arsenopyrite | [6 empty] | galena, bismuthinite, marcasite, iron oxides, pyroxene, actinolite, quartz | thin sections and polished blocks examined using optical microscope, BSE detector, and EDS prior to analysis | EMPA, LA-ICPMS | JEOL JXA-8230 electron probe microanalyzer; RESOlution-LR 193 nm ArF excimer laser ablation system coupled to an Agilent 7700x ICP-MS | Laboratory of Mineral Resources Research Center, Fuzhou University; Adelaide Microscopy, the University of Adelaide | EPMA point analysis: accelerating voltage 15 kV, beam current 20 nA, beam diameter ~5 μm; EPMA mapping: accelerating voltage 20 kV, working current 50 nA, dwell time ~10 ms; BSE imaging: accelerating voltage 20 kV, beam current 10 nA; LA-ICP-MS: energy density 3~3.5 J/cm2, spot sizes 29 to 51 μm, repetition rates 5 Hz (polished thin-section) and 10 Hz (polished blocks), ~30 s background acquisition, ~40 s sample data acquisition | STDGL3 (Danyushevsky et al. 2011) and GSD-1G (USGS) | 0.70148 | [19 empty] | 21714.5312 | [5 empty] | 12.9698 | [5 empty] | 107.9886 | [9 empty] | 98784.114 |  | 2.3809 |  |  |  | 0.53448 | [7 empty] | 58.6759 | [13 empty] | 2392.6918 | [15 empty] | 2.7187 | [17 empty] | 0.27383 | [9 empty] | 0.36398 | [35 empty] | CHN | Tibet
| Lawu |  | Magmatic hydrothermal | Skarn | Cu-Pb-Zn skarn | Cu, Pb, Zn | In, Sn | Cu, Pb, Zn, In, Sn |  |  | DK23-3@A-9 |  | underground mine |  |  |  |  | ore material | drill core | underground mining tunnels and drill cores | mineral separate | [5 empty] | mineralisation |  |  |  | sphalerite, chalcopyrite, pyrrhotite, pyrite, arsenopyrite | [6 empty] | galena, bismuthinite, marcasite, iron oxides, pyroxene, actinolite, quartz | thin sections and polished blocks examined using optical microscope, BSE detector, and EDS prior to analysis | EMPA, LA-ICPMS | JEOL JXA-8230 electron probe microanalyzer; RESOlution-LR 193 nm ArF excimer laser ablation system coupled to an Agilent 7700x ICP-MS | Laboratory of Mineral Resources Research Center, Fuzhou University; Adelaide Microscopy, the University of Adelaide | EPMA point analysis: accelerating voltage 15 kV, beam current 20 nA, beam diameter ~5 μm; EPMA mapping: accelerating voltage 20 kV, working current 50 nA, dwell time ~10 ms; BSE imaging: accelerating voltage 20 kV, beam current 10 nA; LA-ICP-MS: energy density 3~3.5 J/cm2, spot sizes 29 to 51 μm, repetition rates 5 Hz (polished thin-section) and 10 Hz (polished blocks), ~30 s background acquisition, ~40 s sample data acquisition | STDGL3 (Danyushevsky et al. 2011) and GSD-1G (USGS) | 0.74717 | [19 empty] | 21224.2033 | [5 empty] | 4.1271 | [5 empty] | 61.4992 | [9 empty] | 83425.298 |  | 1.8933 |  |  |  | 0.53448 | [7 empty] | 57.4143 | [13 empty] | 2251.7375 | [15 empty] | 1.8767 | [17 empty] | 0.13691 | [9 empty] | 0.18199 | [35 empty] | CHN | Tibet
| Lawu |  | Magmatic hydrothermal | Skarn | Cu-Pb-Zn skarn | Cu, Pb, Zn | In, Sn | Cu, Pb, Zn, In, Sn |  |  | DK-24-1@A-1 |  | underground mine |  |  |  |  | ore material | drill core | underground mining tunnels and drill cores | mineral separate | [5 empty] | mineralisation |  |  |  | sphalerite, chalcopyrite, pyrrhotite, pyrite, arsenopyrite | [6 empty] | galena, bismuthinite, marcasite, iron oxides, pyroxene, actinolite, quartz | thin sections and polished blocks examined using optical microscope, BSE detector, and EDS prior to analysis | EMPA, LA-ICPMS | JEOL JXA-8230 electron probe microanalyzer; RESOlution-LR 193 nm ArF excimer laser ablation system coupled to an Agilent 7700x ICP-MS | Laboratory of Mineral Resources Research Center, Fuzhou University; Adelaide Microscopy, the University of Adelaide | EPMA point analysis: accelerating voltage 15 kV, beam current 20 nA, beam diameter ~5 μm; EPMA mapping: accelerating voltage 20 kV, working current 50 nA, dwell time ~10 ms; BSE imaging: accelerating voltage 20 kV, beam current 10 nA; LA-ICP-MS: energy density 3~3.5 J/cm2, spot sizes 29 to 51 μm, repetition rates 5 Hz (polished thin-section) and 10 Hz (polished blocks), ~30 s background acquisition, ~40 s sample data acquisition | STDGL3 (Danyushevsky et al. 2011) and GSD-1G (USGS) | 2.9842 | [19 empty] | 19764.3821 | [5 empty] | 42.3752 | [5 empty] | 877.0666 | [9 empty] | 120110.1674 |  | 9.9346 |  |  |  | 2.3276 | [7 empty] | 60.0336 | [13 empty] | 11019.8238 | [15 empty] | 7.2115 | [17 empty] | 3.1766 | [9 empty] | 4.9806 | [35 empty] | CHN | Tibet
| Lawu |  | Magmatic hydrothermal | Skarn | Cu-Pb-Zn skarn | Cu, Pb, Zn | In, Sn | Cu, Pb, Zn, In, Sn |  |  | DK-24-1@A-2 |  | underground mine |  |  |  |  | ore material | drill core | underground mining tunnels and drill cores | mineral separate | [5 empty] | mineralisation |  |  |  | sphalerite, chalcopyrite, pyrrhotite, pyrite, arsenopyrite | [6 empty] | galena, bismuthinite, marcasite, iron oxides, pyroxene, actinolite, quartz | thin sections and polished blocks examined using optical microscope, BSE detector, and EDS prior to analysis | EMPA, LA-ICPMS | JEOL JXA-8230 electron probe microanalyzer; RESOlution-LR 193 nm ArF excimer laser ablation system coupled to an Agilent 7700x ICP-MS | Laboratory of Mineral Resources Research Center, Fuzhou University; Adelaide Microscopy, the University of Adelaide | EPMA point analysis: accelerating voltage 15 kV, beam current 20 nA, beam diameter ~5 μm; EPMA mapping: accelerating voltage 20 kV, working current 50 nA, dwell time ~10 ms; BSE imaging: accelerating voltage 20 kV, beam current 10 nA; LA-ICP-MS: energy density 3~3.5 J/cm2, spot sizes 29 to 51 μm, repetition rates 5 Hz (polished thin-section) and 10 Hz (polished blocks), ~30 s background acquisition, ~40 s sample data acquisition | STDGL3 (Danyushevsky et al. 2011) and GSD-1G (USGS) | 14.9812 | [19 empty] | 22347.6141 | [5 empty] | 58.3728 | [5 empty] | 1049.5842 | [9 empty] | 117615.911 |  | 8.9206 |  |  |  | 0.53448 | [7 empty] | 76.5761 | [13 empty] | 9995.1131 | [15 empty] | 14.4061 | [17 empty] | 1.9905 | [9 empty] | 2.576 | [35 empty] | CHN | Tibet
| Lawu |  | Magmatic hydrothermal | Skarn | Cu-Pb-Zn skarn | Cu, Pb, Zn | In, Sn | Cu, Pb, Zn, In, Sn |  |  | DK-24-1@A-3 |  | underground mine |  |  |  |  | ore material | drill core | underground mining tunnels and drill cores | mineral separate | [5 empty] | mineralisation |  |  |  | sphalerite, chalcopyrite, pyrrhotite, pyrite, arsenopyrite | [6 empty] | galena, bismuthinite, marcasite, iron oxides, pyroxene, actinolite, quartz | thin sections and polished blocks examined using optical microscope, BSE detector, and EDS prior to analysis | EMPA, LA-ICPMS | JEOL JXA-8230 electron probe microanalyzer; RESOlution-LR 193 nm ArF excimer laser ablation system coupled to an Agilent 7700x ICP-MS | Laboratory of Mineral Resources Research Center, Fuzhou University; Adelaide Microscopy, the University of Adelaide | EPMA point analysis: accelerating voltage 15 kV, beam current 20 nA, beam diameter ~5 μm; EPMA mapping: accelerating voltage 20 kV, working current 50 nA, dwell time ~10 ms; BSE imaging: accelerating voltage 20 kV, beam current 10 nA; LA-ICP-MS: energy density 3~3.5 J/cm2, spot sizes 29 to 51 μm, repetition rates 5 Hz (polished thin-section) and 10 Hz (polished blocks), ~30 s background acquisition, ~40 s sample data acquisition | STDGL3 (Danyushevsky et al. 2011) and GSD-1G (USGS) | 20.3224 | [19 empty] | 21786.2456 | [5 empty] | 55.7533 | [5 empty] | 869.9842 | [9 empty] | 109693.0559 |  | 6.562 |  |  |  | 1.6337 | [7 empty] | 79.0123 | [13 empty] | 8984.2996 | [15 empty] | 141.3314 | [17 empty] | 19.8051 | [9 empty] | 11.3775 | [35 empty] | CHN | Tibet
| Lawu |  | Magmatic hydrothermal | Skarn | Cu-Pb-Zn skarn | Cu, Pb, Zn | In, Sn | Cu, Pb, Zn, In, Sn |  |  | DK-24-1@A-4 |  | underground mine |  |  |  |  | ore material | drill core | underground mining tunnels and drill cores | mineral separate | [5 empty] | mineralisation |  |  |  | sphalerite, chalcopyrite, pyrrhotite, pyrite, arsenopyrite | [6 empty] | galena, bismuthinite, marcasite, iron oxides, pyroxene, actinolite, quartz | thin sections and polished blocks examined using optical microscope, BSE detector, and EDS prior to analysis | EMPA, LA-ICPMS | JEOL JXA-8230 electron probe microanalyzer; RESOlution-LR 193 nm ArF excimer laser ablation system coupled to an Agilent 7700x ICP-MS | Laboratory of Mineral Resources Research Center, Fuzhou University; Adelaide Microscopy, the University of Adelaide | EPMA point analysis: accelerating voltage 15 kV, beam current 20 nA, beam diameter ~5 μm; EPMA mapping: accelerating voltage 20 kV, working current 50 nA, dwell time ~10 ms; BSE imaging: accelerating voltage 20 kV, beam current 10 nA; LA-ICP-MS: energy density 3~3.5 J/cm2, spot sizes 29 to 51 μm, repetition rates 5 Hz (polished thin-section) and 10 Hz (polished blocks), ~30 s background acquisition, ~40 s sample data acquisition | STDGL3 (Danyushevsky et al. 2011) and GSD-1G (USGS) | 3.3242 | [19 empty] | 22238.2392 | [5 empty] | 64.1623 | [5 empty] | 279.1304 | [9 empty] | 119736.4969 |  | 6.3869 |  |  |  | 2.254 | [7 empty] | 69.8146 | [13 empty] | 10141.9262 | [15 empty] | 5.2638 | [17 empty] | 0.13691 | [9 empty] | 1.6652 | [35 empty] | CHN | Tibet
| Lawu |  | Magmatic hydrothermal | Skarn | Cu-Pb-Zn skarn | Cu, Pb, Zn | In, Sn | Cu, Pb, Zn, In, Sn |  |  | DK-24-1@A-5 |  | underground mine |  |  |  |  | ore material | drill core | underground mining tunnels and drill cores | mineral separate | [5 empty] | mineralisation |  |  |  | sphalerite, chalcopyrite, pyrrhotite, pyrite, arsenopyrite | [6 empty] | galena, bismuthinite, marcasite, iron oxides, pyroxene, actinolite, quartz | thin sections and polished blocks examined using optical microscope, BSE detector, and EDS prior to analysis | EMPA, LA-ICPMS | JEOL JXA-8230 electron probe microanalyzer; RESOlution-LR 193 nm ArF excimer laser ablation system coupled to an Agilent 7700x ICP-MS | Laboratory of Mineral Resources Research Center, Fuzhou University; Adelaide Microscopy, the University of Adelaide | EPMA point analysis: accelerating voltage 15 kV, beam current 20 nA, beam diameter ~5 μm; EPMA mapping: accelerating voltage 20 kV, working current 50 nA, dwell time ~10 ms; BSE imaging: accelerating voltage 20 kV, beam current 10 nA; LA-ICP-MS: energy density 3~3.5 J/cm2, spot sizes 29 to 51 μm, repetition rates 5 Hz (polished thin-section) and 10 Hz (polished blocks), ~30 s background acquisition, ~40 s sample data acquisition | STDGL3 (Danyushevsky et al. 2011) and GSD-1G (USGS) | 12.7907 | [19 empty] | 22301.4261 | [5 empty] | 61.2278 | [5 empty] | 594.3205 | [9 empty] | 117804.0028 |  | 12.1876 |  |  |  | 2.1596 | [7 empty] | 61.2622 | [13 empty] | 10236.3838 | [15 empty] | 10.5028 | [17 empty] | 8.0983 | [9 empty] | 2.7018 | [35 empty] | CHN | Tibet
| Lawu |  | Magmatic hydrothermal | Skarn | Cu-Pb-Zn skarn | Cu, Pb, Zn | In, Sn | Cu, Pb, Zn, In, Sn |  |  | DK-24-2@A-1 |  | underground mine |  |  |  |  | ore material | drill core | underground mining tunnels and drill cores | mineral separate | [5 empty] | mineralisation |  |  |  | sphalerite, chalcopyrite, pyrrhotite, pyrite, arsenopyrite | [6 empty] | galena, bismuthinite, marcasite, iron oxides, pyroxene, actinolite, quartz | thin sections and polished blocks examined using optical microscope, BSE detector, and EDS prior to analysis | EMPA, LA-ICPMS | JEOL JXA-8230 electron probe microanalyzer; RESOlution-LR 193 nm ArF excimer laser ablation system coupled to an Agilent 7700x ICP-MS | Laboratory of Mineral Resources Research Center, Fuzhou University; Adelaide Microscopy, the University of Adelaide | EPMA point analysis: accelerating voltage 15 kV, beam current 20 nA, beam diameter ~5 μm; EPMA mapping: accelerating voltage 20 kV, working current 50 nA, dwell time ~10 ms; BSE imaging: accelerating voltage 20 kV, beam current 10 nA; LA-ICP-MS: energy density 3~3.5 J/cm2, spot sizes 29 to 51 μm, repetition rates 5 Hz (polished thin-section) and 10 Hz (polished blocks), ~30 s background acquisition, ~40 s sample data acquisition | STDGL3 (Danyushevsky et al. 2011) and GSD-1G (USGS) | 9.0514 | [19 empty] | 21668.845 | [5 empty] | 71.9518 | [5 empty] | 2868.479 | [9 empty] | 124999.2776 |  | 5.9876 |  |  |  | 1.8633 | [7 empty] | 81.6823 | [13 empty] | 10999.5523 | [15 empty] | 92.4295 | [17 empty] | 6.5621 | [9 empty] | 12.5903 | [35 empty] | CHN | Tibet
| Lawu |  | Magmatic hydrothermal | Skarn | Cu-Pb-Zn skarn | Cu, Pb, Zn | In, Sn | Cu, Pb, Zn, In, Sn |  |  | DK-24-2@A-2 |  | underground mine |  |  |  |  | ore material | drill core | underground mining tunnels and drill cores | mineral separate | [5 empty] | mineralisation |  |  |  | sphalerite, chalcopyrite, pyrrhotite, pyrite, arsenopyrite | [6 empty] | galena, bismuthinite, marcasite, iron oxides, pyroxene, actinolite, quartz | thin sections and polished blocks examined using optical microscope, BSE detector, and EDS prior to analysis | EMPA, LA-ICPMS | JEOL JXA-8230 electron probe microanalyzer; RESOlution-LR 193 nm ArF excimer laser ablation system coupled to an Agilent 7700x ICP-MS | Laboratory of Mineral Resources Research Center, Fuzhou University; Adelaide Microscopy, the University of Adelaide | EPMA point analysis: accelerating voltage 15 kV, beam current 20 nA, beam diameter ~5 μm; EPMA mapping: accelerating voltage 20 kV, working current 50 nA, dwell time ~10 ms; BSE imaging: accelerating voltage 20 kV, beam current 10 nA; LA-ICP-MS: energy density 3~3.5 J/cm2, spot sizes 29 to 51 μm, repetition rates 5 Hz (polished thin-section) and 10 Hz (polished blocks), ~30 s background acquisition, ~40 s sample data acquisition | STDGL3 (Danyushevsky et al. 2011) and GSD-1G (USGS) | 9.8324 | [19 empty] | 22049.9174 | [5 empty] | 77.8475 | [5 empty] | 1954.1966 | [9 empty] | 127317.0197 |  | 6.4699 |  |  |  | 1.4628 | [7 empty] | 96.8947 | [13 empty] | 10378.2147 | [15 empty] | 13.6783 | [17 empty] | 4.8635 | [9 empty] | 6.5891 | [35 empty] | CHN | Tibet
| Lawu |  | Magmatic hydrothermal | Skarn | Cu-Pb-Zn skarn | Cu, Pb, Zn | In, Sn | Cu, Pb, Zn, In, Sn |  |  | DK-24-2@A-3 |  | underground mine |  |  |  |  | ore material | drill core | underground mining tunnels and drill cores | mineral separate | [5 empty] | mineralisation |  |  |  | sphalerite, chalcopyrite, pyrrhotite, pyrite, arsenopyrite | [6 empty] | galena, bismuthinite, marcasite, iron oxides, pyroxene, actinolite, quartz | thin sections and polished blocks examined using optical microscope, BSE detector, and EDS prior to analysis | EMPA, LA-ICPMS | JEOL JXA-8230 electron probe microanalyzer; RESOlution-LR 193 nm ArF excimer laser ablation system coupled to an Agilent 7700x ICP-MS | Laboratory of Mineral Resources Research Center, Fuzhou University; Adelaide Microscopy, the University of Adelaide | EPMA point analysis: accelerating voltage 15 kV, beam current 20 nA, beam diameter ~5 μm; EPMA mapping: accelerating voltage 20 kV, working current 50 nA, dwell time ~10 ms; BSE imaging: accelerating voltage 20 kV, beam current 10 nA; LA-ICP-MS: energy density 3~3.5 J/cm2, spot sizes 29 to 51 μm, repetition rates 5 Hz (polished thin-section) and 10 Hz (polished blocks), ~30 s background acquisition, ~40 s sample data acquisition | STDGL3 (Danyushevsky et al. 2011) and GSD-1G (USGS) | 3.784 | [19 empty] | 21648.2044 | [5 empty] | 75.8595 | [5 empty] | 519.6531 | [9 empty] | 132517.9535 |  | 8.978 |  |  |  | 2.1297 | [7 empty] | 74.0187 | [13 empty] | 11974.4124 | [15 empty] | 4.018 | [17 empty] | 1.6578 | [9 empty] | 3.3807 | [35 empty] | CHN | Tibet
| Lawu |  | Magmatic hydrothermal | Skarn | Cu-Pb-Zn skarn | Cu, Pb, Zn | In, Sn | Cu, Pb, Zn, In, Sn |  |  | DK-24-2@A-4 |  | underground mine |  |  |  |  | ore material | drill core | underground mining tunnels and drill cores | mineral separate | [5 empty] | mineralisation |  |  |  | sphalerite, chalcopyrite, pyrrhotite, pyrite, arsenopyrite | [6 empty] | galena, bismuthinite, marcasite, iron oxides, pyroxene, actinolite, quartz | thin sections and polished blocks examined using optical microscope, BSE detector, and EDS prior to analysis | EMPA, LA-ICPMS | JEOL JXA-8230 electron probe microanalyzer; RESOlution-LR 193 nm ArF excimer laser ablation system coupled to an Agilent 7700x ICP-MS | Laboratory of Mineral Resources Research Center, Fuzhou University; Adelaide Microscopy, the University of Adelaide | EPMA point analysis: accelerating voltage 15 kV, beam current 20 nA, beam diameter ~5 μm; EPMA mapping: accelerating voltage 20 kV, working current 50 nA, dwell time ~10 ms; BSE imaging: accelerating voltage 20 kV, beam current 10 nA; LA-ICP-MS: energy density 3~3.5 J/cm2, spot sizes 29 to 51 μm, repetition rates 5 Hz (polished thin-section) and 10 Hz (polished blocks), ~30 s background acquisition, ~40 s sample data acquisition | STDGL3 (Danyushevsky et al. 2011) and GSD-1G (USGS) | 10.2339 | [19 empty] | 22363.3782 | [5 empty] | 85.8147 | [5 empty] | 2366.8602 | [9 empty] | 128687.2646 |  | 9.0466 |  |  |  | 2.4163 | [7 empty] | 89.401 | [13 empty] | 10803.349 | [15 empty] | 14.3656 | [17 empty] | 6.4515 | [9 empty] | 6.2466 | [35 empty] | CHN | Tibet
| Lawu |  | Magmatic hydrothermal | Skarn | Cu-Pb-Zn skarn | Cu, Pb, Zn | In, Sn | Cu, Pb, Zn, In, Sn |  |  | DK-24-2@A-5 |  | underground mine |  |  |  |  | ore material | drill core | underground mining tunnels and drill cores | mineral separate | [5 empty] | mineralisation |  |  |  | sphalerite, chalcopyrite, pyrrhotite, pyrite, arsenopyrite | [6 empty] | galena, bismuthinite, marcasite, iron oxides, pyroxene, actinolite, quartz | thin sections and polished blocks examined using optical microscope, BSE detector, and EDS prior to analysis | EMPA, LA-ICPMS | JEOL JXA-8230 electron probe microanalyzer; RESOlution-LR 193 nm ArF excimer laser ablation system coupled to an Agilent 7700x ICP-MS | Laboratory of Mineral Resources Research Center, Fuzhou University; Adelaide Microscopy, the University of Adelaide | EPMA point analysis: accelerating voltage 15 kV, beam current 20 nA, beam diameter ~5 μm; EPMA mapping: accelerating voltage 20 kV, working current 50 nA, dwell time ~10 ms; BSE imaging: accelerating voltage 20 kV, beam current 10 nA; LA-ICP-MS: energy density 3~3.5 J/cm2, spot sizes 29 to 51 μm, repetition rates 5 Hz (polished thin-section) and 10 Hz (polished blocks), ~30 s background acquisition, ~40 s sample data acquisition | STDGL3 (Danyushevsky et al. 2011) and GSD-1G (USGS) | 6.7522 | [19 empty] | 21019.9184 | [5 empty] | 64.8381 | [5 empty] | 1217.9047 | [9 empty] | 132280.2745 |  | 9.8544 |  |  |  | 2.2326 | [7 empty] | 66.5651 | [13 empty] | 12922.0963 | [15 empty] | 8.7082 | [17 empty] | 4.4083 | [9 empty] | 4.6519 | [35 empty] | CHN | Tibet
| Lawu |  | Magmatic hydrothermal | Skarn | Cu-Pb-Zn skarn | Cu, Pb, Zn | In, Sn | Cu, Pb, Zn, In, Sn |  |  | DK-24-2@A-6 |  | underground mine |  |  |  |  | ore material | drill core | underground mining tunnels and drill cores | mineral separate | [5 empty] | mineralisation |  |  |  | sphalerite, chalcopyrite, pyrrhotite, pyrite, arsenopyrite | [6 empty] | galena, bismuthinite, marcasite, iron oxides, pyroxene, actinolite, quartz | thin sections and polished blocks examined using optical microscope, BSE detector, and EDS prior to analysis | EMPA, LA-ICPMS | JEOL JXA-8230 electron probe microanalyzer; RESOlution-LR 193 nm ArF excimer laser ablation system coupled to an Agilent 7700x ICP-MS | Laboratory of Mineral Resources Research Center, Fuzhou University; Adelaide Microscopy, the University of Adelaide | EPMA point analysis: accelerating voltage 15 kV, beam current 20 nA, beam diameter ~5 μm; EPMA mapping: accelerating voltage 20 kV, working current 50 nA, dwell time ~10 ms; BSE imaging: accelerating voltage 20 kV, beam current 10 nA; LA-ICP-MS: energy density 3~3.5 J/cm2, spot sizes 29 to 51 μm, repetition rates 5 Hz (polished thin-section) and 10 Hz (polished blocks), ~30 s background acquisition, ~40 s sample data acquisition | STDGL3 (Danyushevsky et al. 2011) and GSD-1G (USGS) | 6.0448 | [19 empty] | 21618.5049 | [5 empty] | 69.371 | [5 empty] | 803.6766 | [9 empty] | 132300.7815 |  | 8.2109 |  |  |  | 1.7288 | [7 empty] | 73.8522 | [13 empty] | 12397.3327 | [15 empty] | 10.9124 | [17 empty] | 1.8321 | [9 empty] | 4.5675 | [35 empty] | CHN | Tibet
| Lawu |  | Magmatic hydrothermal | Skarn | Cu-Pb-Zn skarn | Cu, Pb, Zn | In, Sn | Cu, Pb, Zn, In, Sn |  |  | DK-24-2@A-7 |  | underground mine |  |  |  |  | ore material | drill core | underground mining tunnels and drill cores | mineral separate | [5 empty] | mineralisation |  |  |  | sphalerite, chalcopyrite, pyrrhotite, pyrite, arsenopyrite | [6 empty] | galena, bismuthinite, marcasite, iron oxides, pyroxene, actinolite, quartz | thin sections and polished blocks examined using optical microscope, BSE detector, and EDS prior to analysis | EMPA, LA-ICPMS | JEOL JXA-8230 electron probe microanalyzer; RESOlution-LR 193 nm ArF excimer laser ablation system coupled to an Agilent 7700x ICP-MS | Laboratory of Mineral Resources Research Center, Fuzhou University; Adelaide Microscopy, the University of Adelaide | EPMA point analysis: accelerating voltage 15 kV, beam current 20 nA, beam diameter ~5 μm; EPMA mapping: accelerating voltage 20 kV, working current 50 nA, dwell time ~10 ms; BSE imaging: accelerating voltage 20 kV, beam current 10 nA; LA-ICP-MS: energy density 3~3.5 J/cm2, spot sizes 29 to 51 μm, repetition rates 5 Hz (polished thin-section) and 10 Hz (polished blocks), ~30 s background acquisition, ~40 s sample data acquisition | STDGL3 (Danyushevsky et al. 2011) and GSD-1G (USGS) | 8.622 | [19 empty] | 21815.6513 | [5 empty] | 72.0108 | [5 empty] | 1090.5509 | [9 empty] | 131866.8394 |  | 4.7724 |  |  |  | 2.0609 | [7 empty] | 76.0848 | [13 empty] | 12050.2381 | [15 empty] | 22.5616 | [17 empty] | 2.4555 | [9 empty] | 5.4836 | [35 empty] | CHN | Tibet
| Lawu |  | Magmatic hydrothermal | Skarn | Cu-Pb-Zn skarn | Cu, Pb, Zn | In, Sn | Cu, Pb, Zn, In, Sn |  |  | DK-24-2@A-8 |  | underground mine |  |  |  |  | ore material | drill core | underground mining tunnels and drill cores | mineral separate | [5 empty] | mineralisation |  |  |  | sphalerite, chalcopyrite, pyrrhotite, pyrite, arsenopyrite | [6 empty] | galena, bismuthinite, marcasite, iron oxides, pyroxene, actinolite, quartz | thin sections and polished blocks examined using optical microscope, BSE detector, and EDS prior to analysis | EMPA, LA-ICPMS | JEOL JXA-8230 electron probe microanalyzer; RESOlution-LR 193 nm ArF excimer laser ablation system coupled to an Agilent 7700x ICP-MS | Laboratory of Mineral Resources Research Center, Fuzhou University; Adelaide Microscopy, the University of Adelaide | EPMA point analysis: accelerating voltage 15 kV, beam current 20 nA, beam diameter ~5 μm; EPMA mapping: accelerating voltage 20 kV, working current 50 nA, dwell time ~10 ms; BSE imaging: accelerating voltage 20 kV, beam current 10 nA; LA-ICP-MS: energy density 3~3.5 J/cm2, spot sizes 29 to 51 μm, repetition rates 5 Hz (polished thin-section) and 10 Hz (polished blocks), ~30 s background acquisition, ~40 s sample data acquisition | STDGL3 (Danyushevsky et al. 2011) and GSD-1G (USGS) | 13.9681 | [19 empty] | 21935.1476 | [5 empty] | 76.5618 | [5 empty] | 1950.9467 | [9 empty] | 127805.7958 |  | 6.3983 |  |  |  | 2.1544 | [7 empty] | 91.1865 | [13 empty] | 10748.462 | [15 empty] | 246.3666 | [17 empty] | 7.3646 | [9 empty] | 8.4963 | [35 empty] | CHN | Tibet
| Lawu |  | Magmatic hydrothermal | Skarn | Cu-Pb-Zn skarn | Cu, Pb, Zn | In, Sn | Cu, Pb, Zn, In, Sn |  |  | DK-24-2@A-9 |  | underground mine |  |  |  |  | ore material | drill core | underground mining tunnels and drill cores | mineral separate | [5 empty] | mineralisation |  |  |  | sphalerite, chalcopyrite, pyrrhotite, pyrite, arsenopyrite | [6 empty] | galena, bismuthinite, marcasite, iron oxides, pyroxene, actinolite, quartz | thin sections and polished blocks examined using optical microscope, BSE detector, and EDS prior to analysis | EMPA, LA-ICPMS | JEOL JXA-8230 electron probe microanalyzer; RESOlution-LR 193 nm ArF excimer laser ablation system coupled to an Agilent 7700x ICP-MS | Laboratory of Mineral Resources Research Center, Fuzhou University; Adelaide Microscopy, the University of Adelaide | EPMA point analysis: accelerating voltage 15 kV, beam current 20 nA, beam diameter ~5 μm; EPMA mapping: accelerating voltage 20 kV, working current 50 nA, dwell time ~10 ms; BSE imaging: accelerating voltage 20 kV, beam current 10 nA; LA-ICP-MS: energy density 3~3.5 J/cm2, spot sizes 29 to 51 μm, repetition rates 5 Hz (polished thin-section) and 10 Hz (polished blocks), ~30 s background acquisition, ~40 s sample data acquisition | STDGL3 (Danyushevsky et al. 2011) and GSD-1G (USGS) | 11.6546 | [19 empty] | 21179.1751 | [5 empty] | 80.6943 | [5 empty] | 1295.3606 | [9 empty] | 122396.8845 |  | 4.635 |  |  |  | 1.7016 | [7 empty] | 93.8129 | [13 empty] | 9562.8657 | [15 empty] | 10.744 | [17 empty] | 5.2122 | [9 empty] | 5.2354 | [35 empty] | CHN | Tibet
| Lawu |  | Magmatic hydrothermal | Skarn | Cu-Pb-Zn skarn | Cu, Pb, Zn | In, Sn | Cu, Pb, Zn, In, Sn |  |  | DK-27-1@A-1 |  | underground mine |  |  |  |  | ore material | drill core | underground mining tunnels and drill cores | mineral separate | [5 empty] | mineralisation |  |  |  | sphalerite, chalcopyrite, pyrrhotite, pyrite, arsenopyrite | [6 empty] | galena, bismuthinite, marcasite, iron oxides, pyroxene, actinolite, quartz | thin sections and polished blocks examined using optical microscope, BSE detector, and EDS prior to analysis | EMPA, LA-ICPMS | JEOL JXA-8230 electron probe microanalyzer; RESOlution-LR 193 nm ArF excimer laser ablation system coupled to an Agilent 7700x ICP-MS | Laboratory of Mineral Resources Research Center, Fuzhou University; Adelaide Microscopy, the University of Adelaide | EPMA point analysis: accelerating voltage 15 kV, beam current 20 nA, beam diameter ~5 μm; EPMA mapping: accelerating voltage 20 kV, working current 50 nA, dwell time ~10 ms; BSE imaging: accelerating voltage 20 kV, beam current 10 nA; LA-ICP-MS: energy density 3~3.5 J/cm2, spot sizes 29 to 51 μm, repetition rates 5 Hz (polished thin-section) and 10 Hz (polished blocks), ~30 s background acquisition, ~40 s sample data acquisition | STDGL3 (Danyushevsky et al. 2011) and GSD-1G (USGS) | 16.6454 | [19 empty] | 17804.2577 | [5 empty] | 36.7578 | [5 empty] | 2485.3012 | [9 empty] | 141496.4677 |  | 13.4016 |  |  |  | 0.53448 | [7 empty] | 47.5924 | [13 empty] | 19523.7621 | [15 empty] | 12.7826 | [17 empty] | 0.13691 | [9 empty] | 14.8287 | [35 empty] | CHN | Tibet
| Lawu |  | Magmatic hydrothermal | Skarn | Cu-Pb-Zn skarn | Cu, Pb, Zn | In, Sn | Cu, Pb, Zn, In, Sn |  |  | DK-27-1@A-2 |  | underground mine |  |  |  |  | ore material | drill core | underground mining tunnels and drill cores | mineral separate | [5 empty] | mineralisation |  |  |  | sphalerite, chalcopyrite, pyrrhotite, pyrite, arsenopyrite | [6 empty] | galena, bismuthinite, marcasite, iron oxides, pyroxene, actinolite, quartz | thin sections and polished blocks examined using optical microscope, BSE detector, and EDS prior to analysis | EMPA, LA-ICPMS | JEOL JXA-8230 electron probe microanalyzer; RESOlution-LR 193 nm ArF excimer laser ablation system coupled to an Agilent 7700x ICP-MS | Laboratory of Mineral Resources Research Center, Fuzhou University; Adelaide Microscopy, the University of Adelaide | EPMA point analysis: accelerating voltage 15 kV, beam current 20 nA, beam diameter ~5 μm; EPMA mapping: accelerating voltage 20 kV, working current 50 nA, dwell time ~10 ms; BSE imaging: accelerating voltage 20 kV, beam current 10 nA; LA-ICP-MS: energy density 3~3.5 J/cm2, spot sizes 29 to 51 μm, repetition rates 5 Hz (polished thin-section) and 10 Hz (polished blocks), ~30 s background acquisition, ~40 s sample data acquisition | STDGL3 (Danyushevsky et al. 2011) and GSD-1G (USGS) | 14.2477 | [19 empty] | 18221.4873 | [5 empty] | 36.7863 | [5 empty] | 2713.6777 | [9 empty] | 139531.336 |  | 26.6968 |  |  |  | 1.9933 | [7 empty] | 30.8758 | [13 empty] | 17803.4643 | [15 empty] | 2.2291 | [17 empty] | 0.13691 | [9 empty] | 12.0013 | [35 empty] | CHN | Tibet
| Lawu |  | Magmatic hydrothermal | Skarn | Cu-Pb-Zn skarn | Cu, Pb, Zn | In, Sn | Cu, Pb, Zn, In, Sn |  |  | DK-27-1@A-3 |  | underground mine |  |  |  |  | ore material | drill core | underground mining tunnels and drill cores | mineral separate | [5 empty] | mineralisation |  |  |  | sphalerite, chalcopyrite, pyrrhotite, pyrite, arsenopyrite | [6 empty] | galena, bismuthinite, marcasite, iron oxides, pyroxene, actinolite, quartz | thin sections and polished blocks examined using optical microscope, BSE detector, and EDS prior to analysis | EMPA, LA-ICPMS | JEOL JXA-8230 electron probe microanalyzer; RESOlution-LR 193 nm ArF excimer laser ablation system coupled to an Agilent 7700x ICP-MS | Laboratory of Mineral Resources Research Center, Fuzhou University; Adelaide Microscopy, the University of Adelaide | EPMA point analysis: accelerating voltage 15 kV, beam current 20 nA, beam diameter ~5 μm; EPMA mapping: accelerating voltage 20 kV, working current 50 nA, dwell time ~10 ms; BSE imaging: accelerating voltage 20 kV, beam current 10 nA; LA-ICP-MS: energy density 3~3.5 J/cm2, spot sizes 29 to 51 μm, repetition rates 5 Hz (polished thin-section) and 10 Hz (polished blocks), ~30 s background acquisition, ~40 s sample data acquisition | STDGL3 (Danyushevsky et al. 2011) and GSD-1G (USGS) | 8.1804 | [19 empty] | 17510.9929 | [5 empty] | 36.6746 | [5 empty] | 1491.549 | [9 empty] | 137952.962 |  | 25.4291 |  |  |  | 2.093 | [7 empty] | 38.2222 | [13 empty] | 19277.3173 | [15 empty] | 17.681 | [17 empty] | 0.95342 | [9 empty] | 12.5052 | [35 empty] | CHN | Tibet
| Lawu |  | Magmatic hydrothermal | Skarn | Cu-Pb-Zn skarn | Cu, Pb, Zn | In, Sn | Cu, Pb, Zn, In, Sn |  |  | DK-27-1@A-4 |  | underground mine |  |  |  |  | ore material | drill core | underground mining tunnels and drill cores | mineral separate | [5 empty] | mineralisation |  |  |  | sphalerite, chalcopyrite, pyrrhotite, pyrite, arsenopyrite | [6 empty] | galena, bismuthinite, marcasite, iron oxides, pyroxene, actinolite, quartz | thin sections and polished blocks examined using optical microscope, BSE detector, and EDS prior to analysis | EMPA, LA-ICPMS | JEOL JXA-8230 electron probe microanalyzer; RESOlution-LR 193 nm ArF excimer laser ablation system coupled to an Agilent 7700x ICP-MS | Laboratory of Mineral Resources Research Center, Fuzhou University; Adelaide Microscopy, the University of Adelaide | EPMA point analysis: accelerating voltage 15 kV, beam current 20 nA, beam diameter ~5 μm; EPMA mapping: accelerating voltage 20 kV, working current 50 nA, dwell time ~10 ms; BSE imaging: accelerating voltage 20 kV, beam current 10 nA; LA-ICP-MS: energy density 3~3.5 J/cm2, spot sizes 29 to 51 μm, repetition rates 5 Hz (polished thin-section) and 10 Hz (polished blocks), ~30 s background acquisition, ~40 s sample data acquisition | STDGL3 (Danyushevsky et al. 2011) and GSD-1G (USGS) | 25.4538 | [19 empty] | 19512.081 | [5 empty] | 27.39 | [5 empty] | 4385.3534 | [9 empty] | 145576.5419 |  | 9.7533 |  |  |  | 2.5934 | [7 empty] | 64.082 | [13 empty] | 21773.6227 | [15 empty] | 11.3804 | [17 empty] | 0.13691 | [9 empty] | 3.2789 | [35 empty] | CHN | Tibet
| Lawu |  | Magmatic hydrothermal | Skarn | Cu-Pb-Zn skarn | Cu, Pb, Zn | In, Sn | Cu, Pb, Zn, In, Sn |  |  | DK-27-1@A-5 |  | underground mine |  |  |  |  | ore material | drill core | underground mining tunnels and drill cores | mineral separate | [5 empty] | mineralisation |  |  |  | sphalerite, chalcopyrite, pyrrhotite, pyrite, arsenopyrite | [6 empty] | galena, bismuthinite, marcasite, iron oxides, pyroxene, actinolite, quartz | thin sections and polished blocks examined using optical microscope, BSE detector, and EDS prior to analysis | EMPA, LA-ICPMS | JEOL JXA-8230 electron probe microanalyzer; RESOlution-LR 193 nm ArF excimer laser ablation system coupled to an Agilent 7700x ICP-MS | Laboratory of Mineral Resources Research Center, Fuzhou University; Adelaide Microscopy, the University of Adelaide | EPMA point analysis: accelerating voltage 15 kV, beam current 20 nA, beam diameter ~5 μm; EPMA mapping: accelerating voltage 20 kV, working current 50 nA, dwell time ~10 ms; BSE imaging: accelerating voltage 20 kV, beam current 10 nA; LA-ICP-MS: energy density 3~3.5 J/cm2, spot sizes 29 to 51 μm, repetition rates 5 Hz (polished thin-section) and 10 Hz (polished blocks), ~30 s background acquisition, ~40 s sample data acquisition | STDGL3 (Danyushevsky et al. 2011) and GSD-1G (USGS) | 56.1482 | [19 empty] | 17930.3134 | [5 empty] | 26.2834 | [5 empty] | 9236.5444 | [9 empty] | 153055.0613 |  | 12.8287 |  |  |  | 2.3485 | [7 empty] | 85.2443 | [13 empty] | 20007.8586 | [15 empty] | 19.7918 | [17 empty] | 0.13691 | [9 empty] | 7.3715 | [35 empty] | CHN | Tibet
| Lawu |  | Magmatic hydrothermal | Skarn | Cu-Pb-Zn skarn | Cu, Pb, Zn | In, Sn | Cu, Pb, Zn, In, Sn |  |  | DK-27-1@B-1 |  | underground mine |  |  |  |  | ore material | drill core | underground mining tunnels and drill cores | mineral separate | [5 empty] | mineralisation |  |  |  | sphalerite, chalcopyrite, pyrrhotite, pyrite, arsenopyrite | [6 empty] | galena, bismuthinite, marcasite, iron oxides, pyroxene, actinolite, quartz | thin sections and polished blocks examined using optical microscope, BSE detector, and EDS prior to analysis | EMPA, LA-ICPMS | JEOL JXA-8230 electron probe microanalyzer; RESOlution-LR 193 nm ArF excimer laser ablation system coupled to an Agilent 7700x ICP-MS | Laboratory of Mineral Resources Research Center, Fuzhou University; Adelaide Microscopy, the University of Adelaide | EPMA point analysis: accelerating voltage 15 kV, beam current 20 nA, beam diameter ~5 μm; EPMA mapping: accelerating voltage 20 kV, working current 50 nA, dwell time ~10 ms; BSE imaging: accelerating voltage 20 kV, beam current 10 nA; LA-ICP-MS: energy density 3~3.5 J/cm2, spot sizes 29 to 51 μm, repetition rates 5 Hz (polished thin-section) and 10 Hz (polished blocks), ~30 s background acquisition, ~40 s sample data acquisition | STDGL3 (Danyushevsky et al. 2011) and GSD-1G (USGS) | 8.6985 | [19 empty] | 19465.3663 | [5 empty] | 32.5736 | [5 empty] | 2745.0971 | [9 empty] | 153325.1733 |  | 14.8708 |  |  |  | 3.1378 | [7 empty] | 95.8766 | [13 empty] | 16576.1559 | [15 empty] | 0.61724 | [17 empty] | 0.13691 | [9 empty] | 6.8555 | [35 empty] | CHN | Tibet
| Lawu |  | Magmatic hydrothermal | Skarn | Cu-Pb-Zn skarn | Cu, Pb, Zn | In, Sn | Cu, Pb, Zn, In, Sn |  |  | DK-27-1@B-2 |  | underground mine |  |  |  |  | ore material | drill core | underground mining tunnels and drill cores | mineral separate | [5 empty] | mineralisation |  |  |  | sphalerite, chalcopyrite, pyrrhotite, pyrite, arsenopyrite | [6 empty] | galena, bismuthinite, marcasite, iron oxides, pyroxene, actinolite, quartz | thin sections and polished blocks examined using optical microscope, BSE detector, and EDS prior to analysis | EMPA, LA-ICPMS | JEOL JXA-8230 electron probe microanalyzer; RESOlution-LR 193 nm ArF excimer laser ablation system coupled to an Agilent 7700x ICP-MS | Laboratory of Mineral Resources Research Center, Fuzhou University; Adelaide Microscopy, the University of Adelaide | EPMA point analysis: accelerating voltage 15 kV, beam current 20 nA, beam diameter ~5 μm; EPMA mapping: accelerating voltage 20 kV, working current 50 nA, dwell time ~10 ms; BSE imaging: accelerating voltage 20 kV, beam current 10 nA; LA-ICP-MS: energy density 3~3.5 J/cm2, spot sizes 29 to 51 μm, repetition rates 5 Hz (polished thin-section) and 10 Hz (polished blocks), ~30 s background acquisition, ~40 s sample data acquisition | STDGL3 (Danyushevsky et al. 2011) and GSD-1G (USGS) | 23.9578 | [19 empty] | 18880.2166 | [5 empty] | 23.7175 | [5 empty] | 3458.5306 | [9 empty] | 148843.1378 |  | 15.0981 |  |  |  | 0.53448 | [7 empty] | 81.8258 | [13 empty] | 16261.7563 | [15 empty] | 9.4875 | [17 empty] | 0.62649 | [9 empty] | 12.5499 | [35 empty] | CHN | Tibet
| Lawu |  | Magmatic hydrothermal | Skarn | Cu-Pb-Zn skarn | Cu, Pb, Zn | In, Sn | Cu, Pb, Zn, In, Sn |  |  | DK-27-1@B-3 |  | underground mine |  |  |  |  | ore material | drill core | underground mining tunnels and drill cores | mineral separate | [5 empty] | mineralisation |  |  |  | sphalerite, chalcopyrite, pyrrhotite, pyrite, arsenopyrite | [6 empty] | galena, bismuthinite, marcasite, iron oxides, pyroxene, actinolite, quartz | thin sections and polished blocks examined using optical microscope, BSE detector, and EDS prior to analysis | EMPA, LA-ICPMS | JEOL JXA-8230 electron probe microanalyzer; RESOlution-LR 193 nm ArF excimer laser ablation system coupled to an Agilent 7700x ICP-MS | Laboratory of Mineral Resources Research Center, Fuzhou University; Adelaide Microscopy, the University of Adelaide | EPMA point analysis: accelerating voltage 15 kV, beam current 20 nA, beam diameter ~5 μm; EPMA mapping: accelerating voltage 20 kV, working current 50 nA, dwell time ~10 ms; BSE imaging: accelerating voltage 20 kV, beam current 10 nA; LA-ICP-MS: energy density 3~3.5 J/cm2, spot sizes 29 to 51 μm, repetition rates 5 Hz (polished thin-section) and 10 Hz (polished blocks), ~30 s background acquisition, ~40 s sample data acquisition | STDGL3 (Danyushevsky et al. 2011) and GSD-1G (USGS) | 15.2235 | [19 empty] | 19100.6093 | [5 empty] | 23.3088 | [5 empty] | 3837.8954 | [9 empty] | 160030.7405 |  | 15.725 |  |  |  | 2.9564 | [7 empty] | 134.6725 | [13 empty] | 17055.4109 | [15 empty] | 31.2018 | [17 empty] | 0.13691 | [9 empty] | 12.6325 | [35 empty] | CHN | Tibet
| Lawu |  | Magmatic hydrothermal | Skarn | Cu-Pb-Zn skarn | Cu, Pb, Zn | In, Sn | Cu, Pb, Zn, In, Sn |  |  | DK-27-1@B-4 |  | underground mine |  |  |  |  | ore material | drill core | underground mining tunnels and drill cores | mineral separate | [5 empty] | mineralisation |  |  |  | sphalerite, chalcopyrite, pyrrhotite, pyrite, arsenopyrite | [6 empty] | galena, bismuthinite, marcasite, iron oxides, pyroxene, actinolite, quartz | thin sections and polished blocks examined using optical microscope, BSE detector, and EDS prior to analysis | EMPA, LA-ICPMS | JEOL JXA-8230 electron probe microanalyzer; RESOlution-LR 193 nm ArF excimer laser ablation system coupled to an Agilent 7700x ICP-MS | Laboratory of Mineral Resources Research Center, Fuzhou University; Adelaide Microscopy, the University of Adelaide | EPMA point analysis: accelerating voltage 15 kV, beam current 20 nA, beam diameter ~5 μm; EPMA mapping: accelerating voltage 20 kV, working current 50 nA, dwell time ~10 ms; BSE imaging: accelerating voltage 20 kV, beam current 10 nA; LA-ICP-MS: energy density 3~3.5 J/cm2, spot sizes 29 to 51 μm, repetition rates 5 Hz (polished thin-section) and 10 Hz (polished blocks), ~30 s background acquisition, ~40 s sample data acquisition | STDGL3 (Danyushevsky et al. 2011) and GSD-1G (USGS) | 24.9395 | [19 empty] | 19122.3743 | [5 empty] | 17.682 | [5 empty] | 6751.7709 | [9 empty] | 152816.3934 |  | 12.667 |  |  |  | 2.5366 | [7 empty] | 108.8437 | [13 empty] | 17013.0163 | [15 empty] | 8.6546 | [17 empty] | 0.13691 | [9 empty] | 8.4298 | [35 empty] | CHN | Tibet
| Lawu |  | Magmatic hydrothermal | Skarn | Cu-Pb-Zn skarn | Cu, Pb, Zn | In, Sn | Cu, Pb, Zn, In, Sn |  |  | DK-27-1@B-5 |  | underground mine |  |  |  |  | ore material | drill core | underground mining tunnels and drill cores | mineral separate | [5 empty] | mineralisation |  |  |  | sphalerite, chalcopyrite, pyrrhotite, pyrite, arsenopyrite | [6 empty] | galena, bismuthinite, marcasite, iron oxides, pyroxene, actinolite, quartz | thin sections and polished blocks examined using optical microscope, BSE detector, and EDS prior to analysis | EMPA, LA-ICPMS | JEOL JXA-8230 electron probe microanalyzer; RESOlution-LR 193 nm ArF excimer laser ablation system coupled to an Agilent 7700x ICP-MS | Laboratory of Mineral Resources Research Center, Fuzhou University; Adelaide Microscopy, the University of Adelaide | EPMA point analysis: accelerating voltage 15 kV, beam current 20 nA, beam diameter ~5 μm; EPMA mapping: accelerating voltage 20 kV, working current 50 nA, dwell time ~10 ms; BSE imaging: accelerating voltage 20 kV, beam current 10 nA; LA-ICP-MS: energy density 3~3.5 J/cm2, spot sizes 29 to 51 μm, repetition rates 5 Hz (polished thin-section) and 10 Hz (polished blocks), ~30 s background acquisition, ~40 s sample data acquisition | STDGL3 (Danyushevsky et al. 2011) and GSD-1G (USGS) | 24.5746 | [19 empty] | 19392.96 | [5 empty] | 18.2825 | [5 empty] | 5798.6008 | [9 empty] | 158426.8586 |  | 13.8605 |  |  |  | 2.9519 | [7 empty] | 88.6604 | [13 empty] | 16572.6497 | [15 empty] | 11.85 | [17 empty] | 0.13691 | [9 empty] | 4.2049 | [35 empty] | CHN | Tibet
| Lawu |  | Magmatic hydrothermal | Skarn | Cu-Pb-Zn skarn | Cu, Pb, Zn | In, Sn | Cu, Pb, Zn, In, Sn |  |  | DK-27-1@B-6 |  | underground mine |  |  |  |  | ore material | drill core | underground mining tunnels and drill cores | mineral separate | [5 empty] | mineralisation |  |  |  | sphalerite, chalcopyrite, pyrrhotite, pyrite, arsenopyrite | [6 empty] | galena, bismuthinite, marcasite, iron oxides, pyroxene, actinolite, quartz | thin sections and polished blocks examined using optical microscope, BSE detector, and EDS prior to analysis | EMPA, LA-ICPMS | JEOL JXA-8230 electron probe microanalyzer; RESOlution-LR 193 nm ArF excimer laser ablation system coupled to an Agilent 7700x ICP-MS | Laboratory of Mineral Resources Research Center, Fuzhou University; Adelaide Microscopy, the University of Adelaide | EPMA point analysis: accelerating voltage 15 kV, beam current 20 nA, beam diameter ~5 μm; EPMA mapping: accelerating voltage 20 kV, working current 50 nA, dwell time ~10 ms; BSE imaging: accelerating voltage 20 kV, beam current 10 nA; LA-ICP-MS: energy density 3~3.5 J/cm2, spot sizes 29 to 51 μm, repetition rates 5 Hz (polished thin-section) and 10 Hz (polished blocks), ~30 s background acquisition, ~40 s sample data acquisition | STDGL3 (Danyushevsky et al. 2011) and GSD-1G (USGS) | 47.6294 | [19 empty] | 18672.9685 | [5 empty] | 18.0837 | [5 empty] | 4773.2267 | [9 empty] | 206246.1304 |  | 20.0702 |  |  |  | 4.0275 | [7 empty] | 121.292 | [13 empty] | 19894.2837 | [15 empty] | 56.4949 | [17 empty] | 0.13691 | [9 empty] | 18.1557 | [35 empty] | CHN | Tibet
| Lawu |  | Magmatic hydrothermal | Skarn | Cu-Pb-Zn skarn | Cu, Pb, Zn | In, Sn | Cu, Pb, Zn, In, Sn |  |  | DK-27-1@B-7 |  | underground mine |  |  |  |  | ore material | drill core | underground mining tunnels and drill cores | mineral separate | [5 empty] | mineralisation |  |  |  | sphalerite, chalcopyrite, pyrrhotite, pyrite, arsenopyrite | [6 empty] | galena, bismuthinite, marcasite, iron oxides, pyroxene, actinolite, quartz | thin sections and polished blocks examined using optical microscope, BSE detector, and EDS prior to analysis | EMPA, LA-ICPMS | JEOL JXA-8230 electron probe microanalyzer; RESOlution-LR 193 nm ArF excimer laser ablation system coupled to an Agilent 7700x ICP-MS | Laboratory of Mineral Resources Research Center, Fuzhou University; Adelaide Microscopy, the University of Adelaide | EPMA point analysis: accelerating voltage 15 kV, beam current 20 nA, beam diameter ~5 μm; EPMA mapping: accelerating voltage 20 kV, working current 50 nA, dwell time ~10 ms; BSE imaging: accelerating voltage 20 kV, beam current 10 nA; LA-ICP-MS: energy density 3~3.5 J/cm2, spot sizes 29 to 51 μm, repetition rates 5 Hz (polished thin-section) and 10 Hz (polished blocks), ~30 s background acquisition, ~40 s sample data acquisition | STDGL3 (Danyushevsky et al. 2011) and GSD-1G (USGS) | 27.6357 | [19 empty] | 18557.2064 | [5 empty] | 23.0469 | [5 empty] | 8908.067 | [9 empty] | 165476.9049 |  | 35.8917 |  |  |  | 3.4855 | [7 empty] | 80.2319 | [13 empty] | 22369.918 | [15 empty] | 52.733 | [17 empty] | 0.13691 | [9 empty] | 12.0367 | [35 empty] | CHN | Tibet
| Lawu |  | Magmatic hydrothermal | Skarn | Cu-Pb-Zn skarn | Cu, Pb, Zn | In, Sn | Cu, Pb, Zn, In, Sn |  |  | DK-27-1@B-8 |  | underground mine |  |  |  |  | ore material | drill core | underground mining tunnels and drill cores | mineral separate | [5 empty] | mineralisation |  |  |  | sphalerite, chalcopyrite, pyrrhotite, pyrite, arsenopyrite | [6 empty] | galena, bismuthinite, marcasite, iron oxides, pyroxene, actinolite, quartz | thin sections and polished blocks examined using optical microscope, BSE detector, and EDS prior to analysis | EMPA, LA-ICPMS | JEOL JXA-8230 electron probe microanalyzer; RESOlution-LR 193 nm ArF excimer laser ablation system coupled to an Agilent 7700x ICP-MS | Laboratory of Mineral Resources Research Center, Fuzhou University; Adelaide Microscopy, the University of Adelaide | EPMA point analysis: accelerating voltage 15 kV, beam current 20 nA, beam diameter ~5 μm; EPMA mapping: accelerating voltage 20 kV, working current 50 nA, dwell time ~10 ms; BSE imaging: accelerating voltage 20 kV, beam current 10 nA; LA-ICP-MS: energy density 3~3.5 J/cm2, spot sizes 29 to 51 μm, repetition rates 5 Hz (polished thin-section) and 10 Hz (polished blocks), ~30 s background acquisition, ~40 s sample data acquisition | STDGL3 (Danyushevsky et al. 2011) and GSD-1G (USGS) | 16.7671 | [19 empty] | 19332.7798 | [5 empty] | 21.6181 | [5 empty] | 6640.9493 | [9 empty] | 152800.3121 |  | 19.6474 |  |  |  | 2.7558 | [7 empty] | 86.3484 | [13 empty] | 21566.1029 | [15 empty] | 15.9759 | [17 empty] | 0.13691 | [9 empty] | 9.9134 | [35 empty] | CHN | Tibet
| Lawu |  | Magmatic hydrothermal | Skarn | Cu-Pb-Zn skarn | Cu, Pb, Zn | In, Sn | Cu, Pb, Zn, In, Sn |  |  | DK-27-1@B-9 |  | underground mine |  |  |  |  | ore material | drill core | underground mining tunnels and drill cores | mineral separate | [5 empty] | mineralisation |  |  |  | sphalerite, chalcopyrite, pyrrhotite, pyrite, arsenopyrite | [6 empty] | galena, bismuthinite, marcasite, iron oxides, pyroxene, actinolite, quartz | thin sections and polished blocks examined using optical microscope, BSE detector, and EDS prior to analysis | EMPA, LA-ICPMS | JEOL JXA-8230 electron probe microanalyzer; RESOlution-LR 193 nm ArF excimer laser ablation system coupled to an Agilent 7700x ICP-MS | Laboratory of Mineral Resources Research Center, Fuzhou University; Adelaide Microscopy, the University of Adelaide | EPMA point analysis: accelerating voltage 15 kV, beam current 20 nA, beam diameter ~5 μm; EPMA mapping: accelerating voltage 20 kV, working current 50 nA, dwell time ~10 ms; BSE imaging: accelerating voltage 20 kV, beam current 10 nA; LA-ICP-MS: energy density 3~3.5 J/cm2, spot sizes 29 to 51 μm, repetition rates 5 Hz (polished thin-section) and 10 Hz (polished blocks), ~30 s background acquisition, ~40 s sample data acquisition | STDGL3 (Danyushevsky et al. 2011) and GSD-1G (USGS) | 28.659 | [19 empty] | 19196.3091 | [5 empty] | 23.0851 | [5 empty] | 6966.4074 | [9 empty] | 149709.2362 |  | 29.7244 |  |  |  | 2.0599 | [7 empty] | 92.328 | [13 empty] | 21535.0833 | [15 empty] | 41.2433 | [17 empty] | 0.13691 | [9 empty] | 13.6382 | [35 empty] | CHN | Tibet
| Lawu |  | Magmatic hydrothermal | Skarn | Cu-Pb-Zn skarn | Cu, Pb, Zn | In, Sn | Cu, Pb, Zn, In, Sn |  |  | DK-27-2@A-1 |  | underground mine |  |  |  |  | ore material | drill core | underground mining tunnels and drill cores | mineral separate | [5 empty] | mineralisation |  |  |  | sphalerite, chalcopyrite, pyrrhotite, pyrite, arsenopyrite | [6 empty] | galena, bismuthinite, marcasite, iron oxides, pyroxene, actinolite, quartz | thin sections and polished blocks examined using optical microscope, BSE detector, and EDS prior to analysis | EMPA, LA-ICPMS | JEOL JXA-8230 electron probe microanalyzer; RESOlution-LR 193 nm ArF excimer laser ablation system coupled to an Agilent 7700x ICP-MS | Laboratory of Mineral Resources Research Center, Fuzhou University; Adelaide Microscopy, the University of Adelaide | EPMA point analysis: accelerating voltage 15 kV, beam current 20 nA, beam diameter ~5 μm; EPMA mapping: accelerating voltage 20 kV, working current 50 nA, dwell time ~10 ms; BSE imaging: accelerating voltage 20 kV, beam current 10 nA; LA-ICP-MS: energy density 3~3.5 J/cm2, spot sizes 29 to 51 μm, repetition rates 5 Hz (polished thin-section) and 10 Hz (polished blocks), ~30 s background acquisition, ~40 s sample data acquisition | STDGL3 (Danyushevsky et al. 2011) and GSD-1G (USGS) | 209.4679 | [19 empty] | 18384.1723 | [5 empty] | 41.0533 | [5 empty] | 20251.0067 | [9 empty] | 151674.1107 |  | 24.2544 |  |  |  | 2.1688 | [7 empty] | 90.2712 | [13 empty] | 12782.9852 | [15 empty] | 155.6988 | [17 empty] | 2.1052 | [9 empty] | 18.3714 | [35 empty] | CHN | Tibet
| Lawu |  | Magmatic hydrothermal | Skarn | Cu-Pb-Zn skarn | Cu, Pb, Zn | In, Sn | Cu, Pb, Zn, In, Sn |  |  | DK-27-2@A-2 |  | underground mine |  |  |  |  | ore material | drill core | underground mining tunnels and drill cores | mineral separate | [5 empty] | mineralisation |  |  |  | sphalerite, chalcopyrite, pyrrhotite, pyrite, arsenopyrite | [6 empty] | galena, bismuthinite, marcasite, iron oxides, pyroxene, actinolite, quartz | thin sections and polished blocks examined using optical microscope, BSE detector, and EDS prior to analysis | EMPA, LA-ICPMS | JEOL JXA-8230 electron probe microanalyzer; RESOlution-LR 193 nm ArF excimer laser ablation system coupled to an Agilent 7700x ICP-MS | Laboratory of Mineral Resources Research Center, Fuzhou University; Adelaide Microscopy, the University of Adelaide | EPMA point analysis: accelerating voltage 15 kV, beam current 20 nA, beam diameter ~5 μm; EPMA mapping: accelerating voltage 20 kV, working current 50 nA, dwell time ~10 ms; BSE imaging: accelerating voltage 20 kV, beam current 10 nA; LA-ICP-MS: energy density 3~3.5 J/cm2, spot sizes 29 to 51 μm, repetition rates 5 Hz (polished thin-section) and 10 Hz (polished blocks), ~30 s background acquisition, ~40 s sample data acquisition | STDGL3 (Danyushevsky et al. 2011) and GSD-1G (USGS) | 29.4857 | [19 empty] | 20735.2714 | [5 empty] | 36.3174 | [5 empty] | 5200.6472 | [9 empty] | 150985.1373 |  | 10.1285 |  |  |  | 2.9378 | [7 empty] | 66.5013 | [13 empty] | 13171.1149 | [15 empty] | 0.44157 | [17 empty] | 0.13691 | [9 empty] | 7.0699 | [35 empty] | CHN | Tibet
| Lawu |  | Magmatic hydrothermal | Skarn | Cu-Pb-Zn skarn | Cu, Pb, Zn | In, Sn | Cu, Pb, Zn, In, Sn |  |  | DK-27-2@A-3 |  | underground mine |  |  |  |  | ore material | drill core | underground mining tunnels and drill cores | mineral separate | [5 empty] | mineralisation |  |  |  | sphalerite, chalcopyrite, pyrrhotite, pyrite, arsenopyrite | [6 empty] | galena, bismuthinite, marcasite, iron oxides, pyroxene, actinolite, quartz | thin sections and polished blocks examined using optical microscope, BSE detector, and EDS prior to analysis | EMPA, LA-ICPMS | JEOL JXA-8230 electron probe microanalyzer; RESOlution-LR 193 nm ArF excimer laser ablation system coupled to an Agilent 7700x ICP-MS | Laboratory of Mineral Resources Research Center, Fuzhou University; Adelaide Microscopy, the University of Adelaide | EPMA point analysis: accelerating voltage 15 kV, beam current 20 nA, beam diameter ~5 μm; EPMA mapping: accelerating voltage 20 kV, working current 50 nA, dwell time ~10 ms; BSE imaging: accelerating voltage 20 kV, beam current 10 nA; LA-ICP-MS: energy density 3~3.5 J/cm2, spot sizes 29 to 51 μm, repetition rates 5 Hz (polished thin-section) and 10 Hz (polished blocks), ~30 s background acquisition, ~40 s sample data acquisition | STDGL3 (Danyushevsky et al. 2011) and GSD-1G (USGS) | 13.3852 | [19 empty] | 20265.7828 | [5 empty] | 25.7173 | [5 empty] | 7098.2252 | [9 empty] | 147094.4453 |  | 6.1391 |  |  |  | 2.1552 | [7 empty] | 29.4351 | [13 empty] | 13246.2418 | [15 empty] | 3.0816 | [17 empty] | 0.34683 | [9 empty] | 9.0146 | [35 empty] | CHN | Tibet
| Lawu |  | Magmatic hydrothermal | Skarn | Cu-Pb-Zn skarn | Cu, Pb, Zn | In, Sn | Cu, Pb, Zn, In, Sn |  |  | DK-27-2@A-4 |  | underground mine |  |  |  |  | ore material | drill core | underground mining tunnels and drill cores | mineral separate | [5 empty] | mineralisation |  |  |  | sphalerite, chalcopyrite, pyrrhotite, pyrite, arsenopyrite | [6 empty] | galena, bismuthinite, marcasite, iron oxides, pyroxene, actinolite, quartz | thin sections and polished blocks examined using optical microscope, BSE detector, and EDS prior to analysis | EMPA, LA-ICPMS | JEOL JXA-8230 electron probe microanalyzer; RESOlution-LR 193 nm ArF excimer laser ablation system coupled to an Agilent 7700x ICP-MS | Laboratory of Mineral Resources Research Center, Fuzhou University; Adelaide Microscopy, the University of Adelaide | EPMA point analysis: accelerating voltage 15 kV, beam current 20 nA, beam diameter ~5 μm; EPMA mapping: accelerating voltage 20 kV, working current 50 nA, dwell time ~10 ms; BSE imaging: accelerating voltage 20 kV, beam current 10 nA; LA-ICP-MS: energy density 3~3.5 J/cm2, spot sizes 29 to 51 μm, repetition rates 5 Hz (polished thin-section) and 10 Hz (polished blocks), ~30 s background acquisition, ~40 s sample data acquisition | STDGL3 (Danyushevsky et al. 2011) and GSD-1G (USGS) | 30.0659 | [19 empty] | 20516.8008 | [5 empty] | 19.8891 | [5 empty] | 8789.7955 | [9 empty] | 154738.4911 |  | 12.4317 |  |  |  | 1.9147 | [7 empty] | 81.1976 | [13 empty] | 18997.4462 | [15 empty] | 0.50907 | [17 empty] | 0.13691 | [9 empty] | 15.2304 | [35 empty] | CHN | Tibet
| Lawu |  | Magmatic hydrothermal | Skarn | Cu-Pb-Zn skarn | Cu, Pb, Zn | In, Sn | Cu, Pb, Zn, In, Sn |  |  | DK-27-2@A-5 |  | underground mine |  |  |  |  | ore material | drill core | underground mining tunnels and drill cores | mineral separate | [5 empty] | mineralisation |  |  |  | sphalerite, chalcopyrite, pyrrhotite, pyrite, arsenopyrite | [6 empty] | galena, bismuthinite, marcasite, iron oxides, pyroxene, actinolite, quartz | thin sections and polished blocks examined using optical microscope, BSE detector, and EDS prior to analysis | EMPA, LA-ICPMS | JEOL JXA-8230 electron probe microanalyzer; RESOlution-LR 193 nm ArF excimer laser ablation system coupled to an Agilent 7700x ICP-MS | Laboratory of Mineral Resources Research Center, Fuzhou University; Adelaide Microscopy, the University of Adelaide | EPMA point analysis: accelerating voltage 15 kV, beam current 20 nA, beam diameter ~5 μm; EPMA mapping: accelerating voltage 20 kV, working current 50 nA, dwell time ~10 ms; BSE imaging: accelerating voltage 20 kV, beam current 10 nA; LA-ICP-MS: energy density 3~3.5 J/cm2, spot sizes 29 to 51 μm, repetition rates 5 Hz (polished thin-section) and 10 Hz (polished blocks), ~30 s background acquisition, ~40 s sample data acquisition | STDGL3 (Danyushevsky et al. 2011) and GSD-1G (USGS) | 60.8703 | [19 empty] | 20905.818 | [5 empty] | 21.278 | [5 empty] | 9308.9776 | [9 empty] | 157347.9094 |  | 26.8655 |  |  |  | 2.7894 | [7 empty] | 64.8945 | [13 empty] | 20232.2122 | [15 empty] | 0.981 | [17 empty] | 0.13691 | [9 empty] | 12.1713 | [35 empty] | CHN | Tibet
| Lawu |  | Magmatic hydrothermal | Skarn | Cu-Pb-Zn skarn | Cu, Pb, Zn | In, Sn | Cu, Pb, Zn, In, Sn |  |  | DK-27-2@A-6 |  | underground mine |  |  |  |  | ore material | drill core | underground mining tunnels and drill cores | mineral separate | [5 empty] | mineralisation |  |  |  | sphalerite, chalcopyrite, pyrrhotite, pyrite, arsenopyrite | [6 empty] | galena, bismuthinite, marcasite, iron oxides, pyroxene, actinolite, quartz | thin sections and polished blocks examined using optical microscope, BSE detector, and EDS prior to analysis | EMPA, LA-ICPMS | JEOL JXA-8230 electron probe microanalyzer; RESOlution-LR 193 nm ArF excimer laser ablation system coupled to an Agilent 7700x ICP-MS | Laboratory of Mineral Resources Research Center, Fuzhou University; Adelaide Microscopy, the University of Adelaide | EPMA point analysis: accelerating voltage 15 kV, beam current 20 nA, beam diameter ~5 μm; EPMA mapping: accelerating voltage 20 kV, working current 50 nA, dwell time ~10 ms; BSE imaging: accelerating voltage 20 kV, beam current 10 nA; LA-ICP-MS: energy density 3~3.5 J/cm2, spot sizes 29 to 51 μm, repetition rates 5 Hz (polished thin-section) and 10 Hz (polished blocks), ~30 s background acquisition, ~40 s sample data acquisition | STDGL3 (Danyushevsky et al. 2011) and GSD-1G (USGS) | 31.2963 | [19 empty] | 20659.8035 | [5 empty] | 18.943 | [5 empty] | 5638.4152 | [9 empty] | 152107.1499 |  | 9.6636 |  |  |  | 2.9031 | [7 empty] | 77.2873 | [13 empty] | 18676.8272 | [15 empty] | 3.182 | [17 empty] | 0.13691 | [9 empty] | 3.1337 | [35 empty] | CHN | Tibet
| Lawu |  | Magmatic hydrothermal | Skarn | Cu-Pb-Zn skarn | Cu, Pb, Zn | In, Sn | Cu, Pb, Zn, In, Sn |  |  | DK-27-2@A-7 |  | underground mine |  |  |  |  | ore material | drill core | underground mining tunnels and drill cores | mineral separate | [5 empty] | mineralisation |  |  |  | sphalerite, chalcopyrite, pyrrhotite, pyrite, arsenopyrite | [6 empty] | galena, bismuthinite, marcasite, iron oxides, pyroxene, actinolite, quartz | thin sections and polished blocks examined using optical microscope, BSE detector, and EDS prior to analysis | EMPA, LA-ICPMS | JEOL JXA-8230 electron probe microanalyzer; RESOlution-LR 193 nm ArF excimer laser ablation system coupled to an Agilent 7700x ICP-MS | Laboratory of Mineral Resources Research Center, Fuzhou University; Adelaide Microscopy, the University of Adelaide | EPMA point analysis: accelerating voltage 15 kV, beam current 20 nA, beam diameter ~5 μm; EPMA mapping: accelerating voltage 20 kV, working current 50 nA, dwell time ~10 ms; BSE imaging: accelerating voltage 20 kV, beam current 10 nA; LA-ICP-MS: energy density 3~3.5 J/cm2, spot sizes 29 to 51 μm, repetition rates 5 Hz (polished thin-section) and 10 Hz (polished blocks), ~30 s background acquisition, ~40 s sample data acquisition | STDGL3 (Danyushevsky et al. 2011) and GSD-1G (USGS) | 20.7206 | [19 empty] | 19721.4242 | [5 empty] | 17.3005 | [5 empty] | 3040.0951 | [9 empty] | 157439.1623 |  | 14.0064 |  |  |  | 2.5163 | [7 empty] | 36.3268 | [13 empty] | 12406.2096 | [15 empty] | 2.7544 | [17 empty] | 0.55398 | [9 empty] | 5.7504 | [35 empty] | CHN | Tibet
| Lawu |  | Magmatic hydrothermal | Skarn | Cu-Pb-Zn skarn | Cu, Pb, Zn | In, Sn | Cu, Pb, Zn, In, Sn |  |  | DK-27-2@A-8 |  | underground mine |  |  |  |  | ore material | drill core | underground mining tunnels and drill cores | mineral separate | [5 empty] | mineralisation |  |  |  | sphalerite, chalcopyrite, pyrrhotite, pyrite, arsenopyrite | [6 empty] | galena, bismuthinite, marcasite, iron oxides, pyroxene, actinolite, quartz | thin sections and polished blocks examined using optical microscope, BSE detector, and EDS prior to analysis | EMPA, LA-ICPMS | JEOL JXA-8230 electron probe microanalyzer; RESOlution-LR 193 nm ArF excimer laser ablation system coupled to an Agilent 7700x ICP-MS | Laboratory of Mineral Resources Research Center, Fuzhou University; Adelaide Microscopy, the University of Adelaide | EPMA point analysis: accelerating voltage 15 kV, beam current 20 nA, beam diameter ~5 μm; EPMA mapping: accelerating voltage 20 kV, working current 50 nA, dwell time ~10 ms; BSE imaging: accelerating voltage 20 kV, beam current 10 nA; LA-ICP-MS: energy density 3~3.5 J/cm2, spot sizes 29 to 51 μm, repetition rates 5 Hz (polished thin-section) and 10 Hz (polished blocks), ~30 s background acquisition, ~40 s sample data acquisition | STDGL3 (Danyushevsky et al. 2011) and GSD-1G (USGS) | 19.9486 | [19 empty] | 19957.5827 | [5 empty] | 21.1568 | [5 empty] | 6510.5339 | [9 empty] | 151824.3661 |  | 11.1878 |  |  |  | 2.2804 | [7 empty] | 53.9136 | [13 empty] | 17194.6756 | [15 empty] | 1.6443 | [17 empty] | 0.13691 | [9 empty] | 5.4768 | [35 empty] | CHN | Tibet
| Lawu |  | Magmatic hydrothermal | Skarn | Cu-Pb-Zn skarn | Cu, Pb, Zn | In, Sn | Cu, Pb, Zn, In, Sn |  |  | DK-27-2@A-9 |  | underground mine |  |  |  |  | ore material | drill core | underground mining tunnels and drill cores | mineral separate | [5 empty] | mineralisation |  |  |  | sphalerite, chalcopyrite, pyrrhotite, pyrite, arsenopyrite | [6 empty] | galena, bismuthinite, marcasite, iron oxides, pyroxene, actinolite, quartz | thin sections and polished blocks examined using optical microscope, BSE detector, and EDS prior to analysis | EMPA, LA-ICPMS | JEOL JXA-8230 electron probe microanalyzer; RESOlution-LR 193 nm ArF excimer laser ablation system coupled to an Agilent 7700x ICP-MS | Laboratory of Mineral Resources Research Center, Fuzhou University; Adelaide Microscopy, the University of Adelaide | EPMA point analysis: accelerating voltage 15 kV, beam current 20 nA, beam diameter ~5 μm; EPMA mapping: accelerating voltage 20 kV, working current 50 nA, dwell time ~10 ms; BSE imaging: accelerating voltage 20 kV, beam current 10 nA; LA-ICP-MS: energy density 3~3.5 J/cm2, spot sizes 29 to 51 μm, repetition rates 5 Hz (polished thin-section) and 10 Hz (polished blocks), ~30 s background acquisition, ~40 s sample data acquisition | STDGL3 (Danyushevsky et al. 2011) and GSD-1G (USGS) | 20.5482 | [19 empty] | 19921.3299 | [5 empty] | 16.6286 | [5 empty] | 4275.3464 | [9 empty] | 155066.9396 |  | 20.2048 |  |  |  | 1.9737 | [7 empty] | 36.2846 | [13 empty] | 14067.7242 | [15 empty] | 1.9912 | [17 empty] | 0.13691 | [9 empty] | 6.5871 | [35 empty] | CHN | Tibet
| Lawu |  | Magmatic hydrothermal | Skarn | Cu-Pb-Zn skarn | Cu, Pb, Zn | In, Sn | Cu, Pb, Zn, In, Sn |  |  | DK-27-2@A-10 |  | underground mine |  |  |  |  | ore material | drill core | underground mining tunnels and drill cores | mineral separate | [5 empty] | mineralisation |  |  |  | sphalerite, chalcopyrite, pyrrhotite, pyrite, arsenopyrite | [6 empty] | galena, bismuthinite, marcasite, iron oxides, pyroxene, actinolite, quartz | thin sections and polished blocks examined using optical microscope, BSE detector, and EDS prior to analysis | EMPA, LA-ICPMS | JEOL JXA-8230 electron probe microanalyzer; RESOlution-LR 193 nm ArF excimer laser ablation system coupled to an Agilent 7700x ICP-MS | Laboratory of Mineral Resources Research Center, Fuzhou University; Adelaide Microscopy, the University of Adelaide | EPMA point analysis: accelerating voltage 15 kV, beam current 20 nA, beam diameter ~5 μm; EPMA mapping: accelerating voltage 20 kV, working current 50 nA, dwell time ~10 ms; BSE imaging: accelerating voltage 20 kV, beam current 10 nA; LA-ICP-MS: energy density 3~3.5 J/cm2, spot sizes 29 to 51 μm, repetition rates 5 Hz (polished thin-section) and 10 Hz (polished blocks), ~30 s background acquisition, ~40 s sample data acquisition | STDGL3 (Danyushevsky et al. 2011) and GSD-1G (USGS) | 34.069 | [19 empty] | 20079.5451 | [5 empty] | 20.7502 | [5 empty] | 8230.111 | [9 empty] | 151124.1053 |  | 7.0043 |  |  |  | 2.0962 | [7 empty] | 70.2725 | [13 empty] | 19824.1066 | [15 empty] | 5.94 | [17 empty] | 0.13691 | [9 empty] | 17.3577 | [35 empty] | CHN | Tibet
| Lawu |  | Magmatic hydrothermal | Skarn | Cu-Pb-Zn skarn | Cu, Pb, Zn | In, Sn | Cu, Pb, Zn, In, Sn |  |  | DK-27-2@B-1 |  | underground mine |  |  |  |  | ore material | drill core | underground mining tunnels and drill cores | mineral separate | [5 empty] | mineralisation |  |  |  | sphalerite, chalcopyrite, pyrrhotite, pyrite, arsenopyrite | [6 empty] | galena, bismuthinite, marcasite, iron oxides, pyroxene, actinolite, quartz | thin sections and polished blocks examined using optical microscope, BSE detector, and EDS prior to analysis | EMPA, LA-ICPMS | JEOL JXA-8230 electron probe microanalyzer; RESOlution-LR 193 nm ArF excimer laser ablation system coupled to an Agilent 7700x ICP-MS | Laboratory of Mineral Resources Research Center, Fuzhou University; Adelaide Microscopy, the University of Adelaide | EPMA point analysis: accelerating voltage 15 kV, beam current 20 nA, beam diameter ~5 μm; EPMA mapping: accelerating voltage 20 kV, working current 50 nA, dwell time ~10 ms; BSE imaging: accelerating voltage 20 kV, beam current 10 nA; LA-ICP-MS: energy density 3~3.5 J/cm2, spot sizes 29 to 51 μm, repetition rates 5 Hz (polished thin-section) and 10 Hz (polished blocks), ~30 s background acquisition, ~40 s sample data acquisition | STDGL3 (Danyushevsky et al. 2011) and GSD-1G (USGS) | 24.1227 | [19 empty] | 20917.3832 | [5 empty] | 23.2122 | [5 empty] | 3446.1111 | [9 empty] | 157055.9039 |  | 9.2775 |  |  |  | 2.5073 | [7 empty] | 35.2451 | [13 empty] | 13240.0291 | [15 empty] | 0.22416 | [17 empty] | 0.13691 | [9 empty] | 4.4692 | [35 empty] | CHN | Tibet
| Lawu |  | Magmatic hydrothermal | Skarn | Cu-Pb-Zn skarn | Cu, Pb, Zn | In, Sn | Cu, Pb, Zn, In, Sn |  |  | DK-27-2@B-2 |  | underground mine |  |  |  |  | ore material | drill core | underground mining tunnels and drill cores | mineral separate | [5 empty] | mineralisation |  |  |  | sphalerite, chalcopyrite, pyrrhotite, pyrite, arsenopyrite | [6 empty] | galena, bismuthinite, marcasite, iron oxides, pyroxene, actinolite, quartz | thin sections and polished blocks examined using optical microscope, BSE detector, and EDS prior to analysis | EMPA, LA-ICPMS | JEOL JXA-8230 electron probe microanalyzer; RESOlution-LR 193 nm ArF excimer laser ablation system coupled to an Agilent 7700x ICP-MS | Laboratory of Mineral Resources Research Center, Fuzhou University; Adelaide Microscopy, the University of Adelaide | EPMA point analysis: accelerating voltage 15 kV, beam current 20 nA, beam diameter ~5 μm; EPMA mapping: accelerating voltage 20 kV, working current 50 nA, dwell time ~10 ms; BSE imaging: accelerating voltage 20 kV, beam current 10 nA; LA-ICP-MS: energy density 3~3.5 J/cm2, spot sizes 29 to 51 μm, repetition rates 5 Hz (polished thin-section) and 10 Hz (polished blocks), ~30 s background acquisition, ~40 s sample data acquisition | STDGL3 (Danyushevsky et al. 2011) and GSD-1G (USGS) | 20.4902 | [19 empty] | 21517.896 | [5 empty] | 17.4185 | [5 empty] | 6544.1038 | [9 empty] | 166617.0056 |  | 9.3865 |  |  |  | 2.6564 | [7 empty] | 75.3011 | [13 empty] | 13714.7503 | [15 empty] | 0.064776 | [17 empty] | 0.13691 | [9 empty] | 4.1891 | [35 empty] | CHN | Tibet
| Lawu |  | Magmatic hydrothermal | Skarn | Cu-Pb-Zn skarn | Cu, Pb, Zn | In, Sn | Cu, Pb, Zn, In, Sn |  |  | DK-27-2@B-3 |  | underground mine |  |  |  |  | ore material | drill core | underground mining tunnels and drill cores | mineral separate | [5 empty] | mineralisation |  |  |  | sphalerite, chalcopyrite, pyrrhotite, pyrite, arsenopyrite | [6 empty] | galena, bismuthinite, marcasite, iron oxides, pyroxene, actinolite, quartz | thin sections and polished blocks examined using optical microscope, BSE detector, and EDS prior to analysis | EMPA, LA-ICPMS | JEOL JXA-8230 electron probe microanalyzer; RESOlution-LR 193 nm ArF excimer laser ablation system coupled to an Agilent 7700x ICP-MS | Laboratory of Mineral Resources Research Center, Fuzhou University; Adelaide Microscopy, the University of Adelaide | EPMA point analysis: accelerating voltage 15 kV, beam current 20 nA, beam diameter ~5 μm; EPMA mapping: accelerating voltage 20 kV, working current 50 nA, dwell time ~10 ms; BSE imaging: accelerating voltage 20 kV, beam current 10 nA; LA-ICP-MS: energy density 3~3.5 J/cm2, spot sizes 29 to 51 μm, repetition rates 5 Hz (polished thin-section) and 10 Hz (polished blocks), ~30 s background acquisition, ~40 s sample data acquisition | STDGL3 (Danyushevsky et al. 2011) and GSD-1G (USGS) | 46.4473 | [19 empty] | 20567.4492 | [5 empty] | 18.024 | [5 empty] | 5511.4536 | [9 empty] | 161977.8969 |  | 13.8818 |  |  |  | 2.6645 | [7 empty] | 70.8724 | [13 empty] | 16254.0443 | [15 empty] | 0.052893 | [17 empty] | 0.13691 | [9 empty] | 10.5154 | [35 empty] | CHN | Tibet
| Lawu |  | Magmatic hydrothermal | Skarn | Cu-Pb-Zn skarn | Cu, Pb, Zn | In, Sn | Cu, Pb, Zn, In, Sn |  |  | DK19-1 |  | underground mine |  |  |  |  | ore material | drill core | underground mining tunnels and drill cores | mineral separate | [5 empty] | mineralisation |  |  |  | sphalerite, chalcopyrite, pyrrhotite, pyrite, arsenopyrite | [6 empty] | galena, bismuthinite, marcasite, iron oxides, pyroxene, actinolite, quartz | thin sections and polished blocks examined using optical microscope, BSE detector, and EDS prior to analysis | EMPA, LA-ICPMS | JEOL JXA-8230 electron probe microanalyzer; RESOlution-LR 193 nm ArF excimer laser ablation system coupled to an Agilent 7700x ICP-MS | Laboratory of Mineral Resources Research Center, Fuzhou University; Adelaide Microscopy, the University of Adelaide | EPMA point analysis: accelerating voltage 15 kV, beam current 20 nA, beam diameter ~5 μm; EPMA mapping: accelerating voltage 20 kV, working current 50 nA, dwell time ~10 ms; BSE imaging: accelerating voltage 20 kV, beam current 10 nA; LA-ICP-MS: energy density 3~3.5 J/cm2, spot sizes 29 to 51 μm, repetition rates 5 Hz (polished thin-section) and 10 Hz (polished blocks), ~30 s background acquisition, ~40 s sample data acquisition | STDGL3 (Danyushevsky et al. 2011) and GSD-1G (USGS) | 23.0634 | [19 empty] | 17921.7582 | [5 empty] | 8.7017 | [5 empty] | 564.3352 | [9 empty] | 142326.2023 |  | 6.1437 |  |  |  | 1.5767 | [7 empty] | 21.531 | [13 empty] | 32262.7344 | [15 empty] | 26.8883 | [17 empty] | 0.8639 | [9 empty] | 14.3771 | [35 empty] | CHN | Tibet
| Lawu |  | Magmatic hydrothermal | Skarn | Cu-Pb-Zn skarn | Cu, Pb, Zn | In, Sn | Cu, Pb, Zn, In, Sn |  |  | DK19-2 |  | underground mine |  |  |  |  | ore material | drill core | underground mining tunnels and drill cores | mineral separate | [5 empty] | mineralisation |  |  |  | sphalerite, chalcopyrite, pyrrhotite, pyrite, arsenopyrite | [6 empty] | galena, bismuthinite, marcasite, iron oxides, pyroxene, actinolite, quartz | thin sections and polished blocks examined using optical microscope, BSE detector, and EDS prior to analysis | EMPA, LA-ICPMS | JEOL JXA-8230 electron probe microanalyzer; RESOlution-LR 193 nm ArF excimer laser ablation system coupled to an Agilent 7700x ICP-MS | Laboratory of Mineral Resources Research Center, Fuzhou University; Adelaide Microscopy, the University of Adelaide | EPMA point analysis: accelerating voltage 15 kV, beam current 20 nA, beam diameter ~5 μm; EPMA mapping: accelerating voltage 20 kV, working current 50 nA, dwell time ~10 ms; BSE imaging: accelerating voltage 20 kV, beam current 10 nA; LA-ICP-MS: energy density 3~3.5 J/cm2, spot sizes 29 to 51 μm, repetition rates 5 Hz (polished thin-section) and 10 Hz (polished blocks), ~30 s background acquisition, ~40 s sample data acquisition | STDGL3 (Danyushevsky et al. 2011) and GSD-1G (USGS) | 21.0393 | [19 empty] | 17552.4328 | [5 empty] | 10.9501 | [5 empty] | 127.8299 | [9 empty] | 137546.0458 |  | 4.4542 |  |  |  | 3.1187 | [7 empty] | 19.4938 | [13 empty] | 30203.7175 | [15 empty] | 100.3932 | [17 empty] | 4.2344 | [9 empty] | 8.4273 | [35 empty] | CHN | Tibet
| Lawu |  | Magmatic hydrothermal | Skarn | Cu-Pb-Zn skarn | Cu, Pb, Zn | In, Sn | Cu, Pb, Zn, In, Sn |  |  | DK19-3 |  | underground mine |  |  |  |  | ore material | drill core | underground mining tunnels and drill cores | mineral separate | [5 empty] | mineralisation |  |  |  | sphalerite, chalcopyrite, pyrrhotite, pyrite, arsenopyrite | [6 empty] | galena, bismuthinite, marcasite, iron oxides, pyroxene, actinolite, quartz | thin sections and polished blocks examined using optical microscope, BSE detector, and EDS prior to analysis | EMPA, LA-ICPMS | JEOL JXA-8230 electron probe microanalyzer; RESOlution-LR 193 nm ArF excimer laser ablation system coupled to an Agilent 7700x ICP-MS | Laboratory of Mineral Resources Research Center, Fuzhou University; Adelaide Microscopy, the University of Adelaide | EPMA point analysis: accelerating voltage 15 kV, beam current 20 nA, beam diameter ~5 μm; EPMA mapping: accelerating voltage 20 kV, working current 50 nA, dwell time ~10 ms; BSE imaging: accelerating voltage 20 kV, beam current 10 nA; LA-ICP-MS: energy density 3~3.5 J/cm2, spot sizes 29 to 51 μm, repetition rates 5 Hz (polished thin-section) and 10 Hz (polished blocks), ~30 s background acquisition, ~40 s sample data acquisition | STDGL3 (Danyushevsky et al. 2011) and GSD-1G (USGS) | 12.7187 | [19 empty] | 17253.574 | [5 empty] | 5.9365 | [5 empty] | 64.9294 | [9 empty] | 138461.5445 |  | 4.95 |  |  |  | 2.9277 | [7 empty] | 24.8639 | [13 empty] | 32582.0423 | [15 empty] | 32.5951 | [17 empty] | 2.084 | [9 empty] | 8.6772 | [35 empty] | CHN | Tibet
| Lawu |  | Magmatic hydrothermal | Skarn | Cu-Pb-Zn skarn | Cu, Pb, Zn | In, Sn | Cu, Pb, Zn, In, Sn |  |  | DK19-4 |  | underground mine |  |  |  |  | ore material | drill core | underground mining tunnels and drill cores | mineral separate | [5 empty] | mineralisation |  |  |  | sphalerite, chalcopyrite, pyrrhotite, pyrite, arsenopyrite | [6 empty] | galena, bismuthinite, marcasite, iron oxides, pyroxene, actinolite, quartz | thin sections and polished blocks examined using optical microscope, BSE detector, and EDS prior to analysis | EMPA, LA-ICPMS | JEOL JXA-8230 electron probe microanalyzer; RESOlution-LR 193 nm ArF excimer laser ablation system coupled to an Agilent 7700x ICP-MS | Laboratory of Mineral Resources Research Center, Fuzhou University; Adelaide Microscopy, the University of Adelaide | EPMA point analysis: accelerating voltage 15 kV, beam current 20 nA, beam diameter ~5 μm; EPMA mapping: accelerating voltage 20 kV, working current 50 nA, dwell time ~10 ms; BSE imaging: accelerating voltage 20 kV, beam current 10 nA; LA-ICP-MS: energy density 3~3.5 J/cm2, spot sizes 29 to 51 μm, repetition rates 5 Hz (polished thin-section) and 10 Hz (polished blocks), ~30 s background acquisition, ~40 s sample data acquisition | STDGL3 (Danyushevsky et al. 2011) and GSD-1G (USGS) | 13.3365 | [19 empty] | 17877.9188 | [5 empty] | 12.7642 | [5 empty] | 273.3905 | [9 empty] | 141857.7965 |  | 4.2381 |  |  |  | 2.0273 | [7 empty] | 27.6129 | [13 empty] | 34035.2276 | [15 empty] | 53.6967 | [17 empty] | 1.1336 | [9 empty] | 13.6235 | [35 empty] | CHN | Tibet
| Lawu |  | Magmatic hydrothermal | Skarn | Cu-Pb-Zn skarn | Cu, Pb, Zn | In, Sn | Cu, Pb, Zn, In, Sn |  |  | DK19-5 |  | underground mine |  |  |  |  | ore material | drill core | underground mining tunnels and drill cores | mineral separate | [5 empty] | mineralisation |  |  |  | sphalerite, chalcopyrite, pyrrhotite, pyrite, arsenopyrite | [6 empty] | galena, bismuthinite, marcasite, iron oxides, pyroxene, actinolite, quartz | thin sections and polished blocks examined using optical microscope, BSE detector, and EDS prior to analysis | EMPA, LA-ICPMS | JEOL JXA-8230 electron probe microanalyzer; RESOlution-LR 193 nm ArF excimer laser ablation system coupled to an Agilent 7700x ICP-MS | Laboratory of Mineral Resources Research Center, Fuzhou University; Adelaide Microscopy, the University of Adelaide | EPMA point analysis: accelerating voltage 15 kV, beam current 20 nA, beam diameter ~5 μm; EPMA mapping: accelerating voltage 20 kV, working current 50 nA, dwell time ~10 ms; BSE imaging: accelerating voltage 20 kV, beam current 10 nA; LA-ICP-MS: energy density 3~3.5 J/cm2, spot sizes 29 to 51 μm, repetition rates 5 Hz (polished thin-section) and 10 Hz (polished blocks), ~30 s background acquisition, ~40 s sample data acquisition | STDGL3 (Danyushevsky et al. 2011) and GSD-1G (USGS) | 89.6838 | [19 empty] | 17865.379 | [5 empty] | 3.3266 | [5 empty] | 1098.5903 | [9 empty] | 138272.692 |  | 6.6289 |  |  |  | 1.8001 | [7 empty] | 30.1491 | [13 empty] | 32965.5883 | [15 empty] | 22.9854 | [17 empty] | 9.5235 | [9 empty] | 72.9868 | [35 empty] | CHN | Tibet
| Lawu |  | Magmatic hydrothermal | Skarn | Cu-Pb-Zn skarn | Cu, Pb, Zn | In, Sn | Cu, Pb, Zn, In, Sn |  |  | DK19-7 |  | underground mine |  |  |  |  | ore material | drill core | underground mining tunnels and drill cores | mineral separate | [5 empty] | mineralisation |  |  |  | sphalerite, chalcopyrite, pyrrhotite, pyrite, arsenopyrite | [6 empty] | galena, bismuthinite, marcasite, iron oxides, pyroxene, actinolite, quartz | thin sections and polished blocks examined using optical microscope, BSE detector, and EDS prior to analysis | EMPA, LA-ICPMS | JEOL JXA-8230 electron probe microanalyzer; RESOlution-LR 193 nm ArF excimer laser ablation system coupled to an Agilent 7700x ICP-MS | Laboratory of Mineral Resources Research Center, Fuzhou University; Adelaide Microscopy, the University of Adelaide | EPMA point analysis: accelerating voltage 15 kV, beam current 20 nA, beam diameter ~5 μm; EPMA mapping: accelerating voltage 20 kV, working current 50 nA, dwell time ~10 ms; BSE imaging: accelerating voltage 20 kV, beam current 10 nA; LA-ICP-MS: energy density 3~3.5 J/cm2, spot sizes 29 to 51 μm, repetition rates 5 Hz (polished thin-section) and 10 Hz (polished blocks), ~30 s background acquisition, ~40 s sample data acquisition | STDGL3 (Danyushevsky et al. 2011) and GSD-1G (USGS) | 12.6479 | [19 empty] | 19400.1015 | [5 empty] | 1.9592 | [5 empty] | 1016.4808 | [9 empty] | 144050.0255 |  | 9.3518 |  |  |  | 2.5968 | [7 empty] | 28.2102 | [13 empty] | 33121.9881 | [15 empty] | 76.7218 | [17 empty] | 3.9159 | [9 empty] | 13.3314 | [35 empty] | CHN | Tibet
| Lawu |  | Magmatic hydrothermal | Skarn | Cu-Pb-Zn skarn | Cu, Pb, Zn | In, Sn | Cu, Pb, Zn, In, Sn |  |  | DK-22-1@A-5 |  | underground mine |  |  |  |  | ore material | drill core | underground mining tunnels and drill cores | mineral separate | [5 empty] | mineralisation |  |  |  | sphalerite, chalcopyrite, pyrrhotite, pyrite, arsenopyrite | [6 empty] | galena, bismuthinite, marcasite, iron oxides, pyroxene, actinolite, quartz | thin sections and polished blocks examined using optical microscope, BSE detector, and EDS prior to analysis | EMPA, LA-ICPMS | JEOL JXA-8230 electron probe microanalyzer; RESOlution-LR 193 nm ArF excimer laser ablation system coupled to an Agilent 7700x ICP-MS | Laboratory of Mineral Resources Research Center, Fuzhou University; Adelaide Microscopy, the University of Adelaide | EPMA point analysis: accelerating voltage 15 kV, beam current 20 nA, beam diameter ~5 μm; EPMA mapping: accelerating voltage 20 kV, working current 50 nA, dwell time ~10 ms; BSE imaging: accelerating voltage 20 kV, beam current 10 nA; LA-ICP-MS: energy density 3~3.5 J/cm2, spot sizes 29 to 51 μm, repetition rates 5 Hz (polished thin-section) and 10 Hz (polished blocks), ~30 s background acquisition, ~40 s sample data acquisition | STDGL3 (Danyushevsky et al. 2011) and GSD-1G (USGS) | 11.7237 | [19 empty] | 19076.4251 | [5 empty] | 0.73047 | [5 empty] | 2139.6671 | [9 empty] | 139977.585 |  | 18.897 |  |  |  | 2.0237 | [7 empty] | 19.4813 | [13 empty] | 30621.1088 | [15 empty] | 0.96037 | [17 empty] | 0.13691 | [9 empty] | 33.0318 | [35 empty] | CHN | Tibet
| Lawu |  | Magmatic hydrothermal | Skarn | Cu-Pb-Zn skarn | Cu, Pb, Zn | In, Sn | Cu, Pb, Zn, In, Sn |  |  | DK-44-4@A-1 |  | underground mine |  |  |  |  | ore material | drill core | underground mining tunnels and drill cores | mineral separate | [5 empty] | mineralisation |  |  |  | sphalerite, chalcopyrite, pyrrhotite, pyrite, arsenopyrite | [6 empty] | galena, bismuthinite, marcasite, iron oxides, pyroxene, actinolite, quartz | thin sections and polished blocks examined using optical microscope, BSE detector, and EDS prior to analysis | EMPA, LA-ICPMS | JEOL JXA-8230 electron probe microanalyzer; RESOlution-LR 193 nm ArF excimer laser ablation system coupled to an Agilent 7700x ICP-MS | Laboratory of Mineral Resources Research Center, Fuzhou University; Adelaide Microscopy, the University of Adelaide | EPMA point analysis: accelerating voltage 15 kV, beam current 20 nA, beam diameter ~5 μm; EPMA mapping: accelerating voltage 20 kV, working current 50 nA, dwell time ~10 ms; BSE imaging: accelerating voltage 20 kV, beam current 10 nA; LA-ICP-MS: energy density 3~3.5 J/cm2, spot sizes 29 to 51 μm, repetition rates 5 Hz (polished thin-section) and 10 Hz (polished blocks), ~30 s background acquisition, ~40 s sample data acquisition | STDGL3 (Danyushevsky et al. 2011) and GSD-1G (USGS) | 3.4979 | [19 empty] | 16907.0224 | [5 empty] | 0.36523 | [5 empty] | 634.2302 | [9 empty] | 107636.4071 |  | 38.4206 |  |  |  | 1.7249 | [7 empty] | 24.5087 | [13 empty] | 11856.8189 | [15 empty] | 0.026447 | [17 empty] | 0.13691 | [9 empty] | 69.5367 | [35 empty] | CHN | Tibet
| Lawu |  | Magmatic hydrothermal | Skarn | Cu-Pb-Zn skarn | Cu, Pb, Zn | In, Sn | Cu, Pb, Zn, In, Sn |  |  | DK-44-4@A-2 |  | underground mine |  |  |  |  | ore material | drill core | underground mining tunnels and drill cores | mineral separate | [5 empty] | mineralisation |  |  |  | sphalerite, chalcopyrite, pyrrhotite, pyrite, arsenopyrite | [6 empty] | galena, bismuthinite, marcasite, iron oxides, pyroxene, actinolite, quartz | thin sections and polished blocks examined using optical microscope, BSE detector, and EDS prior to analysis | EMPA, LA-ICPMS | JEOL JXA-8230 electron probe microanalyzer; RESOlution-LR 193 nm ArF excimer laser ablation system coupled to an Agilent 7700x ICP-MS | Laboratory of Mineral Resources Research Center, Fuzhou University; Adelaide Microscopy, the University of Adelaide | EPMA point analysis: accelerating voltage 15 kV, beam current 20 nA, beam diameter ~5 μm; EPMA mapping: accelerating voltage 20 kV, working current 50 nA, dwell time ~10 ms; BSE imaging: accelerating voltage 20 kV, beam current 10 nA; LA-ICP-MS: energy density 3~3.5 J/cm2, spot sizes 29 to 51 μm, repetition rates 5 Hz (polished thin-section) and 10 Hz (polished blocks), ~30 s background acquisition, ~40 s sample data acquisition | STDGL3 (Danyushevsky et al. 2011) and GSD-1G (USGS) | 6.3522 | [19 empty] | 16962.489 | [5 empty] | 0.73182 | [5 empty] | 1400.5158 | [9 empty] | 103468.2676 |  | 13.825 |  |  |  | 1.9916 | [7 empty] | 8.7427 | [13 empty] | 12229.883 | [15 empty] | 0.1217 | [17 empty] | 0.13691 | [9 empty] | 7.9644 | [35 empty] | CHN | Tibet
| Lawu |  | Magmatic hydrothermal | Skarn | Cu-Pb-Zn skarn | Cu, Pb, Zn | In, Sn | Cu, Pb, Zn, In, Sn |  |  | DK-44-4@A-3 |  | underground mine |  |  |  |  | ore material | drill core | underground mining tunnels and drill cores | mineral separate | [5 empty] | mineralisation |  |  |  | sphalerite, chalcopyrite, pyrrhotite, pyrite, arsenopyrite | [6 empty] | galena, bismuthinite, marcasite, iron oxides, pyroxene, actinolite, quartz | thin sections and polished blocks examined using optical microscope, BSE detector, and EDS prior to analysis | EMPA, LA-ICPMS | JEOL JXA-8230 electron probe microanalyzer; RESOlution-LR 193 nm ArF excimer laser ablation system coupled to an Agilent 7700x ICP-MS | Laboratory of Mineral Resources Research Center, Fuzhou University; Adelaide Microscopy, the University of Adelaide | EPMA point analysis: accelerating voltage 15 kV, beam current 20 nA, beam diameter ~5 μm; EPMA mapping: accelerating voltage 20 kV, working current 50 nA, dwell time ~10 ms; BSE imaging: accelerating voltage 20 kV, beam current 10 nA; LA-ICP-MS: energy density 3~3.5 J/cm2, spot sizes 29 to 51 μm, repetition rates 5 Hz (polished thin-section) and 10 Hz (polished blocks), ~30 s background acquisition, ~40 s sample data acquisition | STDGL3 (Danyushevsky et al. 2011) and GSD-1G (USGS) | 28.2659 | [19 empty] | 18767.0507 | [5 empty] | 1.1932 | [5 empty] | 3627.2777 | [9 empty] | 120395.6048 |  | 9.6797 |  |  |  | 1.9921 | [7 empty] | 7.7684 | [13 empty] | 12091.119 | [15 empty] | 6.3159 | [17 empty] | 19.1376 | [9 empty] | 57.2133 | [35 empty] | CHN | Tibet
| Lawu |  | Magmatic hydrothermal | Skarn | Cu-Pb-Zn skarn | Cu, Pb, Zn | In, Sn | Cu, Pb, Zn, In, Sn |  |  | DK-44-4@A-4 |  | underground mine |  |  |  |  | ore material | drill core | underground mining tunnels and drill cores | mineral separate | [5 empty] | mineralisation |  |  |  | sphalerite, chalcopyrite, pyrrhotite, pyrite, arsenopyrite | [6 empty] | galena, bismuthinite, marcasite, iron oxides, pyroxene, actinolite, quartz | thin sections and polished blocks examined using optical microscope, BSE detector, and EDS prior to analysis | EMPA, LA-ICPMS | JEOL JXA-8230 electron probe microanalyzer; RESOlution-LR 193 nm ArF excimer laser ablation system coupled to an Agilent 7700x ICP-MS | Laboratory of Mineral Resources Research Center, Fuzhou University; Adelaide Microscopy, the University of Adelaide | EPMA point analysis: accelerating voltage 15 kV, beam current 20 nA, beam diameter ~5 μm; EPMA mapping: accelerating voltage 20 kV, working current 50 nA, dwell time ~10 ms; BSE imaging: accelerating voltage 20 kV, beam current 10 nA; LA-ICP-MS: energy density 3~3.5 J/cm2, spot sizes 29 to 51 μm, repetition rates 5 Hz (polished thin-section) and 10 Hz (polished blocks), ~30 s background acquisition, ~40 s sample data acquisition | STDGL3 (Danyushevsky et al. 2011) and GSD-1G (USGS) | 64.8055 | [19 empty] | 17412.3552 | [5 empty] | 0.36523 | [5 empty] | 6860.5803 | [9 empty] | 104865.6076 |  | 13.7094 |  |  |  | 1.3728 | [7 empty] | 18.8676 | [13 empty] | 10937.9557 | [15 empty] | 16.2348 | [17 empty] | 12.9547 | [9 empty] | 55.0429 | [35 empty] | CHN | Tibet
| Lawu |  | Magmatic hydrothermal | Skarn | Cu-Pb-Zn skarn | Cu, Pb, Zn | In, Sn | Cu, Pb, Zn, In, Sn |  |  | DK-44-4@A-5 |  | underground mine |  |  |  |  | ore material | drill core | underground mining tunnels and drill cores | mineral separate | [5 empty] | mineralisation |  |  |  | sphalerite, chalcopyrite, pyrrhotite, pyrite, arsenopyrite | [6 empty] | galena, bismuthinite, marcasite, iron oxides, pyroxene, actinolite, quartz | thin sections and polished blocks examined using optical microscope, BSE detector, and EDS prior to analysis | EMPA, LA-ICPMS | JEOL JXA-8230 electron probe microanalyzer; RESOlution-LR 193 nm ArF excimer laser ablation system coupled to an Agilent 7700x ICP-MS | Laboratory of Mineral Resources Research Center, Fuzhou University; Adelaide Microscopy, the University of Adelaide | EPMA point analysis: accelerating voltage 15 kV, beam current 20 nA, beam diameter ~5 μm; EPMA mapping: accelerating voltage 20 kV, working current 50 nA, dwell time ~10 ms; BSE imaging: accelerating voltage 20 kV, beam current 10 nA; LA-ICP-MS: energy density 3~3.5 J/cm2, spot sizes 29 to 51 μm, repetition rates 5 Hz (polished thin-section) and 10 Hz (polished blocks), ~30 s background acquisition, ~40 s sample data acquisition | STDGL3 (Danyushevsky et al. 2011) and GSD-1G (USGS) | 16.2931 | [19 empty] | 17191.7673 | [5 empty] | 0.36523 | [5 empty] | 1465.0932 | [9 empty] | 105587.8876 |  | 18.4022 |  |  |  | 2.1549 | [7 empty] | 10.6574 | [13 empty] | 11815.0567 | [15 empty] | 0.3845 | [17 empty] | 0.13691 | [9 empty] | 15.9249 | [35 empty] | CHN | Tibet
| Lawu |  | Magmatic hydrothermal | Skarn | Cu-Pb-Zn skarn | Cu, Pb, Zn | In, Sn | Cu, Pb, Zn, In, Sn |  |  | DK-44-4@A-6 |  | underground mine |  |  |  |  | ore material | drill core | underground mining tunnels and drill cores | mineral separate | [5 empty] | mineralisation |  |  |  | sphalerite, chalcopyrite, pyrrhotite, pyrite, arsenopyrite | [6 empty] | galena, bismuthinite, marcasite, iron oxides, pyroxene, actinolite, quartz | thin sections and polished blocks examined using optical microscope, BSE detector, and EDS prior to analysis | EMPA, LA-ICPMS | JEOL JXA-8230 electron probe microanalyzer; RESOlution-LR 193 nm ArF excimer laser ablation system coupled to an Agilent 7700x ICP-MS | Laboratory of Mineral Resources Research Center, Fuzhou University; Adelaide Microscopy, the University of Adelaide | EPMA point analysis: accelerating voltage 15 kV, beam current 20 nA, beam diameter ~5 μm; EPMA mapping: accelerating voltage 20 kV, working current 50 nA, dwell time ~10 ms; BSE imaging: accelerating voltage 20 kV, beam current 10 nA; LA-ICP-MS: energy density 3~3.5 J/cm2, spot sizes 29 to 51 μm, repetition rates 5 Hz (polished thin-section) and 10 Hz (polished blocks), ~30 s background acquisition, ~40 s sample data acquisition | STDGL3 (Danyushevsky et al. 2011) and GSD-1G (USGS) | 19.1047 | [19 empty] | 17818.723 | [5 empty] | 0.36523 | [5 empty] | 3578.348 | [9 empty] | 116954.2142 |  | 11.9046 |  |  |  | 1.3767 | [7 empty] | 6.4478 | [13 empty] | 11460.0896 | [15 empty] | 1.6641 | [17 empty] | 0.13691 | [9 empty] | 16.8967 | [35 empty] | CHN | Tibet
| Lawu |  | Magmatic hydrothermal | Skarn | Cu-Pb-Zn skarn | Cu, Pb, Zn | In, Sn | Cu, Pb, Zn, In, Sn |  |  | DK-44-4@A-7 |  | underground mine |  |  |  |  | ore material | drill core | underground mining tunnels and drill cores | mineral separate | [5 empty] | mineralisation |  |  |  | sphalerite, chalcopyrite, pyrrhotite, pyrite, arsenopyrite | [6 empty] | galena, bismuthinite, marcasite, iron oxides, pyroxene, actinolite, quartz | thin sections and polished blocks examined using optical microscope, BSE detector, and EDS prior to analysis | EMPA, LA-ICPMS | JEOL JXA-8230 electron probe microanalyzer; RESOlution-LR 193 nm ArF excimer laser ablation system coupled to an Agilent 7700x ICP-MS | Laboratory of Mineral Resources Research Center, Fuzhou University; Adelaide Microscopy, the University of Adelaide | EPMA point analysis: accelerating voltage 15 kV, beam current 20 nA, beam diameter ~5 μm; EPMA mapping: accelerating voltage 20 kV, working current 50 nA, dwell time ~10 ms; BSE imaging: accelerating voltage 20 kV, beam current 10 nA; LA-ICP-MS: energy density 3~3.5 J/cm2, spot sizes 29 to 51 μm, repetition rates 5 Hz (polished thin-section) and 10 Hz (polished blocks), ~30 s background acquisition, ~40 s sample data acquisition | STDGL3 (Danyushevsky et al. 2011) and GSD-1G (USGS) | 34.12 | [19 empty] | 17258.2967 | [5 empty] | 0.36523 | [5 empty] | 2392.632 | [9 empty] | 101730.731 |  | 26.1477 |  |  |  | 1.9108 | [7 empty] | 12.3837 | [13 empty] | 12722.7209 | [15 empty] | 22.134 | [17 empty] | 23.246 | [9 empty] | 99.0142 | [35 empty] | CHN | Tibet
| Lawu |  | Magmatic hydrothermal | Skarn | Cu-Pb-Zn skarn | Cu, Pb, Zn | In, Sn | Cu, Pb, Zn, In, Sn |  |  | DK-44-4@A-8 |  | underground mine |  |  |  |  | ore material | drill core | underground mining tunnels and drill cores | mineral separate | [5 empty] | mineralisation |  |  |  | sphalerite, chalcopyrite, pyrrhotite, pyrite, arsenopyrite | [6 empty] | galena, bismuthinite, marcasite, iron oxides, pyroxene, actinolite, quartz | thin sections and polished blocks examined using optical microscope, BSE detector, and EDS prior to analysis | EMPA, LA-ICPMS | JEOL JXA-8230 electron probe microanalyzer; RESOlution-LR 193 nm ArF excimer laser ablation system coupled to an Agilent 7700x ICP-MS | Laboratory of Mineral Resources Research Center, Fuzhou University; Adelaide Microscopy, the University of Adelaide | EPMA point analysis: accelerating voltage 15 kV, beam current 20 nA, beam diameter ~5 μm; EPMA mapping: accelerating voltage 20 kV, working current 50 nA, dwell time ~10 ms; BSE imaging: accelerating voltage 20 kV, beam current 10 nA; LA-ICP-MS: energy density 3~3.5 J/cm2, spot sizes 29 to 51 μm, repetition rates 5 Hz (polished thin-section) and 10 Hz (polished blocks), ~30 s background acquisition, ~40 s sample data acquisition | STDGL3 (Danyushevsky et al. 2011) and GSD-1G (USGS) | 14.3297 | [19 empty] | 17205.2528 | [5 empty] | 0.36523 | [5 empty] | 1054.7148 | [9 empty] | 99695.754 |  | 27.7154 |  |  |  | 1.755 | [7 empty] | 13.762 | [13 empty] | 11289.8658 | [15 empty] | 6.4547 | [17 empty] | 0.29151 | [9 empty] | 20.2895 | [35 empty] | CHN | Tibet
| Lawu |  | Magmatic hydrothermal | Skarn | Cu-Pb-Zn skarn | Cu, Pb, Zn | In, Sn | Cu, Pb, Zn, In, Sn |  |  | DK-44-4@A-9 |  | underground mine |  |  |  |  | ore material | drill core | underground mining tunnels and drill cores | mineral separate | [5 empty] | mineralisation |  |  |  | sphalerite, chalcopyrite, pyrrhotite, pyrite, arsenopyrite | [6 empty] | galena, bismuthinite, marcasite, iron oxides, pyroxene, actinolite, quartz | thin sections and polished blocks examined using optical microscope, BSE detector, and EDS prior to analysis | EMPA, LA-ICPMS | JEOL JXA-8230 electron probe microanalyzer; RESOlution-LR 193 nm ArF excimer laser ablation system coupled to an Agilent 7700x ICP-MS | Laboratory of Mineral Resources Research Center, Fuzhou University; Adelaide Microscopy, the University of Adelaide | EPMA point analysis: accelerating voltage 15 kV, beam current 20 nA, beam diameter ~5 μm; EPMA mapping: accelerating voltage 20 kV, working current 50 nA, dwell time ~10 ms; BSE imaging: accelerating voltage 20 kV, beam current 10 nA; LA-ICP-MS: energy density 3~3.5 J/cm2, spot sizes 29 to 51 μm, repetition rates 5 Hz (polished thin-section) and 10 Hz (polished blocks), ~30 s background acquisition, ~40 s sample data acquisition | STDGL3 (Danyushevsky et al. 2011) and GSD-1G (USGS) | 13.5501 | [19 empty] | 17074.2119 | [5 empty] | 0.36523 | [5 empty] | 897.0214 | [9 empty] | 102081.2593 |  | 25.5064 |  |  |  | 1.5929 | [7 empty] | 11.5261 | [13 empty] | 12113.9185 | [15 empty] | 2.3226 | [17 empty] | 4.7291 | [9 empty] | 28.1884 | [35 empty] | CHN | Tibet
| Lawu |  | Magmatic hydrothermal | Skarn | Cu-Pb-Zn skarn | Cu, Pb, Zn | In, Sn | Cu, Pb, Zn, In, Sn |  |  | DK-44-4@A-10 |  | underground mine |  |  |  |  | ore material | drill core | underground mining tunnels and drill cores | mineral separate | [5 empty] | mineralisation |  |  |  | sphalerite, chalcopyrite, pyrrhotite, pyrite, arsenopyrite | [6 empty] | galena, bismuthinite, marcasite, iron oxides, pyroxene, actinolite, quartz | thin sections and polished blocks examined using optical microscope, BSE detector, and EDS prior to analysis | EMPA, LA-ICPMS | JEOL JXA-8230 electron probe microanalyzer; RESOlution-LR 193 nm ArF excimer laser ablation system coupled to an Agilent 7700x ICP-MS | Laboratory of Mineral Resources Research Center, Fuzhou University; Adelaide Microscopy, the University of Adelaide | EPMA point analysis: accelerating voltage 15 kV, beam current 20 nA, beam diameter ~5 μm; EPMA mapping: accelerating voltage 20 kV, working current 50 nA, dwell time ~10 ms; BSE imaging: accelerating voltage 20 kV, beam current 10 nA; LA-ICP-MS: energy density 3~3.5 J/cm2, spot sizes 29 to 51 μm, repetition rates 5 Hz (polished thin-section) and 10 Hz (polished blocks), ~30 s background acquisition, ~40 s sample data acquisition | STDGL3 (Danyushevsky et al. 2011) and GSD-1G (USGS) | 15.3017 | [19 empty] | 15330.1819 | [5 empty] | 0.36523 | [5 empty] | 965.6453 | [9 empty] | 77725.3913 |  | 18.0381 |  |  |  | 1.069 | [7 empty] | 13.684 | [13 empty] | 9814.1743 | [15 empty] | 7.4676 | [17 empty] | 0.59521 | [9 empty] | 13.4001 | [35 empty] | CHN | Tibet
| Lawu |  | Magmatic hydrothermal | Skarn | Cu-Pb-Zn skarn | Cu, Pb, Zn | In, Sn | Cu, Pb, Zn, In, Sn |  |  | DK-44-4@A-11 |  | underground mine |  |  |  |  | ore material | drill core | underground mining tunnels and drill cores | mineral separate | [5 empty] | mineralisation |  |  |  | sphalerite, chalcopyrite, pyrrhotite, pyrite, arsenopyrite | [6 empty] | galena, bismuthinite, marcasite, iron oxides, pyroxene, actinolite, quartz | thin sections and polished blocks examined using optical microscope, BSE detector, and EDS prior to analysis | EMPA, LA-ICPMS | JEOL JXA-8230 electron probe microanalyzer; RESOlution-LR 193 nm ArF excimer laser ablation system coupled to an Agilent 7700x ICP-MS | Laboratory of Mineral Resources Research Center, Fuzhou University; Adelaide Microscopy, the University of Adelaide | EPMA point analysis: accelerating voltage 15 kV, beam current 20 nA, beam diameter ~5 μm; EPMA mapping: accelerating voltage 20 kV, working current 50 nA, dwell time ~10 ms; BSE imaging: accelerating voltage 20 kV, beam current 10 nA; LA-ICP-MS: energy density 3~3.5 J/cm2, spot sizes 29 to 51 μm, repetition rates 5 Hz (polished thin-section) and 10 Hz (polished blocks), ~30 s background acquisition, ~40 s sample data acquisition | STDGL3 (Danyushevsky et al. 2011) and GSD-1G (USGS) | 13.6605 | [19 empty] | 16168.3508 | [5 empty] | 0.36523 | [5 empty] | 839.5106 | [9 empty] | 83349.4565 |  | 15.3708 |  |  |  | 1.7348 | [7 empty] | 8.4593 | [13 empty] | 12442.9007 | [15 empty] | 3.7031 | [17 empty] | 1.534 | [9 empty] | 11.952 | [35 empty] | CHN | Tibet
| Lawu |  | Magmatic hydrothermal | Skarn | Cu-Pb-Zn skarn | Cu, Pb, Zn | In, Sn | Cu, Pb, Zn, In, Sn |  |  | DK-44-6@A-1 |  | underground mine |  |  |  |  | ore material | drill core | underground mining tunnels and drill cores | mineral separate | [5 empty] | mineralisation |  |  |  | sphalerite, chalcopyrite, pyrrhotite, pyrite, arsenopyrite | [6 empty] | galena, bismuthinite, marcasite, iron oxides, pyroxene, actinolite, quartz | thin sections and polished blocks examined using optical microscope, BSE detector, and EDS prior to analysis | EMPA, LA-ICPMS | JEOL JXA-8230 electron probe microanalyzer; RESOlution-LR 193 nm ArF excimer laser ablation system coupled to an Agilent 7700x ICP-MS | Laboratory of Mineral Resources Research Center, Fuzhou University; Adelaide Microscopy, the University of Adelaide | EPMA point analysis: accelerating voltage 15 kV, beam current 20 nA, beam diameter ~5 μm; EPMA mapping: accelerating voltage 20 kV, working current 50 nA, dwell time ~10 ms; BSE imaging: accelerating voltage 20 kV, beam current 10 nA; LA-ICP-MS: energy density 3~3.5 J/cm2, spot sizes 29 to 51 μm, repetition rates 5 Hz (polished thin-section) and 10 Hz (polished blocks), ~30 s background acquisition, ~40 s sample data acquisition | STDGL3 (Danyushevsky et al. 2011) and GSD-1G (USGS) | 8.1888 | [19 empty] | 15475.4186 | [5 empty] | 0.36523 | [5 empty] | 4177.4931 | [9 empty] | 108386.4186 |  | 11.7085 |  |  |  | 0.53448 | [7 empty] | 13.8496 | [13 empty] | 10775.4312 | [15 empty] | 1.9259 | [17 empty] | 2.2555 | [9 empty] | 23.3172 | [35 empty] | CHN | Tibet
| Lawu |  | Magmatic hydrothermal | Skarn | Cu-Pb-Zn skarn | Cu, Pb, Zn | In, Sn | Cu, Pb, Zn, In, Sn |  |  | DK-44-6@A-2 |  | underground mine |  |  |  |  | ore material | drill core | underground mining tunnels and drill cores | mineral separate | [5 empty] | mineralisation |  |  |  | sphalerite, chalcopyrite, pyrrhotite, pyrite, arsenopyrite | [6 empty] | galena, bismuthinite, marcasite, iron oxides, pyroxene, actinolite, quartz | thin sections and polished blocks examined using optical microscope, BSE detector, and EDS prior to analysis | EMPA, LA-ICPMS | JEOL JXA-8230 electron probe microanalyzer; RESOlution-LR 193 nm ArF excimer laser ablation system coupled to an Agilent 7700x ICP-MS | Laboratory of Mineral Resources Research Center, Fuzhou University; Adelaide Microscopy, the University of Adelaide | EPMA point analysis: accelerating voltage 15 kV, beam current 20 nA, beam diameter ~5 μm; EPMA mapping: accelerating voltage 20 kV, working current 50 nA, dwell time ~10 ms; BSE imaging: accelerating voltage 20 kV, beam current 10 nA; LA-ICP-MS: energy density 3~3.5 J/cm2, spot sizes 29 to 51 μm, repetition rates 5 Hz (polished thin-section) and 10 Hz (polished blocks), ~30 s background acquisition, ~40 s sample data acquisition | STDGL3 (Danyushevsky et al. 2011) and GSD-1G (USGS) | 3.4557 | [19 empty] | 16486.6595 | [5 empty] | 0.36523 | [5 empty] | 2061.5576 | [9 empty] | 113612.3859 |  | 13.2656 |  |  |  | 0.53448 | [7 empty] | 4.3955 | [13 empty] | 11224.7837 | [15 empty] | 1.0188 | [17 empty] | 0.31267 | [9 empty] | 8.5165 | [35 empty] | CHN | Tibet
| Lawu |  | Magmatic hydrothermal | Skarn | Cu-Pb-Zn skarn | Cu, Pb, Zn | In, Sn | Cu, Pb, Zn, In, Sn |  |  | DK-44-6@A-3 |  | underground mine |  |  |  |  | ore material | drill core | underground mining tunnels and drill cores | mineral separate | [5 empty] | mineralisation |  |  |  | sphalerite, chalcopyrite, pyrrhotite, pyrite, arsenopyrite | [6 empty] | galena, bismuthinite, marcasite, iron oxides, pyroxene, actinolite, quartz | thin sections and polished blocks examined using optical microscope, BSE detector, and EDS prior to analysis | EMPA, LA-ICPMS | JEOL JXA-8230 electron probe microanalyzer; RESOlution-LR 193 nm ArF excimer laser ablation system coupled to an Agilent 7700x ICP-MS | Laboratory of Mineral Resources Research Center, Fuzhou University; Adelaide Microscopy, the University of Adelaide | EPMA point analysis: accelerating voltage 15 kV, beam current 20 nA, beam diameter ~5 μm; EPMA mapping: accelerating voltage 20 kV, working current 50 nA, dwell time ~10 ms; BSE imaging: accelerating voltage 20 kV, beam current 10 nA; LA-ICP-MS: energy density 3~3.5 J/cm2, spot sizes 29 to 51 μm, repetition rates 5 Hz (polished thin-section) and 10 Hz (polished blocks), ~30 s background acquisition, ~40 s sample data acquisition | STDGL3 (Danyushevsky et al. 2011) and GSD-1G (USGS) | 0.73879 | [19 empty] | 15733.3189 | [5 empty] | 0.36523 | [5 empty] | 203.101 | [9 empty] | 92613.1159 |  | 22.4125 |  |  |  | 0.53448 | [7 empty] | 11.2509 | [13 empty] | 13982.6881 | [15 empty] | 0.026447 | [17 empty] | 0.13691 | [9 empty] | 35.379 | [35 empty] | CHN | Tibet
| Lawu |  | Magmatic hydrothermal | Skarn | Cu-Pb-Zn skarn | Cu, Pb, Zn | In, Sn | Cu, Pb, Zn, In, Sn |  |  | DK-44-6@A-4 |  | underground mine |  |  |  |  | ore material | drill core | underground mining tunnels and drill cores | mineral separate | [5 empty] | mineralisation |  |  |  | sphalerite, chalcopyrite, pyrrhotite, pyrite, arsenopyrite | [6 empty] | galena, bismuthinite, marcasite, iron oxides, pyroxene, actinolite, quartz | thin sections and polished blocks examined using optical microscope, BSE detector, and EDS prior to analysis | EMPA, LA-ICPMS | JEOL JXA-8230 electron probe microanalyzer; RESOlution-LR 193 nm ArF excimer laser ablation system coupled to an Agilent 7700x ICP-MS | Laboratory of Mineral Resources Research Center, Fuzhou University; Adelaide Microscopy, the University of Adelaide | EPMA point analysis: accelerating voltage 15 kV, beam current 20 nA, beam diameter ~5 μm; EPMA mapping: accelerating voltage 20 kV, working current 50 nA, dwell time ~10 ms; BSE imaging: accelerating voltage 20 kV, beam current 10 nA; LA-ICP-MS: energy density 3~3.5 J/cm2, spot sizes 29 to 51 μm, repetition rates 5 Hz (polished thin-section) and 10 Hz (polished blocks), ~30 s background acquisition, ~40 s sample data acquisition | STDGL3 (Danyushevsky et al. 2011) and GSD-1G (USGS) | 23.8826 | [19 empty] | 16379.2333 | [5 empty] | 0.36523 | [5 empty] | 2077.2673 | [9 empty] | 105127.55 |  | 22.8971 |  |  |  | 1.5233 | [7 empty] | 7.1316 | [13 empty] | 16571.0839 | [15 empty] | 6.68 | [17 empty] | 26.1731 | [9 empty] | 32.0289 | [35 empty] | CHN | Tibet
| Lawu |  | Magmatic hydrothermal | Skarn | Cu-Pb-Zn skarn | Cu, Pb, Zn | In, Sn | Cu, Pb, Zn, In, Sn |  |  | DK-44-6@A-5 |  | underground mine |  |  |  |  | ore material | drill core | underground mining tunnels and drill cores | mineral separate | [5 empty] | mineralisation |  |  |  | sphalerite, chalcopyrite, pyrrhotite, pyrite, arsenopyrite | [6 empty] | galena, bismuthinite, marcasite, iron oxides, pyroxene, actinolite, quartz | thin sections and polished blocks examined using optical microscope, BSE detector, and EDS prior to analysis | EMPA, LA-ICPMS | JEOL JXA-8230 electron probe microanalyzer; RESOlution-LR 193 nm ArF excimer laser ablation system coupled to an Agilent 7700x ICP-MS | Laboratory of Mineral Resources Research Center, Fuzhou University; Adelaide Microscopy, the University of Adelaide | EPMA point analysis: accelerating voltage 15 kV, beam current 20 nA, beam diameter ~5 μm; EPMA mapping: accelerating voltage 20 kV, working current 50 nA, dwell time ~10 ms; BSE imaging: accelerating voltage 20 kV, beam current 10 nA; LA-ICP-MS: energy density 3~3.5 J/cm2, spot sizes 29 to 51 μm, repetition rates 5 Hz (polished thin-section) and 10 Hz (polished blocks), ~30 s background acquisition, ~40 s sample data acquisition | STDGL3 (Danyushevsky et al. 2011) and GSD-1G (USGS) | 12.4661 | [19 empty] | 16758.4407 | [5 empty] | 0.36523 | [5 empty] | 4426.0914 | [9 empty] | 116447.7784 |  | 21.2572 |  |  |  | 2.228 | [7 empty] | 8.2036 | [13 empty] | 13088.7827 | [15 empty] | 14.6829 | [17 empty] | 11.5265 | [9 empty] | 32.7236 | [35 empty] | CHN | Tibet
| Lawu |  | Magmatic hydrothermal | Skarn | Cu-Pb-Zn skarn | Cu, Pb, Zn | In, Sn | Cu, Pb, Zn, In, Sn |  |  | DK-44-6@A-6 |  | underground mine |  |  |  |  | ore material | drill core | underground mining tunnels and drill cores | mineral separate | [5 empty] | mineralisation |  |  |  | sphalerite, chalcopyrite, pyrrhotite, pyrite, arsenopyrite | [6 empty] | galena, bismuthinite, marcasite, iron oxides, pyroxene, actinolite, quartz | thin sections and polished blocks examined using optical microscope, BSE detector, and EDS prior to analysis | EMPA, LA-ICPMS | JEOL JXA-8230 electron probe microanalyzer; RESOlution-LR 193 nm ArF excimer laser ablation system coupled to an Agilent 7700x ICP-MS | Laboratory of Mineral Resources Research Center, Fuzhou University; Adelaide Microscopy, the University of Adelaide | EPMA point analysis: accelerating voltage 15 kV, beam current 20 nA, beam diameter ~5 μm; EPMA mapping: accelerating voltage 20 kV, working current 50 nA, dwell time ~10 ms; BSE imaging: accelerating voltage 20 kV, beam current 10 nA; LA-ICP-MS: energy density 3~3.5 J/cm2, spot sizes 29 to 51 μm, repetition rates 5 Hz (polished thin-section) and 10 Hz (polished blocks), ~30 s background acquisition, ~40 s sample data acquisition | STDGL3 (Danyushevsky et al. 2011) and GSD-1G (USGS) | 0.77866 | [19 empty] | 15405.4197 | [5 empty] | 0.36523 | [5 empty] | 276.3599 | [9 empty] | 98426.8193 |  | 22.0045 |  |  |  | 1.732 | [7 empty] | 10.0417 | [13 empty] | 12837.6726 | [15 empty] | 0.14167 | [17 empty] | 0.13691 | [9 empty] | 11.4933 | [35 empty] | CHN | Tibet
| Lawu |  | Magmatic hydrothermal | Skarn | Cu-Pb-Zn skarn | Cu, Pb, Zn | In, Sn | Cu, Pb, Zn, In, Sn |  |  | DK-44-6@A-8 |  | underground mine |  |  |  |  | ore material | drill core | underground mining tunnels and drill cores | mineral separate | [5 empty] | mineralisation |  |  |  | sphalerite, chalcopyrite, pyrrhotite, pyrite, arsenopyrite | [6 empty] | galena, bismuthinite, marcasite, iron oxides, pyroxene, actinolite, quartz | thin sections and polished blocks examined using optical microscope, BSE detector, and EDS prior to analysis | EMPA, LA-ICPMS | JEOL JXA-8230 electron probe microanalyzer; RESOlution-LR 193 nm ArF excimer laser ablation system coupled to an Agilent 7700x ICP-MS | Laboratory of Mineral Resources Research Center, Fuzhou University; Adelaide Microscopy, the University of Adelaide | EPMA point analysis: accelerating voltage 15 kV, beam current 20 nA, beam diameter ~5 μm; EPMA mapping: accelerating voltage 20 kV, working current 50 nA, dwell time ~10 ms; BSE imaging: accelerating voltage 20 kV, beam current 10 nA; LA-ICP-MS: energy density 3~3.5 J/cm2, spot sizes 29 to 51 μm, repetition rates 5 Hz (polished thin-section) and 10 Hz (polished blocks), ~30 s background acquisition, ~40 s sample data acquisition | STDGL3 (Danyushevsky et al. 2011) and GSD-1G (USGS) | 10.6087 | [19 empty] | 17126.9332 | [5 empty] | 0.87839 | [5 empty] | 804.8293 | [9 empty] | 117896.067 |  | 15.4501 |  |  |  | 1.6143 | [7 empty] | 17.4256 | [13 empty] | 13920.4665 | [15 empty] | 1.0036 | [17 empty] | 4.1842 | [9 empty] | 18.6608 | [35 empty] | CHN | Tibet
| Lawu |  | Magmatic hydrothermal | Skarn | Cu-Pb-Zn skarn | Cu, Pb, Zn | In, Sn | Cu, Pb, Zn, In, Sn |  |  | DK-44-6@A-9 |  | underground mine |  |  |  |  | ore material | drill core | underground mining tunnels and drill cores | mineral separate | [5 empty] | mineralisation |  |  |  | sphalerite, chalcopyrite, pyrrhotite, pyrite, arsenopyrite | [6 empty] | galena, bismuthinite, marcasite, iron oxides, pyroxene, actinolite, quartz | thin sections and polished blocks examined using optical microscope, BSE detector, and EDS prior to analysis | EMPA, LA-ICPMS | JEOL JXA-8230 electron probe microanalyzer; RESOlution-LR 193 nm ArF excimer laser ablation system coupled to an Agilent 7700x ICP-MS | Laboratory of Mineral Resources Research Center, Fuzhou University; Adelaide Microscopy, the University of Adelaide | EPMA point analysis: accelerating voltage 15 kV, beam current 20 nA, beam diameter ~5 μm; EPMA mapping: accelerating voltage 20 kV, working current 50 nA, dwell time ~10 ms; BSE imaging: accelerating voltage 20 kV, beam current 10 nA; LA-ICP-MS: energy density 3~3.5 J/cm2, spot sizes 29 to 51 μm, repetition rates 5 Hz (polished thin-section) and 10 Hz (polished blocks), ~30 s background acquisition, ~40 s sample data acquisition | STDGL3 (Danyushevsky et al. 2011) and GSD-1G (USGS) | 11.5572 | [19 empty] | 18208.7744 | [5 empty] | 7.6208 | [5 empty] | 3215.9584 | [9 empty] | 123672.3306 |  | 9.3896 |  |  |  | 0.53448 | [7 empty] | 12.6741 | [13 empty] | 9102.882 | [15 empty] | 0.78481 | [17 empty] | 0.13691 | [9 empty] | 9.5915 | [35 empty] | CHN | Tibet
| Lawu |  | Magmatic hydrothermal | Skarn | Cu-Pb-Zn skarn | Cu, Pb, Zn | In, Sn | Cu, Pb, Zn, In, Sn |  |  | DK-44-6@A-10 |  | underground mine |  |  |  |  | ore material | drill core | underground mining tunnels and drill cores | mineral separate | [5 empty] | mineralisation |  |  |  | sphalerite, chalcopyrite, pyrrhotite, pyrite, arsenopyrite | [6 empty] | galena, bismuthinite, marcasite, iron oxides, pyroxene, actinolite, quartz | thin sections and polished blocks examined using optical microscope, BSE detector, and EDS prior to analysis | EMPA, LA-ICPMS | JEOL JXA-8230 electron probe microanalyzer; RESOlution-LR 193 nm ArF excimer laser ablation system coupled to an Agilent 7700x ICP-MS | Laboratory of Mineral Resources Research Center, Fuzhou University; Adelaide Microscopy, the University of Adelaide | EPMA point analysis: accelerating voltage 15 kV, beam current 20 nA, beam diameter ~5 μm; EPMA mapping: accelerating voltage 20 kV, working current 50 nA, dwell time ~10 ms; BSE imaging: accelerating voltage 20 kV, beam current 10 nA; LA-ICP-MS: energy density 3~3.5 J/cm2, spot sizes 29 to 51 μm, repetition rates 5 Hz (polished thin-section) and 10 Hz (polished blocks), ~30 s background acquisition, ~40 s sample data acquisition | STDGL3 (Danyushevsky et al. 2011) and GSD-1G (USGS) | 11.7162 | [19 empty] | 16011.8192 | [5 empty] | 0.94111 | [5 empty] | 914.3903 | [9 empty] | 105758.7226 |  | 17.0636 |  |  |  | 0.53448 | [7 empty] | 12.6833 | [13 empty] | 12378.6483 | [15 empty] | 1.4422 | [17 empty] | 2.0634 | [9 empty] | 9.8166 | [35 empty] | CHN | Tibet
| Lawu |  | Magmatic hydrothermal | Skarn | Cu-Pb-Zn skarn | Cu, Pb, Zn | In, Sn | Cu, Pb, Zn, In, Sn |  |  | DK-44-6@A-11 |  | underground mine |  |  |  |  | ore material | drill core | underground mining tunnels and drill cores | mineral separate | [5 empty] | mineralisation |  |  |  | sphalerite, chalcopyrite, pyrrhotite, pyrite, arsenopyrite | [6 empty] | galena, bismuthinite, marcasite, iron oxides, pyroxene, actinolite, quartz | thin sections and polished blocks examined using optical microscope, BSE detector, and EDS prior to analysis | EMPA, LA-ICPMS | JEOL JXA-8230 electron probe microanalyzer; RESOlution-LR 193 nm ArF excimer laser ablation system coupled to an Agilent 7700x ICP-MS | Laboratory of Mineral Resources Research Center, Fuzhou University; Adelaide Microscopy, the University of Adelaide | EPMA point analysis: accelerating voltage 15 kV, beam current 20 nA, beam diameter ~5 μm; EPMA mapping: accelerating voltage 20 kV, working current 50 nA, dwell time ~10 ms; BSE imaging: accelerating voltage 20 kV, beam current 10 nA; LA-ICP-MS: energy density 3~3.5 J/cm2, spot sizes 29 to 51 μm, repetition rates 5 Hz (polished thin-section) and 10 Hz (polished blocks), ~30 s background acquisition, ~40 s sample data acquisition | STDGL3 (Danyushevsky et al. 2011) and GSD-1G (USGS) | 13.3104 | [19 empty] | 16374.1616 | [5 empty] | 1.5758 | [5 empty] | 3113.1557 | [9 empty] | 107280.6488 |  | 26.8066 |  |  |  | 0.53448 | [7 empty] | 12.7735 | [13 empty] | 11639.6111 | [15 empty] | 1.5957 | [17 empty] | 0.47656 | [9 empty] | 15.6759 | [35 empty] | CHN | Tibet
| Lawu |  | Magmatic hydrothermal | Skarn | Cu-Pb-Zn skarn | Cu, Pb, Zn | In, Sn | Cu, Pb, Zn, In, Sn |  |  | DK-44-6@A-12 |  | underground mine |  |  |  |  | ore material | drill core | underground mining tunnels and drill cores | mineral separate | [5 empty] | mineralisation |  |  |  | sphalerite, chalcopyrite, pyrrhotite, pyrite, arsenopyrite | [6 empty] | galena, bismuthinite, marcasite, iron oxides, pyroxene, actinolite, quartz | thin sections and polished blocks examined using optical microscope, BSE detector, and EDS prior to analysis | EMPA, LA-ICPMS | JEOL JXA-8230 electron probe microanalyzer; RESOlution-LR 193 nm ArF excimer laser ablation system coupled to an Agilent 7700x ICP-MS | Laboratory of Mineral Resources Research Center, Fuzhou University; Adelaide Microscopy, the University of Adelaide | EPMA point analysis: accelerating voltage 15 kV, beam current 20 nA, beam diameter ~5 μm; EPMA mapping: accelerating voltage 20 kV, working current 50 nA, dwell time ~10 ms; BSE imaging: accelerating voltage 20 kV, beam current 10 nA; LA-ICP-MS: energy density 3~3.5 J/cm2, spot sizes 29 to 51 μm, repetition rates 5 Hz (polished thin-section) and 10 Hz (polished blocks), ~30 s background acquisition, ~40 s sample data acquisition | STDGL3 (Danyushevsky et al. 2011) and GSD-1G (USGS) | 24.8491 | [19 empty] | 16501.1486 | [5 empty] | 0.87196 | [5 empty] | 6328.9676 | [9 empty] | 102631.5898 |  | 18.4541 |  |  |  | 1.9302 | [7 empty] | 11.9523 | [13 empty] | 11880.2078 | [15 empty] | 8.2552 | [17 empty] | 21.0847 | [9 empty] | 22.5514 | [35 empty] | CHN | Tibet
| Lawu |  | Magmatic hydrothermal | Skarn | Cu-Pb-Zn skarn | Cu, Pb, Zn | In, Sn | Cu, Pb, Zn, In, Sn |  |  | DK-44-6@B-1 |  | underground mine |  |  |  |  | ore material | drill core | underground mining tunnels and drill cores | mineral separate | [5 empty] | mineralisation |  |  |  | sphalerite, chalcopyrite, pyrrhotite, pyrite, arsenopyrite | [6 empty] | galena, bismuthinite, marcasite, iron oxides, pyroxene, actinolite, quartz | thin sections and polished blocks examined using optical microscope, BSE detector, and EDS prior to analysis | EMPA, LA-ICPMS | JEOL JXA-8230 electron probe microanalyzer; RESOlution-LR 193 nm ArF excimer laser ablation system coupled to an Agilent 7700x ICP-MS | Laboratory of Mineral Resources Research Center, Fuzhou University; Adelaide Microscopy, the University of Adelaide | EPMA point analysis: accelerating voltage 15 kV, beam current 20 nA, beam diameter ~5 μm; EPMA mapping: accelerating voltage 20 kV, working current 50 nA, dwell time ~10 ms; BSE imaging: accelerating voltage 20 kV, beam current 10 nA; LA-ICP-MS: energy density 3~3.5 J/cm2, spot sizes 29 to 51 μm, repetition rates 5 Hz (polished thin-section) and 10 Hz (polished blocks), ~30 s background acquisition, ~40 s sample data acquisition | STDGL3 (Danyushevsky et al. 2011) and GSD-1G (USGS) | 17.6002 | [19 empty] | 16460.6824 | [5 empty] | 0.36523 | [5 empty] | 2101.6954 | [9 empty] | 110584.963 |  | 19.3191 |  |  |  | 2.5359 | [7 empty] | 14.201 | [13 empty] | 11298.6241 | [15 empty] | 54.4551 | [17 empty] | 18.1132 | [9 empty] | 39.8756 | [35 empty] | CHN | Tibet
| Lawu |  | Magmatic hydrothermal | Skarn | Cu-Pb-Zn skarn | Cu, Pb, Zn | In, Sn | Cu, Pb, Zn, In, Sn |  |  | DK-44-6@B-2 |  | underground mine |  |  |  |  | ore material | drill core | underground mining tunnels and drill cores | mineral separate | [5 empty] | mineralisation |  |  |  | sphalerite, chalcopyrite, pyrrhotite, pyrite, arsenopyrite | [6 empty] | galena, bismuthinite, marcasite, iron oxides, pyroxene, actinolite, quartz | thin sections and polished blocks examined using optical microscope, BSE detector, and EDS prior to analysis | EMPA, LA-ICPMS | JEOL JXA-8230 electron probe microanalyzer; RESOlution-LR 193 nm ArF excimer laser ablation system coupled to an Agilent 7700x ICP-MS | Laboratory of Mineral Resources Research Center, Fuzhou University; Adelaide Microscopy, the University of Adelaide | EPMA point analysis: accelerating voltage 15 kV, beam current 20 nA, beam diameter ~5 μm; EPMA mapping: accelerating voltage 20 kV, working current 50 nA, dwell time ~10 ms; BSE imaging: accelerating voltage 20 kV, beam current 10 nA; LA-ICP-MS: energy density 3~3.5 J/cm2, spot sizes 29 to 51 μm, repetition rates 5 Hz (polished thin-section) and 10 Hz (polished blocks), ~30 s background acquisition, ~40 s sample data acquisition | STDGL3 (Danyushevsky et al. 2011) and GSD-1G (USGS) | 26.6734 | [19 empty] | 15539.9502 | [5 empty] | 0.36523 | [5 empty] | 1172.0172 | [9 empty] | 101437.0026 |  | 13.5211 |  |  |  | 0.53448 | [7 empty] | 13.413 | [13 empty] | 9785.769 | [15 empty] | 50.0704 | [17 empty] | 30.4676 | [9 empty] | 30.7674 | [35 empty] | CHN | Tibet
| Lawu |  | Magmatic hydrothermal | Skarn | Cu-Pb-Zn skarn | Cu, Pb, Zn | In, Sn | Cu, Pb, Zn, In, Sn |  |  | ZOB3-1 |  | underground mine |  |  |  |  | ore material | drill core | underground mining tunnels and drill cores | mineral separate | [5 empty] | mineralisation |  |  |  | sphalerite, chalcopyrite, pyrrhotite, pyrite, arsenopyrite | [6 empty] | galena, bismuthinite, marcasite, iron oxides, pyroxene, actinolite, quartz | thin sections and polished blocks examined using optical microscope, BSE detector, and EDS prior to analysis | EMPA, LA-ICPMS | JEOL JXA-8230 electron probe microanalyzer; RESOlution-LR 193 nm ArF excimer laser ablation system coupled to an Agilent 7700x ICP-MS | Laboratory of Mineral Resources Research Center, Fuzhou University; Adelaide Microscopy, the University of Adelaide | EPMA point analysis: accelerating voltage 15 kV, beam current 20 nA, beam diameter ~5 μm; EPMA mapping: accelerating voltage 20 kV, working current 50 nA, dwell time ~10 ms; BSE imaging: accelerating voltage 20 kV, beam current 10 nA; LA-ICP-MS: energy density 3~3.5 J/cm2, spot sizes 29 to 51 μm, repetition rates 5 Hz (polished thin-section) and 10 Hz (polished blocks), ~30 s background acquisition, ~40 s sample data acquisition | STDGL3 (Danyushevsky et al. 2011) and GSD-1G (USGS) | 1.854 | [19 empty] | 1875.4604 | [5 empty] | 0.46694 | [5 empty] | 141.2082 | [9 empty] | 85720.9797 |  | 3.3273 |  |  |  | 0.29126 | [7 empty] | 197.1443 | [13 empty] | 4418.5805 | [15 empty] | 0.062883 | [17 empty] | 0.004248 | [9 empty] | 0.22 | [35 empty] | CHN | Tibet
| Lawu |  | Magmatic hydrothermal | Skarn | Cu-Pb-Zn skarn | Cu, Pb, Zn | In, Sn | Cu, Pb, Zn, In, Sn |  |  | ZOB3-2 |  | underground mine |  |  |  |  | ore material | drill core | underground mining tunnels and drill cores | mineral separate | [5 empty] | mineralisation |  |  |  | sphalerite, chalcopyrite, pyrrhotite, pyrite, arsenopyrite | [6 empty] | galena, bismuthinite, marcasite, iron oxides, pyroxene, actinolite, quartz | thin sections and polished blocks examined using optical microscope, BSE detector, and EDS prior to analysis | EMPA, LA-ICPMS | JEOL JXA-8230 electron probe microanalyzer; RESOlution-LR 193 nm ArF excimer laser ablation system coupled to an Agilent 7700x ICP-MS | Laboratory of Mineral Resources Research Center, Fuzhou University; Adelaide Microscopy, the University of Adelaide | EPMA point analysis: accelerating voltage 15 kV, beam current 20 nA, beam diameter ~5 μm; EPMA mapping: accelerating voltage 20 kV, working current 50 nA, dwell time ~10 ms; BSE imaging: accelerating voltage 20 kV, beam current 10 nA; LA-ICP-MS: energy density 3~3.5 J/cm2, spot sizes 29 to 51 μm, repetition rates 5 Hz (polished thin-section) and 10 Hz (polished blocks), ~30 s background acquisition, ~40 s sample data acquisition | STDGL3 (Danyushevsky et al. 2011) and GSD-1G (USGS) | 2.854 | [19 empty] | 1876.4604 | [5 empty] | 1.4669 | [5 empty] | 142.2082 | [9 empty] | 85721.9797 |  | 4.3273 |  |  |  | 1.2913 | [7 empty] | 198.1443 | [13 empty] | 4419.5805 | [15 empty] | 1.0629 | [17 empty] | 1.0042 | [9 empty] | 1.22 | [35 empty] | CHN | Tibet
| Lawu |  | Magmatic hydrothermal | Skarn | Cu-Pb-Zn skarn | Cu, Pb, Zn | In, Sn | Cu, Pb, Zn, In, Sn |  |  | ZOB3-3 |  | underground mine |  |  |  |  | ore material | drill core | underground mining tunnels and drill cores | mineral separate | [5 empty] | mineralisation |  |  |  | sphalerite, chalcopyrite, pyrrhotite, pyrite, arsenopyrite | [6 empty] | galena, bismuthinite, marcasite, iron oxides, pyroxene, actinolite, quartz | thin sections and polished blocks examined using optical microscope, BSE detector, and EDS prior to analysis | EMPA, LA-ICPMS | JEOL JXA-8230 electron probe microanalyzer; RESOlution-LR 193 nm ArF excimer laser ablation system coupled to an Agilent 7700x ICP-MS | Laboratory of Mineral Resources Research Center, Fuzhou University; Adelaide Microscopy, the University of Adelaide | EPMA point analysis: accelerating voltage 15 kV, beam current 20 nA, beam diameter ~5 μm; EPMA mapping: accelerating voltage 20 kV, working current 50 nA, dwell time ~10 ms; BSE imaging: accelerating voltage 20 kV, beam current 10 nA; LA-ICP-MS: energy density 3~3.5 J/cm2, spot sizes 29 to 51 μm, repetition rates 5 Hz (polished thin-section) and 10 Hz (polished blocks), ~30 s background acquisition, ~40 s sample data acquisition | STDGL3 (Danyushevsky et al. 2011) and GSD-1G (USGS) | 3.854 | [19 empty] | 1877.4604 | [5 empty] | 2.4669 | [5 empty] | 143.2082 | [9 empty] | 85722.9797 |  | 5.3273 |  |  |  | 2.2913 | [7 empty] | 199.1443 | [13 empty] | 4420.5805 | [15 empty] | 2.0629 | [17 empty] | 2.0042 | [9 empty] | 2.22 | [35 empty] | CHN | Tibet
| Lawu |  | Magmatic hydrothermal | Skarn | Cu-Pb-Zn skarn | Cu, Pb, Zn | In, Sn | Cu, Pb, Zn, In, Sn |  |  | ZOB3-4 |  | underground mine |  |  |  |  | ore material | drill core | underground mining tunnels and drill cores | mineral separate | [5 empty] | mineralisation |  |  |  | sphalerite, chalcopyrite, pyrrhotite, pyrite, arsenopyrite | [6 empty] | galena, bismuthinite, marcasite, iron oxides, pyroxene, actinolite, quartz | thin sections and polished blocks examined using optical microscope, BSE detector, and EDS prior to analysis | EMPA, LA-ICPMS | JEOL JXA-8230 electron probe microanalyzer; RESOlution-LR 193 nm ArF excimer laser ablation system coupled to an Agilent 7700x ICP-MS | Laboratory of Mineral Resources Research Center, Fuzhou University; Adelaide Microscopy, the University of Adelaide | EPMA point analysis: accelerating voltage 15 kV, beam current 20 nA, beam diameter ~5 μm; EPMA mapping: accelerating voltage 20 kV, working current 50 nA, dwell time ~10 ms; BSE imaging: accelerating voltage 20 kV, beam current 10 nA; LA-ICP-MS: energy density 3~3.5 J/cm2, spot sizes 29 to 51 μm, repetition rates 5 Hz (polished thin-section) and 10 Hz (polished blocks), ~30 s background acquisition, ~40 s sample data acquisition | STDGL3 (Danyushevsky et al. 2011) and GSD-1G (USGS) | 4.854 | [19 empty] | 1878.4604 | [5 empty] | 3.4669 | [5 empty] | 144.2082 | [9 empty] | 85723.9797 |  | 6.3273 |  |  |  | 3.2913 | [7 empty] | 200.1443 | [13 empty] | 4421.5805 | [15 empty] | 3.0629 | [17 empty] | 3.0042 | [9 empty] | 3.22 | [35 empty] | CHN | Tibet
| Lawu |  | Magmatic hydrothermal | Skarn | Cu-Pb-Zn skarn | Cu, Pb, Zn | In, Sn | Cu, Pb, Zn, In, Sn |  |  | ZOB3-5 |  | underground mine |  |  |  |  | ore material | drill core | underground mining tunnels and drill cores | mineral separate | [5 empty] | mineralisation |  |  |  | sphalerite, chalcopyrite, pyrrhotite, pyrite, arsenopyrite | [6 empty] | galena, bismuthinite, marcasite, iron oxides, pyroxene, actinolite, quartz | thin sections and polished blocks examined using optical microscope, BSE detector, and EDS prior to analysis | EMPA, LA-ICPMS | JEOL JXA-8230 electron probe microanalyzer; RESOlution-LR 193 nm ArF excimer laser ablation system coupled to an Agilent 7700x ICP-MS | Laboratory of Mineral Resources Research Center, Fuzhou University; Adelaide Microscopy, the University of Adelaide | EPMA point analysis: accelerating voltage 15 kV, beam current 20 nA, beam diameter ~5 μm; EPMA mapping: accelerating voltage 20 kV, working current 50 nA, dwell time ~10 ms; BSE imaging: accelerating voltage 20 kV, beam current 10 nA; LA-ICP-MS: energy density 3~3.5 J/cm2, spot sizes 29 to 51 μm, repetition rates 5 Hz (polished thin-section) and 10 Hz (polished blocks), ~30 s background acquisition, ~40 s sample data acquisition | STDGL3 (Danyushevsky et al. 2011) and GSD-1G (USGS) | 5.854 | [19 empty] | 1879.4604 | [5 empty] | 4.4669 | [5 empty] | 145.2082 | [9 empty] | 85724.9797 |  | 7.3273 |  |  |  | 4.2913 | [7 empty] | 201.1443 | [13 empty] | 4422.5805 | [15 empty] | 4.0629 | [17 empty] | 4.0042 | [9 empty] | 4.22 | [35 empty] | CHN | Tibet
| Lawu |  | Magmatic hydrothermal | Skarn | Cu-Pb-Zn skarn | Cu, Pb, Zn | In, Sn | Cu, Pb, Zn, In, Sn |  |  | ZOB3-6 |  | underground mine |  |  |  |  | ore material | drill core | underground mining tunnels and drill cores | mineral separate | [5 empty] | mineralisation |  |  |  | sphalerite, chalcopyrite, pyrrhotite, pyrite, arsenopyrite | [6 empty] | galena, bismuthinite, marcasite, iron oxides, pyroxene, actinolite, quartz | thin sections and polished blocks examined using optical microscope, BSE detector, and EDS prior to analysis | EMPA, LA-ICPMS | JEOL JXA-8230 electron probe microanalyzer; RESOlution-LR 193 nm ArF excimer laser ablation system coupled to an Agilent 7700x ICP-MS | Laboratory of Mineral Resources Research Center, Fuzhou University; Adelaide Microscopy, the University of Adelaide | EPMA point analysis: accelerating voltage 15 kV, beam current 20 nA, beam diameter ~5 μm; EPMA mapping: accelerating voltage 20 kV, working current 50 nA, dwell time ~10 ms; BSE imaging: accelerating voltage 20 kV, beam current 10 nA; LA-ICP-MS: energy density 3~3.5 J/cm2, spot sizes 29 to 51 μm, repetition rates 5 Hz (polished thin-section) and 10 Hz (polished blocks), ~30 s background acquisition, ~40 s sample data acquisition | STDGL3 (Danyushevsky et al. 2011) and GSD-1G (USGS) | 6.854 | [19 empty] | 1880.4604 | [5 empty] | 5.4669 | [5 empty] | 146.2082 | [9 empty] | 85725.9797 |  | 8.3273 |  |  |  | 5.2913 | [7 empty] | 202.1443 | [13 empty] | 4423.5805 | [15 empty] | 5.0629 | [17 empty] | 5.0042 | [9 empty] | 5.22 | [35 empty] | CHN | Tibet
| Lawu |  | Magmatic hydrothermal | Skarn | Cu-Pb-Zn skarn | Cu, Pb, Zn | In, Sn | Cu, Pb, Zn, In, Sn |  |  | ZOB3-7 |  | underground mine |  |  |  |  | ore material | drill core | underground mining tunnels and drill cores | mineral separate | [5 empty] | mineralisation |  |  |  | sphalerite, chalcopyrite, pyrrhotite, pyrite, arsenopyrite | [6 empty] | galena, bismuthinite, marcasite, iron oxides, pyroxene, actinolite, quartz | thin sections and polished blocks examined using optical microscope, BSE detector, and EDS prior to analysis | EMPA, LA-ICPMS | JEOL JXA-8230 electron probe microanalyzer; RESOlution-LR 193 nm ArF excimer laser ablation system coupled to an Agilent 7700x ICP-MS | Laboratory of Mineral Resources Research Center, Fuzhou University; Adelaide Microscopy, the University of Adelaide | EPMA point analysis: accelerating voltage 15 kV, beam current 20 nA, beam diameter ~5 μm; EPMA mapping: accelerating voltage 20 kV, working current 50 nA, dwell time ~10 ms; BSE imaging: accelerating voltage 20 kV, beam current 10 nA; LA-ICP-MS: energy density 3~3.5 J/cm2, spot sizes 29 to 51 μm, repetition rates 5 Hz (polished thin-section) and 10 Hz (polished blocks), ~30 s background acquisition, ~40 s sample data acquisition | STDGL3 (Danyushevsky et al. 2011) and GSD-1G (USGS) | 7.854 | [19 empty] | 1881.4604 | [5 empty] | 6.4669 | [5 empty] | 147.2082 | [9 empty] | 85726.9797 |  | 9.3273 |  |  |  | 6.2913 | [7 empty] | 203.1443 | [13 empty] | 4424.5805 | [15 empty] | 6.0629 | [17 empty] | 6.0042 | [9 empty] | 6.22 | [35 empty] | CHN | Tibet
| Lawu |  | Magmatic hydrothermal | Skarn | Cu-Pb-Zn skarn | Cu, Pb, Zn | In, Sn | Cu, Pb, Zn, In, Sn |  |  | ZOB3-8 |  | underground mine |  |  |  |  | ore material | drill core | underground mining tunnels and drill cores | mineral separate | [5 empty] | mineralisation |  |  |  | sphalerite, chalcopyrite, pyrrhotite, pyrite, arsenopyrite | [6 empty] | galena, bismuthinite, marcasite, iron oxides, pyroxene, actinolite, quartz | thin sections and polished blocks examined using optical microscope, BSE detector, and EDS prior to analysis | EMPA, LA-ICPMS | JEOL JXA-8230 electron probe microanalyzer; RESOlution-LR 193 nm ArF excimer laser ablation system coupled to an Agilent 7700x ICP-MS | Laboratory of Mineral Resources Research Center, Fuzhou University; Adelaide Microscopy, the University of Adelaide | EPMA point analysis: accelerating voltage 15 kV, beam current 20 nA, beam diameter ~5 μm; EPMA mapping: accelerating voltage 20 kV, working current 50 nA, dwell time ~10 ms; BSE imaging: accelerating voltage 20 kV, beam current 10 nA; LA-ICP-MS: energy density 3~3.5 J/cm2, spot sizes 29 to 51 μm, repetition rates 5 Hz (polished thin-section) and 10 Hz (polished blocks), ~30 s background acquisition, ~40 s sample data acquisition | STDGL3 (Danyushevsky et al. 2011) and GSD-1G (USGS) | 8.854 | [19 empty] | 1882.4604 | [5 empty] | 7.4669 | [5 empty] | 148.2082 | [9 empty] | 85727.9797 |  | 10.3273 |  |  |  | 7.2913 | [7 empty] | 204.1443 | [13 empty] | 4425.5805 | [15 empty] | 7.0629 | [17 empty] | 7.0042 | [9 empty] | 7.22 | [35 empty] | CHN | Tibet
| Lawu |  | Magmatic hydrothermal | Skarn | Cu-Pb-Zn skarn | Cu, Pb, Zn | In, Sn | Cu, Pb, Zn, In, Sn |  |  | ZOB22-1 |  | underground mine |  |  |  |  | ore material | drill core | underground mining tunnels and drill cores | mineral separate | [5 empty] | mineralisation |  |  |  | sphalerite, chalcopyrite, pyrrhotite, pyrite, arsenopyrite | [6 empty] | galena, bismuthinite, marcasite, iron oxides, pyroxene, actinolite, quartz | thin sections and polished blocks examined using optical microscope, BSE detector, and EDS prior to analysis | EMPA, LA-ICPMS | JEOL JXA-8230 electron probe microanalyzer; RESOlution-LR 193 nm ArF excimer laser ablation system coupled to an Agilent 7700x ICP-MS | Laboratory of Mineral Resources Research Center, Fuzhou University; Adelaide Microscopy, the University of Adelaide | EPMA point analysis: accelerating voltage 15 kV, beam current 20 nA, beam diameter ~5 μm; EPMA mapping: accelerating voltage 20 kV, working current 50 nA, dwell time ~10 ms; BSE imaging: accelerating voltage 20 kV, beam current 10 nA; LA-ICP-MS: energy density 3~3.5 J/cm2, spot sizes 29 to 51 μm, repetition rates 5 Hz (polished thin-section) and 10 Hz (polished blocks), ~30 s background acquisition, ~40 s sample data acquisition | STDGL3 (Danyushevsky et al. 2011) and GSD-1G (USGS) | 9.854 | [19 empty] | 1883.4604 | [5 empty] | 8.4669 | [5 empty] | 149.2082 | [9 empty] | 85728.9797 |  | 11.3273 |  |  |  | 8.2913 | [7 empty] | 205.1443 | [13 empty] | 4426.5805 | [15 empty] | 8.0629 | [17 empty] | 8.0042 | [9 empty] | 8.22 | [35 empty] | CHN | Tibet
| Lawu |  | Magmatic hydrothermal | Skarn | Cu-Pb-Zn skarn | Cu, Pb, Zn | In, Sn | Cu, Pb, Zn, In, Sn |  |  | ZOB22-2 |  | underground mine |  |  |  |  | ore material | drill core | underground mining tunnels and drill cores | mineral separate | [5 empty] | mineralisation |  |  |  | sphalerite, chalcopyrite, pyrrhotite, pyrite, arsenopyrite | [6 empty] | galena, bismuthinite, marcasite, iron oxides, pyroxene, actinolite, quartz | thin sections and polished blocks examined using optical microscope, BSE detector, and EDS prior to analysis | EMPA, LA-ICPMS | JEOL JXA-8230 electron probe microanalyzer; RESOlution-LR 193 nm ArF excimer laser ablation system coupled to an Agilent 7700x ICP-MS | Laboratory of Mineral Resources Research Center, Fuzhou University; Adelaide Microscopy, the University of Adelaide | EPMA point analysis: accelerating voltage 15 kV, beam current 20 nA, beam diameter ~5 μm; EPMA mapping: accelerating voltage 20 kV, working current 50 nA, dwell time ~10 ms; BSE imaging: accelerating voltage 20 kV, beam current 10 nA; LA-ICP-MS: energy density 3~3.5 J/cm2, spot sizes 29 to 51 μm, repetition rates 5 Hz (polished thin-section) and 10 Hz (polished blocks), ~30 s background acquisition, ~40 s sample data acquisition | STDGL3 (Danyushevsky et al. 2011) and GSD-1G (USGS) | 10.854 | [19 empty] | 1884.4604 | [5 empty] | 9.4669 | [5 empty] | 150.2082 | [9 empty] | 85729.9797 |  | 12.3273 |  |  |  | 9.2913 | [7 empty] | 206.1443 | [13 empty] | 4427.5805 | [15 empty] | 9.0629 | [17 empty] | 9.0042 | [9 empty] | 9.22 | [35 empty] | CHN | Tibet
| Lawu |  | Magmatic hydrothermal | Skarn | Cu-Pb-Zn skarn | Cu, Pb, Zn | In, Sn | Cu, Pb, Zn, In, Sn |  |  | ZOB22-3 |  | underground mine |  |  |  |  | ore material | drill core | underground mining tunnels and drill cores | mineral separate | [5 empty] | mineralisation |  |  |  | sphalerite, chalcopyrite, pyrrhotite, pyrite, arsenopyrite | [6 empty] | galena, bismuthinite, marcasite, iron oxides, pyroxene, actinolite, quartz | thin sections and polished blocks examined using optical microscope, BSE detector, and EDS prior to analysis | EMPA, LA-ICPMS | JEOL JXA-8230 electron probe microanalyzer; RESOlution-LR 193 nm ArF excimer laser ablation system coupled to an Agilent 7700x ICP-MS | Laboratory of Mineral Resources Research Center, Fuzhou University; Adelaide Microscopy, the University of Adelaide | EPMA point analysis: accelerating voltage 15 kV, beam current 20 nA, beam diameter ~5 μm; EPMA mapping: accelerating voltage 20 kV, working current 50 nA, dwell time ~10 ms; BSE imaging: accelerating voltage 20 kV, beam current 10 nA; LA-ICP-MS: energy density 3~3.5 J/cm2, spot sizes 29 to 51 μm, repetition rates 5 Hz (polished thin-section) and 10 Hz (polished blocks), ~30 s background acquisition, ~40 s sample data acquisition | STDGL3 (Danyushevsky et al. 2011) and GSD-1G (USGS) | 11.854 | [19 empty] | 1885.4604 | [5 empty] | 10.4669 | [5 empty] | 151.2082 | [9 empty] | 85730.9797 |  | 13.3273 |  |  |  | 10.2913 | [7 empty] | 207.1443 | [13 empty] | 4428.5805 | [15 empty] | 10.0629 | [17 empty] | 10.0042 | [9 empty] | 10.22 | [35 empty] | CHN | Tibet
| Lawu |  | Magmatic hydrothermal | Skarn | Cu-Pb-Zn skarn | Cu, Pb, Zn | In, Sn | Cu, Pb, Zn, In, Sn |  |  | ZOB22-4 |  | underground mine |  |  |  |  | ore material | drill core | underground mining tunnels and drill cores | mineral separate | [5 empty] | mineralisation |  |  |  | sphalerite, chalcopyrite, pyrrhotite, pyrite, arsenopyrite | [6 empty] | galena, bismuthinite, marcasite, iron oxides, pyroxene, actinolite, quartz | thin sections and polished blocks examined using optical microscope, BSE detector, and EDS prior to analysis | EMPA, LA-ICPMS | JEOL JXA-8230 electron probe microanalyzer; RESOlution-LR 193 nm ArF excimer laser ablation system coupled to an Agilent 7700x ICP-MS | Laboratory of Mineral Resources Research Center, Fuzhou University; Adelaide Microscopy, the University of Adelaide | EPMA point analysis: accelerating voltage 15 kV, beam current 20 nA, beam diameter ~5 μm; EPMA mapping: accelerating voltage 20 kV, working current 50 nA, dwell time ~10 ms; BSE imaging: accelerating voltage 20 kV, beam current 10 nA; LA-ICP-MS: energy density 3~3.5 J/cm2, spot sizes 29 to 51 μm, repetition rates 5 Hz (polished thin-section) and 10 Hz (polished blocks), ~30 s background acquisition, ~40 s sample data acquisition | STDGL3 (Danyushevsky et al. 2011) and GSD-1G (USGS) | 12.854 | [19 empty] | 1886.4604 | [5 empty] | 11.4669 | [5 empty] | 152.2082 | [9 empty] | 85731.9797 |  | 14.3273 |  |  |  | 11.2913 | [7 empty] | 208.1443 | [13 empty] | 4429.5805 | [15 empty] | 11.0629 | [17 empty] | 11.0042 | [9 empty] | 11.22 | [35 empty] | CHN | Tibet
| Lawu |  | Magmatic hydrothermal | Skarn | Cu-Pb-Zn skarn | Cu, Pb, Zn | In, Sn | Cu, Pb, Zn, In, Sn |  |  | ZOB22-5 |  | underground mine |  |  |  |  | ore material | drill core | underground mining tunnels and drill cores | mineral separate | [5 empty] | mineralisation |  |  |  | sphalerite, chalcopyrite, pyrrhotite, pyrite, arsenopyrite | [6 empty] | galena, bismuthinite, marcasite, iron oxides, pyroxene, actinolite, quartz | thin sections and polished blocks examined using optical microscope, BSE detector, and EDS prior to analysis | EMPA, LA-ICPMS | JEOL JXA-8230 electron probe microanalyzer; RESOlution-LR 193 nm ArF excimer laser ablation system coupled to an Agilent 7700x ICP-MS | Laboratory of Mineral Resources Research Center, Fuzhou University; Adelaide Microscopy, the University of Adelaide | EPMA point analysis: accelerating voltage 15 kV, beam current 20 nA, beam diameter ~5 μm; EPMA mapping: accelerating voltage 20 kV, working current 50 nA, dwell time ~10 ms; BSE imaging: accelerating voltage 20 kV, beam current 10 nA; LA-ICP-MS: energy density 3~3.5 J/cm2, spot sizes 29 to 51 μm, repetition rates 5 Hz (polished thin-section) and 10 Hz (polished blocks), ~30 s background acquisition, ~40 s sample data acquisition | STDGL3 (Danyushevsky et al. 2011) and GSD-1G (USGS) | 13.854 | [19 empty] | 1887.4604 | [5 empty] | 12.4669 | [5 empty] | 153.2082 | [9 empty] | 85732.9797 |  | 15.3273 |  |  |  | 12.2913 | [7 empty] | 209.1443 | [13 empty] | 4430.5805 | [15 empty] | 12.0629 | [17 empty] | 12.0042 | [9 empty] | 12.22 | [35 empty] | CHN | Tibet
| Lawu |  | Magmatic hydrothermal | Skarn | Cu-Pb-Zn skarn | Cu, Pb, Zn | In, Sn | Cu, Pb, Zn, In, Sn |  |  | ZOB22-6 |  | underground mine |  |  |  |  | ore material | drill core | underground mining tunnels and drill cores | mineral separate | [5 empty] | mineralisation |  |  |  | sphalerite, chalcopyrite, pyrrhotite, pyrite, arsenopyrite | [6 empty] | galena, bismuthinite, marcasite, iron oxides, pyroxene, actinolite, quartz | thin sections and polished blocks examined using optical microscope, BSE detector, and EDS prior to analysis | EMPA, LA-ICPMS | JEOL JXA-8230 electron probe microanalyzer; RESOlution-LR 193 nm ArF excimer laser ablation system coupled to an Agilent 7700x ICP-MS | Laboratory of Mineral Resources Research Center, Fuzhou University; Adelaide Microscopy, the University of Adelaide | EPMA point analysis: accelerating voltage 15 kV, beam current 20 nA, beam diameter ~5 μm; EPMA mapping: accelerating voltage 20 kV, working current 50 nA, dwell time ~10 ms; BSE imaging: accelerating voltage 20 kV, beam current 10 nA; LA-ICP-MS: energy density 3~3.5 J/cm2, spot sizes 29 to 51 μm, repetition rates 5 Hz (polished thin-section) and 10 Hz (polished blocks), ~30 s background acquisition, ~40 s sample data acquisition | STDGL3 (Danyushevsky et al. 2011) and GSD-1G (USGS) | 14.854 | [19 empty] | 1888.4604 | [5 empty] | 13.4669 | [5 empty] | 154.2082 | [9 empty] | 85733.9797 |  | 16.3273 |  |  |  | 13.2913 | [7 empty] | 210.1443 | [13 empty] | 4431.5805 | [15 empty] | 13.0629 | [17 empty] | 13.0042 | [9 empty] | 13.22 | [35 empty] | CHN | Tibet
| Lawu |  | Magmatic hydrothermal | Skarn | Cu-Pb-Zn skarn | Cu, Pb, Zn | In, Sn | Cu, Pb, Zn, In, Sn |  |  | ZOB24-1 |  | underground mine |  |  |  |  | ore material | drill core | underground mining tunnels and drill cores | mineral separate | [5 empty] | mineralisation |  |  |  | sphalerite, chalcopyrite, pyrrhotite, pyrite, arsenopyrite | [6 empty] | galena, bismuthinite, marcasite, iron oxides, pyroxene, actinolite, quartz | thin sections and polished blocks examined using optical microscope, BSE detector, and EDS prior to analysis | EMPA, LA-ICPMS | JEOL JXA-8230 electron probe microanalyzer; RESOlution-LR 193 nm ArF excimer laser ablation system coupled to an Agilent 7700x ICP-MS | Laboratory of Mineral Resources Research Center, Fuzhou University; Adelaide Microscopy, the University of Adelaide | EPMA point analysis: accelerating voltage 15 kV, beam current 20 nA, beam diameter ~5 μm; EPMA mapping: accelerating voltage 20 kV, working current 50 nA, dwell time ~10 ms; BSE imaging: accelerating voltage 20 kV, beam current 10 nA; LA-ICP-MS: energy density 3~3.5 J/cm2, spot sizes 29 to 51 μm, repetition rates 5 Hz (polished thin-section) and 10 Hz (polished blocks), ~30 s background acquisition, ~40 s sample data acquisition | STDGL3 (Danyushevsky et al. 2011) and GSD-1G (USGS) | 15.854 | [19 empty] | 1889.4604 | [5 empty] | 14.4669 | [5 empty] | 155.2082 | [9 empty] | 85734.9797 |  | 17.3273 |  |  |  | 14.2913 | [7 empty] | 211.1443 | [13 empty] | 4432.5805 | [15 empty] | 14.0629 | [17 empty] | 14.0042 | [9 empty] | 14.22 | [35 empty] | CHN | Tibet
| Lawu |  | Magmatic hydrothermal | Skarn | Cu-Pb-Zn skarn | Cu, Pb, Zn | In, Sn | Cu, Pb, Zn, In, Sn |  |  | ZOB24-2 |  | underground mine |  |  |  |  | ore material | drill core | underground mining tunnels and drill cores | mineral separate | [5 empty] | mineralisation |  |  |  | sphalerite, chalcopyrite, pyrrhotite, pyrite, arsenopyrite | [6 empty] | galena, bismuthinite, marcasite, iron oxides, pyroxene, actinolite, quartz | thin sections and polished blocks examined using optical microscope, BSE detector, and EDS prior to analysis | EMPA, LA-ICPMS | JEOL JXA-8230 electron probe microanalyzer; RESOlution-LR 193 nm ArF excimer laser ablation system coupled to an Agilent 7700x ICP-MS | Laboratory of Mineral Resources Research Center, Fuzhou University; Adelaide Microscopy, the University of Adelaide | EPMA point analysis: accelerating voltage 15 kV, beam current 20 nA, beam diameter ~5 μm; EPMA mapping: accelerating voltage 20 kV, working current 50 nA, dwell time ~10 ms; BSE imaging: accelerating voltage 20 kV, beam current 10 nA; LA-ICP-MS: energy density 3~3.5 J/cm2, spot sizes 29 to 51 μm, repetition rates 5 Hz (polished thin-section) and 10 Hz (polished blocks), ~30 s background acquisition, ~40 s sample data acquisition | STDGL3 (Danyushevsky et al. 2011) and GSD-1G (USGS) | 16.854 | [19 empty] | 1890.4604 | [5 empty] | 15.4669 | [5 empty] | 156.2082 | [9 empty] | 85735.9797 |  | 18.3273 |  |  |  | 15.2913 | [7 empty] | 212.1443 | [13 empty] | 4433.5805 | [15 empty] | 15.0629 | [17 empty] | 15.0042 | [9 empty] | 15.22 | [35 empty] | CHN | Tibet
| Lawu |  | Magmatic hydrothermal | Skarn | Cu-Pb-Zn skarn | Cu, Pb, Zn | In, Sn | Cu, Pb, Zn, In, Sn |  |  | ZOB24-3 |  | underground mine |  |  |  |  | ore material | drill core | underground mining tunnels and drill cores | mineral separate | [5 empty] | mineralisation |  |  |  | sphalerite, chalcopyrite, pyrrhotite, pyrite, arsenopyrite | [6 empty] | galena, bismuthinite, marcasite, iron oxides, pyroxene, actinolite, quartz | thin sections and polished blocks examined using optical microscope, BSE detector, and EDS prior to analysis | EMPA, LA-ICPMS | JEOL JXA-8230 electron probe microanalyzer; RESOlution-LR 193 nm ArF excimer laser ablation system coupled to an Agilent 7700x ICP-MS | Laboratory of Mineral Resources Research Center, Fuzhou University; Adelaide Microscopy, the University of Adelaide | EPMA point analysis: accelerating voltage 15 kV, beam current 20 nA, beam diameter ~5 μm; EPMA mapping: accelerating voltage 20 kV, working current 50 nA, dwell time ~10 ms; BSE imaging: accelerating voltage 20 kV, beam current 10 nA; LA-ICP-MS: energy density 3~3.5 J/cm2, spot sizes 29 to 51 μm, repetition rates 5 Hz (polished thin-section) and 10 Hz (polished blocks), ~30 s background acquisition, ~40 s sample data acquisition | STDGL3 (Danyushevsky et al. 2011) and GSD-1G (USGS) | 17.854 | [19 empty] | 1891.4604 | [5 empty] | 16.4669 | [5 empty] | 157.2082 | [9 empty] | 85736.9797 |  | 19.3273 |  |  |  | 16.2913 | [7 empty] | 213.1443 | [13 empty] | 4434.5805 | [15 empty] | 16.0629 | [17 empty] | 16.0042 | [9 empty] | 16.22 | [35 empty] | CHN | Tibet
| Lawu |  | Magmatic hydrothermal | Skarn | Cu-Pb-Zn skarn | Cu, Pb, Zn | In, Sn | Cu, Pb, Zn, In, Sn |  |  | ZOB24-4 |  | underground mine |  |  |  |  | ore material | drill core | underground mining tunnels and drill cores | mineral separate | [5 empty] | mineralisation |  |  |  | sphalerite, chalcopyrite, pyrrhotite, pyrite, arsenopyrite | [6 empty] | galena, bismuthinite, marcasite, iron oxides, pyroxene, actinolite, quartz | thin sections and polished blocks examined using optical microscope, BSE detector, and EDS prior to analysis | EMPA, LA-ICPMS | JEOL JXA-8230 electron probe microanalyzer; RESOlution-LR 193 nm ArF excimer laser ablation system coupled to an Agilent 7700x ICP-MS | Laboratory of Mineral Resources Research Center, Fuzhou University; Adelaide Microscopy, the University of Adelaide | EPMA point analysis: accelerating voltage 15 kV, beam current 20 nA, beam diameter ~5 μm; EPMA mapping: accelerating voltage 20 kV, working current 50 nA, dwell time ~10 ms; BSE imaging: accelerating voltage 20 kV, beam current 10 nA; LA-ICP-MS: energy density 3~3.5 J/cm2, spot sizes 29 to 51 μm, repetition rates 5 Hz (polished thin-section) and 10 Hz (polished blocks), ~30 s background acquisition, ~40 s sample data acquisition | STDGL3 (Danyushevsky et al. 2011) and GSD-1G (USGS) | 18.854 | [19 empty] | 1892.4604 | [5 empty] | 17.4669 | [5 empty] | 158.2082 | [9 empty] | 85737.9797 |  | 20.3273 |  |  |  | 17.2913 | [7 empty] | 214.1443 | [13 empty] | 4435.5805 | [15 empty] | 17.0629 | [17 empty] | 17.0042 | [9 empty] | 17.22 | [35 empty] | CHN | Tibet
| Lawu |  | Magmatic hydrothermal | Skarn | Cu-Pb-Zn skarn | Cu, Pb, Zn | In, Sn | Cu, Pb, Zn, In, Sn |  |  | ZOB24-5 |  | underground mine |  |  |  |  | ore material | drill core | underground mining tunnels and drill cores | mineral separate | [5 empty] | mineralisation |  |  |  | sphalerite, chalcopyrite, pyrrhotite, pyrite, arsenopyrite | [6 empty] | galena, bismuthinite, marcasite, iron oxides, pyroxene, actinolite, quartz | thin sections and polished blocks examined using optical microscope, BSE detector, and EDS prior to analysis | EMPA, LA-ICPMS | JEOL JXA-8230 electron probe microanalyzer; RESOlution-LR 193 nm ArF excimer laser ablation system coupled to an Agilent 7700x ICP-MS | Laboratory of Mineral Resources Research Center, Fuzhou University; Adelaide Microscopy, the University of Adelaide | EPMA point analysis: accelerating voltage 15 kV, beam current 20 nA, beam diameter ~5 μm; EPMA mapping: accelerating voltage 20 kV, working current 50 nA, dwell time ~10 ms; BSE imaging: accelerating voltage 20 kV, beam current 10 nA; LA-ICP-MS: energy density 3~3.5 J/cm2, spot sizes 29 to 51 μm, repetition rates 5 Hz (polished thin-section) and 10 Hz (polished blocks), ~30 s background acquisition, ~40 s sample data acquisition | STDGL3 (Danyushevsky et al. 2011) and GSD-1G (USGS) | 19.854 | [19 empty] | 1893.4604 | [5 empty] | 18.4669 | [5 empty] | 159.2082 | [9 empty] | 85738.9797 |  | 21.3273 |  |  |  | 18.2913 | [7 empty] | 215.1443 | [13 empty] | 4436.5805 | [15 empty] | 18.0629 | [17 empty] | 18.0042 | [9 empty] | 18.22 | [35 empty] | CHN | Tibet
| Lawu |  | Magmatic hydrothermal | Skarn | Cu-Pb-Zn skarn | Cu, Pb, Zn | In, Sn | Cu, Pb, Zn, In, Sn |  |  | ZOB24-6 |  | underground mine |  |  |  |  | ore material | drill core | underground mining tunnels and drill cores | mineral separate | [5 empty] | mineralisation |  |  |  | sphalerite, chalcopyrite, pyrrhotite, pyrite, arsenopyrite | [6 empty] | galena, bismuthinite, marcasite, iron oxides, pyroxene, actinolite, quartz | thin sections and polished blocks examined using optical microscope, BSE detector, and EDS prior to analysis | EMPA, LA-ICPMS | JEOL JXA-8230 electron probe microanalyzer; RESOlution-LR 193 nm ArF excimer laser ablation system coupled to an Agilent 7700x ICP-MS | Laboratory of Mineral Resources Research Center, Fuzhou University; Adelaide Microscopy, the University of Adelaide | EPMA point analysis: accelerating voltage 15 kV, beam current 20 nA, beam diameter ~5 μm; EPMA mapping: accelerating voltage 20 kV, working current 50 nA, dwell time ~10 ms; BSE imaging: accelerating voltage 20 kV, beam current 10 nA; LA-ICP-MS: energy density 3~3.5 J/cm2, spot sizes 29 to 51 μm, repetition rates 5 Hz (polished thin-section) and 10 Hz (polished blocks), ~30 s background acquisition, ~40 s sample data acquisition | STDGL3 (Danyushevsky et al. 2011) and GSD-1G (USGS) | 20.854 | [19 empty] | 1894.4604 | [5 empty] | 19.4669 | [5 empty] | 160.2082 | [9 empty] | 85739.9797 |  | 22.3273 |  |  |  | 19.2913 | [7 empty] | 216.1443 | [13 empty] | 4437.5805 | [15 empty] | 19.0629 | [17 empty] | 19.0042 | [9 empty] | 19.22 | [35 empty] | CHN | Tibet
| Lawu |  | Magmatic hydrothermal | Skarn | Cu-Pb-Zn skarn | Cu, Pb, Zn | In, Sn | Cu, Pb, Zn, In, Sn |  |  | ZOB24-7 |  | underground mine |  |  |  |  | ore material | drill core | underground mining tunnels and drill cores | mineral separate | [5 empty] | mineralisation |  |  |  | sphalerite, chalcopyrite, pyrrhotite, pyrite, arsenopyrite | [6 empty] | galena, bismuthinite, marcasite, iron oxides, pyroxene, actinolite, quartz | thin sections and polished blocks examined using optical microscope, BSE detector, and EDS prior to analysis | EMPA, LA-ICPMS | JEOL JXA-8230 electron probe microanalyzer; RESOlution-LR 193 nm ArF excimer laser ablation system coupled to an Agilent 7700x ICP-MS | Laboratory of Mineral Resources Research Center, Fuzhou University; Adelaide Microscopy, the University of Adelaide | EPMA point analysis: accelerating voltage 15 kV, beam current 20 nA, beam diameter ~5 μm; EPMA mapping: accelerating voltage 20 kV, working current 50 nA, dwell time ~10 ms; BSE imaging: accelerating voltage 20 kV, beam current 10 nA; LA-ICP-MS: energy density 3~3.5 J/cm2, spot sizes 29 to 51 μm, repetition rates 5 Hz (polished thin-section) and 10 Hz (polished blocks), ~30 s background acquisition, ~40 s sample data acquisition | STDGL3 (Danyushevsky et al. 2011) and GSD-1G (USGS) | 21.854 | [19 empty] | 1895.4604 | [5 empty] | 20.4669 | [5 empty] | 161.2082 | [9 empty] | 85740.9797 |  | 23.3273 |  |  |  | 20.2913 | [7 empty] | 217.1443 | [13 empty] | 4438.5805 | [15 empty] | 20.0629 | [17 empty] | 20.0042 | [9 empty] | 20.22 | [35 empty] | CHN | Tibet
| Lawu |  | Magmatic hydrothermal | Skarn | Cu-Pb-Zn skarn | Cu, Pb, Zn | In, Sn | Cu, Pb, Zn, In, Sn |  |  | ZOB24-8 |  | underground mine |  |  |  |  | ore material | drill core | underground mining tunnels and drill cores | mineral separate | [5 empty] | mineralisation |  |  |  | sphalerite, chalcopyrite, pyrrhotite, pyrite, arsenopyrite | [6 empty] | galena, bismuthinite, marcasite, iron oxides, pyroxene, actinolite, quartz | thin sections and polished blocks examined using optical microscope, BSE detector, and EDS prior to analysis | EMPA, LA-ICPMS | JEOL JXA-8230 electron probe microanalyzer; RESOlution-LR 193 nm ArF excimer laser ablation system coupled to an Agilent 7700x ICP-MS | Laboratory of Mineral Resources Research Center, Fuzhou University; Adelaide Microscopy, the University of Adelaide | EPMA point analysis: accelerating voltage 15 kV, beam current 20 nA, beam diameter ~5 μm; EPMA mapping: accelerating voltage 20 kV, working current 50 nA, dwell time ~10 ms; BSE imaging: accelerating voltage 20 kV, beam current 10 nA; LA-ICP-MS: energy density 3~3.5 J/cm2, spot sizes 29 to 51 μm, repetition rates 5 Hz (polished thin-section) and 10 Hz (polished blocks), ~30 s background acquisition, ~40 s sample data acquisition | STDGL3 (Danyushevsky et al. 2011) and GSD-1G (USGS) | 22.854 | [19 empty] | 1896.4604 | [5 empty] | 21.4669 | [5 empty] | 162.2082 | [9 empty] | 85741.9797 |  | 24.3273 |  |  |  | 21.2913 | [7 empty] | 218.1443 | [13 empty] | 4439.5805 | [15 empty] | 21.0629 | [17 empty] | 21.0042 | [9 empty] | 21.22 | [35 empty] | CHN | Tibet
| Lawu |  | Magmatic hydrothermal | Skarn | Cu-Pb-Zn skarn | Cu, Pb, Zn | In, Sn | Cu, Pb, Zn, In, Sn |  |  | ZOB29-1 |  | underground mine |  |  |  |  | ore material | drill core | underground mining tunnels and drill cores | mineral separate | [5 empty] | mineralisation |  |  |  | sphalerite, chalcopyrite, pyrrhotite, pyrite, arsenopyrite | [6 empty] | galena, bismuthinite, marcasite, iron oxides, pyroxene, actinolite, quartz | thin sections and polished blocks examined using optical microscope, BSE detector, and EDS prior to analysis | EMPA, LA-ICPMS | JEOL JXA-8230 electron probe microanalyzer; RESOlution-LR 193 nm ArF excimer laser ablation system coupled to an Agilent 7700x ICP-MS | Laboratory of Mineral Resources Research Center, Fuzhou University; Adelaide Microscopy, the University of Adelaide | EPMA point analysis: accelerating voltage 15 kV, beam current 20 nA, beam diameter ~5 μm; EPMA mapping: accelerating voltage 20 kV, working current 50 nA, dwell time ~10 ms; BSE imaging: accelerating voltage 20 kV, beam current 10 nA; LA-ICP-MS: energy density 3~3.5 J/cm2, spot sizes 29 to 51 μm, repetition rates 5 Hz (polished thin-section) and 10 Hz (polished blocks), ~30 s background acquisition, ~40 s sample data acquisition | STDGL3 (Danyushevsky et al. 2011) and GSD-1G (USGS) | 23.854 | [19 empty] | 1897.4604 | [5 empty] | 22.4669 | [5 empty] | 163.2082 | [9 empty] | 85742.9797 |  | 25.3273 |  |  |  | 22.2913 | [7 empty] | 219.1443 | [13 empty] | 4440.5805 | [15 empty] | 22.0629 | [17 empty] | 22.0042 | [9 empty] | 22.22 | [35 empty] | CHN | Tibet
| Lawu |  | Magmatic hydrothermal | Skarn | Cu-Pb-Zn skarn | Cu, Pb, Zn | In, Sn | Cu, Pb, Zn, In, Sn |  |  | ZOB29-2 |  | underground mine |  |  |  |  | ore material | drill core | underground mining tunnels and drill cores | mineral separate | [5 empty] | mineralisation |  |  |  | sphalerite, chalcopyrite, pyrrhotite, pyrite, arsenopyrite | [6 empty] | galena, bismuthinite, marcasite, iron oxides, pyroxene, actinolite, quartz | thin sections and polished blocks examined using optical microscope, BSE detector, and EDS prior to analysis | EMPA, LA-ICPMS | JEOL JXA-8230 electron probe microanalyzer; RESOlution-LR 193 nm ArF excimer laser ablation system coupled to an Agilent 7700x ICP-MS | Laboratory of Mineral Resources Research Center, Fuzhou University; Adelaide Microscopy, the University of Adelaide | EPMA point analysis: accelerating voltage 15 kV, beam current 20 nA, beam diameter ~5 μm; EPMA mapping: accelerating voltage 20 kV, working current 50 nA, dwell time ~10 ms; BSE imaging: accelerating voltage 20 kV, beam current 10 nA; LA-ICP-MS: energy density 3~3.5 J/cm2, spot sizes 29 to 51 μm, repetition rates 5 Hz (polished thin-section) and 10 Hz (polished blocks), ~30 s background acquisition, ~40 s sample data acquisition | STDGL3 (Danyushevsky et al. 2011) and GSD-1G (USGS) | 24.854 | [19 empty] | 1898.4604 | [5 empty] | 23.4669 | [5 empty] | 164.2082 | [9 empty] | 85743.9797 |  | 26.3273 |  |  |  | 23.2913 | [7 empty] | 220.1443 | [13 empty] | 4441.5805 | [15 empty] | 23.0629 | [17 empty] | 23.0042 | [9 empty] | 23.22 | [35 empty] | CHN | Tibet
| Lawu |  | Magmatic hydrothermal | Skarn | Cu-Pb-Zn skarn | Cu, Pb, Zn | In, Sn | Cu, Pb, Zn, In, Sn |  |  | ZOB29-3 |  | underground mine |  |  |  |  | ore material | drill core | underground mining tunnels and drill cores | mineral separate | [5 empty] | mineralisation |  |  |  | sphalerite, chalcopyrite, pyrrhotite, pyrite, arsenopyrite | [6 empty] | galena, bismuthinite, marcasite, iron oxides, pyroxene, actinolite, quartz | thin sections and polished blocks examined using optical microscope, BSE detector, and EDS prior to analysis | EMPA, LA-ICPMS | JEOL JXA-8230 electron probe microanalyzer; RESOlution-LR 193 nm ArF excimer laser ablation system coupled to an Agilent 7700x ICP-MS | Laboratory of Mineral Resources Research Center, Fuzhou University; Adelaide Microscopy, the University of Adelaide | EPMA point analysis: accelerating voltage 15 kV, beam current 20 nA, beam diameter ~5 μm; EPMA mapping: accelerating voltage 20 kV, working current 50 nA, dwell time ~10 ms; BSE imaging: accelerating voltage 20 kV, beam current 10 nA; LA-ICP-MS: energy density 3~3.5 J/cm2, spot sizes 29 to 51 μm, repetition rates 5 Hz (polished thin-section) and 10 Hz (polished blocks), ~30 s background acquisition, ~40 s sample data acquisition | STDGL3 (Danyushevsky et al. 2011) and GSD-1G (USGS) | 25.854 | [19 empty] | 1899.4604 | [5 empty] | 24.4669 | [5 empty] | 165.2082 | [9 empty] | 85744.9797 |  | 27.3273 |  |  |  | 24.2913 | [7 empty] | 221.1443 | [13 empty] | 4442.5805 | [15 empty] | 24.0629 | [17 empty] | 24.0042 | [9 empty] | 24.22 | [35 empty] | CHN | Tibet
| Lawu |  | Magmatic hydrothermal | Skarn | Cu-Pb-Zn skarn | Cu, Pb, Zn | In, Sn | Cu, Pb, Zn, In, Sn |  |  | ZOB29-4 |  | underground mine |  |  |  |  | ore material | drill core | underground mining tunnels and drill cores | mineral separate | [5 empty] | mineralisation |  |  |  | sphalerite, chalcopyrite, pyrrhotite, pyrite, arsenopyrite | [6 empty] | galena, bismuthinite, marcasite, iron oxides, pyroxene, actinolite, quartz | thin sections and polished blocks examined using optical microscope, BSE detector, and EDS prior to analysis | EMPA, LA-ICPMS | JEOL JXA-8230 electron probe microanalyzer; RESOlution-LR 193 nm ArF excimer laser ablation system coupled to an Agilent 7700x ICP-MS | Laboratory of Mineral Resources Research Center, Fuzhou University; Adelaide Microscopy, the University of Adelaide | EPMA point analysis: accelerating voltage 15 kV, beam current 20 nA, beam diameter ~5 μm; EPMA mapping: accelerating voltage 20 kV, working current 50 nA, dwell time ~10 ms; BSE imaging: accelerating voltage 20 kV, beam current 10 nA; LA-ICP-MS: energy density 3~3.5 J/cm2, spot sizes 29 to 51 μm, repetition rates 5 Hz (polished thin-section) and 10 Hz (polished blocks), ~30 s background acquisition, ~40 s sample data acquisition | STDGL3 (Danyushevsky et al. 2011) and GSD-1G (USGS) | 26.854 | [19 empty] | 1900.4604 | [5 empty] | 25.4669 | [5 empty] | 166.2082 | [9 empty] | 85745.9797 |  | 28.3273 |  |  |  | 25.2913 | [7 empty] | 222.1443 | [13 empty] | 4443.5805 | [15 empty] | 25.0629 | [17 empty] | 25.0042 | [9 empty] | 25.22 | [35 empty] | CHN | Tibet
| Lawu |  | Magmatic hydrothermal | Skarn | Cu-Pb-Zn skarn | Cu, Pb, Zn | In, Sn | Cu, Pb, Zn, In, Sn |  |  | ZOB29-5 |  | underground mine |  |  |  |  | ore material | drill core | underground mining tunnels and drill cores | mineral separate | [5 empty] | mineralisation |  |  |  | sphalerite, chalcopyrite, pyrrhotite, pyrite, arsenopyrite | [6 empty] | galena, bismuthinite, marcasite, iron oxides, pyroxene, actinolite, quartz | thin sections and polished blocks examined using optical microscope, BSE detector, and EDS prior to analysis | EMPA, LA-ICPMS | JEOL JXA-8230 electron probe microanalyzer; RESOlution-LR 193 nm ArF excimer laser ablation system coupled to an Agilent 7700x ICP-MS | Laboratory of Mineral Resources Research Center, Fuzhou University; Adelaide Microscopy, the University of Adelaide | EPMA point analysis: accelerating voltage 15 kV, beam current 20 nA, beam diameter ~5 μm; EPMA mapping: accelerating voltage 20 kV, working current 50 nA, dwell time ~10 ms; BSE imaging: accelerating voltage 20 kV, beam current 10 nA; LA-ICP-MS: energy density 3~3.5 J/cm2, spot sizes 29 to 51 μm, repetition rates 5 Hz (polished thin-section) and 10 Hz (polished blocks), ~30 s background acquisition, ~40 s sample data acquisition | STDGL3 (Danyushevsky et al. 2011) and GSD-1G (USGS) | 27.854 | [19 empty] | 1901.4604 | [5 empty] | 26.4669 | [5 empty] | 167.2082 | [9 empty] | 85746.9797 |  | 29.3273 |  |  |  | 26.2913 | [7 empty] | 223.1443 | [13 empty] | 4444.5805 | [15 empty] | 26.0629 | [17 empty] | 26.0042 | [9 empty] | 26.22 | [35 empty] | CHN | Tibet
| Lawu |  | Magmatic hydrothermal | Skarn | Cu-Pb-Zn skarn | Cu, Pb, Zn | In, Sn | Cu, Pb, Zn, In, Sn |  |  | ZOB29-6 |  | underground mine |  |  |  |  | ore material | drill core | underground mining tunnels and drill cores | mineral separate | [5 empty] | mineralisation |  |  |  | sphalerite, chalcopyrite, pyrrhotite, pyrite, arsenopyrite | [6 empty] | galena, bismuthinite, marcasite, iron oxides, pyroxene, actinolite, quartz | thin sections and polished blocks examined using optical microscope, BSE detector, and EDS prior to analysis | EMPA, LA-ICPMS | JEOL JXA-8230 electron probe microanalyzer; RESOlution-LR 193 nm ArF excimer laser ablation system coupled to an Agilent 7700x ICP-MS | Laboratory of Mineral Resources Research Center, Fuzhou University; Adelaide Microscopy, the University of Adelaide | EPMA point analysis: accelerating voltage 15 kV, beam current 20 nA, beam diameter ~5 μm; EPMA mapping: accelerating voltage 20 kV, working current 50 nA, dwell time ~10 ms; BSE imaging: accelerating voltage 20 kV, beam current 10 nA; LA-ICP-MS: energy density 3~3.5 J/cm2, spot sizes 29 to 51 μm, repetition rates 5 Hz (polished thin-section) and 10 Hz (polished blocks), ~30 s background acquisition, ~40 s sample data acquisition | STDGL3 (Danyushevsky et al. 2011) and GSD-1G (USGS) | 28.854 | [19 empty] | 1902.4604 | [5 empty] | 27.4669 | [5 empty] | 168.2082 | [9 empty] | 85747.9797 |  | 30.3273 |  |  |  | 27.2913 | [7 empty] | 224.1443 | [13 empty] | 4445.5805 | [15 empty] | 27.0629 | [17 empty] | 27.0042 | [9 empty] | 27.22 | [35 empty] | CHN | Tibet
| Lawu |  | Magmatic hydrothermal | Skarn | Cu-Pb-Zn skarn | Cu, Pb, Zn | In, Sn | Cu, Pb, Zn, In, Sn |  |  | ZOB29-7 |  | underground mine |  |  |  |  | ore material | drill core | underground mining tunnels and drill cores | mineral separate | [5 empty] | mineralisation |  |  |  | sphalerite, chalcopyrite, pyrrhotite, pyrite, arsenopyrite | [6 empty] | galena, bismuthinite, marcasite, iron oxides, pyroxene, actinolite, quartz | thin sections and polished blocks examined using optical microscope, BSE detector, and EDS prior to analysis | EMPA, LA-ICPMS | JEOL JXA-8230 electron probe microanalyzer; RESOlution-LR 193 nm ArF excimer laser ablation system coupled to an Agilent 7700x ICP-MS | Laboratory of Mineral Resources Research Center, Fuzhou University; Adelaide Microscopy, the University of Adelaide | EPMA point analysis: accelerating voltage 15 kV, beam current 20 nA, beam diameter ~5 μm; EPMA mapping: accelerating voltage 20 kV, working current 50 nA, dwell time ~10 ms; BSE imaging: accelerating voltage 20 kV, beam current 10 nA; LA-ICP-MS: energy density 3~3.5 J/cm2, spot sizes 29 to 51 μm, repetition rates 5 Hz (polished thin-section) and 10 Hz (polished blocks), ~30 s background acquisition, ~40 s sample data acquisition | STDGL3 (Danyushevsky et al. 2011) and GSD-1G (USGS) | 29.854 | [19 empty] | 1903.4604 | [5 empty] | 28.4669 | [5 empty] | 169.2082 | [9 empty] | 85748.9797 |  | 31.3273 |  |  |  | 28.2913 | [7 empty] | 225.1443 | [13 empty] | 4446.5805 | [15 empty] | 28.0629 | [17 empty] | 28.0042 | [9 empty] | 28.22 | [35 empty] | CHN | Tibet
| Lawu |  | Magmatic hydrothermal | Skarn | Cu-Pb-Zn skarn | Cu, Pb, Zn | In, Sn | Cu, Pb, Zn, In, Sn |  |  | YOB1-1 |  | underground mine |  |  |  |  | ore material | drill core | underground mining tunnels and drill cores | mineral separate | [5 empty] | mineralisation |  |  |  | sphalerite, chalcopyrite, pyrrhotite, pyrite, arsenopyrite | [6 empty] | galena, bismuthinite, marcasite, iron oxides, pyroxene, actinolite, quartz | thin sections and polished blocks examined using optical microscope, BSE detector, and EDS prior to analysis | EMPA, LA-ICPMS | JEOL JXA-8230 electron probe microanalyzer; RESOlution-LR 193 nm ArF excimer laser ablation system coupled to an Agilent 7700x ICP-MS | Laboratory of Mineral Resources Research Center, Fuzhou University; Adelaide Microscopy, the University of Adelaide | EPMA point analysis: accelerating voltage 15 kV, beam current 20 nA, beam diameter ~5 μm; EPMA mapping: accelerating voltage 20 kV, working current 50 nA, dwell time ~10 ms; BSE imaging: accelerating voltage 20 kV, beam current 10 nA; LA-ICP-MS: energy density 3~3.5 J/cm2, spot sizes 29 to 51 μm, repetition rates 5 Hz (polished thin-section) and 10 Hz (polished blocks), ~30 s background acquisition, ~40 s sample data acquisition | STDGL3 (Danyushevsky et al. 2011) and GSD-1G (USGS) | 30.854 | [19 empty] | 1904.4604 | [5 empty] | 29.4669 | [5 empty] | 170.2082 | [9 empty] | 85749.9797 |  | 32.3273 |  |  |  | 29.2913 | [7 empty] | 226.1443 | [13 empty] | 4447.5805 | [15 empty] | 29.0629 | [17 empty] | 29.0042 | [9 empty] | 29.22 | [35 empty] | CHN | Tibet
| Lawu |  | Magmatic hydrothermal | Skarn | Cu-Pb-Zn skarn | Cu, Pb, Zn | In, Sn | Cu, Pb, Zn, In, Sn |  |  | YOB1-2 |  | underground mine |  |  |  |  | ore material | drill core | underground mining tunnels and drill cores | mineral separate | [5 empty] | mineralisation |  |  |  | sphalerite, chalcopyrite, pyrrhotite, pyrite, arsenopyrite | [6 empty] | galena, bismuthinite, marcasite, iron oxides, pyroxene, actinolite, quartz | thin sections and polished blocks examined using optical microscope, BSE detector, and EDS prior to analysis | EMPA, LA-ICPMS | JEOL JXA-8230 electron probe microanalyzer; RESOlution-LR 193 nm ArF excimer laser ablation system coupled to an Agilent 7700x ICP-MS | Laboratory of Mineral Resources Research Center, Fuzhou University; Adelaide Microscopy, the University of Adelaide | EPMA point analysis: accelerating voltage 15 kV, beam current 20 nA, beam diameter ~5 μm; EPMA mapping: accelerating voltage 20 kV, working current 50 nA, dwell time ~10 ms; BSE imaging: accelerating voltage 20 kV, beam current 10 nA; LA-ICP-MS: energy density 3~3.5 J/cm2, spot sizes 29 to 51 μm, repetition rates 5 Hz (polished thin-section) and 10 Hz (polished blocks), ~30 s background acquisition, ~40 s sample data acquisition | STDGL3 (Danyushevsky et al. 2011) and GSD-1G (USGS) | 31.854 | [19 empty] | 1905.4604 | [5 empty] | 30.4669 | [5 empty] | 171.2082 | [9 empty] | 85750.9797 |  | 33.3273 |  |  |  | 30.2913 | [7 empty] | 227.1443 | [13 empty] | 4448.5805 | [15 empty] | 30.0629 | [17 empty] | 30.0042 | [9 empty] | 30.22 | [35 empty] | CHN | Tibet
| Lawu |  | Magmatic hydrothermal | Skarn | Cu-Pb-Zn skarn | Cu, Pb, Zn | In, Sn | Cu, Pb, Zn, In, Sn |  |  | YOB1-3 |  | underground mine |  |  |  |  | ore material | drill core | underground mining tunnels and drill cores | mineral separate | [5 empty] | mineralisation |  |  |  | sphalerite, chalcopyrite, pyrrhotite, pyrite, arsenopyrite | [6 empty] | galena, bismuthinite, marcasite, iron oxides, pyroxene, actinolite, quartz | thin sections and polished blocks examined using optical microscope, BSE detector, and EDS prior to analysis | EMPA, LA-ICPMS | JEOL JXA-8230 electron probe microanalyzer; RESOlution-LR 193 nm ArF excimer laser ablation system coupled to an Agilent 7700x ICP-MS | Laboratory of Mineral Resources Research Center, Fuzhou University; Adelaide Microscopy, the University of Adelaide | EPMA point analysis: accelerating voltage 15 kV, beam current 20 nA, beam diameter ~5 μm; EPMA mapping: accelerating voltage 20 kV, working current 50 nA, dwell time ~10 ms; BSE imaging: accelerating voltage 20 kV, beam current 10 nA; LA-ICP-MS: energy density 3~3.5 J/cm2, spot sizes 29 to 51 μm, repetition rates 5 Hz (polished thin-section) and 10 Hz (polished blocks), ~30 s background acquisition, ~40 s sample data acquisition | STDGL3 (Danyushevsky et al. 2011) and GSD-1G (USGS) | 32.854 | [19 empty] | 1906.4604 | [5 empty] | 31.4669 | [5 empty] | 172.2082 | [9 empty] | 85751.9797 |  | 34.3273 |  |  |  | 31.2913 | [7 empty] | 228.1443 | [13 empty] | 4449.5805 | [15 empty] | 31.0629 | [17 empty] | 31.0042 | [9 empty] | 31.22 | [35 empty] | CHN | Tibet
| Lawu |  | Magmatic hydrothermal | Skarn | Cu-Pb-Zn skarn | Cu, Pb, Zn | In, Sn | Cu, Pb, Zn, In, Sn |  |  | YOB1-4 |  | underground mine |  |  |  |  | ore material | drill core | underground mining tunnels and drill cores | mineral separate | [5 empty] | mineralisation |  |  |  | sphalerite, chalcopyrite, pyrrhotite, pyrite, arsenopyrite | [6 empty] | galena, bismuthinite, marcasite, iron oxides, pyroxene, actinolite, quartz | thin sections and polished blocks examined using optical microscope, BSE detector, and EDS prior to analysis | EMPA, LA-ICPMS | JEOL JXA-8230 electron probe microanalyzer; RESOlution-LR 193 nm ArF excimer laser ablation system coupled to an Agilent 7700x ICP-MS | Laboratory of Mineral Resources Research Center, Fuzhou University; Adelaide Microscopy, the University of Adelaide | EPMA point analysis: accelerating voltage 15 kV, beam current 20 nA, beam diameter ~5 μm; EPMA mapping: accelerating voltage 20 kV, working current 50 nA, dwell time ~10 ms; BSE imaging: accelerating voltage 20 kV, beam current 10 nA; LA-ICP-MS: energy density 3~3.5 J/cm2, spot sizes 29 to 51 μm, repetition rates 5 Hz (polished thin-section) and 10 Hz (polished blocks), ~30 s background acquisition, ~40 s sample data acquisition | STDGL3 (Danyushevsky et al. 2011) and GSD-1G (USGS) | 33.854 | [19 empty] | 1907.4604 | [5 empty] | 32.4669 | [5 empty] | 173.2082 | [9 empty] | 85752.9797 |  | 35.3273 |  |  |  | 32.2913 | [7 empty] | 229.1443 | [13 empty] | 4450.5805 | [15 empty] | 32.0629 | [17 empty] | 32.0042 | [9 empty] | 32.22 | [35 empty] | CHN | Tibet
| Lawu |  | Magmatic hydrothermal | Skarn | Cu-Pb-Zn skarn | Cu, Pb, Zn | In, Sn | Cu, Pb, Zn, In, Sn |  |  | YOB1-5 |  | underground mine |  |  |  |  | ore material | drill core | underground mining tunnels and drill cores | mineral separate | [5 empty] | mineralisation |  |  |  | sphalerite, chalcopyrite, pyrrhotite, pyrite, arsenopyrite | [6 empty] | galena, bismuthinite, marcasite, iron oxides, pyroxene, actinolite, quartz | thin sections and polished blocks examined using optical microscope, BSE detector, and EDS prior to analysis | EMPA, LA-ICPMS | JEOL JXA-8230 electron probe microanalyzer; RESOlution-LR 193 nm ArF excimer laser ablation system coupled to an Agilent 7700x ICP-MS | Laboratory of Mineral Resources Research Center, Fuzhou University; Adelaide Microscopy, the University of Adelaide | EPMA point analysis: accelerating voltage 15 kV, beam current 20 nA, beam diameter ~5 μm; EPMA mapping: accelerating voltage 20 kV, working current 50 nA, dwell time ~10 ms; BSE imaging: accelerating voltage 20 kV, beam current 10 nA; LA-ICP-MS: energy density 3~3.5 J/cm2, spot sizes 29 to 51 μm, repetition rates 5 Hz (polished thin-section) and 10 Hz (polished blocks), ~30 s background acquisition, ~40 s sample data acquisition | STDGL3 (Danyushevsky et al. 2011) and GSD-1G (USGS) | 34.854 | [19 empty] | 1908.4604 | [5 empty] | 33.4669 | [5 empty] | 174.2082 | [9 empty] | 85753.9797 |  | 36.3273 |  |  |  | 33.2913 | [7 empty] | 230.1443 | [13 empty] | 4451.5805 | [15 empty] | 33.0629 | [17 empty] | 33.0042 | [9 empty] | 33.22 | [35 empty] | CHN | Tibet
| Lawu |  | Magmatic hydrothermal | Skarn | Cu-Pb-Zn skarn | Cu, Pb, Zn | In, Sn | Cu, Pb, Zn, In, Sn |  |  | YOB1-6 |  | underground mine |  |  |  |  | ore material | drill core | underground mining tunnels and drill cores | mineral separate | [5 empty] | mineralisation |  |  |  | sphalerite, chalcopyrite, pyrrhotite, pyrite, arsenopyrite | [6 empty] | galena, bismuthinite, marcasite, iron oxides, pyroxene, actinolite, quartz | thin sections and polished blocks examined using optical microscope, BSE detector, and EDS prior to analysis | EMPA, LA-ICPMS | JEOL JXA-8230 electron probe microanalyzer; RESOlution-LR 193 nm ArF excimer laser ablation system coupled to an Agilent 7700x ICP-MS | Laboratory of Mineral Resources Research Center, Fuzhou University; Adelaide Microscopy, the University of Adelaide | EPMA point analysis: accelerating voltage 15 kV, beam current 20 nA, beam diameter ~5 μm; EPMA mapping: accelerating voltage 20 kV, working current 50 nA, dwell time ~10 ms; BSE imaging: accelerating voltage 20 kV, beam current 10 nA; LA-ICP-MS: energy density 3~3.5 J/cm2, spot sizes 29 to 51 μm, repetition rates 5 Hz (polished thin-section) and 10 Hz (polished blocks), ~30 s background acquisition, ~40 s sample data acquisition | STDGL3 (Danyushevsky et al. 2011) and GSD-1G (USGS) | 35.854 | [19 empty] | 1909.4604 | [5 empty] | 34.4669 | [5 empty] | 175.2082 | [9 empty] | 85754.9797 |  | 37.3273 |  |  |  | 34.2913 | [7 empty] | 231.1443 | [13 empty] | 4452.5805 | [15 empty] | 34.0629 | [17 empty] | 34.0042 | [9 empty] | 34.22 | [35 empty] | CHN | Tibet
| Lawu |  | Magmatic hydrothermal | Skarn | Cu-Pb-Zn skarn | Cu, Pb, Zn | In, Sn | Cu, Pb, Zn, In, Sn |  |  | YOB1-7 |  | underground mine |  |  |  |  | ore material | drill core | underground mining tunnels and drill cores | mineral separate | [5 empty] | mineralisation |  |  |  | sphalerite, chalcopyrite, pyrrhotite, pyrite, arsenopyrite | [6 empty] | galena, bismuthinite, marcasite, iron oxides, pyroxene, actinolite, quartz | thin sections and polished blocks examined using optical microscope, BSE detector, and EDS prior to analysis | EMPA, LA-ICPMS | JEOL JXA-8230 electron probe microanalyzer; RESOlution-LR 193 nm ArF excimer laser ablation system coupled to an Agilent 7700x ICP-MS | Laboratory of Mineral Resources Research Center, Fuzhou University; Adelaide Microscopy, the University of Adelaide | EPMA point analysis: accelerating voltage 15 kV, beam current 20 nA, beam diameter ~5 μm; EPMA mapping: accelerating voltage 20 kV, working current 50 nA, dwell time ~10 ms; BSE imaging: accelerating voltage 20 kV, beam current 10 nA; LA-ICP-MS: energy density 3~3.5 J/cm2, spot sizes 29 to 51 μm, repetition rates 5 Hz (polished thin-section) and 10 Hz (polished blocks), ~30 s background acquisition, ~40 s sample data acquisition | STDGL3 (Danyushevsky et al. 2011) and GSD-1G (USGS) | 36.854 | [19 empty] | 1910.4604 | [5 empty] | 35.4669 | [5 empty] | 176.2082 | [9 empty] | 85755.9797 |  | 38.3273 |  |  |  | 35.2913 | [7 empty] | 232.1443 | [13 empty] | 4453.5805 | [15 empty] | 35.0629 | [17 empty] | 35.0042 | [9 empty] | 35.22 | [35 empty] | CHN | Tibet
| Lawu |  | Magmatic hydrothermal | Skarn | Cu-Pb-Zn skarn | Cu, Pb, Zn | In, Sn | Cu, Pb, Zn, In, Sn |  |  | YOB1-8 |  | underground mine |  |  |  |  | ore material | drill core | underground mining tunnels and drill cores | mineral separate | [5 empty] | mineralisation |  |  |  | sphalerite, chalcopyrite, pyrrhotite, pyrite, arsenopyrite | [6 empty] | galena, bismuthinite, marcasite, iron oxides, pyroxene, actinolite, quartz | thin sections and polished blocks examined using optical microscope, BSE detector, and EDS prior to analysis | EMPA, LA-ICPMS | JEOL JXA-8230 electron probe microanalyzer; RESOlution-LR 193 nm ArF excimer laser ablation system coupled to an Agilent 7700x ICP-MS | Laboratory of Mineral Resources Research Center, Fuzhou University; Adelaide Microscopy, the University of Adelaide | EPMA point analysis: accelerating voltage 15 kV, beam current 20 nA, beam diameter ~5 μm; EPMA mapping: accelerating voltage 20 kV, working current 50 nA, dwell time ~10 ms; BSE imaging: accelerating voltage 20 kV, beam current 10 nA; LA-ICP-MS: energy density 3~3.5 J/cm2, spot sizes 29 to 51 μm, repetition rates 5 Hz (polished thin-section) and 10 Hz (polished blocks), ~30 s background acquisition, ~40 s sample data acquisition | STDGL3 (Danyushevsky et al. 2011) and GSD-1G (USGS) | 37.854 | [19 empty] | 1911.4604 | [5 empty] | 36.4669 | [5 empty] | 177.2082 | [9 empty] | 85756.9797 |  | 39.3273 |  |  |  | 36.2913 | [7 empty] | 233.1443 | [13 empty] | 4454.5805 | [15 empty] | 36.0629 | [17 empty] | 36.0042 | [9 empty] | 36.22 | [35 empty] | CHN | Tibet
| Lawu |  | Magmatic hydrothermal | Skarn | Cu-Pb-Zn skarn | Cu, Pb, Zn | In, Sn | Cu, Pb, Zn, In, Sn |  |  | YOB2-1 |  | underground mine |  |  |  |  | ore material | drill core | underground mining tunnels and drill cores | mineral separate | [5 empty] | mineralisation |  |  |  | sphalerite, chalcopyrite, pyrrhotite, pyrite, arsenopyrite | [6 empty] | galena, bismuthinite, marcasite, iron oxides, pyroxene, actinolite, quartz | thin sections and polished blocks examined using optical microscope, BSE detector, and EDS prior to analysis | EMPA, LA-ICPMS | JEOL JXA-8230 electron probe microanalyzer; RESOlution-LR 193 nm ArF excimer laser ablation system coupled to an Agilent 7700x ICP-MS | Laboratory of Mineral Resources Research Center, Fuzhou University; Adelaide Microscopy, the University of Adelaide | EPMA point analysis: accelerating voltage 15 kV, beam current 20 nA, beam diameter ~5 μm; EPMA mapping: accelerating voltage 20 kV, working current 50 nA, dwell time ~10 ms; BSE imaging: accelerating voltage 20 kV, beam current 10 nA; LA-ICP-MS: energy density 3~3.5 J/cm2, spot sizes 29 to 51 μm, repetition rates 5 Hz (polished thin-section) and 10 Hz (polished blocks), ~30 s background acquisition, ~40 s sample data acquisition | STDGL3 (Danyushevsky et al. 2011) and GSD-1G (USGS) | 38.854 | [19 empty] | 1912.4604 | [5 empty] | 37.4669 | [5 empty] | 178.2082 | [9 empty] | 85757.9797 |  | 40.3273 |  |  |  | 37.2913 | [7 empty] | 234.1443 | [13 empty] | 4455.5805 | [15 empty] | 37.0629 | [17 empty] | 37.0042 | [9 empty] | 37.22 | [35 empty] | CHN | Tibet
| Lawu |  | Magmatic hydrothermal | Skarn | Cu-Pb-Zn skarn | Cu, Pb, Zn | In, Sn | Cu, Pb, Zn, In, Sn |  |  | YOB2-2 |  | underground mine |  |  |  |  | ore material | drill core | underground mining tunnels and drill cores | mineral separate | [5 empty] | mineralisation |  |  |  | sphalerite, chalcopyrite, pyrrhotite, pyrite, arsenopyrite | [6 empty] | galena, bismuthinite, marcasite, iron oxides, pyroxene, actinolite, quartz | thin sections and polished blocks examined using optical microscope, BSE detector, and EDS prior to analysis | EMPA, LA-ICPMS | JEOL JXA-8230 electron probe microanalyzer; RESOlution-LR 193 nm ArF excimer laser ablation system coupled to an Agilent 7700x ICP-MS | Laboratory of Mineral Resources Research Center, Fuzhou University; Adelaide Microscopy, the University of Adelaide | EPMA point analysis: accelerating voltage 15 kV, beam current 20 nA, beam diameter ~5 μm; EPMA mapping: accelerating voltage 20 kV, working current 50 nA, dwell time ~10 ms; BSE imaging: accelerating voltage 20 kV, beam current 10 nA; LA-ICP-MS: energy density 3~3.5 J/cm2, spot sizes 29 to 51 μm, repetition rates 5 Hz (polished thin-section) and 10 Hz (polished blocks), ~30 s background acquisition, ~40 s sample data acquisition | STDGL3 (Danyushevsky et al. 2011) and GSD-1G (USGS) | 39.854 | [19 empty] | 1913.4604 | [5 empty] | 38.4669 | [5 empty] | 179.2082 | [9 empty] | 85758.9797 |  | 41.3273 |  |  |  | 38.2913 | [7 empty] | 235.1443 | [13 empty] | 4456.5805 | [15 empty] | 38.0629 | [17 empty] | 38.0042 | [9 empty] | 38.22 | [35 empty] | CHN | Tibet
| Lawu |  | Magmatic hydrothermal | Skarn | Cu-Pb-Zn skarn | Cu, Pb, Zn | In, Sn | Cu, Pb, Zn, In, Sn |  |  | YOB2-3 |  | underground mine |  |  |  |  | ore material | drill core | underground mining tunnels and drill cores | mineral separate | [5 empty] | mineralisation |  |  |  | sphalerite, chalcopyrite, pyrrhotite, pyrite, arsenopyrite | [6 empty] | galena, bismuthinite, marcasite, iron oxides, pyroxene, actinolite, quartz | thin sections and polished blocks examined using optical microscope, BSE detector, and EDS prior to analysis | EMPA, LA-ICPMS | JEOL JXA-8230 electron probe microanalyzer; RESOlution-LR 193 nm ArF excimer laser ablation system coupled to an Agilent 7700x ICP-MS | Laboratory of Mineral Resources Research Center, Fuzhou University; Adelaide Microscopy, the University of Adelaide | EPMA point analysis: accelerating voltage 15 kV, beam current 20 nA, beam diameter ~5 μm; EPMA mapping: accelerating voltage 20 kV, working current 50 nA, dwell time ~10 ms; BSE imaging: accelerating voltage 20 kV, beam current 10 nA; LA-ICP-MS: energy density 3~3.5 J/cm2, spot sizes 29 to 51 μm, repetition rates 5 Hz (polished thin-section) and 10 Hz (polished blocks), ~30 s background acquisition, ~40 s sample data acquisition | STDGL3 (Danyushevsky et al. 2011) and GSD-1G (USGS) | 40.854 | [19 empty] | 1914.4604 | [5 empty] | 39.4669 | [5 empty] | 180.2082 | [9 empty] | 85759.9797 |  | 42.3273 |  |  |  | 39.2913 | [7 empty] | 236.1443 | [13 empty] | 4457.5805 | [15 empty] | 39.0629 | [17 empty] | 39.0042 | [9 empty] | 39.22 | [35 empty] | CHN | Tibet
| Lawu |  | Magmatic hydrothermal | Skarn | Cu-Pb-Zn skarn | Cu, Pb, Zn | In, Sn | Cu, Pb, Zn, In, Sn |  |  | YOB2-4 |  | underground mine |  |  |  |  | ore material | drill core | underground mining tunnels and drill cores | mineral separate | [5 empty] | mineralisation |  |  |  | sphalerite, chalcopyrite, pyrrhotite, pyrite, arsenopyrite | [6 empty] | galena, bismuthinite, marcasite, iron oxides, pyroxene, actinolite, quartz | thin sections and polished blocks examined using optical microscope, BSE detector, and EDS prior to analysis | EMPA, LA-ICPMS | JEOL JXA-8230 electron probe microanalyzer; RESOlution-LR 193 nm ArF excimer laser ablation system coupled to an Agilent 7700x ICP-MS | Laboratory of Mineral Resources Research Center, Fuzhou University; Adelaide Microscopy, the University of Adelaide | EPMA point analysis: accelerating voltage 15 kV, beam current 20 nA, beam diameter ~5 μm; EPMA mapping: accelerating voltage 20 kV, working current 50 nA, dwell time ~10 ms; BSE imaging: accelerating voltage 20 kV, beam current 10 nA; LA-ICP-MS: energy density 3~3.5 J/cm2, spot sizes 29 to 51 μm, repetition rates 5 Hz (polished thin-section) and 10 Hz (polished blocks), ~30 s background acquisition, ~40 s sample data acquisition | STDGL3 (Danyushevsky et al. 2011) and GSD-1G (USGS) | 41.854 | [19 empty] | 1915.4604 | [5 empty] | 40.4669 | [5 empty] | 181.2082 | [9 empty] | 85760.9797 |  | 43.3273 |  |  |  | 40.2913 | [7 empty] | 237.1443 | [13 empty] | 4458.5805 | [15 empty] | 40.0629 | [17 empty] | 40.0042 | [9 empty] | 40.22 | [35 empty] | CHN | Tibet
| Lawu |  | Magmatic hydrothermal | Skarn | Cu-Pb-Zn skarn | Cu, Pb, Zn | In, Sn | Cu, Pb, Zn, In, Sn |  |  | YOB2-5 |  | underground mine |  |  |  |  | ore material | drill core | underground mining tunnels and drill cores | mineral separate | [5 empty] | mineralisation |  |  |  | sphalerite, chalcopyrite, pyrrhotite, pyrite, arsenopyrite | [6 empty] | galena, bismuthinite, marcasite, iron oxides, pyroxene, actinolite, quartz | thin sections and polished blocks examined using optical microscope, BSE detector, and EDS prior to analysis | EMPA, LA-ICPMS | JEOL JXA-8230 electron probe microanalyzer; RESOlution-LR 193 nm ArF excimer laser ablation system coupled to an Agilent 7700x ICP-MS | Laboratory of Mineral Resources Research Center, Fuzhou University; Adelaide Microscopy, the University of Adelaide | EPMA point analysis: accelerating voltage 15 kV, beam current 20 nA, beam diameter ~5 μm; EPMA mapping: accelerating voltage 20 kV, working current 50 nA, dwell time ~10 ms; BSE imaging: accelerating voltage 20 kV, beam current 10 nA; LA-ICP-MS: energy density 3~3.5 J/cm2, spot sizes 29 to 51 μm, repetition rates 5 Hz (polished thin-section) and 10 Hz (polished blocks), ~30 s background acquisition, ~40 s sample data acquisition | STDGL3 (Danyushevsky et al. 2011) and GSD-1G (USGS) | 42.854 | [19 empty] | 1916.4604 | [5 empty] | 41.4669 | [5 empty] | 182.2082 | [9 empty] | 85761.9797 |  | 44.3273 |  |  |  | 41.2913 | [7 empty] | 238.1443 | [13 empty] | 4459.5805 | [15 empty] | 41.0629 | [17 empty] | 41.0042 | [9 empty] | 41.22 | [35 empty] | CHN | Tibet
| Lawu |  | Magmatic hydrothermal | Skarn | Cu-Pb-Zn skarn | Cu, Pb, Zn | In, Sn | Cu, Pb, Zn, In, Sn |  |  | YOB2-6 |  | underground mine |  |  |  |  | ore material | drill core | underground mining tunnels and drill cores | mineral separate | [5 empty] | mineralisation |  |  |  | sphalerite, chalcopyrite, pyrrhotite, pyrite, arsenopyrite | [6 empty] | galena, bismuthinite, marcasite, iron oxides, pyroxene, actinolite, quartz | thin sections and polished blocks examined using optical microscope, BSE detector, and EDS prior to analysis | EMPA, LA-ICPMS | JEOL JXA-8230 electron probe microanalyzer; RESOlution-LR 193 nm ArF excimer laser ablation system coupled to an Agilent 7700x ICP-MS | Laboratory of Mineral Resources Research Center, Fuzhou University; Adelaide Microscopy, the University of Adelaide | EPMA point analysis: accelerating voltage 15 kV, beam current 20 nA, beam diameter ~5 μm; EPMA mapping: accelerating voltage 20 kV, working current 50 nA, dwell time ~10 ms; BSE imaging: accelerating voltage 20 kV, beam current 10 nA; LA-ICP-MS: energy density 3~3.5 J/cm2, spot sizes 29 to 51 μm, repetition rates 5 Hz (polished thin-section) and 10 Hz (polished blocks), ~30 s background acquisition, ~40 s sample data acquisition | STDGL3 (Danyushevsky et al. 2011) and GSD-1G (USGS) | 43.854 | [19 empty] | 1917.4604 | [5 empty] | 42.4669 | [5 empty] | 183.2082 | [9 empty] | 85762.9797 |  | 45.3273 |  |  |  | 42.2913 | [7 empty] | 239.1443 | [13 empty] | 4460.5805 | [15 empty] | 42.0629 | [17 empty] | 42.0042 | [9 empty] | 42.22 | [35 empty] | CHN | Tibet
| Lawu |  | Magmatic hydrothermal | Skarn | Cu-Pb-Zn skarn | Cu, Pb, Zn | In, Sn | Cu, Pb, Zn, In, Sn |  |  | YOB7-1 |  | underground mine |  |  |  |  | ore material | drill core | underground mining tunnels and drill cores | mineral separate | [5 empty] | mineralisation |  |  |  | sphalerite, chalcopyrite, pyrrhotite, pyrite, arsenopyrite | [6 empty] | galena, bismuthinite, marcasite, iron oxides, pyroxene, actinolite, quartz | thin sections and polished blocks examined using optical microscope, BSE detector, and EDS prior to analysis | EMPA, LA-ICPMS | JEOL JXA-8230 electron probe microanalyzer; RESOlution-LR 193 nm ArF excimer laser ablation system coupled to an Agilent 7700x ICP-MS | Laboratory of Mineral Resources Research Center, Fuzhou University; Adelaide Microscopy, the University of Adelaide | EPMA point analysis: accelerating voltage 15 kV, beam current 20 nA, beam diameter ~5 μm; EPMA mapping: accelerating voltage 20 kV, working current 50 nA, dwell time ~10 ms; BSE imaging: accelerating voltage 20 kV, beam current 10 nA; LA-ICP-MS: energy density 3~3.5 J/cm2, spot sizes 29 to 51 μm, repetition rates 5 Hz (polished thin-section) and 10 Hz (polished blocks), ~30 s background acquisition, ~40 s sample data acquisition | STDGL3 (Danyushevsky et al. 2011) and GSD-1G (USGS) | 44.854 | [19 empty] | 1918.4604 | [5 empty] | 43.4669 | [5 empty] | 184.2082 | [9 empty] | 85763.9797 |  | 46.3273 |  |  |  | 43.2913 | [7 empty] | 240.1443 | [13 empty] | 4461.5805 | [15 empty] | 43.0629 | [17 empty] | 43.0042 | [9 empty] | 43.22 | [35 empty] | CHN | Tibet
| Lawu |  | Magmatic hydrothermal | Skarn | Cu-Pb-Zn skarn | Cu, Pb, Zn | In, Sn | Cu, Pb, Zn, In, Sn |  |  | YOB7-2 |  | underground mine |  |  |  |  | ore material | drill core | underground mining tunnels and drill cores | mineral separate | [5 empty] | mineralisation |  |  |  | sphalerite, chalcopyrite, pyrrhotite, pyrite, arsenopyrite | [6 empty] | galena, bismuthinite, marcasite, iron oxides, pyroxene, actinolite, quartz | thin sections and polished blocks examined using optical microscope, BSE detector, and EDS prior to analysis | EMPA, LA-ICPMS | JEOL JXA-8230 electron probe microanalyzer; RESOlution-LR 193 nm ArF excimer laser ablation system coupled to an Agilent 7700x ICP-MS | Laboratory of Mineral Resources Research Center, Fuzhou University; Adelaide Microscopy, the University of Adelaide | EPMA point analysis: accelerating voltage 15 kV, beam current 20 nA, beam diameter ~5 μm; EPMA mapping: accelerating voltage 20 kV, working current 50 nA, dwell time ~10 ms; BSE imaging: accelerating voltage 20 kV, beam current 10 nA; LA-ICP-MS: energy density 3~3.5 J/cm2, spot sizes 29 to 51 μm, repetition rates 5 Hz (polished thin-section) and 10 Hz (polished blocks), ~30 s background acquisition, ~40 s sample data acquisition | STDGL3 (Danyushevsky et al. 2011) and GSD-1G (USGS) | 45.854 | [19 empty] | 1919.4604 | [5 empty] | 44.4669 | [5 empty] | 185.2082 | [9 empty] | 85764.9797 |  | 47.3273 |  |  |  | 44.2913 | [7 empty] | 241.1443 | [13 empty] | 4462.5805 | [15 empty] | 44.0629 | [17 empty] | 44.0042 | [9 empty] | 44.22 | [35 empty] | CHN | Tibet
| Lawu |  | Magmatic hydrothermal | Skarn | Cu-Pb-Zn skarn | Cu, Pb, Zn | In, Sn | Cu, Pb, Zn, In, Sn |  |  | YOB7-3 |  | underground mine |  |  |  |  | ore material | drill core | underground mining tunnels and drill cores | mineral separate | [5 empty] | mineralisation |  |  |  | sphalerite, chalcopyrite, pyrrhotite, pyrite, arsenopyrite | [6 empty] | galena, bismuthinite, marcasite, iron oxides, pyroxene, actinolite, quartz | thin sections and polished blocks examined using optical microscope, BSE detector, and EDS prior to analysis | EMPA, LA-ICPMS | JEOL JXA-8230 electron probe microanalyzer; RESOlution-LR 193 nm ArF excimer laser ablation system coupled to an Agilent 7700x ICP-MS | Laboratory of Mineral Resources Research Center, Fuzhou University; Adelaide Microscopy, the University of Adelaide | EPMA point analysis: accelerating voltage 15 kV, beam current 20 nA, beam diameter ~5 μm; EPMA mapping: accelerating voltage 20 kV, working current 50 nA, dwell time ~10 ms; BSE imaging: accelerating voltage 20 kV, beam current 10 nA; LA-ICP-MS: energy density 3~3.5 J/cm2, spot sizes 29 to 51 μm, repetition rates 5 Hz (polished thin-section) and 10 Hz (polished blocks), ~30 s background acquisition, ~40 s sample data acquisition | STDGL3 (Danyushevsky et al. 2011) and GSD-1G (USGS) | 46.854 | [19 empty] | 1920.4604 | [5 empty] | 45.4669 | [5 empty] | 186.2082 | [9 empty] | 85765.9797 |  | 48.3273 |  |  |  | 45.2913 | [7 empty] | 242.1443 | [13 empty] | 4463.5805 | [15 empty] | 45.0629 | [17 empty] | 45.0042 | [9 empty] | 45.22 | [35 empty] | CHN | Tibet
| Lawu |  | Magmatic hydrothermal | Skarn | Cu-Pb-Zn skarn | Cu, Pb, Zn | In, Sn | Cu, Pb, Zn, In, Sn |  |  | YOB7-4 |  | underground mine |  |  |  |  | ore material | drill core | underground mining tunnels and drill cores | mineral separate | [5 empty] | mineralisation |  |  |  | sphalerite, chalcopyrite, pyrrhotite, pyrite, arsenopyrite | [6 empty] | galena, bismuthinite, marcasite, iron oxides, pyroxene, actinolite, quartz | thin sections and polished blocks examined using optical microscope, BSE detector, and EDS prior to analysis | EMPA, LA-ICPMS | JEOL JXA-8230 electron probe microanalyzer; RESOlution-LR 193 nm ArF excimer laser ablation system coupled to an Agilent 7700x ICP-MS | Laboratory of Mineral Resources Research Center, Fuzhou University; Adelaide Microscopy, the University of Adelaide | EPMA point analysis: accelerating voltage 15 kV, beam current 20 nA, beam diameter ~5 μm; EPMA mapping: accelerating voltage 20 kV, working current 50 nA, dwell time ~10 ms; BSE imaging: accelerating voltage 20 kV, beam current 10 nA; LA-ICP-MS: energy density 3~3.5 J/cm2, spot sizes 29 to 51 μm, repetition rates 5 Hz (polished thin-section) and 10 Hz (polished blocks), ~30 s background acquisition, ~40 s sample data acquisition | STDGL3 (Danyushevsky et al. 2011) and GSD-1G (USGS) | 47.854 | [19 empty] | 1921.4604 | [5 empty] | 46.4669 | [5 empty] | 187.2082 | [9 empty] | 85766.9797 |  | 49.3273 |  |  |  | 46.2913 | [7 empty] | 243.1443 | [13 empty] | 4464.5805 | [15 empty] | 46.0629 | [17 empty] | 46.0042 | [9 empty] | 46.22 | [35 empty] | CHN | Tibet
| Lawu |  | Magmatic hydrothermal | Skarn | Cu-Pb-Zn skarn | Cu, Pb, Zn | In, Sn | Cu, Pb, Zn, In, Sn |  |  | YOB7-5 |  | underground mine |  |  |  |  | ore material | drill core | underground mining tunnels and drill cores | mineral separate | [5 empty] | mineralisation |  |  |  | sphalerite, chalcopyrite, pyrrhotite, pyrite, arsenopyrite | [6 empty] | galena, bismuthinite, marcasite, iron oxides, pyroxene, actinolite, quartz | thin sections and polished blocks examined using optical microscope, BSE detector, and EDS prior to analysis | EMPA, LA-ICPMS | JEOL JXA-8230 electron probe microanalyzer; RESOlution-LR 193 nm ArF excimer laser ablation system coupled to an Agilent 7700x ICP-MS | Laboratory of Mineral Resources Research Center, Fuzhou University; Adelaide Microscopy, the University of Adelaide | EPMA point analysis: accelerating voltage 15 kV, beam current 20 nA, beam diameter ~5 μm; EPMA mapping: accelerating voltage 20 kV, working current 50 nA, dwell time ~10 ms; BSE imaging: accelerating voltage 20 kV, beam current 10 nA; LA-ICP-MS: energy density 3~3.5 J/cm2, spot sizes 29 to 51 μm, repetition rates 5 Hz (polished thin-section) and 10 Hz (polished blocks), ~30 s background acquisition, ~40 s sample data acquisition | STDGL3 (Danyushevsky et al. 2011) and GSD-1G (USGS) | 48.854 | [19 empty] | 1922.4604 | [5 empty] | 47.4669 | [5 empty] | 188.2082 | [9 empty] | 85767.9797 |  | 50.3273 |  |  |  | 47.2913 | [7 empty] | 244.1443 | [13 empty] | 4465.5805 | [15 empty] | 47.0629 | [17 empty] | 47.0042 | [9 empty] | 47.22 | [35 empty] | CHN | Tibet
| Lawu |  | Magmatic hydrothermal | Skarn | Cu-Pb-Zn skarn | Cu, Pb, Zn | In, Sn | Cu, Pb, Zn, In, Sn |  |  | YOB14-1 |  | underground mine |  |  |  |  | ore material | drill core | underground mining tunnels and drill cores | mineral separate | [5 empty] | mineralisation |  |  |  | sphalerite, chalcopyrite, pyrrhotite, pyrite, arsenopyrite | [6 empty] | galena, bismuthinite, marcasite, iron oxides, pyroxene, actinolite, quartz | thin sections and polished blocks examined using optical microscope, BSE detector, and EDS prior to analysis | EMPA, LA-ICPMS | JEOL JXA-8230 electron probe microanalyzer; RESOlution-LR 193 nm ArF excimer laser ablation system coupled to an Agilent 7700x ICP-MS | Laboratory of Mineral Resources Research Center, Fuzhou University; Adelaide Microscopy, the University of Adelaide | EPMA point analysis: accelerating voltage 15 kV, beam current 20 nA, beam diameter ~5 μm; EPMA mapping: accelerating voltage 20 kV, working current 50 nA, dwell time ~10 ms; BSE imaging: accelerating voltage 20 kV, beam current 10 nA; LA-ICP-MS: energy density 3~3.5 J/cm2, spot sizes 29 to 51 μm, repetition rates 5 Hz (polished thin-section) and 10 Hz (polished blocks), ~30 s background acquisition, ~40 s sample data acquisition | STDGL3 (Danyushevsky et al. 2011) and GSD-1G (USGS) | 49.854 | [19 empty] | 1923.4604 | [5 empty] | 48.4669 | [5 empty] | 189.2082 | [9 empty] | 85768.9797 |  | 51.3273 |  |  |  | 48.2913 | [7 empty] | 245.1443 | [13 empty] | 4466.5805 | [15 empty] | 48.0629 | [17 empty] | 48.0042 | [9 empty] | 48.22 | [35 empty] | CHN | Tibet
| Lawu |  | Magmatic hydrothermal | Skarn | Cu-Pb-Zn skarn | Cu, Pb, Zn | In, Sn | Cu, Pb, Zn, In, Sn |  |  | YOB14-2 |  | underground mine |  |  |  |  | ore material | drill core | underground mining tunnels and drill cores | mineral separate | [5 empty] | mineralisation |  |  |  | sphalerite, chalcopyrite, pyrrhotite, pyrite, arsenopyrite | [6 empty] | galena, bismuthinite, marcasite, iron oxides, pyroxene, actinolite, quartz | thin sections and polished blocks examined using optical microscope, BSE detector, and EDS prior to analysis | EMPA, LA-ICPMS | JEOL JXA-8230 electron probe microanalyzer; RESOlution-LR 193 nm ArF excimer laser ablation system coupled to an Agilent 7700x ICP-MS | Laboratory of Mineral Resources Research Center, Fuzhou University; Adelaide Microscopy, the University of Adelaide | EPMA point analysis: accelerating voltage 15 kV, beam current 20 nA, beam diameter ~5 μm; EPMA mapping: accelerating voltage 20 kV, working current 50 nA, dwell time ~10 ms; BSE imaging: accelerating voltage 20 kV, beam current 10 nA; LA-ICP-MS: energy density 3~3.5 J/cm2, spot sizes 29 to 51 μm, repetition rates 5 Hz (polished thin-section) and 10 Hz (polished blocks), ~30 s background acquisition, ~40 s sample data acquisition | STDGL3 (Danyushevsky et al. 2011) and GSD-1G (USGS) | 50.854 | [19 empty] | 1924.4604 | [5 empty] | 49.4669 | [5 empty] | 190.2082 | [9 empty] | 85769.9797 |  | 52.3273 |  |  |  | 49.2913 | [7 empty] | 246.1443 | [13 empty] | 4467.5805 | [15 empty] | 49.0629 | [17 empty] | 49.0042 | [9 empty] | 49.22 | [35 empty] | CHN | Tibet
| Lawu |  | Magmatic hydrothermal | Skarn | Cu-Pb-Zn skarn | Cu, Pb, Zn | In, Sn | Cu, Pb, Zn, In, Sn |  |  | YOB14-3 |  | underground mine |  |  |  |  | ore material | drill core | underground mining tunnels and drill cores | mineral separate | [5 empty] | mineralisation |  |  |  | sphalerite, chalcopyrite, pyrrhotite, pyrite, arsenopyrite | [6 empty] | galena, bismuthinite, marcasite, iron oxides, pyroxene, actinolite, quartz | thin sections and polished blocks examined using optical microscope, BSE detector, and EDS prior to analysis | EMPA, LA-ICPMS | JEOL JXA-8230 electron probe microanalyzer; RESOlution-LR 193 nm ArF excimer laser ablation system coupled to an Agilent 7700x ICP-MS | Laboratory of Mineral Resources Research Center, Fuzhou University; Adelaide Microscopy, the University of Adelaide | EPMA point analysis: accelerating voltage 15 kV, beam current 20 nA, beam diameter ~5 μm; EPMA mapping: accelerating voltage 20 kV, working current 50 nA, dwell time ~10 ms; BSE imaging: accelerating voltage 20 kV, beam current 10 nA; LA-ICP-MS: energy density 3~3.5 J/cm2, spot sizes 29 to 51 μm, repetition rates 5 Hz (polished thin-section) and 10 Hz (polished blocks), ~30 s background acquisition, ~40 s sample data acquisition | STDGL3 (Danyushevsky et al. 2011) and GSD-1G (USGS) | 51.854 | [19 empty] | 1925.4604 | [5 empty] | 50.4669 | [5 empty] | 191.2082 | [9 empty] | 85770.9797 |  | 53.3273 |  |  |  | 50.2913 | [7 empty] | 247.1443 | [13 empty] | 4468.5805 | [15 empty] | 50.0629 | [17 empty] | 50.0042 | [9 empty] | 50.22 | [35 empty] | CHN | Tibet
| Lawu |  | Magmatic hydrothermal | Skarn | Cu-Pb-Zn skarn | Cu, Pb, Zn | In, Sn | Cu, Pb, Zn, In, Sn |  |  | YOB14-4 |  | underground mine |  |  |  |  | ore material | drill core | underground mining tunnels and drill cores | mineral separate | [5 empty] | mineralisation |  |  |  | sphalerite, chalcopyrite, pyrrhotite, pyrite, arsenopyrite | [6 empty] | galena, bismuthinite, marcasite, iron oxides, pyroxene, actinolite, quartz | thin sections and polished blocks examined using optical microscope, BSE detector, and EDS prior to analysis | EMPA, LA-ICPMS | JEOL JXA-8230 electron probe microanalyzer; RESOlution-LR 193 nm ArF excimer laser ablation system coupled to an Agilent 7700x ICP-MS | Laboratory of Mineral Resources Research Center, Fuzhou University; Adelaide Microscopy, the University of Adelaide | EPMA point analysis: accelerating voltage 15 kV, beam current 20 nA, beam diameter ~5 μm; EPMA mapping: accelerating voltage 20 kV, working current 50 nA, dwell time ~10 ms; BSE imaging: accelerating voltage 20 kV, beam current 10 nA; LA-ICP-MS: energy density 3~3.5 J/cm2, spot sizes 29 to 51 μm, repetition rates 5 Hz (polished thin-section) and 10 Hz (polished blocks), ~30 s background acquisition, ~40 s sample data acquisition | STDGL3 (Danyushevsky et al. 2011) and GSD-1G (USGS) | 52.854 | [19 empty] | 1926.4604 | [5 empty] | 51.4669 | [5 empty] | 192.2082 | [9 empty] | 85771.9797 |  | 54.3273 |  |  |  | 51.2913 | [7 empty] | 248.1443 | [13 empty] | 4469.5805 | [15 empty] | 51.0629 | [17 empty] | 51.0042 | [9 empty] | 51.22 | [35 empty] | CHN | Tibet
| Lawu |  | Magmatic hydrothermal | Skarn | Cu-Pb-Zn skarn | Cu, Pb, Zn | In, Sn | Cu, Pb, Zn, In, Sn |  |  | YOB14-5 |  | underground mine |  |  |  |  | ore material | drill core | underground mining tunnels and drill cores | mineral separate | [5 empty] | mineralisation |  |  |  | sphalerite, chalcopyrite, pyrrhotite, pyrite, arsenopyrite | [6 empty] | galena, bismuthinite, marcasite, iron oxides, pyroxene, actinolite, quartz | thin sections and polished blocks examined using optical microscope, BSE detector, and EDS prior to analysis | EMPA, LA-ICPMS | JEOL JXA-8230 electron probe microanalyzer; RESOlution-LR 193 nm ArF excimer laser ablation system coupled to an Agilent 7700x ICP-MS | Laboratory of Mineral Resources Research Center, Fuzhou University; Adelaide Microscopy, the University of Adelaide | EPMA point analysis: accelerating voltage 15 kV, beam current 20 nA, beam diameter ~5 μm; EPMA mapping: accelerating voltage 20 kV, working current 50 nA, dwell time ~10 ms; BSE imaging: accelerating voltage 20 kV, beam current 10 nA; LA-ICP-MS: energy density 3~3.5 J/cm2, spot sizes 29 to 51 μm, repetition rates 5 Hz (polished thin-section) and 10 Hz (polished blocks), ~30 s background acquisition, ~40 s sample data acquisition | STDGL3 (Danyushevsky et al. 2011) and GSD-1G (USGS) | 53.854 | [19 empty] | 1927.4604 | [5 empty] | 52.4669 | [5 empty] | 193.2082 | [9 empty] | 85772.9797 |  | 55.3273 |  |  |  | 52.2913 | [7 empty] | 249.1443 | [13 empty] | 4470.5805 | [15 empty] | 52.0629 | [17 empty] | 52.0042 | [9 empty] | 52.22 | [35 empty] | CHN | Tibet
| Lawu |  | Magmatic hydrothermal | Skarn | Cu-Pb-Zn skarn | Cu, Pb, Zn | In, Sn | Cu, Pb, Zn, In, Sn |  |  | YOB14-6 |  | underground mine |  |  |  |  | ore material | drill core | underground mining tunnels and drill cores | mineral separate | [5 empty] | mineralisation |  |  |  | sphalerite, chalcopyrite, pyrrhotite, pyrite, arsenopyrite | [6 empty] | galena, bismuthinite, marcasite, iron oxides, pyroxene, actinolite, quartz | thin sections and polished blocks examined using optical microscope, BSE detector, and EDS prior to analysis | EMPA, LA-ICPMS | JEOL JXA-8230 electron probe microanalyzer; RESOlution-LR 193 nm ArF excimer laser ablation system coupled to an Agilent 7700x ICP-MS | Laboratory of Mineral Resources Research Center, Fuzhou University; Adelaide Microscopy, the University of Adelaide | EPMA point analysis: accelerating voltage 15 kV, beam current 20 nA, beam diameter ~5 μm; EPMA mapping: accelerating voltage 20 kV, working current 50 nA, dwell time ~10 ms; BSE imaging: accelerating voltage 20 kV, beam current 10 nA; LA-ICP-MS: energy density 3~3.5 J/cm2, spot sizes 29 to 51 μm, repetition rates 5 Hz (polished thin-section) and 10 Hz (polished blocks), ~30 s background acquisition, ~40 s sample data acquisition | STDGL3 (Danyushevsky et al. 2011) and GSD-1G (USGS) | 54.854 | [19 empty] | 1928.4604 | [5 empty] | 53.4669 | [5 empty] | 194.2082 | [9 empty] | 85773.9797 |  | 56.3273 |  |  |  | 53.2913 | [7 empty] | 250.1443 | [13 empty] | 4471.5805 | [15 empty] | 53.0629 | [17 empty] | 53.0042 | [9 empty] | 53.22 | [35 empty] | CHN | Tibet
| Lawu |  | Magmatic hydrothermal | Skarn | Cu-Pb-Zn skarn | Cu, Pb, Zn | In, Sn | Cu, Pb, Zn, In, Sn |  |  | YOB14-7 |  | underground mine |  |  |  |  | ore material | drill core | underground mining tunnels and drill cores | mineral separate | [5 empty] | mineralisation |  |  |  | sphalerite, chalcopyrite, pyrrhotite, pyrite, arsenopyrite | [6 empty] | galena, bismuthinite, marcasite, iron oxides, pyroxene, actinolite, quartz | thin sections and polished blocks examined using optical microscope, BSE detector, and EDS prior to analysis | EMPA, LA-ICPMS | JEOL JXA-8230 electron probe microanalyzer; RESOlution-LR 193 nm ArF excimer laser ablation system coupled to an Agilent 7700x ICP-MS | Laboratory of Mineral Resources Research Center, Fuzhou University; Adelaide Microscopy, the University of Adelaide | EPMA point analysis: accelerating voltage 15 kV, beam current 20 nA, beam diameter ~5 μm; EPMA mapping: accelerating voltage 20 kV, working current 50 nA, dwell time ~10 ms; BSE imaging: accelerating voltage 20 kV, beam current 10 nA; LA-ICP-MS: energy density 3~3.5 J/cm2, spot sizes 29 to 51 μm, repetition rates 5 Hz (polished thin-section) and 10 Hz (polished blocks), ~30 s background acquisition, ~40 s sample data acquisition | STDGL3 (Danyushevsky et al. 2011) and GSD-1G (USGS) | 55.854 | [19 empty] | 1929.4604 | [5 empty] | 54.4669 | [5 empty] | 195.2082 | [9 empty] | 85774.9797 |  | 57.3273 |  |  |  | 54.2913 | [7 empty] | 251.1443 | [13 empty] | 4472.5805 | [15 empty] | 54.0629 | [17 empty] | 54.0042 | [9 empty] | 54.22 | [35 empty] | CHN | Tibet
| Lawu |  | Magmatic hydrothermal | Skarn | Cu-Pb-Zn skarn | Cu, Pb, Zn | In, Sn | Cu, Pb, Zn, In, Sn |  |  | YOB16-1 |  | underground mine |  |  |  |  | ore material | drill core | underground mining tunnels and drill cores | mineral separate | [5 empty] | mineralisation |  |  |  | sphalerite, chalcopyrite, pyrrhotite, pyrite, arsenopyrite | [6 empty] | galena, bismuthinite, marcasite, iron oxides, pyroxene, actinolite, quartz | thin sections and polished blocks examined using optical microscope, BSE detector, and EDS prior to analysis | EMPA, LA-ICPMS | JEOL JXA-8230 electron probe microanalyzer; RESOlution-LR 193 nm ArF excimer laser ablation system coupled to an Agilent 7700x ICP-MS | Laboratory of Mineral Resources Research Center, Fuzhou University; Adelaide Microscopy, the University of Adelaide | EPMA point analysis: accelerating voltage 15 kV, beam current 20 nA, beam diameter ~5 μm; EPMA mapping: accelerating voltage 20 kV, working current 50 nA, dwell time ~10 ms; BSE imaging: accelerating voltage 20 kV, beam current 10 nA; LA-ICP-MS: energy density 3~3.5 J/cm2, spot sizes 29 to 51 μm, repetition rates 5 Hz (polished thin-section) and 10 Hz (polished blocks), ~30 s background acquisition, ~40 s sample data acquisition | STDGL3 (Danyushevsky et al. 2011) and GSD-1G (USGS) | 56.854 | [19 empty] | 1930.4604 | [5 empty] | 55.4669 | [5 empty] | 196.2082 | [9 empty] | 85775.9797 |  | 58.3273 |  |  |  | 55.2913 | [7 empty] | 252.1443 | [13 empty] | 4473.5805 | [15 empty] | 55.0629 | [17 empty] | 55.0042 | [9 empty] | 55.22 | [35 empty] | CHN | Tibet
| Lawu |  | Magmatic hydrothermal | Skarn | Cu-Pb-Zn skarn | Cu, Pb, Zn | In, Sn | Cu, Pb, Zn, In, Sn |  |  | YOB16-2 |  | underground mine |  |  |  |  | ore material | drill core | underground mining tunnels and drill cores | mineral separate | [5 empty] | mineralisation |  |  |  | sphalerite, chalcopyrite, pyrrhotite, pyrite, arsenopyrite | [6 empty] | galena, bismuthinite, marcasite, iron oxides, pyroxene, actinolite, quartz | thin sections and polished blocks examined using optical microscope, BSE detector, and EDS prior to analysis | EMPA, LA-ICPMS | JEOL JXA-8230 electron probe microanalyzer; RESOlution-LR 193 nm ArF excimer laser ablation system coupled to an Agilent 7700x ICP-MS | Laboratory of Mineral Resources Research Center, Fuzhou University; Adelaide Microscopy, the University of Adelaide | EPMA point analysis: accelerating voltage 15 kV, beam current 20 nA, beam diameter ~5 μm; EPMA mapping: accelerating voltage 20 kV, working current 50 nA, dwell time ~10 ms; BSE imaging: accelerating voltage 20 kV, beam current 10 nA; LA-ICP-MS: energy density 3~3.5 J/cm2, spot sizes 29 to 51 μm, repetition rates 5 Hz (polished thin-section) and 10 Hz (polished blocks), ~30 s background acquisition, ~40 s sample data acquisition | STDGL3 (Danyushevsky et al. 2011) and GSD-1G (USGS) | 57.854 | [19 empty] | 1931.4604 | [5 empty] | 56.4669 | [5 empty] | 197.2082 | [9 empty] | 85776.9797 |  | 59.3273 |  |  |  | 56.2913 | [7 empty] | 253.1443 | [13 empty] | 4474.5805 | [15 empty] | 56.0629 | [17 empty] | 56.0042 | [9 empty] | 56.22 | [35 empty] | CHN | Tibet
| Lawu |  | Magmatic hydrothermal | Skarn | Cu-Pb-Zn skarn | Cu, Pb, Zn | In, Sn | Cu, Pb, Zn, In, Sn |  |  | YOB16-3 |  | underground mine |  |  |  |  | ore material | drill core | underground mining tunnels and drill cores | mineral separate | [5 empty] | mineralisation |  |  |  | sphalerite, chalcopyrite, pyrrhotite, pyrite, arsenopyrite | [6 empty] | galena, bismuthinite, marcasite, iron oxides, pyroxene, actinolite, quartz | thin sections and polished blocks examined using optical microscope, BSE detector, and EDS prior to analysis | EMPA, LA-ICPMS | JEOL JXA-8230 electron probe microanalyzer; RESOlution-LR 193 nm ArF excimer laser ablation system coupled to an Agilent 7700x ICP-MS | Laboratory of Mineral Resources Research Center, Fuzhou University; Adelaide Microscopy, the University of Adelaide | EPMA point analysis: accelerating voltage 15 kV, beam current 20 nA, beam diameter ~5 μm; EPMA mapping: accelerating voltage 20 kV, working current 50 nA, dwell time ~10 ms; BSE imaging: accelerating voltage 20 kV, beam current 10 nA; LA-ICP-MS: energy density 3~3.5 J/cm2, spot sizes 29 to 51 μm, repetition rates 5 Hz (polished thin-section) and 10 Hz (polished blocks), ~30 s background acquisition, ~40 s sample data acquisition | STDGL3 (Danyushevsky et al. 2011) and GSD-1G (USGS) | 58.854 | [19 empty] | 1932.4604 | [5 empty] | 57.4669 | [5 empty] | 198.2082 | [9 empty] | 85777.9797 |  | 60.3273 |  |  |  | 57.2913 | [7 empty] | 254.1443 | [13 empty] | 4475.5805 | [15 empty] | 57.0629 | [17 empty] | 57.0042 | [9 empty] | 57.22 | [35 empty] | CHN | Tibet
| Lawu |  | Magmatic hydrothermal | Skarn | Cu-Pb-Zn skarn | Cu, Pb, Zn | In, Sn | Cu, Pb, Zn, In, Sn |  |  | YOB16-4 |  | underground mine |  |  |  |  | ore material | drill core | underground mining tunnels and drill cores | mineral separate | [5 empty] | mineralisation |  |  |  | sphalerite, chalcopyrite, pyrrhotite, pyrite, arsenopyrite | [6 empty] | galena, bismuthinite, marcasite, iron oxides, pyroxene, actinolite, quartz | thin sections and polished blocks examined using optical microscope, BSE detector, and EDS prior to analysis | EMPA, LA-ICPMS | JEOL JXA-8230 electron probe microanalyzer; RESOlution-LR 193 nm ArF excimer laser ablation system coupled to an Agilent 7700x ICP-MS | Laboratory of Mineral Resources Research Center, Fuzhou University; Adelaide Microscopy, the University of Adelaide | EPMA point analysis: accelerating voltage 15 kV, beam current 20 nA, beam diameter ~5 μm; EPMA mapping: accelerating voltage 20 kV, working current 50 nA, dwell time ~10 ms; BSE imaging: accelerating voltage 20 kV, beam current 10 nA; LA-ICP-MS: energy density 3~3.5 J/cm2, spot sizes 29 to 51 μm, repetition rates 5 Hz (polished thin-section) and 10 Hz (polished blocks), ~30 s background acquisition, ~40 s sample data acquisition | STDGL3 (Danyushevsky et al. 2011) and GSD-1G (USGS) | 59.854 | [19 empty] | 1933.4604 | [5 empty] | 58.4669 | [5 empty] | 199.2082 | [9 empty] | 85778.9797 |  | 61.3273 |  |  |  | 58.2913 | [7 empty] | 255.1443 | [13 empty] | 4476.5805 | [15 empty] | 58.0629 | [17 empty] | 58.0042 | [9 empty] | 58.22 | [35 empty] | CHN | Tibet
| Lawu |  | Magmatic hydrothermal | Skarn | Cu-Pb-Zn skarn | Cu, Pb, Zn | In, Sn | Cu, Pb, Zn, In, Sn |  |  | YOB16-5 |  | underground mine |  |  |  |  | ore material | drill core | underground mining tunnels and drill cores | mineral separate | [5 empty] | mineralisation |  |  |  | sphalerite, chalcopyrite, pyrrhotite, pyrite, arsenopyrite | [6 empty] | galena, bismuthinite, marcasite, iron oxides, pyroxene, actinolite, quartz | thin sections and polished blocks examined using optical microscope, BSE detector, and EDS prior to analysis | EMPA, LA-ICPMS | JEOL JXA-8230 electron probe microanalyzer; RESOlution-LR 193 nm ArF excimer laser ablation system coupled to an Agilent 7700x ICP-MS | Laboratory of Mineral Resources Research Center, Fuzhou University; Adelaide Microscopy, the University of Adelaide | EPMA point analysis: accelerating voltage 15 kV, beam current 20 nA, beam diameter ~5 μm; EPMA mapping: accelerating voltage 20 kV, working current 50 nA, dwell time ~10 ms; BSE imaging: accelerating voltage 20 kV, beam current 10 nA; LA-ICP-MS: energy density 3~3.5 J/cm2, spot sizes 29 to 51 μm, repetition rates 5 Hz (polished thin-section) and 10 Hz (polished blocks), ~30 s background acquisition, ~40 s sample data acquisition | STDGL3 (Danyushevsky et al. 2011) and GSD-1G (USGS) | 60.854 | [19 empty] | 1934.4604 | [5 empty] | 59.4669 | [5 empty] | 200.2082 | [9 empty] | 85779.9797 |  | 62.3273 |  |  |  | 59.2913 | [7 empty] | 256.1443 | [13 empty] | 4477.5805 | [15 empty] | 59.0629 | [17 empty] | 59.0042 | [9 empty] | 59.22 | [35 empty] | CHN | Tibet
| Lawu |  | Magmatic hydrothermal | Skarn | Cu-Pb-Zn skarn | Cu, Pb, Zn | In, Sn | Cu, Pb, Zn, In, Sn |  |  | YOB16-6 |  | underground mine |  |  |  |  | ore material | drill core | underground mining tunnels and drill cores | mineral separate | [5 empty] | mineralisation |  |  |  | sphalerite, chalcopyrite, pyrrhotite, pyrite, arsenopyrite | [6 empty] | galena, bismuthinite, marcasite, iron oxides, pyroxene, actinolite, quartz | thin sections and polished blocks examined using optical microscope, BSE detector, and EDS prior to analysis | EMPA, LA-ICPMS | JEOL JXA-8230 electron probe microanalyzer; RESOlution-LR 193 nm ArF excimer laser ablation system coupled to an Agilent 7700x ICP-MS | Laboratory of Mineral Resources Research Center, Fuzhou University; Adelaide Microscopy, the University of Adelaide | EPMA point analysis: accelerating voltage 15 kV, beam current 20 nA, beam diameter ~5 μm; EPMA mapping: accelerating voltage 20 kV, working current 50 nA, dwell time ~10 ms; BSE imaging: accelerating voltage 20 kV, beam current 10 nA; LA-ICP-MS: energy density 3~3.5 J/cm2, spot sizes 29 to 51 μm, repetition rates 5 Hz (polished thin-section) and 10 Hz (polished blocks), ~30 s background acquisition, ~40 s sample data acquisition | STDGL3 (Danyushevsky et al. 2011) and GSD-1G (USGS) | 61.854 | [19 empty] | 1935.4604 | [5 empty] | 60.4669 | [5 empty] | 201.2082 | [9 empty] | 85780.9797 |  | 63.3273 |  |  |  | 60.2913 | [7 empty] | 257.1443 | [13 empty] | 4478.5805 | [15 empty] | 60.0629 | [17 empty] | 60.0042 | [9 empty] | 60.22 | [35 empty] | CHN | Tibet
| Lawu |  | Magmatic hydrothermal | Skarn | Cu-Pb-Zn skarn | Cu, Pb, Zn | In, Sn | Cu, Pb, Zn, In, Sn |  |  | YOB17-1 |  | underground mine |  |  |  |  | ore material | drill core | underground mining tunnels and drill cores | mineral separate | [5 empty] | mineralisation |  |  |  | sphalerite, chalcopyrite, pyrrhotite, pyrite, arsenopyrite | [6 empty] | galena, bismuthinite, marcasite, iron oxides, pyroxene, actinolite, quartz | thin sections and polished blocks examined using optical microscope, BSE detector, and EDS prior to analysis | EMPA, LA-ICPMS | JEOL JXA-8230 electron probe microanalyzer; RESOlution-LR 193 nm ArF excimer laser ablation system coupled to an Agilent 7700x ICP-MS | Laboratory of Mineral Resources Research Center, Fuzhou University; Adelaide Microscopy, the University of Adelaide | EPMA point analysis: accelerating voltage 15 kV, beam current 20 nA, beam diameter ~5 μm; EPMA mapping: accelerating voltage 20 kV, working current 50 nA, dwell time ~10 ms; BSE imaging: accelerating voltage 20 kV, beam current 10 nA; LA-ICP-MS: energy density 3~3.5 J/cm2, spot sizes 29 to 51 μm, repetition rates 5 Hz (polished thin-section) and 10 Hz (polished blocks), ~30 s background acquisition, ~40 s sample data acquisition | STDGL3 (Danyushevsky et al. 2011) and GSD-1G (USGS) | 62.854 | [19 empty] | 1936.4604 | [5 empty] | 61.4669 | [5 empty] | 202.2082 | [9 empty] | 85781.9797 |  | 64.3273 |  |  |  | 61.2913 | [7 empty] | 258.1443 | [13 empty] | 4479.5805 | [15 empty] | 61.0629 | [17 empty] | 61.0042 | [9 empty] | 61.22 | [35 empty] | CHN | Tibet
| Lawu |  | Magmatic hydrothermal | Skarn | Cu-Pb-Zn skarn | Cu, Pb, Zn | In, Sn | Cu, Pb, Zn, In, Sn |  |  | YOB17-2 |  | underground mine |  |  |  |  | ore material | drill core | underground mining tunnels and drill cores | mineral separate | [5 empty] | mineralisation |  |  |  | sphalerite, chalcopyrite, pyrrhotite, pyrite, arsenopyrite | [6 empty] | galena, bismuthinite, marcasite, iron oxides, pyroxene, actinolite, quartz | thin sections and polished blocks examined using optical microscope, BSE detector, and EDS prior to analysis | EMPA, LA-ICPMS | JEOL JXA-8230 electron probe microanalyzer; RESOlution-LR 193 nm ArF excimer laser ablation system coupled to an Agilent 7700x ICP-MS | Laboratory of Mineral Resources Research Center, Fuzhou University; Adelaide Microscopy, the University of Adelaide | EPMA point analysis: accelerating voltage 15 kV, beam current 20 nA, beam diameter ~5 μm; EPMA mapping: accelerating voltage 20 kV, working current 50 nA, dwell time ~10 ms; BSE imaging: accelerating voltage 20 kV, beam current 10 nA; LA-ICP-MS: energy density 3~3.5 J/cm2, spot sizes 29 to 51 μm, repetition rates 5 Hz (polished thin-section) and 10 Hz (polished blocks), ~30 s background acquisition, ~40 s sample data acquisition | STDGL3 (Danyushevsky et al. 2011) and GSD-1G (USGS) | 63.854 | [19 empty] | 1937.4604 | [5 empty] | 62.4669 | [5 empty] | 203.2082 | [9 empty] | 85782.9797 |  | 65.3273 |  |  |  | 62.2913 | [7 empty] | 259.1443 | [13 empty] | 4480.5805 | [15 empty] | 62.0629 | [17 empty] | 62.0042 | [9 empty] | 62.22 | [35 empty] | CHN | Tibet
| Lawu |  | Magmatic hydrothermal | Skarn | Cu-Pb-Zn skarn | Cu, Pb, Zn | In, Sn | Cu, Pb, Zn, In, Sn |  |  | YOB17-3 |  | underground mine |  |  |  |  | ore material | drill core | underground mining tunnels and drill cores | mineral separate | [5 empty] | mineralisation |  |  |  | sphalerite, chalcopyrite, pyrrhotite, pyrite, arsenopyrite | [6 empty] | galena, bismuthinite, marcasite, iron oxides, pyroxene, actinolite, quartz | thin sections and polished blocks examined using optical microscope, BSE detector, and EDS prior to analysis | EMPA, LA-ICPMS | JEOL JXA-8230 electron probe microanalyzer; RESOlution-LR 193 nm ArF excimer laser ablation system coupled to an Agilent 7700x ICP-MS | Laboratory of Mineral Resources Research Center, Fuzhou University; Adelaide Microscopy, the University of Adelaide | EPMA point analysis: accelerating voltage 15 kV, beam current 20 nA, beam diameter ~5 μm; EPMA mapping: accelerating voltage 20 kV, working current 50 nA, dwell time ~10 ms; BSE imaging: accelerating voltage 20 kV, beam current 10 nA; LA-ICP-MS: energy density 3~3.5 J/cm2, spot sizes 29 to 51 μm, repetition rates 5 Hz (polished thin-section) and 10 Hz (polished blocks), ~30 s background acquisition, ~40 s sample data acquisition | STDGL3 (Danyushevsky et al. 2011) and GSD-1G (USGS) | 64.854 | [19 empty] | 1938.4604 | [5 empty] | 63.4669 | [5 empty] | 204.2082 | [9 empty] | 85783.9797 |  | 66.3273 |  |  |  | 63.2913 | [7 empty] | 260.1443 | [13 empty] | 4481.5805 | [15 empty] | 63.0629 | [17 empty] | 63.0042 | [9 empty] | 63.22 | [35 empty] | CHN | Tibet
| Lawu |  | Magmatic hydrothermal | Skarn | Cu-Pb-Zn skarn | Cu, Pb, Zn | In, Sn | Cu, Pb, Zn, In, Sn |  |  | YOB17-4 |  | underground mine |  |  |  |  | ore material | drill core | underground mining tunnels and drill cores | mineral separate | [5 empty] | mineralisation |  |  |  | sphalerite, chalcopyrite, pyrrhotite, pyrite, arsenopyrite | [6 empty] | galena, bismuthinite, marcasite, iron oxides, pyroxene, actinolite, quartz | thin sections and polished blocks examined using optical microscope, BSE detector, and EDS prior to analysis | EMPA, LA-ICPMS | JEOL JXA-8230 electron probe microanalyzer; RESOlution-LR 193 nm ArF excimer laser ablation system coupled to an Agilent 7700x ICP-MS | Laboratory of Mineral Resources Research Center, Fuzhou University; Adelaide Microscopy, the University of Adelaide | EPMA point analysis: accelerating voltage 15 kV, beam current 20 nA, beam diameter ~5 μm; EPMA mapping: accelerating voltage 20 kV, working current 50 nA, dwell time ~10 ms; BSE imaging: accelerating voltage 20 kV, beam current 10 nA; LA-ICP-MS: energy density 3~3.5 J/cm2, spot sizes 29 to 51 μm, repetition rates 5 Hz (polished thin-section) and 10 Hz (polished blocks), ~30 s background acquisition, ~40 s sample data acquisition | STDGL3 (Danyushevsky et al. 2011) and GSD-1G (USGS) | 65.854 | [19 empty] | 1939.4604 | [5 empty] | 64.4669 | [5 empty] | 205.2082 | [9 empty] | 85784.9797 |  | 67.3273 |  |  |  | 64.2913 | [7 empty] | 261.1443 | [13 empty] | 4482.5805 | [15 empty] | 64.0629 | [17 empty] | 64.0042 | [9 empty] | 64.22 | [35 empty] | CHN | Tibet
| Lawu |  | Magmatic hydrothermal | Skarn | Cu-Pb-Zn skarn | Cu, Pb, Zn | In, Sn | Cu, Pb, Zn, In, Sn |  |  | XG980-1-1 |  | underground mine |  |  |  |  | ore material | drill core | underground mining tunnels and drill cores | mineral separate | [5 empty] | mineralisation |  |  |  | sphalerite, chalcopyrite, pyrrhotite, pyrite, arsenopyrite | [6 empty] | galena, bismuthinite, marcasite, iron oxides, pyroxene, actinolite, quartz | thin sections and polished blocks examined using optical microscope, BSE detector, and EDS prior to analysis | EMPA, LA-ICPMS | JEOL JXA-8230 electron probe microanalyzer; RESOlution-LR 193 nm ArF excimer laser ablation system coupled to an Agilent 7700x ICP-MS | Laboratory of Mineral Resources Research Center, Fuzhou University; Adelaide Microscopy, the University of Adelaide | EPMA point analysis: accelerating voltage 15 kV, beam current 20 nA, beam diameter ~5 μm; EPMA mapping: accelerating voltage 20 kV, working current 50 nA, dwell time ~10 ms; BSE imaging: accelerating voltage 20 kV, beam current 10 nA; LA-ICP-MS: energy density 3~3.5 J/cm2, spot sizes 29 to 51 μm, repetition rates 5 Hz (polished thin-section) and 10 Hz (polished blocks), ~30 s background acquisition, ~40 s sample data acquisition | STDGL3 (Danyushevsky et al. 2011) and GSD-1G (USGS) | 66.854 | [19 empty] | 1940.4604 | [5 empty] | 65.4669 | [5 empty] | 206.2082 | [9 empty] | 85785.9797 |  | 68.3273 |  |  |  | 65.2913 | [7 empty] | 262.1443 | [13 empty] | 4483.5805 | [15 empty] | 65.0629 | [17 empty] | 65.0042 | [9 empty] | 65.22 | [35 empty] | CHN | Tibet
| Lawu |  | Magmatic hydrothermal | Skarn | Cu-Pb-Zn skarn | Cu, Pb, Zn | In, Sn | Cu, Pb, Zn, In, Sn |  |  | XG980-1-2 |  | underground mine |  |  |  |  | ore material | drill core | underground mining tunnels and drill cores | mineral separate | [5 empty] | mineralisation |  |  |  | sphalerite, chalcopyrite, pyrrhotite, pyrite, arsenopyrite | [6 empty] | galena, bismuthinite, marcasite, iron oxides, pyroxene, actinolite, quartz | thin sections and polished blocks examined using optical microscope, BSE detector, and EDS prior to analysis | EMPA, LA-ICPMS | JEOL JXA-8230 electron probe microanalyzer; RESOlution-LR 193 nm ArF excimer laser ablation system coupled to an Agilent 7700x ICP-MS | Laboratory of Mineral Resources Research Center, Fuzhou University; Adelaide Microscopy, the University of Adelaide | EPMA point analysis: accelerating voltage 15 kV, beam current 20 nA, beam diameter ~5 μm; EPMA mapping: accelerating voltage 20 kV, working current 50 nA, dwell time ~10 ms; BSE imaging: accelerating voltage 20 kV, beam current 10 nA; LA-ICP-MS: energy density 3~3.5 J/cm2, spot sizes 29 to 51 μm, repetition rates 5 Hz (polished thin-section) and 10 Hz (polished blocks), ~30 s background acquisition, ~40 s sample data acquisition | STDGL3 (Danyushevsky et al. 2011) and GSD-1G (USGS) | 67.854 | [19 empty] | 1941.4604 | [5 empty] | 66.4669 | [5 empty] | 207.2082 | [9 empty] | 85786.9797 |  | 69.3273 |  |  |  | 66.2913 | [7 empty] | 263.1443 | [13 empty] | 4484.5805 | [15 empty] | 66.0629 | [17 empty] | 66.0042 | [9 empty] | 66.22 | [35 empty] | CHN | Tibet
| Lawu |  | Magmatic hydrothermal | Skarn | Cu-Pb-Zn skarn | Cu, Pb, Zn | In, Sn | Cu, Pb, Zn, In, Sn |  |  | XG980-1-3 |  | underground mine |  |  |  |  | ore material | drill core | underground mining tunnels and drill cores | mineral separate | [5 empty] | mineralisation |  |  |  | sphalerite, chalcopyrite, pyrrhotite, pyrite, arsenopyrite | [6 empty] | galena, bismuthinite, marcasite, iron oxides, pyroxene, actinolite, quartz | thin sections and polished blocks examined using optical microscope, BSE detector, and EDS prior to analysis | EMPA, LA-ICPMS | JEOL JXA-8230 electron probe microanalyzer; RESOlution-LR 193 nm ArF excimer laser ablation system coupled to an Agilent 7700x ICP-MS | Laboratory of Mineral Resources Research Center, Fuzhou University; Adelaide Microscopy, the University of Adelaide | EPMA point analysis: accelerating voltage 15 kV, beam current 20 nA, beam diameter ~5 μm; EPMA mapping: accelerating voltage 20 kV, working current 50 nA, dwell time ~10 ms; BSE imaging: accelerating voltage 20 kV, beam current 10 nA; LA-ICP-MS: energy density 3~3.5 J/cm2, spot sizes 29 to 51 μm, repetition rates 5 Hz (polished thin-section) and 10 Hz (polished blocks), ~30 s background acquisition, ~40 s sample data acquisition | STDGL3 (Danyushevsky et al. 2011) and GSD-1G (USGS) | 68.854 | [19 empty] | 1942.4604 | [5 empty] | 67.4669 | [5 empty] | 208.2082 | [9 empty] | 85787.9797 |  | 70.3273 |  |  |  | 67.2913 | [7 empty] | 264.1443 | [13 empty] | 4485.5805 | [15 empty] | 67.0629 | [17 empty] | 67.0042 | [9 empty] | 67.22 | [35 empty] | CHN | Tibet
| Lawu |  | Magmatic hydrothermal | Skarn | Cu-Pb-Zn skarn | Cu, Pb, Zn | In, Sn | Cu, Pb, Zn, In, Sn |  |  | XG980-1-4 |  | underground mine |  |  |  |  | ore material | drill core | underground mining tunnels and drill cores | mineral separate | [5 empty] | mineralisation |  |  |  | sphalerite, chalcopyrite, pyrrhotite, pyrite, arsenopyrite | [6 empty] | galena, bismuthinite, marcasite, iron oxides, pyroxene, actinolite, quartz | thin sections and polished blocks examined using optical microscope, BSE detector, and EDS prior to analysis | EMPA, LA-ICPMS | JEOL JXA-8230 electron probe microanalyzer; RESOlution-LR 193 nm ArF excimer laser ablation system coupled to an Agilent 7700x ICP-MS | Laboratory of Mineral Resources Research Center, Fuzhou University; Adelaide Microscopy, the University of Adelaide | EPMA point analysis: accelerating voltage 15 kV, beam current 20 nA, beam diameter ~5 μm; EPMA mapping: accelerating voltage 20 kV, working current 50 nA, dwell time ~10 ms; BSE imaging: accelerating voltage 20 kV, beam current 10 nA; LA-ICP-MS: energy density 3~3.5 J/cm2, spot sizes 29 to 51 μm, repetition rates 5 Hz (polished thin-section) and 10 Hz (polished blocks), ~30 s background acquisition, ~40 s sample data acquisition | STDGL3 (Danyushevsky et al. 2011) and GSD-1G (USGS) | 69.854 | [19 empty] | 1943.4604 | [5 empty] | 68.4669 | [5 empty] | 209.2082 | [9 empty] | 85788.9797 |  | 71.3273 |  |  |  | 68.2913 | [7 empty] | 265.1443 | [13 empty] | 4486.5805 | [15 empty] | 68.0629 | [17 empty] | 68.0042 | [9 empty] | 68.22 | [35 empty] | CHN | Tibet
| Lawu |  | Magmatic hydrothermal | Skarn | Cu-Pb-Zn skarn | Cu, Pb, Zn | In, Sn | Cu, Pb, Zn, In, Sn |  |  | XG980-1-5 |  | underground mine |  |  |  |  | ore material | drill core | underground mining tunnels and drill cores | mineral separate | [5 empty] | mineralisation |  |  |  | sphalerite, chalcopyrite, pyrrhotite, pyrite, arsenopyrite | [6 empty] | galena, bismuthinite, marcasite, iron oxides, pyroxene, actinolite, quartz | thin sections and polished blocks examined using optical microscope, BSE detector, and EDS prior to analysis | EMPA, LA-ICPMS | JEOL JXA-8230 electron probe microanalyzer; RESOlution-LR 193 nm ArF excimer laser ablation system coupled to an Agilent 7700x ICP-MS | Laboratory of Mineral Resources Research Center, Fuzhou University; Adelaide Microscopy, the University of Adelaide | EPMA point analysis: accelerating voltage 15 kV, beam current 20 nA, beam diameter ~5 μm; EPMA mapping: accelerating voltage 20 kV, working current 50 nA, dwell time ~10 ms; BSE imaging: accelerating voltage 20 kV, beam current 10 nA; LA-ICP-MS: energy density 3~3.5 J/cm2, spot sizes 29 to 51 μm, repetition rates 5 Hz (polished thin-section) and 10 Hz (polished blocks), ~30 s background acquisition, ~40 s sample data acquisition | STDGL3 (Danyushevsky et al. 2011) and GSD-1G (USGS) | 70.854 | [19 empty] | 1944.4604 | [5 empty] | 69.4669 | [5 empty] | 210.2082 | [9 empty] | 85789.9797 |  | 72.3273 |  |  |  | 69.2913 | [7 empty] | 266.1443 | [13 empty] | 4487.5805 | [15 empty] | 69.0629 | [17 empty] | 69.0042 | [9 empty] | 69.22 | [35 empty] | CHN | Tibet
| Lawu |  | Magmatic hydrothermal | Skarn | Cu-Pb-Zn skarn | Cu, Pb, Zn | In, Sn | Cu, Pb, Zn, In, Sn |  |  | XG980-1-6 |  | underground mine |  |  |  |  | ore material | drill core | underground mining tunnels and drill cores | mineral separate | [5 empty] | mineralisation |  |  |  | sphalerite, chalcopyrite, pyrrhotite, pyrite, arsenopyrite | [6 empty] | galena, bismuthinite, marcasite, iron oxides, pyroxene, actinolite, quartz | thin sections and polished blocks examined using optical microscope, BSE detector, and EDS prior to analysis | EMPA, LA-ICPMS | JEOL JXA-8230 electron probe microanalyzer; RESOlution-LR 193 nm ArF excimer laser ablation system coupled to an Agilent 7700x ICP-MS | Laboratory of Mineral Resources Research Center, Fuzhou University; Adelaide Microscopy, the University of Adelaide | EPMA point analysis: accelerating voltage 15 kV, beam current 20 nA, beam diameter ~5 μm; EPMA mapping: accelerating voltage 20 kV, working current 50 nA, dwell time ~10 ms; BSE imaging: accelerating voltage 20 kV, beam current 10 nA; LA-ICP-MS: energy density 3~3.5 J/cm2, spot sizes 29 to 51 μm, repetition rates 5 Hz (polished thin-section) and 10 Hz (polished blocks), ~30 s background acquisition, ~40 s sample data acquisition | STDGL3 (Danyushevsky et al. 2011) and GSD-1G (USGS) | 71.854 | [19 empty] | 1945.4604 | [5 empty] | 70.4669 | [5 empty] | 211.2082 | [9 empty] | 85790.9797 |  | 73.3273 |  |  |  | 70.2913 | [7 empty] | 267.1443 | [13 empty] | 4488.5805 | [15 empty] | 70.0629 | [17 empty] | 70.0042 | [9 empty] | 70.22 | [35 empty] | CHN | Tibet
| Lawu |  | Magmatic hydrothermal | Skarn | Cu-Pb-Zn skarn | Cu, Pb, Zn | In, Sn | Cu, Pb, Zn, In, Sn |  |  | XG980-1-7 |  | underground mine |  |  |  |  | ore material | drill core | underground mining tunnels and drill cores | mineral separate | [5 empty] | mineralisation |  |  |  | sphalerite, chalcopyrite, pyrrhotite, pyrite, arsenopyrite | [6 empty] | galena, bismuthinite, marcasite, iron oxides, pyroxene, actinolite, quartz | thin sections and polished blocks examined using optical microscope, BSE detector, and EDS prior to analysis | EMPA, LA-ICPMS | JEOL JXA-8230 electron probe microanalyzer; RESOlution-LR 193 nm ArF excimer laser ablation system coupled to an Agilent 7700x ICP-MS | Laboratory of Mineral Resources Research Center, Fuzhou University; Adelaide Microscopy, the University of Adelaide | EPMA point analysis: accelerating voltage 15 kV, beam current 20 nA, beam diameter ~5 μm; EPMA mapping: accelerating voltage 20 kV, working current 50 nA, dwell time ~10 ms; BSE imaging: accelerating voltage 20 kV, beam current 10 nA; LA-ICP-MS: energy density 3~3.5 J/cm2, spot sizes 29 to 51 μm, repetition rates 5 Hz (polished thin-section) and 10 Hz (polished blocks), ~30 s background acquisition, ~40 s sample data acquisition | STDGL3 (Danyushevsky et al. 2011) and GSD-1G (USGS) | 72.854 | [19 empty] | 1946.4604 | [5 empty] | 71.4669 | [5 empty] | 212.2082 | [9 empty] | 85791.9797 |  | 74.3273 |  |  |  | 71.2913 | [7 empty] | 268.1443 | [13 empty] | 4489.5805 | [15 empty] | 71.0629 | [17 empty] | 71.0042 | [9 empty] | 71.22 | [35 empty] | CHN | Tibet
| Lawu |  | Magmatic hydrothermal | Skarn | Cu-Pb-Zn skarn | Cu, Pb, Zn | In, Sn | Cu, Pb, Zn, In, Sn |  |  | XG980-1-8 |  | underground mine |  |  |  |  | ore material | drill core | underground mining tunnels and drill cores | mineral separate | [5 empty] | mineralisation |  |  |  | sphalerite, chalcopyrite, pyrrhotite, pyrite, arsenopyrite | [6 empty] | galena, bismuthinite, marcasite, iron oxides, pyroxene, actinolite, quartz | thin sections and polished blocks examined using optical microscope, BSE detector, and EDS prior to analysis | EMPA, LA-ICPMS | JEOL JXA-8230 electron probe microanalyzer; RESOlution-LR 193 nm ArF excimer laser ablation system coupled to an Agilent 7700x ICP-MS | Laboratory of Mineral Resources Research Center, Fuzhou University; Adelaide Microscopy, the University of Adelaide | EPMA point analysis: accelerating voltage 15 kV, beam current 20 nA, beam diameter ~5 μm; EPMA mapping: accelerating voltage 20 kV, working current 50 nA, dwell time ~10 ms; BSE imaging: accelerating voltage 20 kV, beam current 10 nA; LA-ICP-MS: energy density 3~3.5 J/cm2, spot sizes 29 to 51 μm, repetition rates 5 Hz (polished thin-section) and 10 Hz (polished blocks), ~30 s background acquisition, ~40 s sample data acquisition | STDGL3 (Danyushevsky et al. 2011) and GSD-1G (USGS) | 73.854 | [19 empty] | 1947.4604 | [5 empty] | 72.4669 | [5 empty] | 213.2082 | [9 empty] | 85792.9797 |  | 75.3273 |  |  |  | 72.2913 | [7 empty] | 269.1443 | [13 empty] | 4490.5805 | [15 empty] | 72.0629 | [17 empty] | 72.0042 | [9 empty] | 72.22 | [35 empty] | CHN | Tibet
| Lawu |  | Magmatic hydrothermal | Skarn | Cu-Pb-Zn skarn | Cu, Pb, Zn | In, Sn | Cu, Pb, Zn, In, Sn |  |  | XG980-4-1 |  | underground mine |  |  |  |  | ore material | drill core | underground mining tunnels and drill cores | mineral separate | [5 empty] | mineralisation |  |  |  | sphalerite, chalcopyrite, pyrrhotite, pyrite, arsenopyrite | [6 empty] | galena, bismuthinite, marcasite, iron oxides, pyroxene, actinolite, quartz | thin sections and polished blocks examined using optical microscope, BSE detector, and EDS prior to analysis | EMPA, LA-ICPMS | JEOL JXA-8230 electron probe microanalyzer; RESOlution-LR 193 nm ArF excimer laser ablation system coupled to an Agilent 7700x ICP-MS | Laboratory of Mineral Resources Research Center, Fuzhou University; Adelaide Microscopy, the University of Adelaide | EPMA point analysis: accelerating voltage 15 kV, beam current 20 nA, beam diameter ~5 μm; EPMA mapping: accelerating voltage 20 kV, working current 50 nA, dwell time ~10 ms; BSE imaging: accelerating voltage 20 kV, beam current 10 nA; LA-ICP-MS: energy density 3~3.5 J/cm2, spot sizes 29 to 51 μm, repetition rates 5 Hz (polished thin-section) and 10 Hz (polished blocks), ~30 s background acquisition, ~40 s sample data acquisition | STDGL3 (Danyushevsky et al. 2011) and GSD-1G (USGS) | 74.854 | [19 empty] | 1948.4604 | [5 empty] | 73.4669 | [5 empty] | 214.2082 | [9 empty] | 85793.9797 |  | 76.3273 |  |  |  | 73.2913 | [7 empty] | 270.1443 | [13 empty] | 4491.5805 | [15 empty] | 73.0629 | [17 empty] | 73.0042 | [9 empty] | 73.22 | [35 empty] | CHN | Tibet
| Lawu |  | Magmatic hydrothermal | Skarn | Cu-Pb-Zn skarn | Cu, Pb, Zn | In, Sn | Cu, Pb, Zn, In, Sn |  |  | XG980-4-2 |  | underground mine |  |  |  |  | ore material | drill core | underground mining tunnels and drill cores | mineral separate | [5 empty] | mineralisation |  |  |  | sphalerite, chalcopyrite, pyrrhotite, pyrite, arsenopyrite | [6 empty] | galena, bismuthinite, marcasite, iron oxides, pyroxene, actinolite, quartz | thin sections and polished blocks examined using optical microscope, BSE detector, and EDS prior to analysis | EMPA, LA-ICPMS | JEOL JXA-8230 electron probe microanalyzer; RESOlution-LR 193 nm ArF excimer laser ablation system coupled to an Agilent 7700x ICP-MS | Laboratory of Mineral Resources Research Center, Fuzhou University; Adelaide Microscopy, the University of Adelaide | EPMA point analysis: accelerating voltage 15 kV, beam current 20 nA, beam diameter ~5 μm; EPMA mapping: accelerating voltage 20 kV, working current 50 nA, dwell time ~10 ms; BSE imaging: accelerating voltage 20 kV, beam current 10 nA; LA-ICP-MS: energy density 3~3.5 J/cm2, spot sizes 29 to 51 μm, repetition rates 5 Hz (polished thin-section) and 10 Hz (polished blocks), ~30 s background acquisition, ~40 s sample data acquisition | STDGL3 (Danyushevsky et al. 2011) and GSD-1G (USGS) | 75.854 | [19 empty] | 1949.4604 | [5 empty] | 74.4669 | [5 empty] | 215.2082 | [9 empty] | 85794.9797 |  | 77.3273 |  |  |  | 74.2913 | [7 empty] | 271.1443 | [13 empty] | 4492.5805 | [15 empty] | 74.0629 | [17 empty] | 74.0042 | [9 empty] | 74.22 | [35 empty] | CHN | Tibet
| Lawu |  | Magmatic hydrothermal | Skarn | Cu-Pb-Zn skarn | Cu, Pb, Zn | In, Sn | Cu, Pb, Zn, In, Sn |  |  | XG980-4-3 |  | underground mine |  |  |  |  | ore material | drill core | underground mining tunnels and drill cores | mineral separate | [5 empty] | mineralisation |  |  |  | sphalerite, chalcopyrite, pyrrhotite, pyrite, arsenopyrite | [6 empty] | galena, bismuthinite, marcasite, iron oxides, pyroxene, actinolite, quartz | thin sections and polished blocks examined using optical microscope, BSE detector, and EDS prior to analysis | EMPA, LA-ICPMS | JEOL JXA-8230 electron probe microanalyzer; RESOlution-LR 193 nm ArF excimer laser ablation system coupled to an Agilent 7700x ICP-MS | Laboratory of Mineral Resources Research Center, Fuzhou University; Adelaide Microscopy, the University of Adelaide | EPMA point analysis: accelerating voltage 15 kV, beam current 20 nA, beam diameter ~5 μm; EPMA mapping: accelerating voltage 20 kV, working current 50 nA, dwell time ~10 ms; BSE imaging: accelerating voltage 20 kV, beam current 10 nA; LA-ICP-MS: energy density 3~3.5 J/cm2, spot sizes 29 to 51 μm, repetition rates 5 Hz (polished thin-section) and 10 Hz (polished blocks), ~30 s background acquisition, ~40 s sample data acquisition | STDGL3 (Danyushevsky et al. 2011) and GSD-1G (USGS) | 76.854 | [19 empty] | 1950.4604 | [5 empty] | 75.4669 | [5 empty] | 216.2082 | [9 empty] | 85795.9797 |  | 78.3273 |  |  |  | 75.2913 | [7 empty] | 272.1443 | [13 empty] | 4493.5805 | [15 empty] | 75.0629 | [17 empty] | 75.0042 | [9 empty] | 75.22 | [35 empty] | CHN | Tibet
| Lawu |  | Magmatic hydrothermal | Skarn | Cu-Pb-Zn skarn | Cu, Pb, Zn | In, Sn | Cu, Pb, Zn, In, Sn |  |  | XG980-4-4 |  | underground mine |  |  |  |  | ore material | drill core | underground mining tunnels and drill cores | mineral separate | [5 empty] | mineralisation |  |  |  | sphalerite, chalcopyrite, pyrrhotite, pyrite, arsenopyrite | [6 empty] | galena, bismuthinite, marcasite, iron oxides, pyroxene, actinolite, quartz | thin sections and polished blocks examined using optical microscope, BSE detector, and EDS prior to analysis | EMPA, LA-ICPMS | JEOL JXA-8230 electron probe microanalyzer; RESOlution-LR 193 nm ArF excimer laser ablation system coupled to an Agilent 7700x ICP-MS | Laboratory of Mineral Resources Research Center, Fuzhou University; Adelaide Microscopy, the University of Adelaide | EPMA point analysis: accelerating voltage 15 kV, beam current 20 nA, beam diameter ~5 μm; EPMA mapping: accelerating voltage 20 kV, working current 50 nA, dwell time ~10 ms; BSE imaging: accelerating voltage 20 kV, beam current 10 nA; LA-ICP-MS: energy density 3~3.5 J/cm2, spot sizes 29 to 51 μm, repetition rates 5 Hz (polished thin-section) and 10 Hz (polished blocks), ~30 s background acquisition, ~40 s sample data acquisition | STDGL3 (Danyushevsky et al. 2011) and GSD-1G (USGS) | 77.854 | [19 empty] | 1951.4604 | [5 empty] | 76.4669 | [5 empty] | 217.2082 | [9 empty] | 85796.9797 |  | 79.3273 |  |  |  | 76.2913 | [7 empty] | 273.1443 | [13 empty] | 4494.5805 | [15 empty] | 76.0629 | [17 empty] | 76.0042 | [9 empty] | 76.22 | [35 empty] | CHN | Tibet
| Lawu |  | Magmatic hydrothermal | Skarn | Cu-Pb-Zn skarn | Cu, Pb, Zn | In, Sn | Cu, Pb, Zn, In, Sn |  |  | XG980-4-5 |  | underground mine |  |  |  |  | ore material | drill core | underground mining tunnels and drill cores | mineral separate | [5 empty] | mineralisation |  |  |  | sphalerite, chalcopyrite, pyrrhotite, pyrite, arsenopyrite | [6 empty] | galena, bismuthinite, marcasite, iron oxides, pyroxene, actinolite, quartz | thin sections and polished blocks examined using optical microscope, BSE detector, and EDS prior to analysis | EMPA, LA-ICPMS | JEOL JXA-8230 electron probe microanalyzer; RESOlution-LR 193 nm ArF excimer laser ablation system coupled to an Agilent 7700x ICP-MS | Laboratory of Mineral Resources Research Center, Fuzhou University; Adelaide Microscopy, the University of Adelaide | EPMA point analysis: accelerating voltage 15 kV, beam current 20 nA, beam diameter ~5 μm; EPMA mapping: accelerating voltage 20 kV, working current 50 nA, dwell time ~10 ms; BSE imaging: accelerating voltage 20 kV, beam current 10 nA; LA-ICP-MS: energy density 3~3.5 J/cm2, spot sizes 29 to 51 μm, repetition rates 5 Hz (polished thin-section) and 10 Hz (polished blocks), ~30 s background acquisition, ~40 s sample data acquisition | STDGL3 (Danyushevsky et al. 2011) and GSD-1G (USGS) | 78.854 | [19 empty] | 1952.4604 | [5 empty] | 77.4669 | [5 empty] | 218.2082 | [9 empty] | 85797.9797 |  | 80.3273 |  |  |  | 77.2913 | [7 empty] | 274.1443 | [13 empty] | 4495.5805 | [15 empty] | 77.0629 | [17 empty] | 77.0042 | [9 empty] | 77.22 | [35 empty] | CHN | Tibet
| Lawu |  | Magmatic hydrothermal | Skarn | Cu-Pb-Zn skarn | Cu, Pb, Zn | In, Sn | Cu, Pb, Zn, In, Sn |  |  | XG980-4-6 |  | underground mine |  |  |  |  | ore material | drill core | underground mining tunnels and drill cores | mineral separate | [5 empty] | mineralisation |  |  |  | sphalerite, chalcopyrite, pyrrhotite, pyrite, arsenopyrite | [6 empty] | galena, bismuthinite, marcasite, iron oxides, pyroxene, actinolite, quartz | thin sections and polished blocks examined using optical microscope, BSE detector, and EDS prior to analysis | EMPA, LA-ICPMS | JEOL JXA-8230 electron probe microanalyzer; RESOlution-LR 193 nm ArF excimer laser ablation system coupled to an Agilent 7700x ICP-MS | Laboratory of Mineral Resources Research Center, Fuzhou University; Adelaide Microscopy, the University of Adelaide | EPMA point analysis: accelerating voltage 15 kV, beam current 20 nA, beam diameter ~5 μm; EPMA mapping: accelerating voltage 20 kV, working current 50 nA, dwell time ~10 ms; BSE imaging: accelerating voltage 20 kV, beam current 10 nA; LA-ICP-MS: energy density 3~3.5 J/cm2, spot sizes 29 to 51 μm, repetition rates 5 Hz (polished thin-section) and 10 Hz (polished blocks), ~30 s background acquisition, ~40 s sample data acquisition | STDGL3 (Danyushevsky et al. 2011) and GSD-1G (USGS) | 79.854 | [19 empty] | 1953.4604 | [5 empty] | 78.4669 | [5 empty] | 219.2082 | [9 empty] | 85798.9797 |  | 81.3273 |  |  |  | 78.2913 | [7 empty] | 275.1443 | [13 empty] | 4496.5805 | [15 empty] | 78.0629 | [17 empty] | 78.0042 | [9 empty] | 78.22 | [35 empty] | CHN | Tibet
| Lawu |  | Magmatic hydrothermal | Skarn | Cu-Pb-Zn skarn | Cu, Pb, Zn | In, Sn | Cu, Pb, Zn, In, Sn |  |  | XG980-8-1 |  | underground mine |  |  |  |  | ore material | drill core | underground mining tunnels and drill cores | mineral separate | [5 empty] | mineralisation |  |  |  | sphalerite, chalcopyrite, pyrrhotite, pyrite, arsenopyrite | [6 empty] | galena, bismuthinite, marcasite, iron oxides, pyroxene, actinolite, quartz | thin sections and polished blocks examined using optical microscope, BSE detector, and EDS prior to analysis | EMPA, LA-ICPMS | JEOL JXA-8230 electron probe microanalyzer; RESOlution-LR 193 nm ArF excimer laser ablation system coupled to an Agilent 7700x ICP-MS | Laboratory of Mineral Resources Research Center, Fuzhou University; Adelaide Microscopy, the University of Adelaide | EPMA point analysis: accelerating voltage 15 kV, beam current 20 nA, beam diameter ~5 μm; EPMA mapping: accelerating voltage 20 kV, working current 50 nA, dwell time ~10 ms; BSE imaging: accelerating voltage 20 kV, beam current 10 nA; LA-ICP-MS: energy density 3~3.5 J/cm2, spot sizes 29 to 51 μm, repetition rates 5 Hz (polished thin-section) and 10 Hz (polished blocks), ~30 s background acquisition, ~40 s sample data acquisition | STDGL3 (Danyushevsky et al. 2011) and GSD-1G (USGS) | 80.854 | [19 empty] | 1954.4604 | [5 empty] | 79.4669 | [5 empty] | 220.2082 | [9 empty] | 85799.9797 |  | 82.3273 |  |  |  | 79.2913 | [7 empty] | 276.1443 | [13 empty] | 4497.5805 | [15 empty] | 79.0629 | [17 empty] | 79.0042 | [9 empty] | 79.22 | [35 empty] | CHN | Tibet
| Lawu |  | Magmatic hydrothermal | Skarn | Cu-Pb-Zn skarn | Cu, Pb, Zn | In, Sn | Cu, Pb, Zn, In, Sn |  |  | XG980-8-2 |  | underground mine |  |  |  |  | ore material | drill core | underground mining tunnels and drill cores | mineral separate | [5 empty] | mineralisation |  |  |  | sphalerite, chalcopyrite, pyrrhotite, pyrite, arsenopyrite | [6 empty] | galena, bismuthinite, marcasite, iron oxides, pyroxene, actinolite, quartz | thin sections and polished blocks examined using optical microscope, BSE detector, and EDS prior to analysis | EMPA, LA-ICPMS | JEOL JXA-8230 electron probe microanalyzer; RESOlution-LR 193 nm ArF excimer laser ablation system coupled to an Agilent 7700x ICP-MS | Laboratory of Mineral Resources Research Center, Fuzhou University; Adelaide Microscopy, the University of Adelaide | EPMA point analysis: accelerating voltage 15 kV, beam current 20 nA, beam diameter ~5 μm; EPMA mapping: accelerating voltage 20 kV, working current 50 nA, dwell time ~10 ms; BSE imaging: accelerating voltage 20 kV, beam current 10 nA; LA-ICP-MS: energy density 3~3.5 J/cm2, spot sizes 29 to 51 μm, repetition rates 5 Hz (polished thin-section) and 10 Hz (polished blocks), ~30 s background acquisition, ~40 s sample data acquisition | STDGL3 (Danyushevsky et al. 2011) and GSD-1G (USGS) | 81.854 | [19 empty] | 1955.4604 | [5 empty] | 80.4669 | [5 empty] | 221.2082 | [9 empty] | 85800.9797 |  | 83.3273 |  |  |  | 80.2913 | [7 empty] | 277.1443 | [13 empty] | 4498.5805 | [15 empty] | 80.0629 | [17 empty] | 80.0042 | [9 empty] | 80.22 | [35 empty] | CHN | Tibet
| Lawu |  | Magmatic hydrothermal | Skarn | Cu-Pb-Zn skarn | Cu, Pb, Zn | In, Sn | Cu, Pb, Zn, In, Sn |  |  | XG980-8-3 |  | underground mine |  |  |  |  | ore material | drill core | underground mining tunnels and drill cores | mineral separate | [5 empty] | mineralisation |  |  |  | sphalerite, chalcopyrite, pyrrhotite, pyrite, arsenopyrite | [6 empty] | galena, bismuthinite, marcasite, iron oxides, pyroxene, actinolite, quartz | thin sections and polished blocks examined using optical microscope, BSE detector, and EDS prior to analysis | EMPA, LA-ICPMS | JEOL JXA-8230 electron probe microanalyzer; RESOlution-LR 193 nm ArF excimer laser ablation system coupled to an Agilent 7700x ICP-MS | Laboratory of Mineral Resources Research Center, Fuzhou University; Adelaide Microscopy, the University of Adelaide | EPMA point analysis: accelerating voltage 15 kV, beam current 20 nA, beam diameter ~5 μm; EPMA mapping: accelerating voltage 20 kV, working current 50 nA, dwell time ~10 ms; BSE imaging: accelerating voltage 20 kV, beam current 10 nA; LA-ICP-MS: energy density 3~3.5 J/cm2, spot sizes 29 to 51 μm, repetition rates 5 Hz (polished thin-section) and 10 Hz (polished blocks), ~30 s background acquisition, ~40 s sample data acquisition | STDGL3 (Danyushevsky et al. 2011) and GSD-1G (USGS) | 82.854 | [19 empty] | 1956.4604 | [5 empty] | 81.4669 | [5 empty] | 222.2082 | [9 empty] | 85801.9797 |  | 84.3273 |  |  |  | 81.2913 | [7 empty] | 278.1443 | [13 empty] | 4499.5805 | [15 empty] | 81.0629 | [17 empty] | 81.0042 | [9 empty] | 81.22 | [35 empty] | CHN | Tibet
| Lawu |  | Magmatic hydrothermal | Skarn | Cu-Pb-Zn skarn | Cu, Pb, Zn | In, Sn | Cu, Pb, Zn, In, Sn |  |  | XG980-8-4 |  | underground mine |  |  |  |  | ore material | drill core | underground mining tunnels and drill cores | mineral separate | [5 empty] | mineralisation |  |  |  | sphalerite, chalcopyrite, pyrrhotite, pyrite, arsenopyrite | [6 empty] | galena, bismuthinite, marcasite, iron oxides, pyroxene, actinolite, quartz | thin sections and polished blocks examined using optical microscope, BSE detector, and EDS prior to analysis | EMPA, LA-ICPMS | JEOL JXA-8230 electron probe microanalyzer; RESOlution-LR 193 nm ArF excimer laser ablation system coupled to an Agilent 7700x ICP-MS | Laboratory of Mineral Resources Research Center, Fuzhou University; Adelaide Microscopy, the University of Adelaide | EPMA point analysis: accelerating voltage 15 kV, beam current 20 nA, beam diameter ~5 μm; EPMA mapping: accelerating voltage 20 kV, working current 50 nA, dwell time ~10 ms; BSE imaging: accelerating voltage 20 kV, beam current 10 nA; LA-ICP-MS: energy density 3~3.5 J/cm2, spot sizes 29 to 51 μm, repetition rates 5 Hz (polished thin-section) and 10 Hz (polished blocks), ~30 s background acquisition, ~40 s sample data acquisition | STDGL3 (Danyushevsky et al. 2011) and GSD-1G (USGS) | 83.854 | [19 empty] | 1957.4604 | [5 empty] | 82.4669 | [5 empty] | 223.2082 | [9 empty] | 85802.9797 |  | 85.3273 |  |  |  | 82.2913 | [7 empty] | 279.1443 | [13 empty] | 4500.5805 | [15 empty] | 82.0629 | [17 empty] | 82.0042 | [9 empty] | 82.22 | [35 empty] | CHN | Tibet
| Lawu |  | Magmatic hydrothermal | Skarn | Cu-Pb-Zn skarn | Cu, Pb, Zn | In, Sn | Cu, Pb, Zn, In, Sn |  |  | XG980-8-5 |  | underground mine |  |  |  |  | ore material | drill core | underground mining tunnels and drill cores | mineral separate | [5 empty] | mineralisation |  |  |  | sphalerite, chalcopyrite, pyrrhotite, pyrite, arsenopyrite | [6 empty] | galena, bismuthinite, marcasite, iron oxides, pyroxene, actinolite, quartz | thin sections and polished blocks examined using optical microscope, BSE detector, and EDS prior to analysis | EMPA, LA-ICPMS | JEOL JXA-8230 electron probe microanalyzer; RESOlution-LR 193 nm ArF excimer laser ablation system coupled to an Agilent 7700x ICP-MS | Laboratory of Mineral Resources Research Center, Fuzhou University; Adelaide Microscopy, the University of Adelaide | EPMA point analysis: accelerating voltage 15 kV, beam current 20 nA, beam diameter ~5 μm; EPMA mapping: accelerating voltage 20 kV, working current 50 nA, dwell time ~10 ms; BSE imaging: accelerating voltage 20 kV, beam current 10 nA; LA-ICP-MS: energy density 3~3.5 J/cm2, spot sizes 29 to 51 μm, repetition rates 5 Hz (polished thin-section) and 10 Hz (polished blocks), ~30 s background acquisition, ~40 s sample data acquisition | STDGL3 (Danyushevsky et al. 2011) and GSD-1G (USGS) | 84.854 | [19 empty] | 1958.4604 | [5 empty] | 83.4669 | [5 empty] | 224.2082 | [9 empty] | 85803.9797 |  | 86.3273 |  |  |  | 83.2913 | [7 empty] | 280.1443 | [13 empty] | 4501.5805 | [15 empty] | 83.0629 | [17 empty] | 83.0042 | [9 empty] | 83.22 | [35 empty] | CHN | Tibet
| Lawu |  | Magmatic hydrothermal | Skarn | Cu-Pb-Zn skarn | Cu, Pb, Zn | In, Sn | Cu, Pb, Zn, In, Sn |  |  | XG900-8-2 |  | underground mine |  |  |  |  | ore material | drill core | underground mining tunnels and drill cores | mineral separate | [5 empty] | mineralisation |  |  |  | sphalerite, chalcopyrite, pyrrhotite, pyrite, arsenopyrite | [6 empty] | galena, bismuthinite, marcasite, iron oxides, pyroxene, actinolite, quartz | thin sections and polished blocks examined using optical microscope, BSE detector, and EDS prior to analysis | EMPA, LA-ICPMS | JEOL JXA-8230 electron probe microanalyzer; RESOlution-LR 193 nm ArF excimer laser ablation system coupled to an Agilent 7700x ICP-MS | Laboratory of Mineral Resources Research Center, Fuzhou University; Adelaide Microscopy, the University of Adelaide | EPMA point analysis: accelerating voltage 15 kV, beam current 20 nA, beam diameter ~5 μm; EPMA mapping: accelerating voltage 20 kV, working current 50 nA, dwell time ~10 ms; BSE imaging: accelerating voltage 20 kV, beam current 10 nA; LA-ICP-MS: energy density 3~3.5 J/cm2, spot sizes 29 to 51 μm, repetition rates 5 Hz (polished thin-section) and 10 Hz (polished blocks), ~30 s background acquisition, ~40 s sample data acquisition | STDGL3 (Danyushevsky et al. 2011) and GSD-1G (USGS) | 85.854 | [19 empty] | 1959.4604 | [5 empty] | 84.4669 | [5 empty] | 225.2082 | [9 empty] | 85804.9797 |  | 87.3273 |  |  |  | 84.2913 | [7 empty] | 281.1443 | [13 empty] | 4502.5805 | [15 empty] | 84.0629 | [17 empty] | 84.0042 | [9 empty] | 84.22 | [35 empty] | CHN | Tibet
| Lawu |  | Magmatic hydrothermal | Skarn | Cu-Pb-Zn skarn | Cu, Pb, Zn | In, Sn | Cu, Pb, Zn, In, Sn |  |  | XG900-8-3 |  | underground mine |  |  |  |  | ore material | drill core | underground mining tunnels and drill cores | mineral separate | [5 empty] | mineralisation |  |  |  | sphalerite, chalcopyrite, pyrrhotite, pyrite, arsenopyrite | [6 empty] | galena, bismuthinite, marcasite, iron oxides, pyroxene, actinolite, quartz | thin sections and polished blocks examined using optical microscope, BSE detector, and EDS prior to analysis | EMPA, LA-ICPMS | JEOL JXA-8230 electron probe microanalyzer; RESOlution-LR 193 nm ArF excimer laser ablation system coupled to an Agilent 7700x ICP-MS | Laboratory of Mineral Resources Research Center, Fuzhou University; Adelaide Microscopy, the University of Adelaide | EPMA point analysis: accelerating voltage 15 kV, beam current 20 nA, beam diameter ~5 μm; EPMA mapping: accelerating voltage 20 kV, working current 50 nA, dwell time ~10 ms; BSE imaging: accelerating voltage 20 kV, beam current 10 nA; LA-ICP-MS: energy density 3~3.5 J/cm2, spot sizes 29 to 51 μm, repetition rates 5 Hz (polished thin-section) and 10 Hz (polished blocks), ~30 s background acquisition, ~40 s sample data acquisition | STDGL3 (Danyushevsky et al. 2011) and GSD-1G (USGS) | 86.854 | [19 empty] | 1960.4604 | [5 empty] | 85.4669 | [5 empty] | 226.2082 | [9 empty] | 85805.9797 |  | 88.3273 |  |  |  | 85.2913 | [7 empty] | 282.1443 | [13 empty] | 4503.5805 | [15 empty] | 85.0629 | [17 empty] | 85.0042 | [9 empty] | 85.22 | [35 empty] | CHN | Tibet
| Lawu |  | Magmatic hydrothermal | Skarn | Cu-Pb-Zn skarn | Cu, Pb, Zn | In, Sn | Cu, Pb, Zn, In, Sn |  |  | XG900-8-5 |  | underground mine |  |  |  |  | ore material | drill core | underground mining tunnels and drill cores | mineral separate | [5 empty] | mineralisation |  |  |  | sphalerite, chalcopyrite, pyrrhotite, pyrite, arsenopyrite | [6 empty] | galena, bismuthinite, marcasite, iron oxides, pyroxene, actinolite, quartz | thin sections and polished blocks examined using optical microscope, BSE detector, and EDS prior to analysis | EMPA, LA-ICPMS | JEOL JXA-8230 electron probe microanalyzer; RESOlution-LR 193 nm ArF excimer laser ablation system coupled to an Agilent 7700x ICP-MS | Laboratory of Mineral Resources Research Center, Fuzhou University; Adelaide Microscopy, the University of Adelaide | EPMA point analysis: accelerating voltage 15 kV, beam current 20 nA, beam diameter ~5 μm; EPMA mapping: accelerating voltage 20 kV, working current 50 nA, dwell time ~10 ms; BSE imaging: accelerating voltage 20 kV, beam current 10 nA; LA-ICP-MS: energy density 3~3.5 J/cm2, spot sizes 29 to 51 μm, repetition rates 5 Hz (polished thin-section) and 10 Hz (polished blocks), ~30 s background acquisition, ~40 s sample data acquisition | STDGL3 (Danyushevsky et al. 2011) and GSD-1G (USGS) | 87.854 | [19 empty] | 1961.4604 | [5 empty] | 86.4669 | [5 empty] | 227.2082 | [9 empty] | 85806.9797 |  | 89.3273 |  |  |  | 86.2913 | [7 empty] | 283.1443 | [13 empty] | 4504.5805 | [15 empty] | 86.0629 | [17 empty] | 86.0042 | [9 empty] | 86.22 | [35 empty] | CHN | Tibet
| Lawu |  | Magmatic hydrothermal | Skarn | Cu-Pb-Zn skarn | Cu, Pb, Zn | In, Sn | Cu, Pb, Zn, In, Sn |  |  | XG900-8-7 |  | underground mine |  |  |  |  | ore material | drill core | underground mining tunnels and drill cores | mineral separate | [5 empty] | mineralisation |  |  |  | sphalerite, chalcopyrite, pyrrhotite, pyrite, arsenopyrite | [6 empty] | galena, bismuthinite, marcasite, iron oxides, pyroxene, actinolite, quartz | thin sections and polished blocks examined using optical microscope, BSE detector, and EDS prior to analysis | EMPA, LA-ICPMS | JEOL JXA-8230 electron probe microanalyzer; RESOlution-LR 193 nm ArF excimer laser ablation system coupled to an Agilent 7700x ICP-MS | Laboratory of Mineral Resources Research Center, Fuzhou University; Adelaide Microscopy, the University of Adelaide | EPMA point analysis: accelerating voltage 15 kV, beam current 20 nA, beam diameter ~5 μm; EPMA mapping: accelerating voltage 20 kV, working current 50 nA, dwell time ~10 ms; BSE imaging: accelerating voltage 20 kV, beam current 10 nA; LA-ICP-MS: energy density 3~3.5 J/cm2, spot sizes 29 to 51 μm, repetition rates 5 Hz (polished thin-section) and 10 Hz (polished blocks), ~30 s background acquisition, ~40 s sample data acquisition | STDGL3 (Danyushevsky et al. 2011) and GSD-1G (USGS) | 88.854 | [19 empty] | 1962.4604 | [5 empty] | 87.4669 | [5 empty] | 228.2082 | [9 empty] | 85807.9797 |  | 90.3273 |  |  |  | 87.2913 | [7 empty] | 284.1443 | [13 empty] | 4505.5805 | [15 empty] | 87.0629 | [17 empty] | 87.0042 | [9 empty] | 87.22 | [35 empty] | CHN | Tibet
| Lawu |  | Magmatic hydrothermal | Skarn | Cu-Pb-Zn skarn | Cu, Pb, Zn | In, Sn | Cu, Pb, Zn, In, Sn |  |  | XG900-9-3 |  | underground mine |  |  |  |  | ore material | drill core | underground mining tunnels and drill cores | mineral separate | [5 empty] | mineralisation |  |  |  | sphalerite, chalcopyrite, pyrrhotite, pyrite, arsenopyrite | [6 empty] | galena, bismuthinite, marcasite, iron oxides, pyroxene, actinolite, quartz | thin sections and polished blocks examined using optical microscope, BSE detector, and EDS prior to analysis | EMPA, LA-ICPMS | JEOL JXA-8230 electron probe microanalyzer; RESOlution-LR 193 nm ArF excimer laser ablation system coupled to an Agilent 7700x ICP-MS | Laboratory of Mineral Resources Research Center, Fuzhou University; Adelaide Microscopy, the University of Adelaide | EPMA point analysis: accelerating voltage 15 kV, beam current 20 nA, beam diameter ~5 μm; EPMA mapping: accelerating voltage 20 kV, working current 50 nA, dwell time ~10 ms; BSE imaging: accelerating voltage 20 kV, beam current 10 nA; LA-ICP-MS: energy density 3~3.5 J/cm2, spot sizes 29 to 51 μm, repetition rates 5 Hz (polished thin-section) and 10 Hz (polished blocks), ~30 s background acquisition, ~40 s sample data acquisition | STDGL3 (Danyushevsky et al. 2011) and GSD-1G (USGS) | 89.854 | [19 empty] | 1963.4604 | [5 empty] | 88.4669 | [5 empty] | 229.2082 | [9 empty] | 85808.9797 |  | 91.3273 |  |  |  | 88.2913 | [7 empty] | 285.1443 | [13 empty] | 4506.5805 | [15 empty] | 88.0629 | [17 empty] | 88.0042 | [9 empty] | 88.22 | [35 empty] | CHN | Tibet
| Lawu |  | Magmatic hydrothermal | Skarn | Cu-Pb-Zn skarn | Cu, Pb, Zn | In, Sn | Cu, Pb, Zn, In, Sn |  |  | XG900-9-4 |  | underground mine |  |  |  |  | ore material | drill core | underground mining tunnels and drill cores | mineral separate | [5 empty] | mineralisation |  |  |  | sphalerite, chalcopyrite, pyrrhotite, pyrite, arsenopyrite | [6 empty] | galena, bismuthinite, marcasite, iron oxides, pyroxene, actinolite, quartz | thin sections and polished blocks examined using optical microscope, BSE detector, and EDS prior to analysis | EMPA, LA-ICPMS | JEOL JXA-8230 electron probe microanalyzer; RESOlution-LR 193 nm ArF excimer laser ablation system coupled to an Agilent 7700x ICP-MS | Laboratory of Mineral Resources Research Center, Fuzhou University; Adelaide Microscopy, the University of Adelaide | EPMA point analysis: accelerating voltage 15 kV, beam current 20 nA, beam diameter ~5 μm; EPMA mapping: accelerating voltage 20 kV, working current 50 nA, dwell time ~10 ms; BSE imaging: accelerating voltage 20 kV, beam current 10 nA; LA-ICP-MS: energy density 3~3.5 J/cm2, spot sizes 29 to 51 μm, repetition rates 5 Hz (polished thin-section) and 10 Hz (polished blocks), ~30 s background acquisition, ~40 s sample data acquisition | STDGL3 (Danyushevsky et al. 2011) and GSD-1G (USGS) | 90.854 | [19 empty] | 1964.4604 | [5 empty] | 89.4669 | [5 empty] | 230.2082 | [9 empty] | 85809.9797 |  | 92.3273 |  |  |  | 89.2913 | [7 empty] | 286.1443 | [13 empty] | 4507.5805 | [15 empty] | 89.0629 | [17 empty] | 89.0042 | [9 empty] | 89.22 | [35 empty] | CHN | Tibet
| Lawu |  | Magmatic hydrothermal | Skarn | Cu-Pb-Zn skarn | Cu, Pb, Zn | In, Sn | Cu, Pb, Zn, In, Sn |  |  | XG900-9-9 |  | underground mine |  |  |  |  | ore material | drill core | underground mining tunnels and drill cores | mineral separate | [5 empty] | mineralisation |  |  |  | sphalerite, chalcopyrite, pyrrhotite, pyrite, arsenopyrite | [6 empty] | galena, bismuthinite, marcasite, iron oxides, pyroxene, actinolite, quartz | thin sections and polished blocks examined using optical microscope, BSE detector, and EDS prior to analysis | EMPA, LA-ICPMS | JEOL JXA-8230 electron probe microanalyzer; RESOlution-LR 193 nm ArF excimer laser ablation system coupled to an Agilent 7700x ICP-MS | Laboratory of Mineral Resources Research Center, Fuzhou University; Adelaide Microscopy, the University of Adelaide | EPMA point analysis: accelerating voltage 15 kV, beam current 20 nA, beam diameter ~5 μm; EPMA mapping: accelerating voltage 20 kV, working current 50 nA, dwell time ~10 ms; BSE imaging: accelerating voltage 20 kV, beam current 10 nA; LA-ICP-MS: energy density 3~3.5 J/cm2, spot sizes 29 to 51 μm, repetition rates 5 Hz (polished thin-section) and 10 Hz (polished blocks), ~30 s background acquisition, ~40 s sample data acquisition | STDGL3 (Danyushevsky et al. 2011) and GSD-1G (USGS) | 91.854 | [19 empty] | 1965.4604 | [5 empty] | 90.4669 | [5 empty] | 231.2082 | [9 empty] | 85810.9797 |  | 93.3273 |  |  |  | 90.2913 | [7 empty] | 287.1443 | [13 empty] | 4508.5805 | [15 empty] | 90.0629 | [17 empty] | 90.0042 | [9 empty] | 90.22 | [35 empty] | CHN | Tibet
| Lawu |  | Magmatic hydrothermal | Skarn | Cu-Pb-Zn skarn | Cu, Pb, Zn | In, Sn | Cu, Pb, Zn, In, Sn |  |  | XG900-9-10 |  | underground mine |  |  |  |  | ore material | drill core | underground mining tunnels and drill cores | mineral separate | [5 empty] | mineralisation |  |  |  | sphalerite, chalcopyrite, pyrrhotite, pyrite, arsenopyrite | [6 empty] | galena, bismuthinite, marcasite, iron oxides, pyroxene, actinolite, quartz | thin sections and polished blocks examined using optical microscope, BSE detector, and EDS prior to analysis | EMPA, LA-ICPMS | JEOL JXA-8230 electron probe microanalyzer; RESOlution-LR 193 nm ArF excimer laser ablation system coupled to an Agilent 7700x ICP-MS | Laboratory of Mineral Resources Research Center, Fuzhou University; Adelaide Microscopy, the University of Adelaide | EPMA point analysis: accelerating voltage 15 kV, beam current 20 nA, beam diameter ~5 μm; EPMA mapping: accelerating voltage 20 kV, working current 50 nA, dwell time ~10 ms; BSE imaging: accelerating voltage 20 kV, beam current 10 nA; LA-ICP-MS: energy density 3~3.5 J/cm2, spot sizes 29 to 51 μm, repetition rates 5 Hz (polished thin-section) and 10 Hz (polished blocks), ~30 s background acquisition, ~40 s sample data acquisition | STDGL3 (Danyushevsky et al. 2011) and GSD-1G (USGS) | 92.854 | [19 empty] | 1966.4604 | [5 empty] | 91.4669 | [5 empty] | 232.2082 | [9 empty] | 85811.9797 |  | 94.3273 |  |  |  | 91.2913 | [7 empty] | 288.1443 | [13 empty] | 4509.5805 | [15 empty] | 91.0629 | [17 empty] | 91.0042 | [9 empty] | 91.22 | [35 empty] | CHN | Tibet
| Lawu |  | Magmatic hydrothermal | Skarn | Cu-Pb-Zn skarn | Cu, Pb, Zn | In, Sn | Cu, Pb, Zn, In, Sn |  |  | XG900-9-11 |  | underground mine |  |  |  |  | ore material | drill core | underground mining tunnels and drill cores | mineral separate | [5 empty] | mineralisation |  |  |  | sphalerite, chalcopyrite, pyrrhotite, pyrite, arsenopyrite | [6 empty] | galena, bismuthinite, marcasite, iron oxides, pyroxene, actinolite, quartz | thin sections and polished blocks examined using optical microscope, BSE detector, and EDS prior to analysis | EMPA, LA-ICPMS | JEOL JXA-8230 electron probe microanalyzer; RESOlution-LR 193 nm ArF excimer laser ablation system coupled to an Agilent 7700x ICP-MS | Laboratory of Mineral Resources Research Center, Fuzhou University; Adelaide Microscopy, the University of Adelaide | EPMA point analysis: accelerating voltage 15 kV, beam current 20 nA, beam diameter ~5 μm; EPMA mapping: accelerating voltage 20 kV, working current 50 nA, dwell time ~10 ms; BSE imaging: accelerating voltage 20 kV, beam current 10 nA; LA-ICP-MS: energy density 3~3.5 J/cm2, spot sizes 29 to 51 μm, repetition rates 5 Hz (polished thin-section) and 10 Hz (polished blocks), ~30 s background acquisition, ~40 s sample data acquisition | STDGL3 (Danyushevsky et al. 2011) and GSD-1G (USGS) | 93.854 | [19 empty] | 1967.4604 | [5 empty] | 92.4669 | [5 empty] | 233.2082 | [9 empty] | 85812.9797 |  | 95.3273 |  |  |  | 92.2913 | [7 empty] | 289.1443 | [13 empty] | 4510.5805 | [15 empty] | 92.0629 | [17 empty] | 92.0042 | [9 empty] | 92.22 | [35 empty] | CHN | Tibet
| Lawu |  | Magmatic hydrothermal | Skarn | Cu-Pb-Zn skarn | Cu, Pb, Zn | In, Sn | Cu, Pb, Zn, In, Sn |  |  | XG900-9-12 |  | underground mine |  |  |  |  | ore material | drill core | underground mining tunnels and drill cores | mineral separate | [5 empty] | mineralisation |  |  |  | sphalerite, chalcopyrite, pyrrhotite, pyrite, arsenopyrite | [6 empty] | galena, bismuthinite, marcasite, iron oxides, pyroxene, actinolite, quartz | thin sections and polished blocks examined using optical microscope, BSE detector, and EDS prior to analysis | EMPA, LA-ICPMS | JEOL JXA-8230 electron probe microanalyzer; RESOlution-LR 193 nm ArF excimer laser ablation system coupled to an Agilent 7700x ICP-MS | Laboratory of Mineral Resources Research Center, Fuzhou University; Adelaide Microscopy, the University of Adelaide | EPMA point analysis: accelerating voltage 15 kV, beam current 20 nA, beam diameter ~5 μm; EPMA mapping: accelerating voltage 20 kV, working current 50 nA, dwell time ~10 ms; BSE imaging: accelerating voltage 20 kV, beam current 10 nA; LA-ICP-MS: energy density 3~3.5 J/cm2, spot sizes 29 to 51 μm, repetition rates 5 Hz (polished thin-section) and 10 Hz (polished blocks), ~30 s background acquisition, ~40 s sample data acquisition | STDGL3 (Danyushevsky et al. 2011) and GSD-1G (USGS) | 94.854 | [19 empty] | 1968.4604 | [5 empty] | 93.4669 | [5 empty] | 234.2082 | [9 empty] | 85813.9797 |  | 96.3273 |  |  |  | 93.2913 | [7 empty] | 290.1443 | [13 empty] | 4511.5805 | [15 empty] | 93.0629 | [17 empty] | 93.0042 | [9 empty] | 93.22 | [35 empty] | CHN | Tibet
| Lawu |  | Magmatic hydrothermal | Skarn | Cu-Pb-Zn skarn | Cu, Pb, Zn | In, Sn | Cu, Pb, Zn, In, Sn |  |  | XG900-10-4 |  | underground mine |  |  |  |  | ore material | drill core | underground mining tunnels and drill cores | mineral separate | [5 empty] | mineralisation |  |  |  | sphalerite, chalcopyrite, pyrrhotite, pyrite, arsenopyrite | [6 empty] | galena, bismuthinite, marcasite, iron oxides, pyroxene, actinolite, quartz | thin sections and polished blocks examined using optical microscope, BSE detector, and EDS prior to analysis | EMPA, LA-ICPMS | JEOL JXA-8230 electron probe microanalyzer; RESOlution-LR 193 nm ArF excimer laser ablation system coupled to an Agilent 7700x ICP-MS | Laboratory of Mineral Resources Research Center, Fuzhou University; Adelaide Microscopy, the University of Adelaide | EPMA point analysis: accelerating voltage 15 kV, beam current 20 nA, beam diameter ~5 μm; EPMA mapping: accelerating voltage 20 kV, working current 50 nA, dwell time ~10 ms; BSE imaging: accelerating voltage 20 kV, beam current 10 nA; LA-ICP-MS: energy density 3~3.5 J/cm2, spot sizes 29 to 51 μm, repetition rates 5 Hz (polished thin-section) and 10 Hz (polished blocks), ~30 s background acquisition, ~40 s sample data acquisition | STDGL3 (Danyushevsky et al. 2011) and GSD-1G (USGS) | 95.854 | [19 empty] | 1969.4604 | [5 empty] | 94.4669 | [5 empty] | 235.2082 | [9 empty] | 85814.9797 |  | 97.3273 |  |  |  | 94.2913 | [7 empty] | 291.1443 | [13 empty] | 4512.5805 | [15 empty] | 94.0629 | [17 empty] | 94.0042 | [9 empty] | 94.22 | [35 empty] | CHN | Tibet
| Lawu |  | Magmatic hydrothermal | Skarn | Cu-Pb-Zn skarn | Cu, Pb, Zn | In, Sn | Cu, Pb, Zn, In, Sn |  |  | XG900-10-7 |  | underground mine |  |  |  |  | ore material | drill core | underground mining tunnels and drill cores | mineral separate | [5 empty] | mineralisation |  |  |  | sphalerite, chalcopyrite, pyrrhotite, pyrite, arsenopyrite | [6 empty] | galena, bismuthinite, marcasite, iron oxides, pyroxene, actinolite, quartz | thin sections and polished blocks examined using optical microscope, BSE detector, and EDS prior to analysis | EMPA, LA-ICPMS | JEOL JXA-8230 electron probe microanalyzer; RESOlution-LR 193 nm ArF excimer laser ablation system coupled to an Agilent 7700x ICP-MS | Laboratory of Mineral Resources Research Center, Fuzhou University; Adelaide Microscopy, the University of Adelaide | EPMA point analysis: accelerating voltage 15 kV, beam current 20 nA, beam diameter ~5 μm; EPMA mapping: accelerating voltage 20 kV, working current 50 nA, dwell time ~10 ms; BSE imaging: accelerating voltage 20 kV, beam current 10 nA; LA-ICP-MS: energy density 3~3.5 J/cm2, spot sizes 29 to 51 μm, repetition rates 5 Hz (polished thin-section) and 10 Hz (polished blocks), ~30 s background acquisition, ~40 s sample data acquisition | STDGL3 (Danyushevsky et al. 2011) and GSD-1G (USGS) | 96.854 | [19 empty] | 1970.4604 | [5 empty] | 95.4669 | [5 empty] | 236.2082 | [9 empty] | 85815.9797 |  | 98.3273 |  |  |  | 95.2913 | [7 empty] | 292.1443 | [13 empty] | 4513.5805 | [15 empty] | 95.0629 | [17 empty] | 95.0042 | [9 empty] | 95.22 | [35 empty] | CHN | Tibet
| Lawu |  | Magmatic hydrothermal | Skarn | Cu-Pb-Zn skarn | Cu, Pb, Zn | In, Sn | Cu, Pb, Zn, In, Sn |  |  | XG900-10-8 |  | underground mine |  |  |  |  | ore material | drill core | underground mining tunnels and drill cores | mineral separate | [5 empty] | mineralisation |  |  |  | sphalerite, chalcopyrite, pyrrhotite, pyrite, arsenopyrite | [6 empty] | galena, bismuthinite, marcasite, iron oxides, pyroxene, actinolite, quartz | thin sections and polished blocks examined using optical microscope, BSE detector, and EDS prior to analysis | EMPA, LA-ICPMS | JEOL JXA-8230 electron probe microanalyzer; RESOlution-LR 193 nm ArF excimer laser ablation system coupled to an Agilent 7700x ICP-MS | Laboratory of Mineral Resources Research Center, Fuzhou University; Adelaide Microscopy, the University of Adelaide | EPMA point analysis: accelerating voltage 15 kV, beam current 20 nA, beam diameter ~5 μm; EPMA mapping: accelerating voltage 20 kV, working current 50 nA, dwell time ~10 ms; BSE imaging: accelerating voltage 20 kV, beam current 10 nA; LA-ICP-MS: energy density 3~3.5 J/cm2, spot sizes 29 to 51 μm, repetition rates 5 Hz (polished thin-section) and 10 Hz (polished blocks), ~30 s background acquisition, ~40 s sample data acquisition | STDGL3 (Danyushevsky et al. 2011) and GSD-1G (USGS) | 97.854 | [19 empty] | 1971.4604 | [5 empty] | 96.4669 | [5 empty] | 237.2082 | [9 empty] | 85816.9797 |  | 99.3273 |  |  |  | 96.2913 | [7 empty] | 293.1443 | [13 empty] | 4514.5805 | [15 empty] | 96.0629 | [17 empty] | 96.0042 | [9 empty] | 96.22 | [35 empty] | CHN | Tibet
| Lawu |  | Magmatic hydrothermal | Skarn | Cu-Pb-Zn skarn | Cu, Pb, Zn | In, Sn | Cu, Pb, Zn, In, Sn |  |  | XG900-10-12 |  | underground mine |  |  |  |  | ore material | drill core | underground mining tunnels and drill cores | mineral separate | [5 empty] | mineralisation |  |  |  | sphalerite, chalcopyrite, pyrrhotite, pyrite, arsenopyrite | [6 empty] | galena, bismuthinite, marcasite, iron oxides, pyroxene, actinolite, quartz | thin sections and polished blocks examined using optical microscope, BSE detector, and EDS prior to analysis | EMPA, LA-ICPMS | JEOL JXA-8230 electron probe microanalyzer; RESOlution-LR 193 nm ArF excimer laser ablation system coupled to an Agilent 7700x ICP-MS | Laboratory of Mineral Resources Research Center, Fuzhou University; Adelaide Microscopy, the University of Adelaide | EPMA point analysis: accelerating voltage 15 kV, beam current 20 nA, beam diameter ~5 μm; EPMA mapping: accelerating voltage 20 kV, working current 50 nA, dwell time ~10 ms; BSE imaging: accelerating voltage 20 kV, beam current 10 nA; LA-ICP-MS: energy density 3~3.5 J/cm2, spot sizes 29 to 51 μm, repetition rates 5 Hz (polished thin-section) and 10 Hz (polished blocks), ~30 s background acquisition, ~40 s sample data acquisition | STDGL3 (Danyushevsky et al. 2011) and GSD-1G (USGS) | 98.854 | [19 empty] | 1972.4604 | [5 empty] | 97.4669 | [5 empty] | 238.2082 | [9 empty] | 85817.9797 |  | 100.3273 |  |  |  | 97.2913 | [7 empty] | 294.1443 | [13 empty] | 4515.5805 | [15 empty] | 97.0629 | [17 empty] | 97.0042 | [9 empty] | 97.22 | [35 empty] | CHN | Tibet
| Lawu |  | Magmatic hydrothermal | Skarn | Cu-Pb-Zn skarn | Cu, Pb, Zn | In, Sn | Cu, Pb, Zn, In, Sn |  |  | XG900-10-13 |  | underground mine |  |  |  |  | ore material | drill core | underground mining tunnels and drill cores | mineral separate | [5 empty] | mineralisation |  |  |  | sphalerite, chalcopyrite, pyrrhotite, pyrite, arsenopyrite | [6 empty] | galena, bismuthinite, marcasite, iron oxides, pyroxene, actinolite, quartz | thin sections and polished blocks examined using optical microscope, BSE detector, and EDS prior to analysis | EMPA, LA-ICPMS | JEOL JXA-8230 electron probe microanalyzer; RESOlution-LR 193 nm ArF excimer laser ablation system coupled to an Agilent 7700x ICP-MS | Laboratory of Mineral Resources Research Center, Fuzhou University; Adelaide Microscopy, the University of Adelaide | EPMA point analysis: accelerating voltage 15 kV, beam current 20 nA, beam diameter ~5 μm; EPMA mapping: accelerating voltage 20 kV, working current 50 nA, dwell time ~10 ms; BSE imaging: accelerating voltage 20 kV, beam current 10 nA; LA-ICP-MS: energy density 3~3.5 J/cm2, spot sizes 29 to 51 μm, repetition rates 5 Hz (polished thin-section) and 10 Hz (polished blocks), ~30 s background acquisition, ~40 s sample data acquisition | STDGL3 (Danyushevsky et al. 2011) and GSD-1G (USGS) | 99.854 | [19 empty] | 1973.4604 | [5 empty] | 98.4669 | [5 empty] | 239.2082 | [9 empty] | 85818.9797 |  | 101.3273 |  |  |  | 98.2913 | [7 empty] | 295.1443 | [13 empty] | 4516.5805 | [15 empty] | 98.0629 | [17 empty] | 98.0042 | [9 empty] | 98.22 | [35 empty] | CHN | Tibet
| Lawu |  | Magmatic hydrothermal | Skarn | Cu-Pb-Zn skarn | Cu, Pb, Zn | In, Sn | Cu, Pb, Zn, In, Sn |  |  | XG900-10-14 |  | underground mine |  |  |  |  | ore material | drill core | underground mining tunnels and drill cores | mineral separate | [5 empty] | mineralisation |  |  |  | sphalerite, chalcopyrite, pyrrhotite, pyrite, arsenopyrite | [6 empty] | galena, bismuthinite, marcasite, iron oxides, pyroxene, actinolite, quartz | thin sections and polished blocks examined using optical microscope, BSE detector, and EDS prior to analysis | EMPA, LA-ICPMS | JEOL JXA-8230 electron probe microanalyzer; RESOlution-LR 193 nm ArF excimer laser ablation system coupled to an Agilent 7700x ICP-MS | Laboratory of Mineral Resources Research Center, Fuzhou University; Adelaide Microscopy, the University of Adelaide | EPMA point analysis: accelerating voltage 15 kV, beam current 20 nA, beam diameter ~5 μm; EPMA mapping: accelerating voltage 20 kV, working current 50 nA, dwell time ~10 ms; BSE imaging: accelerating voltage 20 kV, beam current 10 nA; LA-ICP-MS: energy density 3~3.5 J/cm2, spot sizes 29 to 51 μm, repetition rates 5 Hz (polished thin-section) and 10 Hz (polished blocks), ~30 s background acquisition, ~40 s sample data acquisition | STDGL3 (Danyushevsky et al. 2011) and GSD-1G (USGS) | 100.854 | [19 empty] | 1974.4604 | [5 empty] | 99.4669 | [5 empty] | 240.2082 | [9 empty] | 85819.9797 |  | 102.3273 |  |  |  | 99.2913 | [7 empty] | 296.1443 | [13 empty] | 4517.5805 | [15 empty] | 99.0629 | [17 empty] | 99.0042 | [9 empty] | 99.22 | [35 empty] | CHN | Tibet
| Lawu |  | Magmatic hydrothermal | Skarn | Cu-Pb-Zn skarn | Cu, Pb, Zn | In, Sn | Cu, Pb, Zn, In, Sn |  |  | XG900-8-1 |  | underground mine |  |  |  |  | ore material | drill core | underground mining tunnels and drill cores | mineral separate | [5 empty] | mineralisation |  |  |  | sphalerite, chalcopyrite, pyrrhotite, pyrite, arsenopyrite | [6 empty] | galena, bismuthinite, marcasite, iron oxides, pyroxene, actinolite, quartz | thin sections and polished blocks examined using optical microscope, BSE detector, and EDS prior to analysis | EMPA, LA-ICPMS | JEOL JXA-8230 electron probe microanalyzer; RESOlution-LR 193 nm ArF excimer laser ablation system coupled to an Agilent 7700x ICP-MS | Laboratory of Mineral Resources Research Center, Fuzhou University; Adelaide Microscopy, the University of Adelaide | EPMA point analysis: accelerating voltage 15 kV, beam current 20 nA, beam diameter ~5 μm; EPMA mapping: accelerating voltage 20 kV, working current 50 nA, dwell time ~10 ms; BSE imaging: accelerating voltage 20 kV, beam current 10 nA; LA-ICP-MS: energy density 3~3.5 J/cm2, spot sizes 29 to 51 μm, repetition rates 5 Hz (polished thin-section) and 10 Hz (polished blocks), ~30 s background acquisition, ~40 s sample data acquisition | STDGL3 (Danyushevsky et al. 2011) and GSD-1G (USGS) | 101.854 | [19 empty] | 1975.4604 | [5 empty] | 100.4669 | [5 empty] | 241.2082 | [9 empty] | 85820.9797 |  | 103.3273 |  |  |  | 100.2913 | [7 empty] | 297.1443 | [13 empty] | 4518.5805 | [15 empty] | 100.0629 | [17 empty] | 100.0042 | [9 empty] | 100.22 | [35 empty] | CHN | Tibet
| Lawu |  | Magmatic hydrothermal | Skarn | Cu-Pb-Zn skarn | Cu, Pb, Zn | In, Sn | Cu, Pb, Zn, In, Sn |  |  | XG900-8-6 |  | underground mine |  |  |  |  | ore material | drill core | underground mining tunnels and drill cores | mineral separate | [5 empty] | mineralisation |  |  |  | sphalerite, chalcopyrite, pyrrhotite, pyrite, arsenopyrite | [6 empty] | galena, bismuthinite, marcasite, iron oxides, pyroxene, actinolite, quartz | thin sections and polished blocks examined using optical microscope, BSE detector, and EDS prior to analysis | EMPA, LA-ICPMS | JEOL JXA-8230 electron probe microanalyzer; RESOlution-LR 193 nm ArF excimer laser ablation system coupled to an Agilent 7700x ICP-MS | Laboratory of Mineral Resources Research Center, Fuzhou University; Adelaide Microscopy, the University of Adelaide | EPMA point analysis: accelerating voltage 15 kV, beam current 20 nA, beam diameter ~5 μm; EPMA mapping: accelerating voltage 20 kV, working current 50 nA, dwell time ~10 ms; BSE imaging: accelerating voltage 20 kV, beam current 10 nA; LA-ICP-MS: energy density 3~3.5 J/cm2, spot sizes 29 to 51 μm, repetition rates 5 Hz (polished thin-section) and 10 Hz (polished blocks), ~30 s background acquisition, ~40 s sample data acquisition | STDGL3 (Danyushevsky et al. 2011) and GSD-1G (USGS) | 102.854 | [19 empty] | 1976.4604 | [5 empty] | 101.4669 | [5 empty] | 242.2082 | [9 empty] | 85821.9797 |  | 104.3273 |  |  |  | 101.2913 | [7 empty] | 298.1443 | [13 empty] | 4519.5805 | [15 empty] | 101.0629 | [17 empty] | 101.0042 | [9 empty] | 101.22 | [35 empty] | CHN | Tibet
| Lawu |  | Magmatic hydrothermal | Skarn | Cu-Pb-Zn skarn | Cu, Pb, Zn | In, Sn | Cu, Pb, Zn, In, Sn |  |  | XG900-8-8 |  | underground mine |  |  |  |  | ore material | drill core | underground mining tunnels and drill cores | mineral separate | [5 empty] | mineralisation |  |  |  | sphalerite, chalcopyrite, pyrrhotite, pyrite, arsenopyrite | [6 empty] | galena, bismuthinite, marcasite, iron oxides, pyroxene, actinolite, quartz | thin sections and polished blocks examined using optical microscope, BSE detector, and EDS prior to analysis | EMPA, LA-ICPMS | JEOL JXA-8230 electron probe microanalyzer; RESOlution-LR 193 nm ArF excimer laser ablation system coupled to an Agilent 7700x ICP-MS | Laboratory of Mineral Resources Research Center, Fuzhou University; Adelaide Microscopy, the University of Adelaide | EPMA point analysis: accelerating voltage 15 kV, beam current 20 nA, beam diameter ~5 μm; EPMA mapping: accelerating voltage 20 kV, working current 50 nA, dwell time ~10 ms; BSE imaging: accelerating voltage 20 kV, beam current 10 nA; LA-ICP-MS: energy density 3~3.5 J/cm2, spot sizes 29 to 51 μm, repetition rates 5 Hz (polished thin-section) and 10 Hz (polished blocks), ~30 s background acquisition, ~40 s sample data acquisition | STDGL3 (Danyushevsky et al. 2011) and GSD-1G (USGS) | 103.854 | [19 empty] | 1977.4604 | [5 empty] | 102.4669 | [5 empty] | 243.2082 | [9 empty] | 85822.9797 |  | 105.3273 |  |  |  | 102.2913 | [7 empty] | 299.1443 | [13 empty] | 4520.5805 | [15 empty] | 102.0629 | [17 empty] | 102.0042 | [9 empty] | 102.22 | [35 empty] | CHN | Tibet
| Lawu |  | Magmatic hydrothermal | Skarn | Cu-Pb-Zn skarn | Cu, Pb, Zn | In, Sn | Cu, Pb, Zn, In, Sn |  |  | XG900-9-1 |  | underground mine |  |  |  |  | ore material | drill core | underground mining tunnels and drill cores | mineral separate | [5 empty] | mineralisation |  |  |  | sphalerite, chalcopyrite, pyrrhotite, pyrite, arsenopyrite | [6 empty] | galena, bismuthinite, marcasite, iron oxides, pyroxene, actinolite, quartz | thin sections and polished blocks examined using optical microscope, BSE detector, and EDS prior to analysis | EMPA, LA-ICPMS | JEOL JXA-8230 electron probe microanalyzer; RESOlution-LR 193 nm ArF excimer laser ablation system coupled to an Agilent 7700x ICP-MS | Laboratory of Mineral Resources Research Center, Fuzhou University; Adelaide Microscopy, the University of Adelaide | EPMA point analysis: accelerating voltage 15 kV, beam current 20 nA, beam diameter ~5 μm; EPMA mapping: accelerating voltage 20 kV, working current 50 nA, dwell time ~10 ms; BSE imaging: accelerating voltage 20 kV, beam current 10 nA; LA-ICP-MS: energy density 3~3.5 J/cm2, spot sizes 29 to 51 μm, repetition rates 5 Hz (polished thin-section) and 10 Hz (polished blocks), ~30 s background acquisition, ~40 s sample data acquisition | STDGL3 (Danyushevsky et al. 2011) and GSD-1G (USGS) | 104.854 | [19 empty] | 1978.4604 | [5 empty] | 103.4669 | [5 empty] | 244.2082 | [9 empty] | 85823.9797 |  | 106.3273 |  |  |  | 103.2913 | [7 empty] | 300.1443 | [13 empty] | 4521.5805 | [15 empty] | 103.0629 | [17 empty] | 103.0042 | [9 empty] | 103.22 | [35 empty] | CHN | Tibet
| Lawu |  | Magmatic hydrothermal | Skarn | Cu-Pb-Zn skarn | Cu, Pb, Zn | In, Sn | Cu, Pb, Zn, In, Sn |  |  | XG900-9-2 |  | underground mine |  |  |  |  | ore material | drill core | underground mining tunnels and drill cores | mineral separate | [5 empty] | mineralisation |  |  |  | sphalerite, chalcopyrite, pyrrhotite, pyrite, arsenopyrite | [6 empty] | galena, bismuthinite, marcasite, iron oxides, pyroxene, actinolite, quartz | thin sections and polished blocks examined using optical microscope, BSE detector, and EDS prior to analysis | EMPA, LA-ICPMS | JEOL JXA-8230 electron probe microanalyzer; RESOlution-LR 193 nm ArF excimer laser ablation system coupled to an Agilent 7700x ICP-MS | Laboratory of Mineral Resources Research Center, Fuzhou University; Adelaide Microscopy, the University of Adelaide | EPMA point analysis: accelerating voltage 15 kV, beam current 20 nA, beam diameter ~5 μm; EPMA mapping: accelerating voltage 20 kV, working current 50 nA, dwell time ~10 ms; BSE imaging: accelerating voltage 20 kV, beam current 10 nA; LA-ICP-MS: energy density 3~3.5 J/cm2, spot sizes 29 to 51 μm, repetition rates 5 Hz (polished thin-section) and 10 Hz (polished blocks), ~30 s background acquisition, ~40 s sample data acquisition | STDGL3 (Danyushevsky et al. 2011) and GSD-1G (USGS) | 105.854 | [19 empty] | 1979.4604 | [5 empty] | 104.4669 | [5 empty] | 245.2082 | [9 empty] | 85824.9797 |  | 107.3273 |  |  |  | 104.2913 | [7 empty] | 301.1443 | [13 empty] | 4522.5805 | [15 empty] | 104.0629 | [17 empty] | 104.0042 | [9 empty] | 104.22 | [35 empty] | CHN | Tibet
| Lawu |  | Magmatic hydrothermal | Skarn | Cu-Pb-Zn skarn | Cu, Pb, Zn | In, Sn | Cu, Pb, Zn, In, Sn |  |  | XG900-9-5 |  | underground mine |  |  |  |  | ore material | drill core | underground mining tunnels and drill cores | mineral separate | [5 empty] | mineralisation |  |  |  | sphalerite, chalcopyrite, pyrrhotite, pyrite, arsenopyrite | [6 empty] | galena, bismuthinite, marcasite, iron oxides, pyroxene, actinolite, quartz | thin sections and polished blocks examined using optical microscope, BSE detector, and EDS prior to analysis | EMPA, LA-ICPMS | JEOL JXA-8230 electron probe microanalyzer; RESOlution-LR 193 nm ArF excimer laser ablation system coupled to an Agilent 7700x ICP-MS | Laboratory of Mineral Resources Research Center, Fuzhou University; Adelaide Microscopy, the University of Adelaide | EPMA point analysis: accelerating voltage 15 kV, beam current 20 nA, beam diameter ~5 μm; EPMA mapping: accelerating voltage 20 kV, working current 50 nA, dwell time ~10 ms; BSE imaging: accelerating voltage 20 kV, beam current 10 nA; LA-ICP-MS: energy density 3~3.5 J/cm2, spot sizes 29 to 51 μm, repetition rates 5 Hz (polished thin-section) and 10 Hz (polished blocks), ~30 s background acquisition, ~40 s sample data acquisition | STDGL3 (Danyushevsky et al. 2011) and GSD-1G (USGS) | 106.854 | [19 empty] | 1980.4604 | [5 empty] | 105.4669 | [5 empty] | 246.2082 | [9 empty] | 85825.9797 |  | 108.3273 |  |  |  | 105.2913 | [7 empty] | 302.1443 | [13 empty] | 4523.5805 | [15 empty] | 105.0629 | [17 empty] | 105.0042 | [9 empty] | 105.22 | [35 empty] | CHN | Tibet
| Lawu |  | Magmatic hydrothermal | Skarn | Cu-Pb-Zn skarn | Cu, Pb, Zn | In, Sn | Cu, Pb, Zn, In, Sn |  |  | XG900-9-6 |  | underground mine |  |  |  |  | ore material | drill core | underground mining tunnels and drill cores | mineral separate | [5 empty] | mineralisation |  |  |  | sphalerite, chalcopyrite, pyrrhotite, pyrite, arsenopyrite | [6 empty] | galena, bismuthinite, marcasite, iron oxides, pyroxene, actinolite, quartz | thin sections and polished blocks examined using optical microscope, BSE detector, and EDS prior to analysis | EMPA, LA-ICPMS | JEOL JXA-8230 electron probe microanalyzer; RESOlution-LR 193 nm ArF excimer laser ablation system coupled to an Agilent 7700x ICP-MS | Laboratory of Mineral Resources Research Center, Fuzhou University; Adelaide Microscopy, the University of Adelaide | EPMA point analysis: accelerating voltage 15 kV, beam current 20 nA, beam diameter ~5 μm; EPMA mapping: accelerating voltage 20 kV, working current 50 nA, dwell time ~10 ms; BSE imaging: accelerating voltage 20 kV, beam current 10 nA; LA-ICP-MS: energy density 3~3.5 J/cm2, spot sizes 29 to 51 μm, repetition rates 5 Hz (polished thin-section) and 10 Hz (polished blocks), ~30 s background acquisition, ~40 s sample data acquisition | STDGL3 (Danyushevsky et al. 2011) and GSD-1G (USGS) | 107.854 | [19 empty] | 1981.4604 | [5 empty] | 106.4669 | [5 empty] | 247.2082 | [9 empty] | 85826.9797 |  | 109.3273 |  |  |  | 106.2913 | [7 empty] | 303.1443 | [13 empty] | 4524.5805 | [15 empty] | 106.0629 | [17 empty] | 106.0042 | [9 empty] | 106.22 | [35 empty] | CHN | Tibet
| Lawu |  | Magmatic hydrothermal | Skarn | Cu-Pb-Zn skarn | Cu, Pb, Zn | In, Sn | Cu, Pb, Zn, In, Sn |  |  | XG900-9-7 |  | underground mine |  |  |  |  | ore material | drill core | underground mining tunnels and drill cores | mineral separate | [5 empty] | mineralisation |  |  |  | sphalerite, chalcopyrite, pyrrhotite, pyrite, arsenopyrite | [6 empty] | galena, bismuthinite, marcasite, iron oxides, pyroxene, actinolite, quartz | thin sections and polished blocks examined using optical microscope, BSE detector, and EDS prior to analysis | EMPA, LA-ICPMS | JEOL JXA-8230 electron probe microanalyzer; RESOlution-LR 193 nm ArF excimer laser ablation system coupled to an Agilent 7700x ICP-MS | Laboratory of Mineral Resources Research Center, Fuzhou University; Adelaide Microscopy, the University of Adelaide | EPMA point analysis: accelerating voltage 15 kV, beam current 20 nA, beam diameter ~5 μm; EPMA mapping: accelerating voltage 20 kV, working current 50 nA, dwell time ~10 ms; BSE imaging: accelerating voltage 20 kV, beam current 10 nA; LA-ICP-MS: energy density 3~3.5 J/cm2, spot sizes 29 to 51 μm, repetition rates 5 Hz (polished thin-section) and 10 Hz (polished blocks), ~30 s background acquisition, ~40 s sample data acquisition | STDGL3 (Danyushevsky et al. 2011) and GSD-1G (USGS) | 108.854 | [19 empty] | 1982.4604 | [5 empty] | 107.4669 | [5 empty] | 248.2082 | [9 empty] | 85827.9797 |  | 110.3273 |  |  |  | 107.2913 | [7 empty] | 304.1443 | [13 empty] | 4525.5805 | [15 empty] | 107.0629 | [17 empty] | 107.0042 | [9 empty] | 107.22 | [35 empty] | CHN | Tibet
| Lawu |  | Magmatic hydrothermal | Skarn | Cu-Pb-Zn skarn | Cu, Pb, Zn | In, Sn | Cu, Pb, Zn, In, Sn |  |  | XG900-9-8 |  | underground mine |  |  |  |  | ore material | drill core | underground mining tunnels and drill cores | mineral separate | [5 empty] | mineralisation |  |  |  | sphalerite, chalcopyrite, pyrrhotite, pyrite, arsenopyrite | [6 empty] | galena, bismuthinite, marcasite, iron oxides, pyroxene, actinolite, quartz | thin sections and polished blocks examined using optical microscope, BSE detector, and EDS prior to analysis | EMPA, LA-ICPMS | JEOL JXA-8230 electron probe microanalyzer; RESOlution-LR 193 nm ArF excimer laser ablation system coupled to an Agilent 7700x ICP-MS | Laboratory of Mineral Resources Research Center, Fuzhou University; Adelaide Microscopy, the University of Adelaide | EPMA point analysis: accelerating voltage 15 kV, beam current 20 nA, beam diameter ~5 μm; EPMA mapping: accelerating voltage 20 kV, working current 50 nA, dwell time ~10 ms; BSE imaging: accelerating voltage 20 kV, beam current 10 nA; LA-ICP-MS: energy density 3~3.5 J/cm2, spot sizes 29 to 51 μm, repetition rates 5 Hz (polished thin-section) and 10 Hz (polished blocks), ~30 s background acquisition, ~40 s sample data acquisition | STDGL3 (Danyushevsky et al. 2011) and GSD-1G (USGS) | 109.854 | [19 empty] | 1983.4604 | [5 empty] | 108.4669 | [5 empty] | 249.2082 | [9 empty] | 85828.9797 |  | 111.3273 |  |  |  | 108.2913 | [7 empty] | 305.1443 | [13 empty] | 4526.5805 | [15 empty] | 108.0629 | [17 empty] | 108.0042 | [9 empty] | 108.22 | [35 empty] | CHN | Tibet
| Lawu |  | Magmatic hydrothermal | Skarn | Cu-Pb-Zn skarn | Cu, Pb, Zn | In, Sn | Cu, Pb, Zn, In, Sn |  |  | XG900-10-1 |  | underground mine |  |  |  |  | ore material | drill core | underground mining tunnels and drill cores | mineral separate | [5 empty] | mineralisation |  |  |  | sphalerite, chalcopyrite, pyrrhotite, pyrite, arsenopyrite | [6 empty] | galena, bismuthinite, marcasite, iron oxides, pyroxene, actinolite, quartz | thin sections and polished blocks examined using optical microscope, BSE detector, and EDS prior to analysis | EMPA, LA-ICPMS | JEOL JXA-8230 electron probe microanalyzer; RESOlution-LR 193 nm ArF excimer laser ablation system coupled to an Agilent 7700x ICP-MS | Laboratory of Mineral Resources Research Center, Fuzhou University; Adelaide Microscopy, the University of Adelaide | EPMA point analysis: accelerating voltage 15 kV, beam current 20 nA, beam diameter ~5 μm; EPMA mapping: accelerating voltage 20 kV, working current 50 nA, dwell time ~10 ms; BSE imaging: accelerating voltage 20 kV, beam current 10 nA; LA-ICP-MS: energy density 3~3.5 J/cm2, spot sizes 29 to 51 μm, repetition rates 5 Hz (polished thin-section) and 10 Hz (polished blocks), ~30 s background acquisition, ~40 s sample data acquisition | STDGL3 (Danyushevsky et al. 2011) and GSD-1G (USGS) | 110.854 | [19 empty] | 1984.4604 | [5 empty] | 109.4669 | [5 empty] | 250.2082 | [9 empty] | 85829.9797 |  | 112.3273 |  |  |  | 109.2913 | [7 empty] | 306.1443 | [13 empty] | 4527.5805 | [15 empty] | 109.0629 | [17 empty] | 109.0042 | [9 empty] | 109.22 | [35 empty] | CHN | Tibet
| Lawu |  | Magmatic hydrothermal | Skarn | Cu-Pb-Zn skarn | Cu, Pb, Zn | In, Sn | Cu, Pb, Zn, In, Sn |  |  | XG900-10-2 |  | underground mine |  |  |  |  | ore material | drill core | underground mining tunnels and drill cores | mineral separate | [5 empty] | mineralisation |  |  |  | sphalerite, chalcopyrite, pyrrhotite, pyrite, arsenopyrite | [6 empty] | galena, bismuthinite, marcasite, iron oxides, pyroxene, actinolite, quartz | thin sections and polished blocks examined using optical microscope, BSE detector, and EDS prior to analysis | EMPA, LA-ICPMS | JEOL JXA-8230 electron probe microanalyzer; RESOlution-LR 193 nm ArF excimer laser ablation system coupled to an Agilent 7700x ICP-MS | Laboratory of Mineral Resources Research Center, Fuzhou University; Adelaide Microscopy, the University of Adelaide | EPMA point analysis: accelerating voltage 15 kV, beam current 20 nA, beam diameter ~5 μm; EPMA mapping: accelerating voltage 20 kV, working current 50 nA, dwell time ~10 ms; BSE imaging: accelerating voltage 20 kV, beam current 10 nA; LA-ICP-MS: energy density 3~3.5 J/cm2, spot sizes 29 to 51 μm, repetition rates 5 Hz (polished thin-section) and 10 Hz (polished blocks), ~30 s background acquisition, ~40 s sample data acquisition | STDGL3 (Danyushevsky et al. 2011) and GSD-1G (USGS) | 111.854 | [19 empty] | 1985.4604 | [5 empty] | 110.4669 | [5 empty] | 251.2082 | [9 empty] | 85830.9797 |  | 113.3273 |  |  |  | 110.2913 | [7 empty] | 307.1443 | [13 empty] | 4528.5805 | [15 empty] | 110.0629 | [17 empty] | 110.0042 | [9 empty] | 110.22 | [35 empty] | CHN | Tibet
| Lawu |  | Magmatic hydrothermal | Skarn | Cu-Pb-Zn skarn | Cu, Pb, Zn | In, Sn | Cu, Pb, Zn, In, Sn |  |  | XG900-10-3 |  | underground mine |  |  |  |  | ore material | drill core | underground mining tunnels and drill cores | mineral separate | [5 empty] | mineralisation |  |  |  | sphalerite, chalcopyrite, pyrrhotite, pyrite, arsenopyrite | [6 empty] | galena, bismuthinite, marcasite, iron oxides, pyroxene, actinolite, quartz | thin sections and polished blocks examined using optical microscope, BSE detector, and EDS prior to analysis | EMPA, LA-ICPMS | JEOL JXA-8230 electron probe microanalyzer; RESOlution-LR 193 nm ArF excimer laser ablation system coupled to an Agilent 7700x ICP-MS | Laboratory of Mineral Resources Research Center, Fuzhou University; Adelaide Microscopy, the University of Adelaide | EPMA point analysis: accelerating voltage 15 kV, beam current 20 nA, beam diameter ~5 μm; EPMA mapping: accelerating voltage 20 kV, working current 50 nA, dwell time ~10 ms; BSE imaging: accelerating voltage 20 kV, beam current 10 nA; LA-ICP-MS: energy density 3~3.5 J/cm2, spot sizes 29 to 51 μm, repetition rates 5 Hz (polished thin-section) and 10 Hz (polished blocks), ~30 s background acquisition, ~40 s sample data acquisition | STDGL3 (Danyushevsky et al. 2011) and GSD-1G (USGS) | 112.854 | [19 empty] | 1986.4604 | [5 empty] | 111.4669 | [5 empty] | 252.2082 | [9 empty] | 85831.9797 |  | 114.3273 |  |  |  | 111.2913 | [7 empty] | 308.1443 | [13 empty] | 4529.5805 | [15 empty] | 111.0629 | [17 empty] | 111.0042 | [9 empty] | 111.22 | [35 empty] | CHN | Tibet
| Lawu |  | Magmatic hydrothermal | Skarn | Cu-Pb-Zn skarn | Cu, Pb, Zn | In, Sn | Cu, Pb, Zn, In, Sn |  |  | XG900-10-5 |  | underground mine |  |  |  |  | ore material | drill core | underground mining tunnels and drill cores | mineral separate | [5 empty] | mineralisation |  |  |  | sphalerite, chalcopyrite, pyrrhotite, pyrite, arsenopyrite | [6 empty] | galena, bismuthinite, marcasite, iron oxides, pyroxene, actinolite, quartz | thin sections and polished blocks examined using optical microscope, BSE detector, and EDS prior to analysis | EMPA, LA-ICPMS | JEOL JXA-8230 electron probe microanalyzer; RESOlution-LR 193 nm ArF excimer laser ablation system coupled to an Agilent 7700x ICP-MS | Laboratory of Mineral Resources Research Center, Fuzhou University; Adelaide Microscopy, the University of Adelaide | EPMA point analysis: accelerating voltage 15 kV, beam current 20 nA, beam diameter ~5 μm; EPMA mapping: accelerating voltage 20 kV, working current 50 nA, dwell time ~10 ms; BSE imaging: accelerating voltage 20 kV, beam current 10 nA; LA-ICP-MS: energy density 3~3.5 J/cm2, spot sizes 29 to 51 μm, repetition rates 5 Hz (polished thin-section) and 10 Hz (polished blocks), ~30 s background acquisition, ~40 s sample data acquisition | STDGL3 (Danyushevsky et al. 2011) and GSD-1G (USGS) | 113.854 | [19 empty] | 1987.4604 | [5 empty] | 112.4669 | [5 empty] | 253.2082 | [9 empty] | 85832.9797 |  | 115.3273 |  |  |  | 112.2913 | [7 empty] | 309.1443 | [13 empty] | 4530.5805 | [15 empty] | 112.0629 | [17 empty] | 112.0042 | [9 empty] | 112.22 | [35 empty] | CHN | Tibet
| Lawu |  | Magmatic hydrothermal | Skarn | Cu-Pb-Zn skarn | Cu, Pb, Zn | In, Sn | Cu, Pb, Zn, In, Sn |  |  | XG900-10-6 |  | underground mine |  |  |  |  | ore material | drill core | underground mining tunnels and drill cores | mineral separate | [5 empty] | mineralisation |  |  |  | sphalerite, chalcopyrite, pyrrhotite, pyrite, arsenopyrite | [6 empty] | galena, bismuthinite, marcasite, iron oxides, pyroxene, actinolite, quartz | thin sections and polished blocks examined using optical microscope, BSE detector, and EDS prior to analysis | EMPA, LA-ICPMS | JEOL JXA-8230 electron probe microanalyzer; RESOlution-LR 193 nm ArF excimer laser ablation system coupled to an Agilent 7700x ICP-MS | Laboratory of Mineral Resources Research Center, Fuzhou University; Adelaide Microscopy, the University of Adelaide | EPMA point analysis: accelerating voltage 15 kV, beam current 20 nA, beam diameter ~5 μm; EPMA mapping: accelerating voltage 20 kV, working current 50 nA, dwell time ~10 ms; BSE imaging: accelerating voltage 20 kV, beam current 10 nA; LA-ICP-MS: energy density 3~3.5 J/cm2, spot sizes 29 to 51 μm, repetition rates 5 Hz (polished thin-section) and 10 Hz (polished blocks), ~30 s background acquisition, ~40 s sample data acquisition | STDGL3 (Danyushevsky et al. 2011) and GSD-1G (USGS) | 114.854 | [19 empty] | 1988.4604 | [5 empty] | 113.4669 | [5 empty] | 254.2082 | [9 empty] | 85833.9797 |  | 116.3273 |  |  |  | 113.2913 | [7 empty] | 310.1443 | [13 empty] | 4531.5805 | [15 empty] | 113.0629 | [17 empty] | 113.0042 | [9 empty] | 113.22 | [35 empty] | CHN | Tibet
| Lawu |  | Magmatic hydrothermal | Skarn | Cu-Pb-Zn skarn | Cu, Pb, Zn | In, Sn | Cu, Pb, Zn, In, Sn |  |  | XG900-10-9 |  | underground mine |  |  |  |  | ore material | drill core | underground mining tunnels and drill cores | mineral separate | [5 empty] | mineralisation |  |  |  | sphalerite, chalcopyrite, pyrrhotite, pyrite, arsenopyrite | [6 empty] | galena, bismuthinite, marcasite, iron oxides, pyroxene, actinolite, quartz | thin sections and polished blocks examined using optical microscope, BSE detector, and EDS prior to analysis | EMPA, LA-ICPMS | JEOL JXA-8230 electron probe microanalyzer; RESOlution-LR 193 nm ArF excimer laser ablation system coupled to an Agilent 7700x ICP-MS | Laboratory of Mineral Resources Research Center, Fuzhou University; Adelaide Microscopy, the University of Adelaide | EPMA point analysis: accelerating voltage 15 kV, beam current 20 nA, beam diameter ~5 μm; EPMA mapping: accelerating voltage 20 kV, working current 50 nA, dwell time ~10 ms; BSE imaging: accelerating voltage 20 kV, beam current 10 nA; LA-ICP-MS: energy density 3~3.5 J/cm2, spot sizes 29 to 51 μm, repetition rates 5 Hz (polished thin-section) and 10 Hz (polished blocks), ~30 s background acquisition, ~40 s sample data acquisition | STDGL3 (Danyushevsky et al. 2011) and GSD-1G (USGS) | 115.854 | [19 empty] | 1989.4604 | [5 empty] | 114.4669 | [5 empty] | 255.2082 | [9 empty] | 85834.9797 |  | 117.3273 |  |  |  | 114.2913 | [7 empty] | 311.1443 | [13 empty] | 4532.5805 | [15 empty] | 114.0629 | [17 empty] | 114.0042 | [9 empty] | 114.22 | [35 empty] | CHN | Tibet
| Lawu |  | Magmatic hydrothermal | Skarn | Cu-Pb-Zn skarn | Cu, Pb, Zn | In, Sn | Cu, Pb, Zn, In, Sn |  |  | XG900-10-10 |  | underground mine |  |  |  |  | ore material | drill core | underground mining tunnels and drill cores | mineral separate | [5 empty] | mineralisation |  |  |  | sphalerite, chalcopyrite, pyrrhotite, pyrite, arsenopyrite | [6 empty] | galena, bismuthinite, marcasite, iron oxides, pyroxene, actinolite, quartz | thin sections and polished blocks examined using optical microscope, BSE detector, and EDS prior to analysis | EMPA, LA-ICPMS | JEOL JXA-8230 electron probe microanalyzer; RESOlution-LR 193 nm ArF excimer laser ablation system coupled to an Agilent 7700x ICP-MS | Laboratory of Mineral Resources Research Center, Fuzhou University; Adelaide Microscopy, the University of Adelaide | EPMA point analysis: accelerating voltage 15 kV, beam current 20 nA, beam diameter ~5 μm; EPMA mapping: accelerating voltage 20 kV, working current 50 nA, dwell time ~10 ms; BSE imaging: accelerating voltage 20 kV, beam current 10 nA; LA-ICP-MS: energy density 3~3.5 J/cm2, spot sizes 29 to 51 μm, repetition rates 5 Hz (polished thin-section) and 10 Hz (polished blocks), ~30 s background acquisition, ~40 s sample data acquisition | STDGL3 (Danyushevsky et al. 2011) and GSD-1G (USGS) | 116.854 | [19 empty] | 1990.4604 | [5 empty] | 115.4669 | [5 empty] | 256.2082 | [9 empty] | 85835.9797 |  | 118.3273 |  |  |  | 115.2913 | [7 empty] | 312.1443 | [13 empty] | 4533.5805 | [15 empty] | 115.0629 | [17 empty] | 115.0042 | [9 empty] | 115.22 | [35 empty] | CHN | Tibet
| Lawu |  | Magmatic hydrothermal | Skarn | Cu-Pb-Zn skarn | Cu, Pb, Zn | In, Sn | Cu, Pb, Zn, In, Sn |  |  | XG900-10-11 |  | underground mine |  |  |  |  | ore material | drill core | underground mining tunnels and drill cores | mineral separate | [5 empty] | mineralisation |  |  |  | sphalerite, chalcopyrite, pyrrhotite, pyrite, arsenopyrite | [6 empty] | galena, bismuthinite, marcasite, iron oxides, pyroxene, actinolite, quartz | thin sections and polished blocks examined using optical microscope, BSE detector, and EDS prior to analysis | EMPA, LA-ICPMS | JEOL JXA-8230 electron probe microanalyzer; RESOlution-LR 193 nm ArF excimer laser ablation system coupled to an Agilent 7700x ICP-MS | Laboratory of Mineral Resources Research Center, Fuzhou University; Adelaide Microscopy, the University of Adelaide | EPMA point analysis: accelerating voltage 15 kV, beam current 20 nA, beam diameter ~5 μm; EPMA mapping: accelerating voltage 20 kV, working current 50 nA, dwell time ~10 ms; BSE imaging: accelerating voltage 20 kV, beam current 10 nA; LA-ICP-MS: energy density 3~3.5 J/cm2, spot sizes 29 to 51 μm, repetition rates 5 Hz (polished thin-section) and 10 Hz (polished blocks), ~30 s background acquisition, ~40 s sample data acquisition | STDGL3 (Danyushevsky et al. 2011) and GSD-1G (USGS) | 117.854 | [19 empty] | 1991.4604 | [5 empty] | 116.4669 | [5 empty] | 257.2082 | [9 empty] | 85836.9797 |  | 119.3273 |  |  |  | 116.2913 | [7 empty] | 313.1443 | [13 empty] | 4534.5805 | [15 empty] | 116.0629 | [17 empty] | 116.0042 | [9 empty] | 116.22 | [35 empty] | CHN | Tibet
| Lawu |  | Magmatic hydrothermal | Skarn | Cu-Pb-Zn skarn | Cu, Pb, Zn | In, Sn | Cu, Pb, Zn, In, Sn |  |  | Lcs75 |  | underground mine |  |  |  |  | ore material | drill core | underground mining tunnels and drill cores | mineral separate | [5 empty] | mineralisation |  |  |  | sphalerite, chalcopyrite, pyrrhotite, pyrite, arsenopyrite | [6 empty] | galena, bismuthinite, marcasite, iron oxides, pyroxene, actinolite, quartz | thin sections and polished blocks examined using optical microscope, BSE detector, and EDS prior to analysis | EMPA, LA-ICPMS | JEOL JXA-8230 electron probe microanalyzer; RESOlution-LR 193 nm ArF excimer laser ablation system coupled to an Agilent 7700x ICP-MS | Laboratory of Mineral Resources Research Center, Fuzhou University; Adelaide Microscopy, the University of Adelaide | EPMA point analysis: accelerating voltage 15 kV, beam current 20 nA, beam diameter ~5 μm; EPMA mapping: accelerating voltage 20 kV, working current 50 nA, dwell time ~10 ms; BSE imaging: accelerating voltage 20 kV, beam current 10 nA; LA-ICP-MS: energy density 3~3.5 J/cm2, spot sizes 29 to 51 μm, repetition rates 5 Hz (polished thin-section) and 10 Hz (polished blocks), ~30 s background acquisition, ~40 s sample data acquisition | STDGL3 (Danyushevsky et al. 2011) and GSD-1G (USGS) | 15 | [19 empty] | 4250 | [5 empty] | 1.57 | [5 empty] | 4912 | [9 empty] | 112000 |  | 30.32 |  |  |  | 0.64 | [7 empty] | 633.2 | [13 empty] | 4026 | [15 empty] | 0.37 | [17 empty] | 8.56 | [9 empty] | 35.79 | [35 empty] | CHN | Tibet
| Lawu |  | Magmatic hydrothermal | Skarn | Cu-Pb-Zn skarn | Cu, Pb, Zn | In, Sn | Cu, Pb, Zn, In, Sn |  |  | Lcs67 |  | underground mine |  |  |  |  | ore material | drill core | underground mining tunnels and drill cores | mineral separate | [5 empty] | mineralisation |  |  |  | sphalerite, chalcopyrite, pyrrhotite, pyrite, arsenopyrite | [6 empty] | galena, bismuthinite, marcasite, iron oxides, pyroxene, actinolite, quartz | thin sections and polished blocks examined using optical microscope, BSE detector, and EDS prior to analysis | EMPA, LA-ICPMS | JEOL JXA-8230 electron probe microanalyzer; RESOlution-LR 193 nm ArF excimer laser ablation system coupled to an Agilent 7700x ICP-MS | Laboratory of Mineral Resources Research Center, Fuzhou University; Adelaide Microscopy, the University of Adelaide | EPMA point analysis: accelerating voltage 15 kV, beam current 20 nA, beam diameter ~5 μm; EPMA mapping: accelerating voltage 20 kV, working current 50 nA, dwell time ~10 ms; BSE imaging: accelerating voltage 20 kV, beam current 10 nA; LA-ICP-MS: energy density 3~3.5 J/cm2, spot sizes 29 to 51 μm, repetition rates 5 Hz (polished thin-section) and 10 Hz (polished blocks), ~30 s background acquisition, ~40 s sample data acquisition | STDGL3 (Danyushevsky et al. 2011) and GSD-1G (USGS) | 64.1 | [19 empty] | 4993 | [5 empty] | 3.14 | [5 empty] | 1079 | [9 empty] | 110500 |  | 24.48 |  |  |  | 0.86 | [7 empty] | 941.7 | [13 empty] | 2768 | [15 empty] | 2.3 | [17 empty] | 53.34 | [9 empty] | 19.58 | [35 empty] | CHN | Tibet
| Lawu |  | Magmatic hydrothermal | Skarn | Cu-Pb-Zn skarn | Cu, Pb, Zn | In, Sn | Cu, Pb, Zn, In, Sn |  |  | Lcs76 |  | underground mine |  |  |  |  | ore material | drill core | underground mining tunnels and drill cores | mineral separate | [5 empty] | mineralisation |  |  |  | sphalerite, chalcopyrite, pyrrhotite, pyrite, arsenopyrite | [6 empty] | galena, bismuthinite, marcasite, iron oxides, pyroxene, actinolite, quartz | thin sections and polished blocks examined using optical microscope, BSE detector, and EDS prior to analysis | EMPA, LA-ICPMS | JEOL JXA-8230 electron probe microanalyzer; RESOlution-LR 193 nm ArF excimer laser ablation system coupled to an Agilent 7700x ICP-MS | Laboratory of Mineral Resources Research Center, Fuzhou University; Adelaide Microscopy, the University of Adelaide | EPMA point analysis: accelerating voltage 15 kV, beam current 20 nA, beam diameter ~5 μm; EPMA mapping: accelerating voltage 20 kV, working current 50 nA, dwell time ~10 ms; BSE imaging: accelerating voltage 20 kV, beam current 10 nA; LA-ICP-MS: energy density 3~3.5 J/cm2, spot sizes 29 to 51 μm, repetition rates 5 Hz (polished thin-section) and 10 Hz (polished blocks), ~30 s background acquisition, ~40 s sample data acquisition | STDGL3 (Danyushevsky et al. 2011) and GSD-1G (USGS) | 27.2 | [19 empty] | 4201 | [5 empty] | 4.09 | [5 empty] | 7161 | [9 empty] | 110500 |  | 30.65 |  |  |  | 0.47 | [7 empty] | 1576 | [13 empty] | 3258 | [15 empty] | 1.19 | [17 empty] | 19.79 | [9 empty] | 25.7 | [35 empty] | CHN | Tibet
| Lawu |  | Magmatic hydrothermal | Skarn | Cu-Pb-Zn skarn | Cu, Pb, Zn | In, Sn | Cu, Pb, Zn, In, Sn |  |  | Lcc5 |  | underground mine |  |  |  |  | ore material | drill core | underground mining tunnels and drill cores | mineral separate | [5 empty] | mineralisation |  |  |  | sphalerite, chalcopyrite, pyrrhotite, pyrite, arsenopyrite | [6 empty] | galena, bismuthinite, marcasite, iron oxides, pyroxene, actinolite, quartz | thin sections and polished blocks examined using optical microscope, BSE detector, and EDS prior to analysis | EMPA, LA-ICPMS | JEOL JXA-8230 electron probe microanalyzer; RESOlution-LR 193 nm ArF excimer laser ablation system coupled to an Agilent 7700x ICP-MS | Laboratory of Mineral Resources Research Center, Fuzhou University; Adelaide Microscopy, the University of Adelaide | EPMA point analysis: accelerating voltage 15 kV, beam current 20 nA, beam diameter ~5 μm; EPMA mapping: accelerating voltage 20 kV, working current 50 nA, dwell time ~10 ms; BSE imaging: accelerating voltage 20 kV, beam current 10 nA; LA-ICP-MS: energy density 3~3.5 J/cm2, spot sizes 29 to 51 μm, repetition rates 5 Hz (polished thin-section) and 10 Hz (polished blocks), ~30 s background acquisition, ~40 s sample data acquisition | STDGL3 (Danyushevsky et al. 2011) and GSD-1G (USGS) | 48.7 | [19 empty] | 3859 | [5 empty] | 1.49 | [5 empty] | 5058 | [9 empty] | 98800 |  | 21.31 |  |  |  | 1.3 | [7 empty] | 696.6 | [13 empty] | 1971 | [15 empty] | 1.69 | [17 empty] | 30.51 | [9 empty] | 12.21 | [35 empty] | CHN | Tibet
| Lawu |  | Magmatic hydrothermal | Skarn | Cu-Pb-Zn skarn | Cu, Pb, Zn | In, Sn | Cu, Pb, Zn, In, Sn |  |  | Lcs68 |  | underground mine |  |  |  |  | ore material | drill core | underground mining tunnels and drill cores | mineral separate | [5 empty] | mineralisation |  |  |  | sphalerite, chalcopyrite, pyrrhotite, pyrite, arsenopyrite | [6 empty] | galena, bismuthinite, marcasite, iron oxides, pyroxene, actinolite, quartz | thin sections and polished blocks examined using optical microscope, BSE detector, and EDS prior to analysis | EMPA, LA-ICPMS | JEOL JXA-8230 electron probe microanalyzer; RESOlution-LR 193 nm ArF excimer laser ablation system coupled to an Agilent 7700x ICP-MS | Laboratory of Mineral Resources Research Center, Fuzhou University; Adelaide Microscopy, the University of Adelaide | EPMA point analysis: accelerating voltage 15 kV, beam current 20 nA, beam diameter ~5 μm; EPMA mapping: accelerating voltage 20 kV, working current 50 nA, dwell time ~10 ms; BSE imaging: accelerating voltage 20 kV, beam current 10 nA; LA-ICP-MS: energy density 3~3.5 J/cm2, spot sizes 29 to 51 μm, repetition rates 5 Hz (polished thin-section) and 10 Hz (polished blocks), ~30 s background acquisition, ~40 s sample data acquisition | STDGL3 (Danyushevsky et al. 2011) and GSD-1G (USGS) | 16.4 | [19 empty] | 4186 | [5 empty] | 1.84 | [5 empty] | 2765 | [9 empty] | 132500 |  | 45.4 |  |  |  | 0.64 | [7 empty] | 849.4 | [13 empty] | 4594 | [15 empty] | 0.63 | [17 empty] | 11.86 | [9 empty] | 702.3 | [35 empty] | CHN | Tibet
| Lawu |  | Magmatic hydrothermal | Skarn | Cu-Pb-Zn skarn | Cu, Pb, Zn | In, Sn | Cu, Pb, Zn, In, Sn |  |  | Lcs69 |  | underground mine |  |  |  |  | ore material | drill core | underground mining tunnels and drill cores | mineral separate | [5 empty] | mineralisation |  |  |  | sphalerite, chalcopyrite, pyrrhotite, pyrite, arsenopyrite | [6 empty] | galena, bismuthinite, marcasite, iron oxides, pyroxene, actinolite, quartz | thin sections and polished blocks examined using optical microscope, BSE detector, and EDS prior to analysis | EMPA, LA-ICPMS | JEOL JXA-8230 electron probe microanalyzer; RESOlution-LR 193 nm ArF excimer laser ablation system coupled to an Agilent 7700x ICP-MS | Laboratory of Mineral Resources Research Center, Fuzhou University; Adelaide Microscopy, the University of Adelaide | EPMA point analysis: accelerating voltage 15 kV, beam current 20 nA, beam diameter ~5 μm; EPMA mapping: accelerating voltage 20 kV, working current 50 nA, dwell time ~10 ms; BSE imaging: accelerating voltage 20 kV, beam current 10 nA; LA-ICP-MS: energy density 3~3.5 J/cm2, spot sizes 29 to 51 μm, repetition rates 5 Hz (polished thin-section) and 10 Hz (polished blocks), ~30 s background acquisition, ~40 s sample data acquisition | STDGL3 (Danyushevsky et al. 2011) and GSD-1G (USGS) | 11.3 | [19 empty] | 4420 | [5 empty] | 1.12 | [5 empty] | 2398 | [9 empty] | 117800 |  | 26.55 |  |  |  | 0.62 | [7 empty] | 558.2 | [13 empty] | 2785 | [15 empty] | 0.46 | [17 empty] | 6.97 | [9 empty] | 13.1 | [35 empty] | CHN | Tibet
| Lawu |  | Magmatic hydrothermal | Skarn | Cu-Pb-Zn skarn | Cu, Pb, Zn | In, Sn | Cu, Pb, Zn, In, Sn |  |  | Lc117 |  | underground mine |  |  |  |  | ore material | drill core | underground mining tunnels and drill cores | mineral separate | [5 empty] | mineralisation |  |  |  | sphalerite, chalcopyrite, pyrrhotite, pyrite, arsenopyrite | [6 empty] | galena, bismuthinite, marcasite, iron oxides, pyroxene, actinolite, quartz | thin sections and polished blocks examined using optical microscope, BSE detector, and EDS prior to analysis | EMPA, LA-ICPMS | JEOL JXA-8230 electron probe microanalyzer; RESOlution-LR 193 nm ArF excimer laser ablation system coupled to an Agilent 7700x ICP-MS | Laboratory of Mineral Resources Research Center, Fuzhou University; Adelaide Microscopy, the University of Adelaide | EPMA point analysis: accelerating voltage 15 kV, beam current 20 nA, beam diameter ~5 μm; EPMA mapping: accelerating voltage 20 kV, working current 50 nA, dwell time ~10 ms; BSE imaging: accelerating voltage 20 kV, beam current 10 nA; LA-ICP-MS: energy density 3~3.5 J/cm2, spot sizes 29 to 51 μm, repetition rates 5 Hz (polished thin-section) and 10 Hz (polished blocks), ~30 s background acquisition, ~40 s sample data acquisition | STDGL3 (Danyushevsky et al. 2011) and GSD-1G (USGS) | 13.8 | [19 empty] | 4717 | [5 empty] | 2.27 | [5 empty] | 1053 | [9 empty] | 100400 |  | 19.29 |  |  |  | 0.58 | [7 empty] | 192.1 | [13 empty] | 3154 | [15 empty] | 0.51 | [17 empty] | 10.08 | [9 empty] | 12.52 | [35 empty] | CHN | Tibet
| Lawu |  | Magmatic hydrothermal | Skarn | Cu-Pb-Zn skarn | Cu, Pb, Zn | In, Sn | Cu, Pb, Zn, In, Sn |  |  | Lcb5 |  | underground mine |  |  |  |  | ore material | drill core | underground mining tunnels and drill cores | mineral separate | [5 empty] | mineralisation |  |  |  | sphalerite, chalcopyrite, pyrrhotite, pyrite, arsenopyrite | [6 empty] | galena, bismuthinite, marcasite, iron oxides, pyroxene, actinolite, quartz | thin sections and polished blocks examined using optical microscope, BSE detector, and EDS prior to analysis | EMPA, LA-ICPMS | JEOL JXA-8230 electron probe microanalyzer; RESOlution-LR 193 nm ArF excimer laser ablation system coupled to an Agilent 7700x ICP-MS | Laboratory of Mineral Resources Research Center, Fuzhou University; Adelaide Microscopy, the University of Adelaide | EPMA point analysis: accelerating voltage 15 kV, beam current 20 nA, beam diameter ~5 μm; EPMA mapping: accelerating voltage 20 kV, working current 50 nA, dwell time ~10 ms; BSE imaging: accelerating voltage 20 kV, beam current 10 nA; LA-ICP-MS: energy density 3~3.5 J/cm2, spot sizes 29 to 51 μm, repetition rates 5 Hz (polished thin-section) and 10 Hz (polished blocks), ~30 s background acquisition, ~40 s sample data acquisition | STDGL3 (Danyushevsky et al. 2011) and GSD-1G (USGS) | 17.6 | [19 empty] | 3867 | [5 empty] | 6.53 | [5 empty] | 788 | [9 empty] | 110800 |  | 8.15 |  |  |  | 0.41 | [7 empty] | 217.4 | [13 empty] | 2562 | [15 empty] | 0.07 | [17 empty] | 3.85 | [9 empty] | 4.44 | [35 empty] | CHN | Tibet
| Lawu |  | Magmatic hydrothermal | Skarn | Cu-Pb-Zn skarn | Cu, Pb, Zn | In, Sn | Cu, Pb, Zn, In, Sn |  |  | Lcs73 |  | underground mine |  |  |  |  | ore material | drill core | underground mining tunnels and drill cores | mineral separate | [5 empty] | mineralisation |  |  |  | sphalerite, chalcopyrite, pyrrhotite, pyrite, arsenopyrite | [6 empty] | galena, bismuthinite, marcasite, iron oxides, pyroxene, actinolite, quartz | thin sections and polished blocks examined using optical microscope, BSE detector, and EDS prior to analysis | EMPA, LA-ICPMS | JEOL JXA-8230 electron probe microanalyzer; RESOlution-LR 193 nm ArF excimer laser ablation system coupled to an Agilent 7700x ICP-MS | Laboratory of Mineral Resources Research Center, Fuzhou University; Adelaide Microscopy, the University of Adelaide | EPMA point analysis: accelerating voltage 15 kV, beam current 20 nA, beam diameter ~5 μm; EPMA mapping: accelerating voltage 20 kV, working current 50 nA, dwell time ~10 ms; BSE imaging: accelerating voltage 20 kV, beam current 10 nA; LA-ICP-MS: energy density 3~3.5 J/cm2, spot sizes 29 to 51 μm, repetition rates 5 Hz (polished thin-section) and 10 Hz (polished blocks), ~30 s background acquisition, ~40 s sample data acquisition | STDGL3 (Danyushevsky et al. 2011) and GSD-1G (USGS) | 67.3 | [19 empty] | 4690 | [5 empty] | 1.1 | [5 empty] | 3307 | [9 empty] | 92550 |  | 36.9 |  |  |  | 1.13 | [7 empty] | 289.5 | [13 empty] | 3211 | [15 empty] | 0.96 | [17 empty] | 13.75 | [9 empty] | 15.84 | [35 empty] | CHN | Tibet
| Lawu |  | Magmatic hydrothermal | Skarn | Cu-Pb-Zn skarn | Cu, Pb, Zn | In, Sn | Cu, Pb, Zn, In, Sn |  |  | Lcc27 |  | underground mine |  |  |  |  | ore material | drill core | underground mining tunnels and drill cores | mineral separate | [5 empty] | mineralisation |  |  |  | sphalerite, chalcopyrite, pyrrhotite, pyrite, arsenopyrite | [6 empty] | galena, bismuthinite, marcasite, iron oxides, pyroxene, actinolite, quartz | thin sections and polished blocks examined using optical microscope, BSE detector, and EDS prior to analysis | EMPA, LA-ICPMS | JEOL JXA-8230 electron probe microanalyzer; RESOlution-LR 193 nm ArF excimer laser ablation system coupled to an Agilent 7700x ICP-MS | Laboratory of Mineral Resources Research Center, Fuzhou University; Adelaide Microscopy, the University of Adelaide | EPMA point analysis: accelerating voltage 15 kV, beam current 20 nA, beam diameter ~5 μm; EPMA mapping: accelerating voltage 20 kV, working current 50 nA, dwell time ~10 ms; BSE imaging: accelerating voltage 20 kV, beam current 10 nA; LA-ICP-MS: energy density 3~3.5 J/cm2, spot sizes 29 to 51 μm, repetition rates 5 Hz (polished thin-section) and 10 Hz (polished blocks), ~30 s background acquisition, ~40 s sample data acquisition | STDGL3 (Danyushevsky et al. 2011) and GSD-1G (USGS) | 78.7 | [19 empty] | 4303 | [5 empty] | 0.17 | [5 empty] | 2887 | [9 empty] | 123100 |  | 44.44 |  |  |  | 0.67 | [7 empty] | 502 | [13 empty] | 3168 | [15 empty] | 0.4 | [17 empty] | 25.26 | [9 empty] | 514.4 | [35 empty] | CHN | Tibet
| Lawu |  | Magmatic hydrothermal | Skarn | Cu-Pb-Zn skarn | Cu, Pb, Zn | In, Sn | Cu, Pb, Zn, In, Sn |  |  | Lcc9 |  | underground mine |  |  |  |  | ore material | drill core | underground mining tunnels and drill cores | mineral separate | [5 empty] | mineralisation |  |  |  | sphalerite, chalcopyrite, pyrrhotite, pyrite, arsenopyrite | [6 empty] | galena, bismuthinite, marcasite, iron oxides, pyroxene, actinolite, quartz | thin sections and polished blocks examined using optical microscope, BSE detector, and EDS prior to analysis | EMPA, LA-ICPMS | JEOL JXA-8230 electron probe microanalyzer; RESOlution-LR 193 nm ArF excimer laser ablation system coupled to an Agilent 7700x ICP-MS | Laboratory of Mineral Resources Research Center, Fuzhou University; Adelaide Microscopy, the University of Adelaide | EPMA point analysis: accelerating voltage 15 kV, beam current 20 nA, beam diameter ~5 μm; EPMA mapping: accelerating voltage 20 kV, working current 50 nA, dwell time ~10 ms; BSE imaging: accelerating voltage 20 kV, beam current 10 nA; LA-ICP-MS: energy density 3~3.5 J/cm2, spot sizes 29 to 51 μm, repetition rates 5 Hz (polished thin-section) and 10 Hz (polished blocks), ~30 s background acquisition, ~40 s sample data acquisition | STDGL3 (Danyushevsky et al. 2011) and GSD-1G (USGS) | 43.7 | [19 empty] | 4424 | [5 empty] | 0.87 | [5 empty] | 4129 | [9 empty] | 112600 |  | 30.81 |  |  |  | 0.99 | [7 empty] | 532 | [13 empty] | 3052 | [15 empty] | 1.77 | [17 empty] | 22.8 | [9 empty] | 20.2 | [35 empty] | CHN | Tibet
| Lawu |  | Magmatic hydrothermal | Skarn | Cu-Pb-Zn skarn | Cu, Pb, Zn | In, Sn | Cu, Pb, Zn, In, Sn |  |  | Lcc16 |  | underground mine |  |  |  |  | ore material | drill core | underground mining tunnels and drill cores | mineral separate | [5 empty] | mineralisation |  |  |  | sphalerite, chalcopyrite, pyrrhotite, pyrite, arsenopyrite | [6 empty] | galena, bismuthinite, marcasite, iron oxides, pyroxene, actinolite, quartz | thin sections and polished blocks examined using optical microscope, BSE detector, and EDS prior to analysis | EMPA, LA-ICPMS | JEOL JXA-8230 electron probe microanalyzer; RESOlution-LR 193 nm ArF excimer laser ablation system coupled to an Agilent 7700x ICP-MS | Laboratory of Mineral Resources Research Center, Fuzhou University; Adelaide Microscopy, the University of Adelaide | EPMA point analysis: accelerating voltage 15 kV, beam current 20 nA, beam diameter ~5 μm; EPMA mapping: accelerating voltage 20 kV, working current 50 nA, dwell time ~10 ms; BSE imaging: accelerating voltage 20 kV, beam current 10 nA; LA-ICP-MS: energy density 3~3.5 J/cm2, spot sizes 29 to 51 μm, repetition rates 5 Hz (polished thin-section) and 10 Hz (polished blocks), ~30 s background acquisition, ~40 s sample data acquisition | STDGL3 (Danyushevsky et al. 2011) and GSD-1G (USGS) | 43.8 | [19 empty] | 3914 | [5 empty] | 0.2 | [5 empty] | 1321 | [9 empty] | 102400 |  | 28.56 |  |  |  | 0.65 | [7 empty] | 308.8 | [13 empty] | 2977 | [15 empty] | 0.29 | [17 empty] | 8.6 | [9 empty] | 21.51 | [35 empty] | CHN | Tibet
| Lawu |  | Magmatic hydrothermal | Skarn | Cu-Pb-Zn skarn | Cu, Pb, Zn | In, Sn | Cu, Pb, Zn, In, Sn |  |  | Lcc28 |  | underground mine |  |  |  |  | ore material | drill core | underground mining tunnels and drill cores | mineral separate | [5 empty] | mineralisation |  |  |  | sphalerite, chalcopyrite, pyrrhotite, pyrite, arsenopyrite | [6 empty] | galena, bismuthinite, marcasite, iron oxides, pyroxene, actinolite, quartz | thin sections and polished blocks examined using optical microscope, BSE detector, and EDS prior to analysis | EMPA, LA-ICPMS | JEOL JXA-8230 electron probe microanalyzer; RESOlution-LR 193 nm ArF excimer laser ablation system coupled to an Agilent 7700x ICP-MS | Laboratory of Mineral Resources Research Center, Fuzhou University; Adelaide Microscopy, the University of Adelaide | EPMA point analysis: accelerating voltage 15 kV, beam current 20 nA, beam diameter ~5 μm; EPMA mapping: accelerating voltage 20 kV, working current 50 nA, dwell time ~10 ms; BSE imaging: accelerating voltage 20 kV, beam current 10 nA; LA-ICP-MS: energy density 3~3.5 J/cm2, spot sizes 29 to 51 μm, repetition rates 5 Hz (polished thin-section) and 10 Hz (polished blocks), ~30 s background acquisition, ~40 s sample data acquisition | STDGL3 (Danyushevsky et al. 2011) and GSD-1G (USGS) | 311 | [19 empty] | 3874 | [5 empty] | 0.93 | [5 empty] | 1584 | [9 empty] | 123600 |  | 23.56 |  |  |  | 0.55 | [7 empty] | 353.3 | [13 empty] | 3278 | [15 empty] | 0.92 | [17 empty] | 22.08 | [9 empty] | 12.49 | [35 empty] | CHN | Tibet
| Lawu |  | Magmatic hydrothermal | Skarn | Cu-Pb-Zn skarn | Cu, Pb, Zn | In, Sn | Cu, Pb, Zn, In, Sn |  |  | Lcs48 |  | underground mine |  |  |  |  | ore material | drill core | underground mining tunnels and drill cores | mineral separate | [5 empty] | mineralisation |  |  |  | sphalerite, chalcopyrite, pyrrhotite, pyrite, arsenopyrite | [6 empty] | galena, bismuthinite, marcasite, iron oxides, pyroxene, actinolite, quartz | thin sections and polished blocks examined using optical microscope, BSE detector, and EDS prior to analysis | EMPA, LA-ICPMS | JEOL JXA-8230 electron probe microanalyzer; RESOlution-LR 193 nm ArF excimer laser ablation system coupled to an Agilent 7700x ICP-MS | Laboratory of Mineral Resources Research Center, Fuzhou University; Adelaide Microscopy, the University of Adelaide | EPMA point analysis: accelerating voltage 15 kV, beam current 20 nA, beam diameter ~5 μm; EPMA mapping: accelerating voltage 20 kV, working current 50 nA, dwell time ~10 ms; BSE imaging: accelerating voltage 20 kV, beam current 10 nA; LA-ICP-MS: energy density 3~3.5 J/cm2, spot sizes 29 to 51 μm, repetition rates 5 Hz (polished thin-section) and 10 Hz (polished blocks), ~30 s background acquisition, ~40 s sample data acquisition | STDGL3 (Danyushevsky et al. 2011) and GSD-1G (USGS) | 82.5 | [19 empty] | 3813 | [5 empty] | 0.31 | [5 empty] | 6720 | [9 empty] | 121100 |  | 12.9 |  |  |  | 0.41 | [7 empty] | 871.3 | [13 empty] | 2820 | [15 empty] | 1.31 | [17 empty] | 90.19 | [9 empty] | 50.92 | [35 empty] | CHN | Tibet
| Lawu |  | Magmatic hydrothermal | Skarn | Cu-Pb-Zn skarn | Cu, Pb, Zn | In, Sn | Cu, Pb, Zn, In, Sn |  |  | Lk16 |  | underground mine |  |  |  |  | ore material | drill core | underground mining tunnels and drill cores | mineral separate | [5 empty] | mineralisation |  |  |  | sphalerite, chalcopyrite, pyrrhotite, pyrite, arsenopyrite | [6 empty] | galena, bismuthinite, marcasite, iron oxides, pyroxene, actinolite, quartz | thin sections and polished blocks examined using optical microscope, BSE detector, and EDS prior to analysis | EMPA, LA-ICPMS | JEOL JXA-8230 electron probe microanalyzer; RESOlution-LR 193 nm ArF excimer laser ablation system coupled to an Agilent 7700x ICP-MS | Laboratory of Mineral Resources Research Center, Fuzhou University; Adelaide Microscopy, the University of Adelaide | EPMA point analysis: accelerating voltage 15 kV, beam current 20 nA, beam diameter ~5 μm; EPMA mapping: accelerating voltage 20 kV, working current 50 nA, dwell time ~10 ms; BSE imaging: accelerating voltage 20 kV, beam current 10 nA; LA-ICP-MS: energy density 3~3.5 J/cm2, spot sizes 29 to 51 μm, repetition rates 5 Hz (polished thin-section) and 10 Hz (polished blocks), ~30 s background acquisition, ~40 s sample data acquisition | STDGL3 (Danyushevsky et al. 2011) and GSD-1G (USGS) | 126 | [19 empty] | 4126 | [5 empty] | 0.21 | [5 empty] | 1096 | [9 empty] | 107600 |  | 38.44 |  |  |  | 0.9 | [7 empty] | 356.1 | [13 empty] | 3377 | [15 empty] | 0.82 | [17 empty] | 20.27 | [9 empty] | 32.98 | [35 empty] | CHN | Tibet
| Lawu |  | Magmatic hydrothermal | Skarn | Cu-Pb-Zn skarn | Cu, Pb, Zn | In, Sn | Cu, Pb, Zn, In, Sn |  |  | 18-38 a4 sp - 1.d |  | underground mine |  |  |  |  | ore material | drill core | underground mining tunnels and drill cores | mineral separate | [5 empty] | mineralisation |  |  |  | sphalerite, chalcopyrite, pyrrhotite, pyrite, arsenopyrite | [6 empty] | galena, bismuthinite, marcasite, iron oxides, pyroxene, actinolite, quartz | thin sections and polished blocks examined using optical microscope, BSE detector, and EDS prior to analysis | EMPA, LA-ICPMS | JEOL JXA-8230 electron probe microanalyzer; RESOlution-LR 193 nm ArF excimer laser ablation system coupled to an Agilent 7700x ICP-MS | Laboratory of Mineral Resources Research Center, Fuzhou University; Adelaide Microscopy, the University of Adelaide | EPMA point analysis: accelerating voltage 15 kV, beam current 20 nA, beam diameter ~5 μm; EPMA mapping: accelerating voltage 20 kV, working current 50 nA, dwell time ~10 ms; BSE imaging: accelerating voltage 20 kV, beam current 10 nA; LA-ICP-MS: energy density 3~3.5 J/cm2, spot sizes 29 to 51 μm, repetition rates 5 Hz (polished thin-section) and 10 Hz (polished blocks), ~30 s background acquisition, ~40 s sample data acquisition | STDGL3 (Danyushevsky et al. 2011) and GSD-1G (USGS) | 16.5539 | [19 empty] | 3241.5282 | [5 empty] | 4.2386 | [5 empty] | 404.7578 | [9 empty] | 105631.2664 |  | 11.3874 |  |  |  | 0.34617 | [7 empty] | 1482.6206 | [13 empty] | 596.4913 | [15 empty] | 0.40801 | [17 empty] | 0.069253 | [9 empty] | 1.9775 | [35 empty] | CHN | Tibet
| Lawu |  | Magmatic hydrothermal | Skarn | Cu-Pb-Zn skarn | Cu, Pb, Zn | In, Sn | Cu, Pb, Zn, In, Sn |  |  | 18-38 a4 sp - 2.d |  | underground mine |  |  |  |  | ore material | drill core | underground mining tunnels and drill cores | mineral separate | [5 empty] | mineralisation |  |  |  | sphalerite, chalcopyrite, pyrrhotite, pyrite, arsenopyrite | [6 empty] | galena, bismuthinite, marcasite, iron oxides, pyroxene, actinolite, quartz | thin sections and polished blocks examined using optical microscope, BSE detector, and EDS prior to analysis | EMPA, LA-ICPMS | JEOL JXA-8230 electron probe microanalyzer; RESOlution-LR 193 nm ArF excimer laser ablation system coupled to an Agilent 7700x ICP-MS | Laboratory of Mineral Resources Research Center, Fuzhou University; Adelaide Microscopy, the University of Adelaide | EPMA point analysis: accelerating voltage 15 kV, beam current 20 nA, beam diameter ~5 μm; EPMA mapping: accelerating voltage 20 kV, working current 50 nA, dwell time ~10 ms; BSE imaging: accelerating voltage 20 kV, beam current 10 nA; LA-ICP-MS: energy density 3~3.5 J/cm2, spot sizes 29 to 51 μm, repetition rates 5 Hz (polished thin-section) and 10 Hz (polished blocks), ~30 s background acquisition, ~40 s sample data acquisition | STDGL3 (Danyushevsky et al. 2011) and GSD-1G (USGS) | 8.7174 | [19 empty] | 3191.2108 | [5 empty] | 3.2215 | [5 empty] | 404.7578 | [9 empty] | 98274.6985 |  | 9.016 |  |  |  | 0.29865 | [7 empty] | 1541.4587 | [13 empty] | 414.2131 | [15 empty] | 2.29 | [17 empty] | 0.18165 | [9 empty] | 2.5772 | [35 empty] | CHN | Tibet
| Lawu |  | Magmatic hydrothermal | Skarn | Cu-Pb-Zn skarn | Cu, Pb, Zn | In, Sn | Cu, Pb, Zn, In, Sn |  |  | 18-38 a4 sp - 3.d |  | underground mine |  |  |  |  | ore material | drill core | underground mining tunnels and drill cores | mineral separate | [5 empty] | mineralisation |  |  |  | sphalerite, chalcopyrite, pyrrhotite, pyrite, arsenopyrite | [6 empty] | galena, bismuthinite, marcasite, iron oxides, pyroxene, actinolite, quartz | thin sections and polished blocks examined using optical microscope, BSE detector, and EDS prior to analysis | EMPA, LA-ICPMS | JEOL JXA-8230 electron probe microanalyzer; RESOlution-LR 193 nm ArF excimer laser ablation system coupled to an Agilent 7700x ICP-MS | Laboratory of Mineral Resources Research Center, Fuzhou University; Adelaide Microscopy, the University of Adelaide | EPMA point analysis: accelerating voltage 15 kV, beam current 20 nA, beam diameter ~5 μm; EPMA mapping: accelerating voltage 20 kV, working current 50 nA, dwell time ~10 ms; BSE imaging: accelerating voltage 20 kV, beam current 10 nA; LA-ICP-MS: energy density 3~3.5 J/cm2, spot sizes 29 to 51 μm, repetition rates 5 Hz (polished thin-section) and 10 Hz (polished blocks), ~30 s background acquisition, ~40 s sample data acquisition | STDGL3 (Danyushevsky et al. 2011) and GSD-1G (USGS) | 8.336 | [19 empty] | 3149.7407 | [5 empty] | 3.1598 | [5 empty] | 404.7578 | [9 empty] | 97806.5187 |  | 8.3615 |  |  |  | 0.31279 | [7 empty] | 1500.7676 | [13 empty] | 399.7243 | [15 empty] | 2.4645 | [17 empty] | 0.31598 | [9 empty] | 1.5992 | [35 empty] | CHN | Tibet
| Lawu |  | Magmatic hydrothermal | Skarn | Cu-Pb-Zn skarn | Cu, Pb, Zn | In, Sn | Cu, Pb, Zn, In, Sn |  |  | 18-38 a4 sp - 4.d |  | underground mine |  |  |  |  | ore material | drill core | underground mining tunnels and drill cores | mineral separate | [5 empty] | mineralisation |  |  |  | sphalerite, chalcopyrite, pyrrhotite, pyrite, arsenopyrite | [6 empty] | galena, bismuthinite, marcasite, iron oxides, pyroxene, actinolite, quartz | thin sections and polished blocks examined using optical microscope, BSE detector, and EDS prior to analysis | EMPA, LA-ICPMS | JEOL JXA-8230 electron probe microanalyzer; RESOlution-LR 193 nm ArF excimer laser ablation system coupled to an Agilent 7700x ICP-MS | Laboratory of Mineral Resources Research Center, Fuzhou University; Adelaide Microscopy, the University of Adelaide | EPMA point analysis: accelerating voltage 15 kV, beam current 20 nA, beam diameter ~5 μm; EPMA mapping: accelerating voltage 20 kV, working current 50 nA, dwell time ~10 ms; BSE imaging: accelerating voltage 20 kV, beam current 10 nA; LA-ICP-MS: energy density 3~3.5 J/cm2, spot sizes 29 to 51 μm, repetition rates 5 Hz (polished thin-section) and 10 Hz (polished blocks), ~30 s background acquisition, ~40 s sample data acquisition | STDGL3 (Danyushevsky et al. 2011) and GSD-1G (USGS) | 17.3911 | [19 empty] | 3149.73 | [5 empty] | 4.0915 | [5 empty] | 404.7578 | [9 empty] | 106363.2488 |  | 12.9194 |  |  |  | 0.32824 | [7 empty] | 1395.8924 | [13 empty] | 580.293 | [15 empty] | 0.19407 | [17 empty] | 0.92531 | [9 empty] | 4.0579 | [35 empty] | CHN | Tibet
| Lawu |  | Magmatic hydrothermal | Skarn | Cu-Pb-Zn skarn | Cu, Pb, Zn | In, Sn | Cu, Pb, Zn, In, Sn |  |  | 18-38 a4 sp - 5.d |  | underground mine |  |  |  |  | ore material | drill core | underground mining tunnels and drill cores | mineral separate | [5 empty] | mineralisation |  |  |  | sphalerite, chalcopyrite, pyrrhotite, pyrite, arsenopyrite | [6 empty] | galena, bismuthinite, marcasite, iron oxides, pyroxene, actinolite, quartz | thin sections and polished blocks examined using optical microscope, BSE detector, and EDS prior to analysis | EMPA, LA-ICPMS | JEOL JXA-8230 electron probe microanalyzer; RESOlution-LR 193 nm ArF excimer laser ablation system coupled to an Agilent 7700x ICP-MS | Laboratory of Mineral Resources Research Center, Fuzhou University; Adelaide Microscopy, the University of Adelaide | EPMA point analysis: accelerating voltage 15 kV, beam current 20 nA, beam diameter ~5 μm; EPMA mapping: accelerating voltage 20 kV, working current 50 nA, dwell time ~10 ms; BSE imaging: accelerating voltage 20 kV, beam current 10 nA; LA-ICP-MS: energy density 3~3.5 J/cm2, spot sizes 29 to 51 μm, repetition rates 5 Hz (polished thin-section) and 10 Hz (polished blocks), ~30 s background acquisition, ~40 s sample data acquisition | STDGL3 (Danyushevsky et al. 2011) and GSD-1G (USGS) | 13.4737 | [19 empty] | 3132.1896 | [5 empty] | 4.0683 | [5 empty] | 404.7578 | [9 empty] | 110764.023 |  | 7.8421 |  |  |  | 0.29533 | [7 empty] | 1107.5727 | [13 empty] | 637.1994 | [15 empty] | 0.10499 | [17 empty] | 0.92531 | [9 empty] | 6.6668 | [35 empty] | CHN | Tibet
| Lawu |  | Magmatic hydrothermal | Skarn | Cu-Pb-Zn skarn | Cu, Pb, Zn | In, Sn | Cu, Pb, Zn, In, Sn |  |  | 18-38 a4 sp - 6.d |  | underground mine |  |  |  |  | ore material | drill core | underground mining tunnels and drill cores | mineral separate | [5 empty] | mineralisation |  |  |  | sphalerite, chalcopyrite, pyrrhotite, pyrite, arsenopyrite | [6 empty] | galena, bismuthinite, marcasite, iron oxides, pyroxene, actinolite, quartz | thin sections and polished blocks examined using optical microscope, BSE detector, and EDS prior to analysis | EMPA, LA-ICPMS | JEOL JXA-8230 electron probe microanalyzer; RESOlution-LR 193 nm ArF excimer laser ablation system coupled to an Agilent 7700x ICP-MS | Laboratory of Mineral Resources Research Center, Fuzhou University; Adelaide Microscopy, the University of Adelaide | EPMA point analysis: accelerating voltage 15 kV, beam current 20 nA, beam diameter ~5 μm; EPMA mapping: accelerating voltage 20 kV, working current 50 nA, dwell time ~10 ms; BSE imaging: accelerating voltage 20 kV, beam current 10 nA; LA-ICP-MS: energy density 3~3.5 J/cm2, spot sizes 29 to 51 μm, repetition rates 5 Hz (polished thin-section) and 10 Hz (polished blocks), ~30 s background acquisition, ~40 s sample data acquisition | STDGL3 (Danyushevsky et al. 2011) and GSD-1G (USGS) | 19.0159 | [19 empty] | 3241.6805 | [5 empty] | 4.0852 | [5 empty] | 404.7578 | [9 empty] | 108198.4577 |  | 7.774 |  |  |  | 0.31193 | [7 empty] | 1182.3084 | [13 empty] | 633.6362 | [15 empty] | 0.2111 | [17 empty] | 0.92531 | [9 empty] | 4.9741 | [35 empty] | CHN | Tibet
| Lawu |  | Magmatic hydrothermal | Skarn | Cu-Pb-Zn skarn | Cu, Pb, Zn | In, Sn | Cu, Pb, Zn, In, Sn |  |  | 18-38 a4 sp - 7.d |  | underground mine |  |  |  |  | ore material | drill core | underground mining tunnels and drill cores | mineral separate | [5 empty] | mineralisation |  |  |  | sphalerite, chalcopyrite, pyrrhotite, pyrite, arsenopyrite | [6 empty] | galena, bismuthinite, marcasite, iron oxides, pyroxene, actinolite, quartz | thin sections and polished blocks examined using optical microscope, BSE detector, and EDS prior to analysis | EMPA, LA-ICPMS | JEOL JXA-8230 electron probe microanalyzer; RESOlution-LR 193 nm ArF excimer laser ablation system coupled to an Agilent 7700x ICP-MS | Laboratory of Mineral Resources Research Center, Fuzhou University; Adelaide Microscopy, the University of Adelaide | EPMA point analysis: accelerating voltage 15 kV, beam current 20 nA, beam diameter ~5 μm; EPMA mapping: accelerating voltage 20 kV, working current 50 nA, dwell time ~10 ms; BSE imaging: accelerating voltage 20 kV, beam current 10 nA; LA-ICP-MS: energy density 3~3.5 J/cm2, spot sizes 29 to 51 μm, repetition rates 5 Hz (polished thin-section) and 10 Hz (polished blocks), ~30 s background acquisition, ~40 s sample data acquisition | STDGL3 (Danyushevsky et al. 2011) and GSD-1G (USGS) | 30.1328 | [19 empty] | 3219.2306 | [5 empty] | 4.0177 | [5 empty] | 404.7578 | [9 empty] | 106857.5237 |  | 10.5732 |  |  |  | 0.28302 | [7 empty] | 1145.6036 | [13 empty] | 586.6191 | [15 empty] | 1.4281 | [17 empty] | 0.75712 | [9 empty] | 6.6516 | [35 empty] | CHN | Tibet
| Lawu |  | Magmatic hydrothermal | Skarn | Cu-Pb-Zn skarn | Cu, Pb, Zn | In, Sn | Cu, Pb, Zn, In, Sn |  |  | 18-38 a4 sp - 8.d |  | underground mine |  |  |  |  | ore material | drill core | underground mining tunnels and drill cores | mineral separate | [5 empty] | mineralisation |  |  |  | sphalerite, chalcopyrite, pyrrhotite, pyrite, arsenopyrite | [6 empty] | galena, bismuthinite, marcasite, iron oxides, pyroxene, actinolite, quartz | thin sections and polished blocks examined using optical microscope, BSE detector, and EDS prior to analysis | EMPA, LA-ICPMS | JEOL JXA-8230 electron probe microanalyzer; RESOlution-LR 193 nm ArF excimer laser ablation system coupled to an Agilent 7700x ICP-MS | Laboratory of Mineral Resources Research Center, Fuzhou University; Adelaide Microscopy, the University of Adelaide | EPMA point analysis: accelerating voltage 15 kV, beam current 20 nA, beam diameter ~5 μm; EPMA mapping: accelerating voltage 20 kV, working current 50 nA, dwell time ~10 ms; BSE imaging: accelerating voltage 20 kV, beam current 10 nA; LA-ICP-MS: energy density 3~3.5 J/cm2, spot sizes 29 to 51 μm, repetition rates 5 Hz (polished thin-section) and 10 Hz (polished blocks), ~30 s background acquisition, ~40 s sample data acquisition | STDGL3 (Danyushevsky et al. 2011) and GSD-1G (USGS) | 18.3041 | [19 empty] | 2763.1186 | [5 empty] | 4.0182 | [5 empty] | 1254.3056 | [9 empty] | 92322.7268 |  | 2.3351 |  |  |  | 0.3426 | [7 empty] | 1713.121 | [13 empty] | 355.1435 | [15 empty] | 2.917 | [17 empty] | 0.59798 | [9 empty] | 6.7091 | [35 empty] | CHN | Tibet
| Lawu |  | Magmatic hydrothermal | Skarn | Cu-Pb-Zn skarn | Cu, Pb, Zn | In, Sn | Cu, Pb, Zn, In, Sn |  |  | 18-38 a4 sp - 9.d |  | underground mine |  |  |  |  | ore material | drill core | underground mining tunnels and drill cores | mineral separate | [5 empty] | mineralisation |  |  |  | sphalerite, chalcopyrite, pyrrhotite, pyrite, arsenopyrite | [6 empty] | galena, bismuthinite, marcasite, iron oxides, pyroxene, actinolite, quartz | thin sections and polished blocks examined using optical microscope, BSE detector, and EDS prior to analysis | EMPA, LA-ICPMS | JEOL JXA-8230 electron probe microanalyzer; RESOlution-LR 193 nm ArF excimer laser ablation system coupled to an Agilent 7700x ICP-MS | Laboratory of Mineral Resources Research Center, Fuzhou University; Adelaide Microscopy, the University of Adelaide | EPMA point analysis: accelerating voltage 15 kV, beam current 20 nA, beam diameter ~5 μm; EPMA mapping: accelerating voltage 20 kV, working current 50 nA, dwell time ~10 ms; BSE imaging: accelerating voltage 20 kV, beam current 10 nA; LA-ICP-MS: energy density 3~3.5 J/cm2, spot sizes 29 to 51 μm, repetition rates 5 Hz (polished thin-section) and 10 Hz (polished blocks), ~30 s background acquisition, ~40 s sample data acquisition | STDGL3 (Danyushevsky et al. 2011) and GSD-1G (USGS) | 5.3777 | [19 empty] | 3183.3233 | [5 empty] | 3.815 | [5 empty] | 404.7578 | [9 empty] | 92880.5565 |  | 7.7153 |  |  |  | 0.33189 | [7 empty] | 1619.6185 | [13 empty] | 466.3836 | [15 empty] | 0.46807 | [17 empty] | 0.10124 | [9 empty] | 4.1965 | [35 empty] | CHN | Tibet
| Lawu |  | Magmatic hydrothermal | Skarn | Cu-Pb-Zn skarn | Cu, Pb, Zn | In, Sn | Cu, Pb, Zn, In, Sn |  |  | 18-38 a4 sp - 10.d |  | underground mine |  |  |  |  | ore material | drill core | underground mining tunnels and drill cores | mineral separate | [5 empty] | mineralisation |  |  |  | sphalerite, chalcopyrite, pyrrhotite, pyrite, arsenopyrite | [6 empty] | galena, bismuthinite, marcasite, iron oxides, pyroxene, actinolite, quartz | thin sections and polished blocks examined using optical microscope, BSE detector, and EDS prior to analysis | EMPA, LA-ICPMS | JEOL JXA-8230 electron probe microanalyzer; RESOlution-LR 193 nm ArF excimer laser ablation system coupled to an Agilent 7700x ICP-MS | Laboratory of Mineral Resources Research Center, Fuzhou University; Adelaide Microscopy, the University of Adelaide | EPMA point analysis: accelerating voltage 15 kV, beam current 20 nA, beam diameter ~5 μm; EPMA mapping: accelerating voltage 20 kV, working current 50 nA, dwell time ~10 ms; BSE imaging: accelerating voltage 20 kV, beam current 10 nA; LA-ICP-MS: energy density 3~3.5 J/cm2, spot sizes 29 to 51 μm, repetition rates 5 Hz (polished thin-section) and 10 Hz (polished blocks), ~30 s background acquisition, ~40 s sample data acquisition | STDGL3 (Danyushevsky et al. 2011) and GSD-1G (USGS) | 0.6461 | [19 empty] | 3195.5355 | [5 empty] | 3.7275 | [5 empty] | 1042.9172 | [9 empty] | 98312.221 |  | 5.0644 |  |  |  | 0.32137 | [7 empty] | 1922.4976 | [13 empty] | 543.4352 | [15 empty] | 0.095517 | [17 empty] | 0.92531 | [9 empty] | 1.2611 | [35 empty] | CHN | Tibet
| Lawu |  | Magmatic hydrothermal | Skarn | Cu-Pb-Zn skarn | Cu, Pb, Zn | In, Sn | Cu, Pb, Zn, In, Sn |  |  | 18-38 a4 sp - 11.d |  | underground mine |  |  |  |  | ore material | drill core | underground mining tunnels and drill cores | mineral separate | [5 empty] | mineralisation |  |  |  | sphalerite, chalcopyrite, pyrrhotite, pyrite, arsenopyrite | [6 empty] | galena, bismuthinite, marcasite, iron oxides, pyroxene, actinolite, quartz | thin sections and polished blocks examined using optical microscope, BSE detector, and EDS prior to analysis | EMPA, LA-ICPMS | JEOL JXA-8230 electron probe microanalyzer; RESOlution-LR 193 nm ArF excimer laser ablation system coupled to an Agilent 7700x ICP-MS | Laboratory of Mineral Resources Research Center, Fuzhou University; Adelaide Microscopy, the University of Adelaide | EPMA point analysis: accelerating voltage 15 kV, beam current 20 nA, beam diameter ~5 μm; EPMA mapping: accelerating voltage 20 kV, working current 50 nA, dwell time ~10 ms; BSE imaging: accelerating voltage 20 kV, beam current 10 nA; LA-ICP-MS: energy density 3~3.5 J/cm2, spot sizes 29 to 51 μm, repetition rates 5 Hz (polished thin-section) and 10 Hz (polished blocks), ~30 s background acquisition, ~40 s sample data acquisition | STDGL3 (Danyushevsky et al. 2011) and GSD-1G (USGS) | 4.6215 | [19 empty] | 3089.2737 | [5 empty] | 3.8085 | [5 empty] | 964.5741 | [9 empty] | 92722.1549 |  | 6.6084 |  |  |  | 0.27019 | [7 empty] | 1756.5673 | [13 empty] | 451.7459 | [15 empty] | 0.82322 | [17 empty] | 0.084959 | [9 empty] | 1.2671 | [35 empty] | CHN | Tibet
| Lawu |  | Magmatic hydrothermal | Skarn | Cu-Pb-Zn skarn | Cu, Pb, Zn | In, Sn | Cu, Pb, Zn, In, Sn |  |  | 18-38 a4 sp - 13.d |  | underground mine |  |  |  |  | ore material | drill core | underground mining tunnels and drill cores | mineral separate | [5 empty] | mineralisation |  |  |  | sphalerite, chalcopyrite, pyrrhotite, pyrite, arsenopyrite | [6 empty] | galena, bismuthinite, marcasite, iron oxides, pyroxene, actinolite, quartz | thin sections and polished blocks examined using optical microscope, BSE detector, and EDS prior to analysis | EMPA, LA-ICPMS | JEOL JXA-8230 electron probe microanalyzer; RESOlution-LR 193 nm ArF excimer laser ablation system coupled to an Agilent 7700x ICP-MS | Laboratory of Mineral Resources Research Center, Fuzhou University; Adelaide Microscopy, the University of Adelaide | EPMA point analysis: accelerating voltage 15 kV, beam current 20 nA, beam diameter ~5 μm; EPMA mapping: accelerating voltage 20 kV, working current 50 nA, dwell time ~10 ms; BSE imaging: accelerating voltage 20 kV, beam current 10 nA; LA-ICP-MS: energy density 3~3.5 J/cm2, spot sizes 29 to 51 μm, repetition rates 5 Hz (polished thin-section) and 10 Hz (polished blocks), ~30 s background acquisition, ~40 s sample data acquisition | STDGL3 (Danyushevsky et al. 2011) and GSD-1G (USGS) | 8.6006 | [19 empty] | 2143.1015 | [5 empty] | 5.9922 | [5 empty] | 930.5572 | [9 empty] | 89248.8982 |  | 6.0522 |  |  |  | 15.8618 | [7 empty] | 2519.518 | [13 empty] | 504.0518 | [15 empty] | 2.8904 | [17 empty] | 3.7363 | [9 empty] | 9.5171 | [35 empty] | CHN | Tibet
| Lawu |  | Magmatic hydrothermal | Skarn | Cu-Pb-Zn skarn | Cu, Pb, Zn | In, Sn | Cu, Pb, Zn, In, Sn |  |  | 18-38 a4 sp - 14.d |  | underground mine |  |  |  |  | ore material | drill core | underground mining tunnels and drill cores | mineral separate | [5 empty] | mineralisation |  |  |  | sphalerite, chalcopyrite, pyrrhotite, pyrite, arsenopyrite | [6 empty] | galena, bismuthinite, marcasite, iron oxides, pyroxene, actinolite, quartz | thin sections and polished blocks examined using optical microscope, BSE detector, and EDS prior to analysis | EMPA, LA-ICPMS | JEOL JXA-8230 electron probe microanalyzer; RESOlution-LR 193 nm ArF excimer laser ablation system coupled to an Agilent 7700x ICP-MS | Laboratory of Mineral Resources Research Center, Fuzhou University; Adelaide Microscopy, the University of Adelaide | EPMA point analysis: accelerating voltage 15 kV, beam current 20 nA, beam diameter ~5 μm; EPMA mapping: accelerating voltage 20 kV, working current 50 nA, dwell time ~10 ms; BSE imaging: accelerating voltage 20 kV, beam current 10 nA; LA-ICP-MS: energy density 3~3.5 J/cm2, spot sizes 29 to 51 μm, repetition rates 5 Hz (polished thin-section) and 10 Hz (polished blocks), ~30 s background acquisition, ~40 s sample data acquisition | STDGL3 (Danyushevsky et al. 2011) and GSD-1G (USGS) | 18.7871 | [19 empty] | 2603.3619 | [5 empty] | 3.7507 | [5 empty] | 977.6027 | [9 empty] | 84944.7467 |  | 4.544 |  |  |  | 0.2 | [7 empty] | 1966.8687 | [13 empty] | 424.7237 | [15 empty] | 2.2813 | [17 empty] | 0.59716 | [9 empty] | 14.4258 | [35 empty] | CHN | Tibet
| Lawu |  | Magmatic hydrothermal | Skarn | Cu-Pb-Zn skarn | Cu, Pb, Zn | In, Sn | Cu, Pb, Zn, In, Sn |  |  | 18-38 a4 sp - 16.d |  | underground mine |  |  |  |  | ore material | drill core | underground mining tunnels and drill cores | mineral separate | [5 empty] | mineralisation |  |  |  | sphalerite, chalcopyrite, pyrrhotite, pyrite, arsenopyrite | [6 empty] | galena, bismuthinite, marcasite, iron oxides, pyroxene, actinolite, quartz | thin sections and polished blocks examined using optical microscope, BSE detector, and EDS prior to analysis | EMPA, LA-ICPMS | JEOL JXA-8230 electron probe microanalyzer; RESOlution-LR 193 nm ArF excimer laser ablation system coupled to an Agilent 7700x ICP-MS | Laboratory of Mineral Resources Research Center, Fuzhou University; Adelaide Microscopy, the University of Adelaide | EPMA point analysis: accelerating voltage 15 kV, beam current 20 nA, beam diameter ~5 μm; EPMA mapping: accelerating voltage 20 kV, working current 50 nA, dwell time ~10 ms; BSE imaging: accelerating voltage 20 kV, beam current 10 nA; LA-ICP-MS: energy density 3~3.5 J/cm2, spot sizes 29 to 51 μm, repetition rates 5 Hz (polished thin-section) and 10 Hz (polished blocks), ~30 s background acquisition, ~40 s sample data acquisition | STDGL3 (Danyushevsky et al. 2011) and GSD-1G (USGS) | 24.1554 | [19 empty] | 2160.5643 | [5 empty] | 4.4061 | [5 empty] | 404.7578 | [9 empty] | 94384.9018 |  | 4.0616 |  |  |  | 0.875 | [7 empty] | 2140.5794 | [13 empty] | 464.0964 | [15 empty] | 8.8719 | [17 empty] | 1.0661 | [9 empty] | 7.1571 | [35 empty] | CHN | Tibet
| Lawu |  | Magmatic hydrothermal | Skarn | Cu-Pb-Zn skarn | Cu, Pb, Zn | In, Sn | Cu, Pb, Zn, In, Sn |  |  | 18-38 a4 sp - 17.d |  | underground mine |  |  |  |  | ore material | drill core | underground mining tunnels and drill cores | mineral separate | [5 empty] | mineralisation |  |  |  | sphalerite, chalcopyrite, pyrrhotite, pyrite, arsenopyrite | [6 empty] | galena, bismuthinite, marcasite, iron oxides, pyroxene, actinolite, quartz | thin sections and polished blocks examined using optical microscope, BSE detector, and EDS prior to analysis | EMPA, LA-ICPMS | JEOL JXA-8230 electron probe microanalyzer; RESOlution-LR 193 nm ArF excimer laser ablation system coupled to an Agilent 7700x ICP-MS | Laboratory of Mineral Resources Research Center, Fuzhou University; Adelaide Microscopy, the University of Adelaide | EPMA point analysis: accelerating voltage 15 kV, beam current 20 nA, beam diameter ~5 μm; EPMA mapping: accelerating voltage 20 kV, working current 50 nA, dwell time ~10 ms; BSE imaging: accelerating voltage 20 kV, beam current 10 nA; LA-ICP-MS: energy density 3~3.5 J/cm2, spot sizes 29 to 51 μm, repetition rates 5 Hz (polished thin-section) and 10 Hz (polished blocks), ~30 s background acquisition, ~40 s sample data acquisition | STDGL3 (Danyushevsky et al. 2011) and GSD-1G (USGS) | 5.6904 | [19 empty] | 3129.7109 | [5 empty] | 3.7508 | [5 empty] | 1007 | [9 empty] | 101465.148 |  | 5.9004 |  |  |  | 0.29402 | [7 empty] | 1681.6191 | [13 empty] | 509.4897 | [15 empty] | 0.57625 | [17 empty] | 0.048889 | [9 empty] | 2.1639 | [35 empty] | CHN | Tibet
| Lawu |  | Magmatic hydrothermal | Skarn | Cu-Pb-Zn skarn | Cu, Pb, Zn | In, Sn | Cu, Pb, Zn, In, Sn |  |  | 18-38 a4 sp - 19.d |  | underground mine |  |  |  |  | ore material | drill core | underground mining tunnels and drill cores | mineral separate | [5 empty] | mineralisation |  |  |  | sphalerite, chalcopyrite, pyrrhotite, pyrite, arsenopyrite | [6 empty] | galena, bismuthinite, marcasite, iron oxides, pyroxene, actinolite, quartz | thin sections and polished blocks examined using optical microscope, BSE detector, and EDS prior to analysis | EMPA, LA-ICPMS | JEOL JXA-8230 electron probe microanalyzer; RESOlution-LR 193 nm ArF excimer laser ablation system coupled to an Agilent 7700x ICP-MS | Laboratory of Mineral Resources Research Center, Fuzhou University; Adelaide Microscopy, the University of Adelaide | EPMA point analysis: accelerating voltage 15 kV, beam current 20 nA, beam diameter ~5 μm; EPMA mapping: accelerating voltage 20 kV, working current 50 nA, dwell time ~10 ms; BSE imaging: accelerating voltage 20 kV, beam current 10 nA; LA-ICP-MS: energy density 3~3.5 J/cm2, spot sizes 29 to 51 μm, repetition rates 5 Hz (polished thin-section) and 10 Hz (polished blocks), ~30 s background acquisition, ~40 s sample data acquisition | STDGL3 (Danyushevsky et al. 2011) and GSD-1G (USGS) | 17.6723 | [19 empty] | 3400.2885 | [5 empty] | 3.1166 | [5 empty] | 404.7578 | [9 empty] | 107511.6198 |  | 3.2517 |  |  |  | 0.28365 | [7 empty] | 1985.5807 | [13 empty] | 769.0563 | [15 empty] | 0.85602 | [17 empty] | 0.23354 | [9 empty] | 5.2652 | [35 empty] | CHN | Tibet
| Lawu |  | Magmatic hydrothermal | Skarn | Cu-Pb-Zn skarn | Cu, Pb, Zn | In, Sn | Cu, Pb, Zn, In, Sn |  |  | 18-38 a4 sp - 20.d |  | underground mine |  |  |  |  | ore material | drill core | underground mining tunnels and drill cores | mineral separate | [5 empty] | mineralisation |  |  |  | sphalerite, chalcopyrite, pyrrhotite, pyrite, arsenopyrite | [6 empty] | galena, bismuthinite, marcasite, iron oxides, pyroxene, actinolite, quartz | thin sections and polished blocks examined using optical microscope, BSE detector, and EDS prior to analysis | EMPA, LA-ICPMS | JEOL JXA-8230 electron probe microanalyzer; RESOlution-LR 193 nm ArF excimer laser ablation system coupled to an Agilent 7700x ICP-MS | Laboratory of Mineral Resources Research Center, Fuzhou University; Adelaide Microscopy, the University of Adelaide | EPMA point analysis: accelerating voltage 15 kV, beam current 20 nA, beam diameter ~5 μm; EPMA mapping: accelerating voltage 20 kV, working current 50 nA, dwell time ~10 ms; BSE imaging: accelerating voltage 20 kV, beam current 10 nA; LA-ICP-MS: energy density 3~3.5 J/cm2, spot sizes 29 to 51 μm, repetition rates 5 Hz (polished thin-section) and 10 Hz (polished blocks), ~30 s background acquisition, ~40 s sample data acquisition | STDGL3 (Danyushevsky et al. 2011) and GSD-1G (USGS) | 19.624 | [19 empty] | 3203.5148 | [5 empty] | 4.116 | [5 empty] | 404.7578 | [9 empty] | 100016.0238 |  | 11.0029 |  |  |  | 0.30573 | [7 empty] | 1497.3846 | [13 empty] | 552.9322 | [15 empty] | 1.0033 | [17 empty] | 0.28204 | [9 empty] | 5.143 | [35 empty] | CHN | Tibet
| Lawu |  | Magmatic hydrothermal | Skarn | Cu-Pb-Zn skarn | Cu, Pb, Zn | In, Sn | Cu, Pb, Zn, In, Sn |  |  | 18-62 a4 sp - 1.d |  | underground mine |  |  |  |  | ore material | drill core | underground mining tunnels and drill cores | mineral separate | [5 empty] | mineralisation |  |  |  | sphalerite, chalcopyrite, pyrrhotite, pyrite, arsenopyrite | [6 empty] | galena, bismuthinite, marcasite, iron oxides, pyroxene, actinolite, quartz | thin sections and polished blocks examined using optical microscope, BSE detector, and EDS prior to analysis | EMPA, LA-ICPMS | JEOL JXA-8230 electron probe microanalyzer; RESOlution-LR 193 nm ArF excimer laser ablation system coupled to an Agilent 7700x ICP-MS | Laboratory of Mineral Resources Research Center, Fuzhou University; Adelaide Microscopy, the University of Adelaide | EPMA point analysis: accelerating voltage 15 kV, beam current 20 nA, beam diameter ~5 μm; EPMA mapping: accelerating voltage 20 kV, working current 50 nA, dwell time ~10 ms; BSE imaging: accelerating voltage 20 kV, beam current 10 nA; LA-ICP-MS: energy density 3~3.5 J/cm2, spot sizes 29 to 51 μm, repetition rates 5 Hz (polished thin-section) and 10 Hz (polished blocks), ~30 s background acquisition, ~40 s sample data acquisition | STDGL3 (Danyushevsky et al. 2011) and GSD-1G (USGS) | 7.4584 | [19 empty] | 3340.7684 | [5 empty] | 1.9845 | [5 empty] | 404.7578 | [9 empty] | 102047.6842 |  | 2.4387 |  |  |  | 0.31153 | [7 empty] | 1417.2691 | [13 empty] | 618.4936 | [15 empty] | 1.486 | [17 empty] | 0.084648 | [9 empty] | 1.7494 | [35 empty] | CHN | Tibet
| Lawu |  | Magmatic hydrothermal | Skarn | Cu-Pb-Zn skarn | Cu, Pb, Zn | In, Sn | Cu, Pb, Zn, In, Sn |  |  | 18-62 a4 sp - 2.d |  | underground mine |  |  |  |  | ore material | drill core | underground mining tunnels and drill cores | mineral separate | [5 empty] | mineralisation |  |  |  | sphalerite, chalcopyrite, pyrrhotite, pyrite, arsenopyrite | [6 empty] | galena, bismuthinite, marcasite, iron oxides, pyroxene, actinolite, quartz | thin sections and polished blocks examined using optical microscope, BSE detector, and EDS prior to analysis | EMPA, LA-ICPMS | JEOL JXA-8230 electron probe microanalyzer; RESOlution-LR 193 nm ArF excimer laser ablation system coupled to an Agilent 7700x ICP-MS | Laboratory of Mineral Resources Research Center, Fuzhou University; Adelaide Microscopy, the University of Adelaide | EPMA point analysis: accelerating voltage 15 kV, beam current 20 nA, beam diameter ~5 μm; EPMA mapping: accelerating voltage 20 kV, working current 50 nA, dwell time ~10 ms; BSE imaging: accelerating voltage 20 kV, beam current 10 nA; LA-ICP-MS: energy density 3~3.5 J/cm2, spot sizes 29 to 51 μm, repetition rates 5 Hz (polished thin-section) and 10 Hz (polished blocks), ~30 s background acquisition, ~40 s sample data acquisition | STDGL3 (Danyushevsky et al. 2011) and GSD-1G (USGS) | 9.9694 | [19 empty] | 3038.4379 | [5 empty] | 1.8948 | [5 empty] | 404.7578 | [9 empty] | 105427.0918 |  | 4.0385 |  |  |  | 0.40266 | [7 empty] | 1372.4893 | [13 empty] | 624.2061 | [15 empty] | 1.5061 | [17 empty] | 0.17685 | [9 empty] | 8.7451 | [35 empty] | CHN | Tibet
| Lawu |  | Magmatic hydrothermal | Skarn | Cu-Pb-Zn skarn | Cu, Pb, Zn | In, Sn | Cu, Pb, Zn, In, Sn |  |  | 18-62 a4 sp - 3.d |  | underground mine |  |  |  |  | ore material | drill core | underground mining tunnels and drill cores | mineral separate | [5 empty] | mineralisation |  |  |  | sphalerite, chalcopyrite, pyrrhotite, pyrite, arsenopyrite | [6 empty] | galena, bismuthinite, marcasite, iron oxides, pyroxene, actinolite, quartz | thin sections and polished blocks examined using optical microscope, BSE detector, and EDS prior to analysis | EMPA, LA-ICPMS | JEOL JXA-8230 electron probe microanalyzer; RESOlution-LR 193 nm ArF excimer laser ablation system coupled to an Agilent 7700x ICP-MS | Laboratory of Mineral Resources Research Center, Fuzhou University; Adelaide Microscopy, the University of Adelaide | EPMA point analysis: accelerating voltage 15 kV, beam current 20 nA, beam diameter ~5 μm; EPMA mapping: accelerating voltage 20 kV, working current 50 nA, dwell time ~10 ms; BSE imaging: accelerating voltage 20 kV, beam current 10 nA; LA-ICP-MS: energy density 3~3.5 J/cm2, spot sizes 29 to 51 μm, repetition rates 5 Hz (polished thin-section) and 10 Hz (polished blocks), ~30 s background acquisition, ~40 s sample data acquisition | STDGL3 (Danyushevsky et al. 2011) and GSD-1G (USGS) | 11.2984 | [19 empty] | 3253.5428 | [5 empty] | 1.9657 | [5 empty] | 404.7578 | [9 empty] | 103887.4019 |  | 2.2753 |  |  |  | 0.2927 | [7 empty] | 1409.1726 | [13 empty] | 623.3244 | [15 empty] | 1.897 | [17 empty] | 0.56971 | [9 empty] | 2.815 | [35 empty] | CHN | Tibet
| Lawu |  | Magmatic hydrothermal | Skarn | Cu-Pb-Zn skarn | Cu, Pb, Zn | In, Sn | Cu, Pb, Zn, In, Sn |  |  | 18-62 a4 sp - 4.d |  | underground mine |  |  |  |  | ore material | drill core | underground mining tunnels and drill cores | mineral separate | [5 empty] | mineralisation |  |  |  | sphalerite, chalcopyrite, pyrrhotite, pyrite, arsenopyrite | [6 empty] | galena, bismuthinite, marcasite, iron oxides, pyroxene, actinolite, quartz | thin sections and polished blocks examined using optical microscope, BSE detector, and EDS prior to analysis | EMPA, LA-ICPMS | JEOL JXA-8230 electron probe microanalyzer; RESOlution-LR 193 nm ArF excimer laser ablation system coupled to an Agilent 7700x ICP-MS | Laboratory of Mineral Resources Research Center, Fuzhou University; Adelaide Microscopy, the University of Adelaide | EPMA point analysis: accelerating voltage 15 kV, beam current 20 nA, beam diameter ~5 μm; EPMA mapping: accelerating voltage 20 kV, working current 50 nA, dwell time ~10 ms; BSE imaging: accelerating voltage 20 kV, beam current 10 nA; LA-ICP-MS: energy density 3~3.5 J/cm2, spot sizes 29 to 51 μm, repetition rates 5 Hz (polished thin-section) and 10 Hz (polished blocks), ~30 s background acquisition, ~40 s sample data acquisition | STDGL3 (Danyushevsky et al. 2011) and GSD-1G (USGS) | 12.9066 | [19 empty] | 3248.9441 | [5 empty] | 2 | [5 empty] | 404.7578 | [9 empty] | 102892.7126 |  | 2.7772 |  |  |  | 0.32217 | [7 empty] | 1438.5181 | [13 empty] | 589.3808 | [15 empty] | 1.897 | [17 empty] | 1.0138 | [9 empty] | 4.22 | [35 empty] | CHN | Tibet
| Lawu |  | Magmatic hydrothermal | Skarn | Cu-Pb-Zn skarn | Cu, Pb, Zn | In, Sn | Cu, Pb, Zn, In, Sn |  |  | 18-62 a4 sp - 5.d |  | underground mine |  |  |  |  | ore material | drill core | underground mining tunnels and drill cores | mineral separate | [5 empty] | mineralisation |  |  |  | sphalerite, chalcopyrite, pyrrhotite, pyrite, arsenopyrite | [6 empty] | galena, bismuthinite, marcasite, iron oxides, pyroxene, actinolite, quartz | thin sections and polished blocks examined using optical microscope, BSE detector, and EDS prior to analysis | EMPA, LA-ICPMS | JEOL JXA-8230 electron probe microanalyzer; RESOlution-LR 193 nm ArF excimer laser ablation system coupled to an Agilent 7700x ICP-MS | Laboratory of Mineral Resources Research Center, Fuzhou University; Adelaide Microscopy, the University of Adelaide | EPMA point analysis: accelerating voltage 15 kV, beam current 20 nA, beam diameter ~5 μm; EPMA mapping: accelerating voltage 20 kV, working current 50 nA, dwell time ~10 ms; BSE imaging: accelerating voltage 20 kV, beam current 10 nA; LA-ICP-MS: energy density 3~3.5 J/cm2, spot sizes 29 to 51 μm, repetition rates 5 Hz (polished thin-section) and 10 Hz (polished blocks), ~30 s background acquisition, ~40 s sample data acquisition | STDGL3 (Danyushevsky et al. 2011) and GSD-1G (USGS) | 7.9996 | [19 empty] | 2954.6601 | [5 empty] | 2.076 | [5 empty] | 404.7578 | [9 empty] | 97086.8011 |  | 2.8419 |  |  |  | 0.53689 | [7 empty] | 1411.2328 | [13 empty] | 546.1021 | [15 empty] | 1.897 | [17 empty] | 0.42951 | [9 empty] | 9.3955 | [35 empty] | CHN | Tibet
| Lawu |  | Magmatic hydrothermal | Skarn | Cu-Pb-Zn skarn | Cu, Pb, Zn | In, Sn | Cu, Pb, Zn, In, Sn |  |  | 18-62 a4 sp - 6.d |  | underground mine |  |  |  |  | ore material | drill core | underground mining tunnels and drill cores | mineral separate | [5 empty] | mineralisation |  |  |  | sphalerite, chalcopyrite, pyrrhotite, pyrite, arsenopyrite | [6 empty] | galena, bismuthinite, marcasite, iron oxides, pyroxene, actinolite, quartz | thin sections and polished blocks examined using optical microscope, BSE detector, and EDS prior to analysis | EMPA, LA-ICPMS | JEOL JXA-8230 electron probe microanalyzer; RESOlution-LR 193 nm ArF excimer laser ablation system coupled to an Agilent 7700x ICP-MS | Laboratory of Mineral Resources Research Center, Fuzhou University; Adelaide Microscopy, the University of Adelaide | EPMA point analysis: accelerating voltage 15 kV, beam current 20 nA, beam diameter ~5 μm; EPMA mapping: accelerating voltage 20 kV, working current 50 nA, dwell time ~10 ms; BSE imaging: accelerating voltage 20 kV, beam current 10 nA; LA-ICP-MS: energy density 3~3.5 J/cm2, spot sizes 29 to 51 μm, repetition rates 5 Hz (polished thin-section) and 10 Hz (polished blocks), ~30 s background acquisition, ~40 s sample data acquisition | STDGL3 (Danyushevsky et al. 2011) and GSD-1G (USGS) | 12.1446 | [19 empty] | 3394.7671 | [5 empty] | 1.9791 | [5 empty] | 404.7578 | [9 empty] | 97031.6718 |  | 1.5541 |  |  |  | 0.31748 | [7 empty] | 1503.8057 | [13 empty] | 557.0602 | [15 empty] | 1.897 | [17 empty] | 1.8423 | [9 empty] | 8.0487 | [35 empty] | CHN | Tibet
| Lawu |  | Magmatic hydrothermal | Skarn | Cu-Pb-Zn skarn | Cu, Pb, Zn | In, Sn | Cu, Pb, Zn, In, Sn |  |  | 18-62 a4 sp - 7.d |  | underground mine |  |  |  |  | ore material | drill core | underground mining tunnels and drill cores | mineral separate | [5 empty] | mineralisation |  |  |  | sphalerite, chalcopyrite, pyrrhotite, pyrite, arsenopyrite | [6 empty] | galena, bismuthinite, marcasite, iron oxides, pyroxene, actinolite, quartz | thin sections and polished blocks examined using optical microscope, BSE detector, and EDS prior to analysis | EMPA, LA-ICPMS | JEOL JXA-8230 electron probe microanalyzer; RESOlution-LR 193 nm ArF excimer laser ablation system coupled to an Agilent 7700x ICP-MS | Laboratory of Mineral Resources Research Center, Fuzhou University; Adelaide Microscopy, the University of Adelaide | EPMA point analysis: accelerating voltage 15 kV, beam current 20 nA, beam diameter ~5 μm; EPMA mapping: accelerating voltage 20 kV, working current 50 nA, dwell time ~10 ms; BSE imaging: accelerating voltage 20 kV, beam current 10 nA; LA-ICP-MS: energy density 3~3.5 J/cm2, spot sizes 29 to 51 μm, repetition rates 5 Hz (polished thin-section) and 10 Hz (polished blocks), ~30 s background acquisition, ~40 s sample data acquisition | STDGL3 (Danyushevsky et al. 2011) and GSD-1G (USGS) | 10.457 | [19 empty] | 3346.8577 | [5 empty] | 1.9151 | [5 empty] | 404.7578 | [9 empty] | 109940.6786 |  | 2.775 |  |  |  | 0.30255 | [7 empty] | 1395.6566 | [13 empty] | 661.2653 | [15 empty] | 1.897 | [17 empty] | 0.05269 | [9 empty] | 4.2963 | [35 empty] | CHN | Tibet
| Lawu |  | Magmatic hydrothermal | Skarn | Cu-Pb-Zn skarn | Cu, Pb, Zn | In, Sn | Cu, Pb, Zn, In, Sn |  |  | 18-62 a4 sp - 8.d |  | underground mine |  |  |  |  | ore material | drill core | underground mining tunnels and drill cores | mineral separate | [5 empty] | mineralisation |  |  |  | sphalerite, chalcopyrite, pyrrhotite, pyrite, arsenopyrite | [6 empty] | galena, bismuthinite, marcasite, iron oxides, pyroxene, actinolite, quartz | thin sections and polished blocks examined using optical microscope, BSE detector, and EDS prior to analysis | EMPA, LA-ICPMS | JEOL JXA-8230 electron probe microanalyzer; RESOlution-LR 193 nm ArF excimer laser ablation system coupled to an Agilent 7700x ICP-MS | Laboratory of Mineral Resources Research Center, Fuzhou University; Adelaide Microscopy, the University of Adelaide | EPMA point analysis: accelerating voltage 15 kV, beam current 20 nA, beam diameter ~5 μm; EPMA mapping: accelerating voltage 20 kV, working current 50 nA, dwell time ~10 ms; BSE imaging: accelerating voltage 20 kV, beam current 10 nA; LA-ICP-MS: energy density 3~3.5 J/cm2, spot sizes 29 to 51 μm, repetition rates 5 Hz (polished thin-section) and 10 Hz (polished blocks), ~30 s background acquisition, ~40 s sample data acquisition | STDGL3 (Danyushevsky et al. 2011) and GSD-1G (USGS) | 12.9367 | [19 empty] | 2478.3921 | [5 empty] | 1.9609 | [5 empty] | 404.7578 | [9 empty] | 147750.3006 |  | 0 |  |  |  | 8.0343 | [7 empty] | 1339.7181 | [13 empty] | 1060.8063 | [15 empty] | 1.897 | [17 empty] | 1.2392 | [9 empty] | 4.5597 | [35 empty] | CHN | Tibet
| Lawu |  | Magmatic hydrothermal | Skarn | Cu-Pb-Zn skarn | Cu, Pb, Zn | In, Sn | Cu, Pb, Zn, In, Sn |  |  | 18-62 a4 sp - 9.d |  | underground mine |  |  |  |  | ore material | drill core | underground mining tunnels and drill cores | mineral separate | [5 empty] | mineralisation |  |  |  | sphalerite, chalcopyrite, pyrrhotite, pyrite, arsenopyrite | [6 empty] | galena, bismuthinite, marcasite, iron oxides, pyroxene, actinolite, quartz | thin sections and polished blocks examined using optical microscope, BSE detector, and EDS prior to analysis | EMPA, LA-ICPMS | JEOL JXA-8230 electron probe microanalyzer; RESOlution-LR 193 nm ArF excimer laser ablation system coupled to an Agilent 7700x ICP-MS | Laboratory of Mineral Resources Research Center, Fuzhou University; Adelaide Microscopy, the University of Adelaide | EPMA point analysis: accelerating voltage 15 kV, beam current 20 nA, beam diameter ~5 μm; EPMA mapping: accelerating voltage 20 kV, working current 50 nA, dwell time ~10 ms; BSE imaging: accelerating voltage 20 kV, beam current 10 nA; LA-ICP-MS: energy density 3~3.5 J/cm2, spot sizes 29 to 51 μm, repetition rates 5 Hz (polished thin-section) and 10 Hz (polished blocks), ~30 s background acquisition, ~40 s sample data acquisition | STDGL3 (Danyushevsky et al. 2011) and GSD-1G (USGS) | 9.0441 | [19 empty] | 3282.9851 | [5 empty] | 2.001 | [5 empty] | 404.7578 | [9 empty] | 105855.5366 |  | 4.6057 |  |  |  | 0.36135 | [7 empty] | 1386.8977 | [13 empty] | 643.7187 | [15 empty] | 1.897 | [17 empty] | 0.20586 | [9 empty] | 2.5659 | [35 empty] | CHN | Tibet
| Lawu |  | Magmatic hydrothermal | Skarn | Cu-Pb-Zn skarn | Cu, Pb, Zn | In, Sn | Cu, Pb, Zn, In, Sn |  |  | 18-62 a4 sp - 10.d |  | underground mine |  |  |  |  | ore material | drill core | underground mining tunnels and drill cores | mineral separate | [5 empty] | mineralisation |  |  |  | sphalerite, chalcopyrite, pyrrhotite, pyrite, arsenopyrite | [6 empty] | galena, bismuthinite, marcasite, iron oxides, pyroxene, actinolite, quartz | thin sections and polished blocks examined using optical microscope, BSE detector, and EDS prior to analysis | EMPA, LA-ICPMS | JEOL JXA-8230 electron probe microanalyzer; RESOlution-LR 193 nm ArF excimer laser ablation system coupled to an Agilent 7700x ICP-MS | Laboratory of Mineral Resources Research Center, Fuzhou University; Adelaide Microscopy, the University of Adelaide | EPMA point analysis: accelerating voltage 15 kV, beam current 20 nA, beam diameter ~5 μm; EPMA mapping: accelerating voltage 20 kV, working current 50 nA, dwell time ~10 ms; BSE imaging: accelerating voltage 20 kV, beam current 10 nA; LA-ICP-MS: energy density 3~3.5 J/cm2, spot sizes 29 to 51 μm, repetition rates 5 Hz (polished thin-section) and 10 Hz (polished blocks), ~30 s background acquisition, ~40 s sample data acquisition | STDGL3 (Danyushevsky et al. 2011) and GSD-1G (USGS) | 14.3027 | [19 empty] | 3271.449 | [5 empty] | 1.9246 | [5 empty] | 404.7578 | [9 empty] | 107691.8119 |  | 4.5007 |  |  |  | 0.28416 | [7 empty] | 1370.0999 | [13 empty] | 631.6596 | [15 empty] | 1.897 | [17 empty] | 0.18362 | [9 empty] | 3.2953 | [35 empty] | CHN | Tibet
| Lawu |  | Magmatic hydrothermal | Skarn | Cu-Pb-Zn skarn | Cu, Pb, Zn | In, Sn | Cu, Pb, Zn, In, Sn |  |  | 18-62 a4 sp - 11.d |  | underground mine |  |  |  |  | ore material | drill core | underground mining tunnels and drill cores | mineral separate | [5 empty] | mineralisation |  |  |  | sphalerite, chalcopyrite, pyrrhotite, pyrite, arsenopyrite | [6 empty] | galena, bismuthinite, marcasite, iron oxides, pyroxene, actinolite, quartz | thin sections and polished blocks examined using optical microscope, BSE detector, and EDS prior to analysis | EMPA, LA-ICPMS | JEOL JXA-8230 electron probe microanalyzer; RESOlution-LR 193 nm ArF excimer laser ablation system coupled to an Agilent 7700x ICP-MS | Laboratory of Mineral Resources Research Center, Fuzhou University; Adelaide Microscopy, the University of Adelaide | EPMA point analysis: accelerating voltage 15 kV, beam current 20 nA, beam diameter ~5 μm; EPMA mapping: accelerating voltage 20 kV, working current 50 nA, dwell time ~10 ms; BSE imaging: accelerating voltage 20 kV, beam current 10 nA; LA-ICP-MS: energy density 3~3.5 J/cm2, spot sizes 29 to 51 μm, repetition rates 5 Hz (polished thin-section) and 10 Hz (polished blocks), ~30 s background acquisition, ~40 s sample data acquisition | STDGL3 (Danyushevsky et al. 2011) and GSD-1G (USGS) | 7.9864 | [19 empty] | 3150.5765 | [5 empty] | 1.7865 | [5 empty] | 404.7578 | [9 empty] | 110950.1943 |  | 6.3404 |  |  |  | 0.24869 | [7 empty] | 1319.1606 | [13 empty] | 665.9057 | [15 empty] | 0.81295 | [17 empty] | 0.037836 | [9 empty] | 3.6813 | [35 empty] | CHN | Tibet
| Lawu |  | Magmatic hydrothermal | Skarn | Cu-Pb-Zn skarn | Cu, Pb, Zn | In, Sn | Cu, Pb, Zn, In, Sn |  |  | 18-62 a4 sp - 12.d |  | underground mine |  |  |  |  | ore material | drill core | underground mining tunnels and drill cores | mineral separate | [5 empty] | mineralisation |  |  |  | sphalerite, chalcopyrite, pyrrhotite, pyrite, arsenopyrite | [6 empty] | galena, bismuthinite, marcasite, iron oxides, pyroxene, actinolite, quartz | thin sections and polished blocks examined using optical microscope, BSE detector, and EDS prior to analysis | EMPA, LA-ICPMS | JEOL JXA-8230 electron probe microanalyzer; RESOlution-LR 193 nm ArF excimer laser ablation system coupled to an Agilent 7700x ICP-MS | Laboratory of Mineral Resources Research Center, Fuzhou University; Adelaide Microscopy, the University of Adelaide | EPMA point analysis: accelerating voltage 15 kV, beam current 20 nA, beam diameter ~5 μm; EPMA mapping: accelerating voltage 20 kV, working current 50 nA, dwell time ~10 ms; BSE imaging: accelerating voltage 20 kV, beam current 10 nA; LA-ICP-MS: energy density 3~3.5 J/cm2, spot sizes 29 to 51 μm, repetition rates 5 Hz (polished thin-section) and 10 Hz (polished blocks), ~30 s background acquisition, ~40 s sample data acquisition | STDGL3 (Danyushevsky et al. 2011) and GSD-1G (USGS) | 9.3923 | [19 empty] | 3173.9367 | [5 empty] | 1.8167 | [5 empty] | 404.7578 | [9 empty] | 109812.5405 |  | 6.2655 |  |  |  | 0.33122 | [7 empty] | 1341.1993 | [13 empty] | 654.2196 | [15 empty] | 1.6801 | [17 empty] | 0.26517 | [9 empty] | 2.6821 | [35 empty] | CHN | Tibet
| Lawu |  | Magmatic hydrothermal | Skarn | Cu-Pb-Zn skarn | Cu, Pb, Zn | In, Sn | Cu, Pb, Zn, In, Sn |  |  | 18-62 a4 sp - 13.d |  | underground mine |  |  |  |  | ore material | drill core | underground mining tunnels and drill cores | mineral separate | [5 empty] | mineralisation |  |  |  | sphalerite, chalcopyrite, pyrrhotite, pyrite, arsenopyrite | [6 empty] | galena, bismuthinite, marcasite, iron oxides, pyroxene, actinolite, quartz | thin sections and polished blocks examined using optical microscope, BSE detector, and EDS prior to analysis | EMPA, LA-ICPMS | JEOL JXA-8230 electron probe microanalyzer; RESOlution-LR 193 nm ArF excimer laser ablation system coupled to an Agilent 7700x ICP-MS | Laboratory of Mineral Resources Research Center, Fuzhou University; Adelaide Microscopy, the University of Adelaide | EPMA point analysis: accelerating voltage 15 kV, beam current 20 nA, beam diameter ~5 μm; EPMA mapping: accelerating voltage 20 kV, working current 50 nA, dwell time ~10 ms; BSE imaging: accelerating voltage 20 kV, beam current 10 nA; LA-ICP-MS: energy density 3~3.5 J/cm2, spot sizes 29 to 51 μm, repetition rates 5 Hz (polished thin-section) and 10 Hz (polished blocks), ~30 s background acquisition, ~40 s sample data acquisition | STDGL3 (Danyushevsky et al. 2011) and GSD-1G (USGS) | 8.078 | [19 empty] | 3154.231 | [5 empty] | 1.8316 | [5 empty] | 404.7578 | [9 empty] | 108473.5532 |  | 2.9965 |  |  |  | 0.30893 | [7 empty] | 1320.8332 | [13 empty] | 662.3385 | [15 empty] | 2.6294 | [17 empty] | 0.21595 | [9 empty] | 1.7836 | [35 empty] | CHN | Tibet
| Lawu |  | Magmatic hydrothermal | Skarn | Cu-Pb-Zn skarn | Cu, Pb, Zn | In, Sn | Cu, Pb, Zn, In, Sn |  |  | 18-62 a4 sp - 14.d |  | underground mine |  |  |  |  | ore material | drill core | underground mining tunnels and drill cores | mineral separate | [5 empty] | mineralisation |  |  |  | sphalerite, chalcopyrite, pyrrhotite, pyrite, arsenopyrite | [6 empty] | galena, bismuthinite, marcasite, iron oxides, pyroxene, actinolite, quartz | thin sections and polished blocks examined using optical microscope, BSE detector, and EDS prior to analysis | EMPA, LA-ICPMS | JEOL JXA-8230 electron probe microanalyzer; RESOlution-LR 193 nm ArF excimer laser ablation system coupled to an Agilent 7700x ICP-MS | Laboratory of Mineral Resources Research Center, Fuzhou University; Adelaide Microscopy, the University of Adelaide | EPMA point analysis: accelerating voltage 15 kV, beam current 20 nA, beam diameter ~5 μm; EPMA mapping: accelerating voltage 20 kV, working current 50 nA, dwell time ~10 ms; BSE imaging: accelerating voltage 20 kV, beam current 10 nA; LA-ICP-MS: energy density 3~3.5 J/cm2, spot sizes 29 to 51 μm, repetition rates 5 Hz (polished thin-section) and 10 Hz (polished blocks), ~30 s background acquisition, ~40 s sample data acquisition | STDGL3 (Danyushevsky et al. 2011) and GSD-1G (USGS) | 10.2565 | [19 empty] | 2859.109 | [5 empty] | 1.9376 | [5 empty] | 404.7578 | [9 empty] | 104589.7919 |  | 8.1169 |  |  |  | 1.4315 | [7 empty] | 1400.8005 | [13 empty] | 618.9595 | [15 empty] | 1.897 | [17 empty] | 0.68441 | [9 empty] | 4.5597 | [35 empty] | CHN | Tibet
| Lawu |  | Magmatic hydrothermal | Skarn | Cu-Pb-Zn skarn | Cu, Pb, Zn | In, Sn | Cu, Pb, Zn, In, Sn |  |  | 18-62 a4 sp - 15.d |  | underground mine |  |  |  |  | ore material | drill core | underground mining tunnels and drill cores | mineral separate | [5 empty] | mineralisation |  |  |  | sphalerite, chalcopyrite, pyrrhotite, pyrite, arsenopyrite | [6 empty] | galena, bismuthinite, marcasite, iron oxides, pyroxene, actinolite, quartz | thin sections and polished blocks examined using optical microscope, BSE detector, and EDS prior to analysis | EMPA, LA-ICPMS | JEOL JXA-8230 electron probe microanalyzer; RESOlution-LR 193 nm ArF excimer laser ablation system coupled to an Agilent 7700x ICP-MS | Laboratory of Mineral Resources Research Center, Fuzhou University; Adelaide Microscopy, the University of Adelaide | EPMA point analysis: accelerating voltage 15 kV, beam current 20 nA, beam diameter ~5 μm; EPMA mapping: accelerating voltage 20 kV, working current 50 nA, dwell time ~10 ms; BSE imaging: accelerating voltage 20 kV, beam current 10 nA; LA-ICP-MS: energy density 3~3.5 J/cm2, spot sizes 29 to 51 μm, repetition rates 5 Hz (polished thin-section) and 10 Hz (polished blocks), ~30 s background acquisition, ~40 s sample data acquisition | STDGL3 (Danyushevsky et al. 2011) and GSD-1G (USGS) | 10.05 | [19 empty] | 3121.8676 | [5 empty] | 1.875 | [5 empty] | 404.7578 | [9 empty] | 101718.5081 |  | 3.3206 |  |  |  | 0.45937 | [7 empty] | 1422.1048 | [13 empty] | 625.4048 | [15 empty] | 2.6344 | [17 empty] | 0.20062 | [9 empty] | 2.9812 | [35 empty] | CHN | Tibet
| Lawu |  | Magmatic hydrothermal | Skarn | Cu-Pb-Zn skarn | Cu, Pb, Zn | In, Sn | Cu, Pb, Zn, In, Sn |  |  | 18-62 a4 sp - 16.d |  | underground mine |  |  |  |  | ore material | drill core | underground mining tunnels and drill cores | mineral separate | [5 empty] | mineralisation |  |  |  | sphalerite, chalcopyrite, pyrrhotite, pyrite, arsenopyrite | [6 empty] | galena, bismuthinite, marcasite, iron oxides, pyroxene, actinolite, quartz | thin sections and polished blocks examined using optical microscope, BSE detector, and EDS prior to analysis | EMPA, LA-ICPMS | JEOL JXA-8230 electron probe microanalyzer; RESOlution-LR 193 nm ArF excimer laser ablation system coupled to an Agilent 7700x ICP-MS | Laboratory of Mineral Resources Research Center, Fuzhou University; Adelaide Microscopy, the University of Adelaide | EPMA point analysis: accelerating voltage 15 kV, beam current 20 nA, beam diameter ~5 μm; EPMA mapping: accelerating voltage 20 kV, working current 50 nA, dwell time ~10 ms; BSE imaging: accelerating voltage 20 kV, beam current 10 nA; LA-ICP-MS: energy density 3~3.5 J/cm2, spot sizes 29 to 51 μm, repetition rates 5 Hz (polished thin-section) and 10 Hz (polished blocks), ~30 s background acquisition, ~40 s sample data acquisition | STDGL3 (Danyushevsky et al. 2011) and GSD-1G (USGS) | 9.5578 | [19 empty] | 3192.4434 | [5 empty] | 1.7758 | [5 empty] | 404.7578 | [9 empty] | 111627.4922 |  | 0.57933 |  |  |  | 0.29669 | [7 empty] | 1349.939 | [13 empty] | 672.0284 | [15 empty] | 0.30145 | [17 empty] | 0.44986 | [9 empty] | 2.7367 | [35 empty] | CHN | Tibet
| Lawu |  | Magmatic hydrothermal | Skarn | Cu-Pb-Zn skarn | Cu, Pb, Zn | In, Sn | Cu, Pb, Zn, In, Sn |  |  | 18-62 a4 sp - 17.d |  | underground mine |  |  |  |  | ore material | drill core | underground mining tunnels and drill cores | mineral separate | [5 empty] | mineralisation |  |  |  | sphalerite, chalcopyrite, pyrrhotite, pyrite, arsenopyrite | [6 empty] | galena, bismuthinite, marcasite, iron oxides, pyroxene, actinolite, quartz | thin sections and polished blocks examined using optical microscope, BSE detector, and EDS prior to analysis | EMPA, LA-ICPMS | JEOL JXA-8230 electron probe microanalyzer; RESOlution-LR 193 nm ArF excimer laser ablation system coupled to an Agilent 7700x ICP-MS | Laboratory of Mineral Resources Research Center, Fuzhou University; Adelaide Microscopy, the University of Adelaide | EPMA point analysis: accelerating voltage 15 kV, beam current 20 nA, beam diameter ~5 μm; EPMA mapping: accelerating voltage 20 kV, working current 50 nA, dwell time ~10 ms; BSE imaging: accelerating voltage 20 kV, beam current 10 nA; LA-ICP-MS: energy density 3~3.5 J/cm2, spot sizes 29 to 51 μm, repetition rates 5 Hz (polished thin-section) and 10 Hz (polished blocks), ~30 s background acquisition, ~40 s sample data acquisition | STDGL3 (Danyushevsky et al. 2011) and GSD-1G (USGS) | 16.9073 | [19 empty] | 3164.976 | [5 empty] | 1.9949 | [5 empty] | 404.7578 | [9 empty] | 97060.4562 |  | 3.066 |  |  |  | 0.28229 | [7 empty] | 1431.5157 | [13 empty] | 545.6855 | [15 empty] | 1.897 | [17 empty] | 1.2077 | [9 empty] | 5.4032 | [35 empty] | CHN | Tibet
| Lawu |  | Magmatic hydrothermal | Skarn | Cu-Pb-Zn skarn | Cu, Pb, Zn | In, Sn | Cu, Pb, Zn, In, Sn |  |  | 18-62 a4 sp - 18.d |  | underground mine |  |  |  |  | ore material | drill core | underground mining tunnels and drill cores | mineral separate | [5 empty] | mineralisation |  |  |  | sphalerite, chalcopyrite, pyrrhotite, pyrite, arsenopyrite | [6 empty] | galena, bismuthinite, marcasite, iron oxides, pyroxene, actinolite, quartz | thin sections and polished blocks examined using optical microscope, BSE detector, and EDS prior to analysis | EMPA, LA-ICPMS | JEOL JXA-8230 electron probe microanalyzer; RESOlution-LR 193 nm ArF excimer laser ablation system coupled to an Agilent 7700x ICP-MS | Laboratory of Mineral Resources Research Center, Fuzhou University; Adelaide Microscopy, the University of Adelaide | EPMA point analysis: accelerating voltage 15 kV, beam current 20 nA, beam diameter ~5 μm; EPMA mapping: accelerating voltage 20 kV, working current 50 nA, dwell time ~10 ms; BSE imaging: accelerating voltage 20 kV, beam current 10 nA; LA-ICP-MS: energy density 3~3.5 J/cm2, spot sizes 29 to 51 μm, repetition rates 5 Hz (polished thin-section) and 10 Hz (polished blocks), ~30 s background acquisition, ~40 s sample data acquisition | STDGL3 (Danyushevsky et al. 2011) and GSD-1G (USGS) | 21.9703 | [19 empty] | 2986.5908 | [5 empty] | 1.7922 | [5 empty] | 404.7578 | [9 empty] | 109548.7174 |  | 8.443 |  |  |  | 0.3768 | [7 empty] | 1315.6596 | [13 empty] | 634.07 | [15 empty] | 1.897 | [17 empty] | 0.11914 | [9 empty] | 8.4812 | [35 empty] | CHN | Tibet
| Lawu |  | Magmatic hydrothermal | Skarn | Cu-Pb-Zn skarn | Cu, Pb, Zn | In, Sn | Cu, Pb, Zn, In, Sn |  |  | 18-62 a4 sp - 19.d |  | underground mine |  |  |  |  | ore material | drill core | underground mining tunnels and drill cores | mineral separate | [5 empty] | mineralisation |  |  |  | sphalerite, chalcopyrite, pyrrhotite, pyrite, arsenopyrite | [6 empty] | galena, bismuthinite, marcasite, iron oxides, pyroxene, actinolite, quartz | thin sections and polished blocks examined using optical microscope, BSE detector, and EDS prior to analysis | EMPA, LA-ICPMS | JEOL JXA-8230 electron probe microanalyzer; RESOlution-LR 193 nm ArF excimer laser ablation system coupled to an Agilent 7700x ICP-MS | Laboratory of Mineral Resources Research Center, Fuzhou University; Adelaide Microscopy, the University of Adelaide | EPMA point analysis: accelerating voltage 15 kV, beam current 20 nA, beam diameter ~5 μm; EPMA mapping: accelerating voltage 20 kV, working current 50 nA, dwell time ~10 ms; BSE imaging: accelerating voltage 20 kV, beam current 10 nA; LA-ICP-MS: energy density 3~3.5 J/cm2, spot sizes 29 to 51 μm, repetition rates 5 Hz (polished thin-section) and 10 Hz (polished blocks), ~30 s background acquisition, ~40 s sample data acquisition | STDGL3 (Danyushevsky et al. 2011) and GSD-1G (USGS) | 9.8301 | [19 empty] | 3048.1684 | [5 empty] | 1.8036 | [5 empty] | 404.7578 | [9 empty] | 114438.157 |  | 13.1651 |  |  |  | 0.26061 | [7 empty] | 1348.9853 | [13 empty] | 668.6985 | [15 empty] | 2.004 | [17 empty] | 0.1329 | [9 empty] | 3.1431 | [35 empty] | CHN | Tibet
| Lawu |  | Magmatic hydrothermal | Skarn | Cu-Pb-Zn skarn | Cu, Pb, Zn | In, Sn | Cu, Pb, Zn, In, Sn |  |  | 18-62 a4 sp - 20.d |  | underground mine |  |  |  |  | ore material | drill core | underground mining tunnels and drill cores | mineral separate | [5 empty] | mineralisation |  |  |  | sphalerite, chalcopyrite, pyrrhotite, pyrite, arsenopyrite | [6 empty] | galena, bismuthinite, marcasite, iron oxides, pyroxene, actinolite, quartz | thin sections and polished blocks examined using optical microscope, BSE detector, and EDS prior to analysis | EMPA, LA-ICPMS | JEOL JXA-8230 electron probe microanalyzer; RESOlution-LR 193 nm ArF excimer laser ablation system coupled to an Agilent 7700x ICP-MS | Laboratory of Mineral Resources Research Center, Fuzhou University; Adelaide Microscopy, the University of Adelaide | EPMA point analysis: accelerating voltage 15 kV, beam current 20 nA, beam diameter ~5 μm; EPMA mapping: accelerating voltage 20 kV, working current 50 nA, dwell time ~10 ms; BSE imaging: accelerating voltage 20 kV, beam current 10 nA; LA-ICP-MS: energy density 3~3.5 J/cm2, spot sizes 29 to 51 μm, repetition rates 5 Hz (polished thin-section) and 10 Hz (polished blocks), ~30 s background acquisition, ~40 s sample data acquisition | STDGL3 (Danyushevsky et al. 2011) and GSD-1G (USGS) | 14.857 | [19 empty] | 3010.211 | [5 empty] | 1.8738 | [5 empty] | 404.7578 | [9 empty] | 120297.5687 |  | 13.0499 |  |  |  | 0.34363 | [7 empty] | 1266.6025 | [13 empty] | 641.9566 | [15 empty] | 0.29936 | [17 empty] | 0.054328 | [9 empty] | 4.5597 | [35 empty] | CHN | Tibet
| Lawu |  | Magmatic hydrothermal | Skarn | Cu-Pb-Zn skarn | Cu, Pb, Zn | In, Sn | Cu, Pb, Zn, In, Sn |  |  | 18-112 A3 SP - 2.d |  | underground mine |  |  |  |  | ore material | drill core | underground mining tunnels and drill cores | mineral separate | [5 empty] | mineralisation |  |  |  | sphalerite, chalcopyrite, pyrrhotite, pyrite, arsenopyrite | [6 empty] | galena, bismuthinite, marcasite, iron oxides, pyroxene, actinolite, quartz | thin sections and polished blocks examined using optical microscope, BSE detector, and EDS prior to analysis | EMPA, LA-ICPMS | JEOL JXA-8230 electron probe microanalyzer; RESOlution-LR 193 nm ArF excimer laser ablation system coupled to an Agilent 7700x ICP-MS | Laboratory of Mineral Resources Research Center, Fuzhou University; Adelaide Microscopy, the University of Adelaide | EPMA point analysis: accelerating voltage 15 kV, beam current 20 nA, beam diameter ~5 μm; EPMA mapping: accelerating voltage 20 kV, working current 50 nA, dwell time ~10 ms; BSE imaging: accelerating voltage 20 kV, beam current 10 nA; LA-ICP-MS: energy density 3~3.5 J/cm2, spot sizes 29 to 51 μm, repetition rates 5 Hz (polished thin-section) and 10 Hz (polished blocks), ~30 s background acquisition, ~40 s sample data acquisition | STDGL3 (Danyushevsky et al. 2011) and GSD-1G (USGS) | 85.6748 | [19 empty] | 3469.7209 | [5 empty] | 94.114 | [5 empty] | 10319.5192 | [9 empty] | 123811.7768 |  | 1.4815 |  |  |  | 0.64974 | [7 empty] | 1987.2008 | [13 empty] | 618.5248 | [15 empty] | 19.3142 | [17 empty] | 6.7835 | [9 empty] | 24.3564 | [35 empty] | CHN | Tibet
| Lawu |  | Magmatic hydrothermal | Skarn | Cu-Pb-Zn skarn | Cu, Pb, Zn | In, Sn | Cu, Pb, Zn, In, Sn |  |  | 18-112 A3 SP - 3.d |  | underground mine |  |  |  |  | ore material | drill core | underground mining tunnels and drill cores | mineral separate | [5 empty] | mineralisation |  |  |  | sphalerite, chalcopyrite, pyrrhotite, pyrite, arsenopyrite | [6 empty] | galena, bismuthinite, marcasite, iron oxides, pyroxene, actinolite, quartz | thin sections and polished blocks examined using optical microscope, BSE detector, and EDS prior to analysis | EMPA, LA-ICPMS | JEOL JXA-8230 electron probe microanalyzer; RESOlution-LR 193 nm ArF excimer laser ablation system coupled to an Agilent 7700x ICP-MS | Laboratory of Mineral Resources Research Center, Fuzhou University; Adelaide Microscopy, the University of Adelaide | EPMA point analysis: accelerating voltage 15 kV, beam current 20 nA, beam diameter ~5 μm; EPMA mapping: accelerating voltage 20 kV, working current 50 nA, dwell time ~10 ms; BSE imaging: accelerating voltage 20 kV, beam current 10 nA; LA-ICP-MS: energy density 3~3.5 J/cm2, spot sizes 29 to 51 μm, repetition rates 5 Hz (polished thin-section) and 10 Hz (polished blocks), ~30 s background acquisition, ~40 s sample data acquisition | STDGL3 (Danyushevsky et al. 2011) and GSD-1G (USGS) | 69.0045 | [19 empty] | 3535.8428 | [5 empty] | 94.8939 | [5 empty] | 10319.5192 | [9 empty] | 118133.2301 |  | 0.328 |  |  |  | 0.26794 | [7 empty] | 1799.9192 | [13 empty] | 692.0834 | [15 empty] | 5.7181 | [17 empty] | 2.7724 | [9 empty] | 7.3795 | [35 empty] | CHN | Tibet
| Lawu |  | Magmatic hydrothermal | Skarn | Cu-Pb-Zn skarn | Cu, Pb, Zn | In, Sn | Cu, Pb, Zn, In, Sn |  |  | 18-112 A3 SP - 4.d |  | underground mine |  |  |  |  | ore material | drill core | underground mining tunnels and drill cores | mineral separate | [5 empty] | mineralisation |  |  |  | sphalerite, chalcopyrite, pyrrhotite, pyrite, arsenopyrite | [6 empty] | galena, bismuthinite, marcasite, iron oxides, pyroxene, actinolite, quartz | thin sections and polished blocks examined using optical microscope, BSE detector, and EDS prior to analysis | EMPA, LA-ICPMS | JEOL JXA-8230 electron probe microanalyzer; RESOlution-LR 193 nm ArF excimer laser ablation system coupled to an Agilent 7700x ICP-MS | Laboratory of Mineral Resources Research Center, Fuzhou University; Adelaide Microscopy, the University of Adelaide | EPMA point analysis: accelerating voltage 15 kV, beam current 20 nA, beam diameter ~5 μm; EPMA mapping: accelerating voltage 20 kV, working current 50 nA, dwell time ~10 ms; BSE imaging: accelerating voltage 20 kV, beam current 10 nA; LA-ICP-MS: energy density 3~3.5 J/cm2, spot sizes 29 to 51 μm, repetition rates 5 Hz (polished thin-section) and 10 Hz (polished blocks), ~30 s background acquisition, ~40 s sample data acquisition | STDGL3 (Danyushevsky et al. 2011) and GSD-1G (USGS) | 138.1164 | [19 empty] | 3537.3188 | [5 empty] | 92.5054 | [5 empty] | 10319.5192 | [9 empty] | 114422.3403 |  | 0.3632 |  |  |  | 0.32593 | [7 empty] | 1882.0996 | [13 empty] | 599.2611 | [15 empty] | 16.2896 | [17 empty] | 7.4241 | [9 empty] | 18.9947 | [35 empty] | CHN | Tibet
| Lawu |  | Magmatic hydrothermal | Skarn | Cu-Pb-Zn skarn | Cu, Pb, Zn | In, Sn | Cu, Pb, Zn, In, Sn |  |  | 18-112 A3 SP - 6.d |  | underground mine |  |  |  |  | ore material | drill core | underground mining tunnels and drill cores | mineral separate | [5 empty] | mineralisation |  |  |  | sphalerite, chalcopyrite, pyrrhotite, pyrite, arsenopyrite | [6 empty] | galena, bismuthinite, marcasite, iron oxides, pyroxene, actinolite, quartz | thin sections and polished blocks examined using optical microscope, BSE detector, and EDS prior to analysis | EMPA, LA-ICPMS | JEOL JXA-8230 electron probe microanalyzer; RESOlution-LR 193 nm ArF excimer laser ablation system coupled to an Agilent 7700x ICP-MS | Laboratory of Mineral Resources Research Center, Fuzhou University; Adelaide Microscopy, the University of Adelaide | EPMA point analysis: accelerating voltage 15 kV, beam current 20 nA, beam diameter ~5 μm; EPMA mapping: accelerating voltage 20 kV, working current 50 nA, dwell time ~10 ms; BSE imaging: accelerating voltage 20 kV, beam current 10 nA; LA-ICP-MS: energy density 3~3.5 J/cm2, spot sizes 29 to 51 μm, repetition rates 5 Hz (polished thin-section) and 10 Hz (polished blocks), ~30 s background acquisition, ~40 s sample data acquisition | STDGL3 (Danyushevsky et al. 2011) and GSD-1G (USGS) | 104.6132 | [19 empty] | 3631.0442 | [5 empty] | 97.4329 | [5 empty] | 10319.5192 | [9 empty] | 115583.0893 |  | 0.22345 |  |  |  | 0.28113 | [7 empty] | 1848.1431 | [13 empty] | 567.7433 | [15 empty] | 15.1086 | [17 empty] | 4.9464 | [9 empty] | 14.5401 | [35 empty] | CHN | Tibet
| Lawu |  | Magmatic hydrothermal | Skarn | Cu-Pb-Zn skarn | Cu, Pb, Zn | In, Sn | Cu, Pb, Zn, In, Sn |  |  | 18-112 A3 SP - 7.d |  | underground mine |  |  |  |  | ore material | drill core | underground mining tunnels and drill cores | mineral separate | [5 empty] | mineralisation |  |  |  | sphalerite, chalcopyrite, pyrrhotite, pyrite, arsenopyrite | [6 empty] | galena, bismuthinite, marcasite, iron oxides, pyroxene, actinolite, quartz | thin sections and polished blocks examined using optical microscope, BSE detector, and EDS prior to analysis | EMPA, LA-ICPMS | JEOL JXA-8230 electron probe microanalyzer; RESOlution-LR 193 nm ArF excimer laser ablation system coupled to an Agilent 7700x ICP-MS | Laboratory of Mineral Resources Research Center, Fuzhou University; Adelaide Microscopy, the University of Adelaide | EPMA point analysis: accelerating voltage 15 kV, beam current 20 nA, beam diameter ~5 μm; EPMA mapping: accelerating voltage 20 kV, working current 50 nA, dwell time ~10 ms; BSE imaging: accelerating voltage 20 kV, beam current 10 nA; LA-ICP-MS: energy density 3~3.5 J/cm2, spot sizes 29 to 51 μm, repetition rates 5 Hz (polished thin-section) and 10 Hz (polished blocks), ~30 s background acquisition, ~40 s sample data acquisition | STDGL3 (Danyushevsky et al. 2011) and GSD-1G (USGS) | 68.8785 | [19 empty] | 3591.4509 | [5 empty] | 98.0967 | [5 empty] | 10319.5192 | [9 empty] | 111029.3838 |  | 0.9339 |  |  |  | 0.47098 | [7 empty] | 2135.9927 | [13 empty] | 611.4759 | [15 empty] | 9.1103 | [17 empty] | 3.9948 | [9 empty] | 11.9172 | [35 empty] | CHN | Tibet
| Lawu |  | Magmatic hydrothermal | Skarn | Cu-Pb-Zn skarn | Cu, Pb, Zn | In, Sn | Cu, Pb, Zn, In, Sn |  |  | 18-112 A3 SP - 8.d |  | underground mine |  |  |  |  | ore material | drill core | underground mining tunnels and drill cores | mineral separate | [5 empty] | mineralisation |  |  |  | sphalerite, chalcopyrite, pyrrhotite, pyrite, arsenopyrite | [6 empty] | galena, bismuthinite, marcasite, iron oxides, pyroxene, actinolite, quartz | thin sections and polished blocks examined using optical microscope, BSE detector, and EDS prior to analysis | EMPA, LA-ICPMS | JEOL JXA-8230 electron probe microanalyzer; RESOlution-LR 193 nm ArF excimer laser ablation system coupled to an Agilent 7700x ICP-MS | Laboratory of Mineral Resources Research Center, Fuzhou University; Adelaide Microscopy, the University of Adelaide | EPMA point analysis: accelerating voltage 15 kV, beam current 20 nA, beam diameter ~5 μm; EPMA mapping: accelerating voltage 20 kV, working current 50 nA, dwell time ~10 ms; BSE imaging: accelerating voltage 20 kV, beam current 10 nA; LA-ICP-MS: energy density 3~3.5 J/cm2, spot sizes 29 to 51 μm, repetition rates 5 Hz (polished thin-section) and 10 Hz (polished blocks), ~30 s background acquisition, ~40 s sample data acquisition | STDGL3 (Danyushevsky et al. 2011) and GSD-1G (USGS) | 73.6313 | [19 empty] | 3450.668 | [5 empty] | 92.2519 | [5 empty] | 10319.5192 | [9 empty] | 123321.7457 |  | 0.30429 |  |  |  | 0.29416 | [7 empty] | 1778.5467 | [13 empty] | 801.2189 | [15 empty] | 5.9586 | [17 empty] | 2.6707 | [9 empty] | 11.9172 | [35 empty] | CHN | Tibet
| Lawu |  | Magmatic hydrothermal | Skarn | Cu-Pb-Zn skarn | Cu, Pb, Zn | In, Sn | Cu, Pb, Zn, In, Sn |  |  | 18-112 A3 SP - 9.d |  | underground mine |  |  |  |  | ore material | drill core | underground mining tunnels and drill cores | mineral separate | [5 empty] | mineralisation |  |  |  | sphalerite, chalcopyrite, pyrrhotite, pyrite, arsenopyrite | [6 empty] | galena, bismuthinite, marcasite, iron oxides, pyroxene, actinolite, quartz | thin sections and polished blocks examined using optical microscope, BSE detector, and EDS prior to analysis | EMPA, LA-ICPMS | JEOL JXA-8230 electron probe microanalyzer; RESOlution-LR 193 nm ArF excimer laser ablation system coupled to an Agilent 7700x ICP-MS | Laboratory of Mineral Resources Research Center, Fuzhou University; Adelaide Microscopy, the University of Adelaide | EPMA point analysis: accelerating voltage 15 kV, beam current 20 nA, beam diameter ~5 μm; EPMA mapping: accelerating voltage 20 kV, working current 50 nA, dwell time ~10 ms; BSE imaging: accelerating voltage 20 kV, beam current 10 nA; LA-ICP-MS: energy density 3~3.5 J/cm2, spot sizes 29 to 51 μm, repetition rates 5 Hz (polished thin-section) and 10 Hz (polished blocks), ~30 s background acquisition, ~40 s sample data acquisition | STDGL3 (Danyushevsky et al. 2011) and GSD-1G (USGS) | 100.9287 | [19 empty] | 3637.1333 | [5 empty] | 95.0307 | [5 empty] | 10319.5192 | [9 empty] | 112802.7164 |  | 0.39016 |  |  |  | 0.33377 | [7 empty] | 1944.3519 | [13 empty] | 636.7173 | [15 empty] | 10.9007 | [17 empty] | 4.5841 | [9 empty] | 29.5876 | [35 empty] | CHN | Tibet
| Lawu |  | Magmatic hydrothermal | Skarn | Cu-Pb-Zn skarn | Cu, Pb, Zn | In, Sn | Cu, Pb, Zn, In, Sn |  |  | 18-112 A3 SP - 10.d |  | underground mine |  |  |  |  | ore material | drill core | underground mining tunnels and drill cores | mineral separate | [5 empty] | mineralisation |  |  |  | sphalerite, chalcopyrite, pyrrhotite, pyrite, arsenopyrite | [6 empty] | galena, bismuthinite, marcasite, iron oxides, pyroxene, actinolite, quartz | thin sections and polished blocks examined using optical microscope, BSE detector, and EDS prior to analysis | EMPA, LA-ICPMS | JEOL JXA-8230 electron probe microanalyzer; RESOlution-LR 193 nm ArF excimer laser ablation system coupled to an Agilent 7700x ICP-MS | Laboratory of Mineral Resources Research Center, Fuzhou University; Adelaide Microscopy, the University of Adelaide | EPMA point analysis: accelerating voltage 15 kV, beam current 20 nA, beam diameter ~5 μm; EPMA mapping: accelerating voltage 20 kV, working current 50 nA, dwell time ~10 ms; BSE imaging: accelerating voltage 20 kV, beam current 10 nA; LA-ICP-MS: energy density 3~3.5 J/cm2, spot sizes 29 to 51 μm, repetition rates 5 Hz (polished thin-section) and 10 Hz (polished blocks), ~30 s background acquisition, ~40 s sample data acquisition | STDGL3 (Danyushevsky et al. 2011) and GSD-1G (USGS) | 65.7089 | [19 empty] | 3295.5565 | [5 empty] | 102.3038 | [5 empty] | 11625.4294 | [9 empty] | 117164.1106 |  | 0.7174 |  |  |  | 0.38542 | [7 empty] | 2232.6991 | [13 empty] | 828.9437 | [15 empty] | 10.1293 | [17 empty] | 3.9729 | [9 empty] | 13.1418 | [35 empty] | CHN | Tibet
| Lawu |  | Magmatic hydrothermal | Skarn | Cu-Pb-Zn skarn | Cu, Pb, Zn | In, Sn | Cu, Pb, Zn, In, Sn |  |  | 18-112 A3 SP - 11.d |  | underground mine |  |  |  |  | ore material | drill core | underground mining tunnels and drill cores | mineral separate | [5 empty] | mineralisation |  |  |  | sphalerite, chalcopyrite, pyrrhotite, pyrite, arsenopyrite | [6 empty] | galena, bismuthinite, marcasite, iron oxides, pyroxene, actinolite, quartz | thin sections and polished blocks examined using optical microscope, BSE detector, and EDS prior to analysis | EMPA, LA-ICPMS | JEOL JXA-8230 electron probe microanalyzer; RESOlution-LR 193 nm ArF excimer laser ablation system coupled to an Agilent 7700x ICP-MS | Laboratory of Mineral Resources Research Center, Fuzhou University; Adelaide Microscopy, the University of Adelaide | EPMA point analysis: accelerating voltage 15 kV, beam current 20 nA, beam diameter ~5 μm; EPMA mapping: accelerating voltage 20 kV, working current 50 nA, dwell time ~10 ms; BSE imaging: accelerating voltage 20 kV, beam current 10 nA; LA-ICP-MS: energy density 3~3.5 J/cm2, spot sizes 29 to 51 μm, repetition rates 5 Hz (polished thin-section) and 10 Hz (polished blocks), ~30 s background acquisition, ~40 s sample data acquisition | STDGL3 (Danyushevsky et al. 2011) and GSD-1G (USGS) | 65.8536 | [19 empty] | 3502.5343 | [5 empty] | 95.9325 | [5 empty] | 14239.9752 | [9 empty] | 115818.4652 |  | 0.1933 |  |  |  | 0.25397 | [7 empty] | 1973.3219 | [13 empty] | 640.5491 | [15 empty] | 8.494 | [17 empty] | 3.4975 | [9 empty] | 6.9651 | [35 empty] | CHN | Tibet
| Lawu |  | Magmatic hydrothermal | Skarn | Cu-Pb-Zn skarn | Cu, Pb, Zn | In, Sn | Cu, Pb, Zn, In, Sn |  |  | 18-112 A3 SP - 12.d |  | underground mine |  |  |  |  | ore material | drill core | underground mining tunnels and drill cores | mineral separate | [5 empty] | mineralisation |  |  |  | sphalerite, chalcopyrite, pyrrhotite, pyrite, arsenopyrite | [6 empty] | galena, bismuthinite, marcasite, iron oxides, pyroxene, actinolite, quartz | thin sections and polished blocks examined using optical microscope, BSE detector, and EDS prior to analysis | EMPA, LA-ICPMS | JEOL JXA-8230 electron probe microanalyzer; RESOlution-LR 193 nm ArF excimer laser ablation system coupled to an Agilent 7700x ICP-MS | Laboratory of Mineral Resources Research Center, Fuzhou University; Adelaide Microscopy, the University of Adelaide | EPMA point analysis: accelerating voltage 15 kV, beam current 20 nA, beam diameter ~5 μm; EPMA mapping: accelerating voltage 20 kV, working current 50 nA, dwell time ~10 ms; BSE imaging: accelerating voltage 20 kV, beam current 10 nA; LA-ICP-MS: energy density 3~3.5 J/cm2, spot sizes 29 to 51 μm, repetition rates 5 Hz (polished thin-section) and 10 Hz (polished blocks), ~30 s background acquisition, ~40 s sample data acquisition | STDGL3 (Danyushevsky et al. 2011) and GSD-1G (USGS) | 86.4682 | [19 empty] | 3077.6816 | [5 empty] | 92.6445 | [5 empty] | 15597.7739 | [9 empty] | 121327.6504 |  | 3.4616 |  |  |  | 1.1332 | [7 empty] | 2211.1043 | [13 empty] | 736.9686 | [15 empty] | 14.3416 | [17 empty] | 4.8364 | [9 empty] | 28.2644 | [35 empty] | CHN | Tibet
| Lawu |  | Magmatic hydrothermal | Skarn | Cu-Pb-Zn skarn | Cu, Pb, Zn | In, Sn | Cu, Pb, Zn, In, Sn |  |  | 18-112 A3 SP - 13.d |  | underground mine |  |  |  |  | ore material | drill core | underground mining tunnels and drill cores | mineral separate | [5 empty] | mineralisation |  |  |  | sphalerite, chalcopyrite, pyrrhotite, pyrite, arsenopyrite | [6 empty] | galena, bismuthinite, marcasite, iron oxides, pyroxene, actinolite, quartz | thin sections and polished blocks examined using optical microscope, BSE detector, and EDS prior to analysis | EMPA, LA-ICPMS | JEOL JXA-8230 electron probe microanalyzer; RESOlution-LR 193 nm ArF excimer laser ablation system coupled to an Agilent 7700x ICP-MS | Laboratory of Mineral Resources Research Center, Fuzhou University; Adelaide Microscopy, the University of Adelaide | EPMA point analysis: accelerating voltage 15 kV, beam current 20 nA, beam diameter ~5 μm; EPMA mapping: accelerating voltage 20 kV, working current 50 nA, dwell time ~10 ms; BSE imaging: accelerating voltage 20 kV, beam current 10 nA; LA-ICP-MS: energy density 3~3.5 J/cm2, spot sizes 29 to 51 μm, repetition rates 5 Hz (polished thin-section) and 10 Hz (polished blocks), ~30 s background acquisition, ~40 s sample data acquisition | STDGL3 (Danyushevsky et al. 2011) and GSD-1G (USGS) | 71.3841 | [19 empty] | 3153.1358 | [5 empty] | 96.1645 | [5 empty] | 11829.3582 | [9 empty] | 118191.6053 |  | 1.2255 |  |  |  | 0.74978 | [7 empty] | 1986.0504 | [13 empty] | 743.414 | [15 empty] | 17.744 | [17 empty] | 4.1913 | [9 empty] | 26.718 | [35 empty] | CHN | Tibet
| Lawu |  | Magmatic hydrothermal | Skarn | Cu-Pb-Zn skarn | Cu, Pb, Zn | In, Sn | Cu, Pb, Zn, In, Sn |  |  | 18-112 A3 SP - 14.d |  | underground mine |  |  |  |  | ore material | drill core | underground mining tunnels and drill cores | mineral separate | [5 empty] | mineralisation |  |  |  | sphalerite, chalcopyrite, pyrrhotite, pyrite, arsenopyrite | [6 empty] | galena, bismuthinite, marcasite, iron oxides, pyroxene, actinolite, quartz | thin sections and polished blocks examined using optical microscope, BSE detector, and EDS prior to analysis | EMPA, LA-ICPMS | JEOL JXA-8230 electron probe microanalyzer; RESOlution-LR 193 nm ArF excimer laser ablation system coupled to an Agilent 7700x ICP-MS | Laboratory of Mineral Resources Research Center, Fuzhou University; Adelaide Microscopy, the University of Adelaide | EPMA point analysis: accelerating voltage 15 kV, beam current 20 nA, beam diameter ~5 μm; EPMA mapping: accelerating voltage 20 kV, working current 50 nA, dwell time ~10 ms; BSE imaging: accelerating voltage 20 kV, beam current 10 nA; LA-ICP-MS: energy density 3~3.5 J/cm2, spot sizes 29 to 51 μm, repetition rates 5 Hz (polished thin-section) and 10 Hz (polished blocks), ~30 s background acquisition, ~40 s sample data acquisition | STDGL3 (Danyushevsky et al. 2011) and GSD-1G (USGS) | 130.9212 | [19 empty] | 3572.5947 | [5 empty] | 98.5439 | [5 empty] | 10319.5192 | [9 empty] | 116901.1081 |  | 1.026 |  |  |  | 0.41575 | [7 empty] | 2353.223 | [13 empty] | 610.4275 | [15 empty] | 12.2751 | [17 empty] | 4.5792 | [9 empty] | 21.5243 | [35 empty] | CHN | Tibet
| Lawu |  | Magmatic hydrothermal | Skarn | Cu-Pb-Zn skarn | Cu, Pb, Zn | In, Sn | Cu, Pb, Zn, In, Sn |  |  | 18-112 A3 SP - 15.d |  | underground mine |  |  |  |  | ore material | drill core | underground mining tunnels and drill cores | mineral separate | [5 empty] | mineralisation |  |  |  | sphalerite, chalcopyrite, pyrrhotite, pyrite, arsenopyrite | [6 empty] | galena, bismuthinite, marcasite, iron oxides, pyroxene, actinolite, quartz | thin sections and polished blocks examined using optical microscope, BSE detector, and EDS prior to analysis | EMPA, LA-ICPMS | JEOL JXA-8230 electron probe microanalyzer; RESOlution-LR 193 nm ArF excimer laser ablation system coupled to an Agilent 7700x ICP-MS | Laboratory of Mineral Resources Research Center, Fuzhou University; Adelaide Microscopy, the University of Adelaide | EPMA point analysis: accelerating voltage 15 kV, beam current 20 nA, beam diameter ~5 μm; EPMA mapping: accelerating voltage 20 kV, working current 50 nA, dwell time ~10 ms; BSE imaging: accelerating voltage 20 kV, beam current 10 nA; LA-ICP-MS: energy density 3~3.5 J/cm2, spot sizes 29 to 51 μm, repetition rates 5 Hz (polished thin-section) and 10 Hz (polished blocks), ~30 s background acquisition, ~40 s sample data acquisition | STDGL3 (Danyushevsky et al. 2011) and GSD-1G (USGS) | 63.3255 | [19 empty] | 3551.1373 | [5 empty] | 99.8481 | [5 empty] | 15502.4765 | [9 empty] | 113789.5518 |  | 0.73749 |  |  |  | 0.37135 | [7 empty] | 2076.7268 | [13 empty] | 638.8513 | [15 empty] | 6.0086 | [17 empty] | 2.7097 | [9 empty] | 12.2724 | [35 empty] | CHN | Tibet
| Lawu |  | Magmatic hydrothermal | Skarn | Cu-Pb-Zn skarn | Cu, Pb, Zn | In, Sn | Cu, Pb, Zn, In, Sn |  |  | 18-112 A3 SP - 16.d |  | underground mine |  |  |  |  | ore material | drill core | underground mining tunnels and drill cores | mineral separate | [5 empty] | mineralisation |  |  |  | sphalerite, chalcopyrite, pyrrhotite, pyrite, arsenopyrite | [6 empty] | galena, bismuthinite, marcasite, iron oxides, pyroxene, actinolite, quartz | thin sections and polished blocks examined using optical microscope, BSE detector, and EDS prior to analysis | EMPA, LA-ICPMS | JEOL JXA-8230 electron probe microanalyzer; RESOlution-LR 193 nm ArF excimer laser ablation system coupled to an Agilent 7700x ICP-MS | Laboratory of Mineral Resources Research Center, Fuzhou University; Adelaide Microscopy, the University of Adelaide | EPMA point analysis: accelerating voltage 15 kV, beam current 20 nA, beam diameter ~5 μm; EPMA mapping: accelerating voltage 20 kV, working current 50 nA, dwell time ~10 ms; BSE imaging: accelerating voltage 20 kV, beam current 10 nA; LA-ICP-MS: energy density 3~3.5 J/cm2, spot sizes 29 to 51 μm, repetition rates 5 Hz (polished thin-section) and 10 Hz (polished blocks), ~30 s background acquisition, ~40 s sample data acquisition | STDGL3 (Danyushevsky et al. 2011) and GSD-1G (USGS) | 99.305 | [19 empty] | 3525.1298 | [5 empty] | 97.129 | [5 empty] | 19682.9636 | [9 empty] | 114635.9541 |  | 0.36684 |  |  |  | 0.32073 | [7 empty] | 2367.2365 | [13 empty] | 602.358 | [15 empty] | 9.6733 | [17 empty] | 3.9069 | [9 empty] | 10.524 | [35 empty] | CHN | Tibet
| Lawu |  | Magmatic hydrothermal | Skarn | Cu-Pb-Zn skarn | Cu, Pb, Zn | In, Sn | Cu, Pb, Zn, In, Sn |  |  | 18-112 A3 SP - 17.d |  | underground mine |  |  |  |  | ore material | drill core | underground mining tunnels and drill cores | mineral separate | [5 empty] | mineralisation |  |  |  | sphalerite, chalcopyrite, pyrrhotite, pyrite, arsenopyrite | [6 empty] | galena, bismuthinite, marcasite, iron oxides, pyroxene, actinolite, quartz | thin sections and polished blocks examined using optical microscope, BSE detector, and EDS prior to analysis | EMPA, LA-ICPMS | JEOL JXA-8230 electron probe microanalyzer; RESOlution-LR 193 nm ArF excimer laser ablation system coupled to an Agilent 7700x ICP-MS | Laboratory of Mineral Resources Research Center, Fuzhou University; Adelaide Microscopy, the University of Adelaide | EPMA point analysis: accelerating voltage 15 kV, beam current 20 nA, beam diameter ~5 μm; EPMA mapping: accelerating voltage 20 kV, working current 50 nA, dwell time ~10 ms; BSE imaging: accelerating voltage 20 kV, beam current 10 nA; LA-ICP-MS: energy density 3~3.5 J/cm2, spot sizes 29 to 51 μm, repetition rates 5 Hz (polished thin-section) and 10 Hz (polished blocks), ~30 s background acquisition, ~40 s sample data acquisition | STDGL3 (Danyushevsky et al. 2011) and GSD-1G (USGS) | 130.4423 | [19 empty] | 3380.0449 | [5 empty] | 94.4991 | [5 empty] | 31795.9237 | [9 empty] | 114445.5762 |  | 1.3308 |  |  |  | 0.58129 | [7 empty] | 2131.291 | [13 empty] | 506.5624 | [15 empty] | 27.8757 | [17 empty] | 9.4203 | [9 empty] | 24.4493 | [35 empty] | CHN | Tibet
| Lawu |  | Magmatic hydrothermal | Skarn | Cu-Pb-Zn skarn | Cu, Pb, Zn | In, Sn | Cu, Pb, Zn, In, Sn |  |  | 18-112 A3 SP - 18.d |  | underground mine |  |  |  |  | ore material | drill core | underground mining tunnels and drill cores | mineral separate | [5 empty] | mineralisation |  |  |  | sphalerite, chalcopyrite, pyrrhotite, pyrite, arsenopyrite | [6 empty] | galena, bismuthinite, marcasite, iron oxides, pyroxene, actinolite, quartz | thin sections and polished blocks examined using optical microscope, BSE detector, and EDS prior to analysis | EMPA, LA-ICPMS | JEOL JXA-8230 electron probe microanalyzer; RESOlution-LR 193 nm ArF excimer laser ablation system coupled to an Agilent 7700x ICP-MS | Laboratory of Mineral Resources Research Center, Fuzhou University; Adelaide Microscopy, the University of Adelaide | EPMA point analysis: accelerating voltage 15 kV, beam current 20 nA, beam diameter ~5 μm; EPMA mapping: accelerating voltage 20 kV, working current 50 nA, dwell time ~10 ms; BSE imaging: accelerating voltage 20 kV, beam current 10 nA; LA-ICP-MS: energy density 3~3.5 J/cm2, spot sizes 29 to 51 μm, repetition rates 5 Hz (polished thin-section) and 10 Hz (polished blocks), ~30 s background acquisition, ~40 s sample data acquisition | STDGL3 (Danyushevsky et al. 2011) and GSD-1G (USGS) | 103.9573 | [19 empty] | 3509.3685 | [5 empty] | 92.7562 | [5 empty] | 21124.7139 | [9 empty] | 107289.8482 |  | 1.9948 |  |  |  | 1.0304 | [7 empty] | 2073.313 | [13 empty] | 650.7745 | [15 empty] | 16.2832 | [17 empty] | 7.0447 | [9 empty] | 21.1062 | [35 empty] | CHN | Tibet
| Lawu |  | Magmatic hydrothermal | Skarn | Cu-Pb-Zn skarn | Cu, Pb, Zn | In, Sn | Cu, Pb, Zn, In, Sn |  |  | 18-112 A3 SP - 19.d |  | underground mine |  |  |  |  | ore material | drill core | underground mining tunnels and drill cores | mineral separate | [5 empty] | mineralisation |  |  |  | sphalerite, chalcopyrite, pyrrhotite, pyrite, arsenopyrite | [6 empty] | galena, bismuthinite, marcasite, iron oxides, pyroxene, actinolite, quartz | thin sections and polished blocks examined using optical microscope, BSE detector, and EDS prior to analysis | EMPA, LA-ICPMS | JEOL JXA-8230 electron probe microanalyzer; RESOlution-LR 193 nm ArF excimer laser ablation system coupled to an Agilent 7700x ICP-MS | Laboratory of Mineral Resources Research Center, Fuzhou University; Adelaide Microscopy, the University of Adelaide | EPMA point analysis: accelerating voltage 15 kV, beam current 20 nA, beam diameter ~5 μm; EPMA mapping: accelerating voltage 20 kV, working current 50 nA, dwell time ~10 ms; BSE imaging: accelerating voltage 20 kV, beam current 10 nA; LA-ICP-MS: energy density 3~3.5 J/cm2, spot sizes 29 to 51 μm, repetition rates 5 Hz (polished thin-section) and 10 Hz (polished blocks), ~30 s background acquisition, ~40 s sample data acquisition | STDGL3 (Danyushevsky et al. 2011) and GSD-1G (USGS) | 178.5022 | [19 empty] | 3616.6104 | [5 empty] | 95.2659 | [5 empty] | 27114.8766 | [9 empty] | 112437.0018 |  | 0.31683 |  |  |  | 0.23804 | [7 empty] | 1991.6435 | [13 empty] | 516.7834 | [15 empty] | 20.1591 | [17 empty] | 6.1991 | [9 empty] | 17.1129 | [35 empty] | CHN | Tibet
| Lawu |  | Magmatic hydrothermal | Skarn | Cu-Pb-Zn skarn | Cu, Pb, Zn | In, Sn | Cu, Pb, Zn, In, Sn |  |  | 18-112 A3 SP - 20.d |  | underground mine |  |  |  |  | ore material | drill core | underground mining tunnels and drill cores | mineral separate | [5 empty] | mineralisation |  |  |  | sphalerite, chalcopyrite, pyrrhotite, pyrite, arsenopyrite | [6 empty] | galena, bismuthinite, marcasite, iron oxides, pyroxene, actinolite, quartz | thin sections and polished blocks examined using optical microscope, BSE detector, and EDS prior to analysis | EMPA, LA-ICPMS | JEOL JXA-8230 electron probe microanalyzer; RESOlution-LR 193 nm ArF excimer laser ablation system coupled to an Agilent 7700x ICP-MS | Laboratory of Mineral Resources Research Center, Fuzhou University; Adelaide Microscopy, the University of Adelaide | EPMA point analysis: accelerating voltage 15 kV, beam current 20 nA, beam diameter ~5 μm; EPMA mapping: accelerating voltage 20 kV, working current 50 nA, dwell time ~10 ms; BSE imaging: accelerating voltage 20 kV, beam current 10 nA; LA-ICP-MS: energy density 3~3.5 J/cm2, spot sizes 29 to 51 μm, repetition rates 5 Hz (polished thin-section) and 10 Hz (polished blocks), ~30 s background acquisition, ~40 s sample data acquisition | STDGL3 (Danyushevsky et al. 2011) and GSD-1G (USGS) | 275.0309 | [19 empty] | 3571.5286 | [5 empty] | 96.6482 | [5 empty] | 17237.8547 | [9 empty] | 112239.7394 |  | 1.0224 |  |  |  | 0.47498 | [7 empty] | 2750.3574 | [13 empty] | 623.6617 | [15 empty] | 13.0737 | [17 empty] | 3.9124 | [9 empty] | 23.0968 | [35 empty] | CHN | Tibet
| Lawu |  | Magmatic hydrothermal | Skarn | Cu-Pb-Zn skarn | Cu, Pb, Zn | In, Sn | Cu, Pb, Zn, In, Sn |  |  | 18-30 A4 SP - 1.d |  | underground mine |  |  |  |  | ore material | drill core | underground mining tunnels and drill cores | mineral separate | [5 empty] | mineralisation |  |  |  | sphalerite, chalcopyrite, pyrrhotite, pyrite, arsenopyrite | [6 empty] | galena, bismuthinite, marcasite, iron oxides, pyroxene, actinolite, quartz | thin sections and polished blocks examined using optical microscope, BSE detector, and EDS prior to analysis | EMPA, LA-ICPMS | JEOL JXA-8230 electron probe microanalyzer; RESOlution-LR 193 nm ArF excimer laser ablation system coupled to an Agilent 7700x ICP-MS | Laboratory of Mineral Resources Research Center, Fuzhou University; Adelaide Microscopy, the University of Adelaide | EPMA point analysis: accelerating voltage 15 kV, beam current 20 nA, beam diameter ~5 μm; EPMA mapping: accelerating voltage 20 kV, working current 50 nA, dwell time ~10 ms; BSE imaging: accelerating voltage 20 kV, beam current 10 nA; LA-ICP-MS: energy density 3~3.5 J/cm2, spot sizes 29 to 51 μm, repetition rates 5 Hz (polished thin-section) and 10 Hz (polished blocks), ~30 s background acquisition, ~40 s sample data acquisition | STDGL3 (Danyushevsky et al. 2011) and GSD-1G (USGS) | 39.4292 | [19 empty] | 3235.213 | [5 empty] | 56.8184 | [5 empty] | 622.6 | [9 empty] | 102212.5099 |  | 0.33679 |  |  |  | 0.47946 | [7 empty] | 4572.4774 | [13 empty] | 876.5405 | [15 empty] | 0.2022 | [17 empty] | 0.4 | [9 empty] | 8.4823 | [35 empty] | CHN | Tibet
| Lawu |  | Magmatic hydrothermal | Skarn | Cu-Pb-Zn skarn | Cu, Pb, Zn | In, Sn | Cu, Pb, Zn, In, Sn |  |  | 18-30 A4 SP - 2.d |  | underground mine |  |  |  |  | ore material | drill core | underground mining tunnels and drill cores | mineral separate | [5 empty] | mineralisation |  |  |  | sphalerite, chalcopyrite, pyrrhotite, pyrite, arsenopyrite | [6 empty] | galena, bismuthinite, marcasite, iron oxides, pyroxene, actinolite, quartz | thin sections and polished blocks examined using optical microscope, BSE detector, and EDS prior to analysis | EMPA, LA-ICPMS | JEOL JXA-8230 electron probe microanalyzer; RESOlution-LR 193 nm ArF excimer laser ablation system coupled to an Agilent 7700x ICP-MS | Laboratory of Mineral Resources Research Center, Fuzhou University; Adelaide Microscopy, the University of Adelaide | EPMA point analysis: accelerating voltage 15 kV, beam current 20 nA, beam diameter ~5 μm; EPMA mapping: accelerating voltage 20 kV, working current 50 nA, dwell time ~10 ms; BSE imaging: accelerating voltage 20 kV, beam current 10 nA; LA-ICP-MS: energy density 3~3.5 J/cm2, spot sizes 29 to 51 μm, repetition rates 5 Hz (polished thin-section) and 10 Hz (polished blocks), ~30 s background acquisition, ~40 s sample data acquisition | STDGL3 (Danyushevsky et al. 2011) and GSD-1G (USGS) | 47.4747 | [19 empty] | 1921.5951 | [5 empty] | 55.1816 | [5 empty] | 622.6 | [9 empty] | 103889.4484 |  | 0.39634 |  |  |  | 0.67868 | [7 empty] | 3920.1519 | [13 empty] | 502.492 | [15 empty] | 0.35 | [17 empty] | 1.2331 | [9 empty] | 24.6622 | [35 empty] | CHN | Tibet
| Lawu |  | Magmatic hydrothermal | Skarn | Cu-Pb-Zn skarn | Cu, Pb, Zn | In, Sn | Cu, Pb, Zn, In, Sn |  |  | 18-30 A4 SP - 3.d |  | underground mine |  |  |  |  | ore material | drill core | underground mining tunnels and drill cores | mineral separate | [5 empty] | mineralisation |  |  |  | sphalerite, chalcopyrite, pyrrhotite, pyrite, arsenopyrite | [6 empty] | galena, bismuthinite, marcasite, iron oxides, pyroxene, actinolite, quartz | thin sections and polished blocks examined using optical microscope, BSE detector, and EDS prior to analysis | EMPA, LA-ICPMS | JEOL JXA-8230 electron probe microanalyzer; RESOlution-LR 193 nm ArF excimer laser ablation system coupled to an Agilent 7700x ICP-MS | Laboratory of Mineral Resources Research Center, Fuzhou University; Adelaide Microscopy, the University of Adelaide | EPMA point analysis: accelerating voltage 15 kV, beam current 20 nA, beam diameter ~5 μm; EPMA mapping: accelerating voltage 20 kV, working current 50 nA, dwell time ~10 ms; BSE imaging: accelerating voltage 20 kV, beam current 10 nA; LA-ICP-MS: energy density 3~3.5 J/cm2, spot sizes 29 to 51 μm, repetition rates 5 Hz (polished thin-section) and 10 Hz (polished blocks), ~30 s background acquisition, ~40 s sample data acquisition | STDGL3 (Danyushevsky et al. 2011) and GSD-1G (USGS) | 13.391 | [19 empty] | 2967.4275 | [5 empty] | 74.1607 | [5 empty] | 3113 | [9 empty] | 101182.7717 |  | 0.48725 |  |  |  | 0.46565 | [7 empty] | 3664.3438 | [13 empty] | 678.6552 | [15 empty] | 0.35 | [17 empty] | 0.4 | [9 empty] | 3.5429 | [35 empty] | CHN | Tibet
| Lawu |  | Magmatic hydrothermal | Skarn | Cu-Pb-Zn skarn | Cu, Pb, Zn | In, Sn | Cu, Pb, Zn, In, Sn |  |  | 18-30 A4 SP - 4.d |  | underground mine |  |  |  |  | ore material | drill core | underground mining tunnels and drill cores | mineral separate | [5 empty] | mineralisation |  |  |  | sphalerite, chalcopyrite, pyrrhotite, pyrite, arsenopyrite | [6 empty] | galena, bismuthinite, marcasite, iron oxides, pyroxene, actinolite, quartz | thin sections and polished blocks examined using optical microscope, BSE detector, and EDS prior to analysis | EMPA, LA-ICPMS | JEOL JXA-8230 electron probe microanalyzer; RESOlution-LR 193 nm ArF excimer laser ablation system coupled to an Agilent 7700x ICP-MS | Laboratory of Mineral Resources Research Center, Fuzhou University; Adelaide Microscopy, the University of Adelaide | EPMA point analysis: accelerating voltage 15 kV, beam current 20 nA, beam diameter ~5 μm; EPMA mapping: accelerating voltage 20 kV, working current 50 nA, dwell time ~10 ms; BSE imaging: accelerating voltage 20 kV, beam current 10 nA; LA-ICP-MS: energy density 3~3.5 J/cm2, spot sizes 29 to 51 μm, repetition rates 5 Hz (polished thin-section) and 10 Hz (polished blocks), ~30 s background acquisition, ~40 s sample data acquisition | STDGL3 (Danyushevsky et al. 2011) and GSD-1G (USGS) | 22.568 | [19 empty] | 3169.5713 | [5 empty] | 65.8371 | [5 empty] | 622.6 | [9 empty] | 110383.6242 |  | 0.43926 |  |  |  | 0.46867 | [7 empty] | 3625.9557 | [13 empty] | 700.1881 | [15 empty] | 0.32755 | [17 empty] | 0.4 | [9 empty] | 7.752 | [35 empty] | CHN | Tibet
| Lawu |  | Magmatic hydrothermal | Skarn | Cu-Pb-Zn skarn | Cu, Pb, Zn | In, Sn | Cu, Pb, Zn, In, Sn |  |  | 18-30 A4 SP - 5.d |  | underground mine |  |  |  |  | ore material | drill core | underground mining tunnels and drill cores | mineral separate | [5 empty] | mineralisation |  |  |  | sphalerite, chalcopyrite, pyrrhotite, pyrite, arsenopyrite | [6 empty] | galena, bismuthinite, marcasite, iron oxides, pyroxene, actinolite, quartz | thin sections and polished blocks examined using optical microscope, BSE detector, and EDS prior to analysis | EMPA, LA-ICPMS | JEOL JXA-8230 electron probe microanalyzer; RESOlution-LR 193 nm ArF excimer laser ablation system coupled to an Agilent 7700x ICP-MS | Laboratory of Mineral Resources Research Center, Fuzhou University; Adelaide Microscopy, the University of Adelaide | EPMA point analysis: accelerating voltage 15 kV, beam current 20 nA, beam diameter ~5 μm; EPMA mapping: accelerating voltage 20 kV, working current 50 nA, dwell time ~10 ms; BSE imaging: accelerating voltage 20 kV, beam current 10 nA; LA-ICP-MS: energy density 3~3.5 J/cm2, spot sizes 29 to 51 μm, repetition rates 5 Hz (polished thin-section) and 10 Hz (polished blocks), ~30 s background acquisition, ~40 s sample data acquisition | STDGL3 (Danyushevsky et al. 2011) and GSD-1G (USGS) | 34.4742 | [19 empty] | 3110.7597 | [5 empty] | 66.1654 | [5 empty] | 622.6 | [9 empty] | 90764.1564 |  | 0.29187 |  |  |  | 0.47495 | [7 empty] | 4284.7707 | [13 empty] | 509.9312 | [15 empty] | 3.5462 | [17 empty] | 0.87981 | [9 empty] | 3.5821 | [35 empty] | CHN | Tibet
| Lawu |  | Magmatic hydrothermal | Skarn | Cu-Pb-Zn skarn | Cu, Pb, Zn | In, Sn | Cu, Pb, Zn, In, Sn |  |  | 18-64 a3 sp - 1.d |  | underground mine |  |  |  |  | ore material | drill core | underground mining tunnels and drill cores | mineral separate | [5 empty] | mineralisation |  |  |  | sphalerite, chalcopyrite, pyrrhotite, pyrite, arsenopyrite | [6 empty] | galena, bismuthinite, marcasite, iron oxides, pyroxene, actinolite, quartz | thin sections and polished blocks examined using optical microscope, BSE detector, and EDS prior to analysis | EMPA, LA-ICPMS | JEOL JXA-8230 electron probe microanalyzer; RESOlution-LR 193 nm ArF excimer laser ablation system coupled to an Agilent 7700x ICP-MS | Laboratory of Mineral Resources Research Center, Fuzhou University; Adelaide Microscopy, the University of Adelaide | EPMA point analysis: accelerating voltage 15 kV, beam current 20 nA, beam diameter ~5 μm; EPMA mapping: accelerating voltage 20 kV, working current 50 nA, dwell time ~10 ms; BSE imaging: accelerating voltage 20 kV, beam current 10 nA; LA-ICP-MS: energy density 3~3.5 J/cm2, spot sizes 29 to 51 μm, repetition rates 5 Hz (polished thin-section) and 10 Hz (polished blocks), ~30 s background acquisition, ~40 s sample data acquisition | STDGL3 (Danyushevsky et al. 2011) and GSD-1G (USGS) | 13.75 | [19 empty] | 1424.8891 | [5 empty] | 0.51245 | [5 empty] | 35.1934 | [9 empty] | 91751.019 |  | 8.2264 |  |  |  | 0.32612 | [7 empty] | 52.063 | [13 empty] | 333.3479 | [15 empty] | 5.2371 | [17 empty] | 6.4691 | [9 empty] | 5.3019 | [35 empty] | CHN | Tibet
| Lawu |  | Magmatic hydrothermal | Skarn | Cu-Pb-Zn skarn | Cu, Pb, Zn | In, Sn | Cu, Pb, Zn, In, Sn |  |  | 18-64 a3 sp - 2.d |  | underground mine |  |  |  |  | ore material | drill core | underground mining tunnels and drill cores | mineral separate | [5 empty] | mineralisation |  |  |  | sphalerite, chalcopyrite, pyrrhotite, pyrite, arsenopyrite | [6 empty] | galena, bismuthinite, marcasite, iron oxides, pyroxene, actinolite, quartz | thin sections and polished blocks examined using optical microscope, BSE detector, and EDS prior to analysis | EMPA, LA-ICPMS | JEOL JXA-8230 electron probe microanalyzer; RESOlution-LR 193 nm ArF excimer laser ablation system coupled to an Agilent 7700x ICP-MS | Laboratory of Mineral Resources Research Center, Fuzhou University; Adelaide Microscopy, the University of Adelaide | EPMA point analysis: accelerating voltage 15 kV, beam current 20 nA, beam diameter ~5 μm; EPMA mapping: accelerating voltage 20 kV, working current 50 nA, dwell time ~10 ms; BSE imaging: accelerating voltage 20 kV, beam current 10 nA; LA-ICP-MS: energy density 3~3.5 J/cm2, spot sizes 29 to 51 μm, repetition rates 5 Hz (polished thin-section) and 10 Hz (polished blocks), ~30 s background acquisition, ~40 s sample data acquisition | STDGL3 (Danyushevsky et al. 2011) and GSD-1G (USGS) | 9.6143 | [19 empty] | 1559.1357 | [5 empty] | 0.52397 | [5 empty] | 35.1934 | [9 empty] | 106662.1812 |  | 22.4495 |  |  |  | 0.31686 | [7 empty] | 51.7012 | [13 empty] | 601.6337 | [15 empty] | 5.2371 | [17 empty] | 1.0322 | [9 empty] | 5.3019 | [35 empty] | CHN | Tibet
| Lawu |  | Magmatic hydrothermal | Skarn | Cu-Pb-Zn skarn | Cu, Pb, Zn | In, Sn | Cu, Pb, Zn, In, Sn |  |  | 18-64 a3 sp - 3.d |  | underground mine |  |  |  |  | ore material | drill core | underground mining tunnels and drill cores | mineral separate | [5 empty] | mineralisation |  |  |  | sphalerite, chalcopyrite, pyrrhotite, pyrite, arsenopyrite | [6 empty] | galena, bismuthinite, marcasite, iron oxides, pyroxene, actinolite, quartz | thin sections and polished blocks examined using optical microscope, BSE detector, and EDS prior to analysis | EMPA, LA-ICPMS | JEOL JXA-8230 electron probe microanalyzer; RESOlution-LR 193 nm ArF excimer laser ablation system coupled to an Agilent 7700x ICP-MS | Laboratory of Mineral Resources Research Center, Fuzhou University; Adelaide Microscopy, the University of Adelaide | EPMA point analysis: accelerating voltage 15 kV, beam current 20 nA, beam diameter ~5 μm; EPMA mapping: accelerating voltage 20 kV, working current 50 nA, dwell time ~10 ms; BSE imaging: accelerating voltage 20 kV, beam current 10 nA; LA-ICP-MS: energy density 3~3.5 J/cm2, spot sizes 29 to 51 μm, repetition rates 5 Hz (polished thin-section) and 10 Hz (polished blocks), ~30 s background acquisition, ~40 s sample data acquisition | STDGL3 (Danyushevsky et al. 2011) and GSD-1G (USGS) | 9.7167 | [19 empty] | 1466.4511 | [5 empty] | 0.47899 | [5 empty] | 35.1934 | [9 empty] | 114221.0682 |  | 24.5681 |  |  |  | 0.28317 | [7 empty] | 47.9418 | [13 empty] | 791.652 | [15 empty] | 5.2371 | [17 empty] | 0.1558 | [9 empty] | 5.3019 | [35 empty] | CHN | Tibet
| Lawu |  | Magmatic hydrothermal | Skarn | Cu-Pb-Zn skarn | Cu, Pb, Zn | In, Sn | Cu, Pb, Zn, In, Sn |  |  | 18-64 a3 sp - 4.d |  | underground mine |  |  |  |  | ore material | drill core | underground mining tunnels and drill cores | mineral separate | [5 empty] | mineralisation |  |  |  | sphalerite, chalcopyrite, pyrrhotite, pyrite, arsenopyrite | [6 empty] | galena, bismuthinite, marcasite, iron oxides, pyroxene, actinolite, quartz | thin sections and polished blocks examined using optical microscope, BSE detector, and EDS prior to analysis | EMPA, LA-ICPMS | JEOL JXA-8230 electron probe microanalyzer; RESOlution-LR 193 nm ArF excimer laser ablation system coupled to an Agilent 7700x ICP-MS | Laboratory of Mineral Resources Research Center, Fuzhou University; Adelaide Microscopy, the University of Adelaide | EPMA point analysis: accelerating voltage 15 kV, beam current 20 nA, beam diameter ~5 μm; EPMA mapping: accelerating voltage 20 kV, working current 50 nA, dwell time ~10 ms; BSE imaging: accelerating voltage 20 kV, beam current 10 nA; LA-ICP-MS: energy density 3~3.5 J/cm2, spot sizes 29 to 51 μm, repetition rates 5 Hz (polished thin-section) and 10 Hz (polished blocks), ~30 s background acquisition, ~40 s sample data acquisition | STDGL3 (Danyushevsky et al. 2011) and GSD-1G (USGS) | 8.3122 | [19 empty] | 1500.556 | [5 empty] | 0.45971 | [5 empty] | 35.1934 | [9 empty] | 112593.5844 |  | 25.6532 |  |  |  | 0.32234 | [7 empty] | 52.726 | [13 empty] | 716.0329 | [15 empty] | 5.2371 | [17 empty] | 1.0336 | [9 empty] | 5.3019 | [35 empty] | CHN | Tibet
| Lawu |  | Magmatic hydrothermal | Skarn | Cu-Pb-Zn skarn | Cu, Pb, Zn | In, Sn | Cu, Pb, Zn, In, Sn |  |  | 18-64 a3 sp - 5.d |  | underground mine |  |  |  |  | ore material | drill core | underground mining tunnels and drill cores | mineral separate | [5 empty] | mineralisation |  |  |  | sphalerite, chalcopyrite, pyrrhotite, pyrite, arsenopyrite | [6 empty] | galena, bismuthinite, marcasite, iron oxides, pyroxene, actinolite, quartz | thin sections and polished blocks examined using optical microscope, BSE detector, and EDS prior to analysis | EMPA, LA-ICPMS | JEOL JXA-8230 electron probe microanalyzer; RESOlution-LR 193 nm ArF excimer laser ablation system coupled to an Agilent 7700x ICP-MS | Laboratory of Mineral Resources Research Center, Fuzhou University; Adelaide Microscopy, the University of Adelaide | EPMA point analysis: accelerating voltage 15 kV, beam current 20 nA, beam diameter ~5 μm; EPMA mapping: accelerating voltage 20 kV, working current 50 nA, dwell time ~10 ms; BSE imaging: accelerating voltage 20 kV, beam current 10 nA; LA-ICP-MS: energy density 3~3.5 J/cm2, spot sizes 29 to 51 μm, repetition rates 5 Hz (polished thin-section) and 10 Hz (polished blocks), ~30 s background acquisition, ~40 s sample data acquisition | STDGL3 (Danyushevsky et al. 2011) and GSD-1G (USGS) | 9.4743 | [19 empty] | 1358.9557 | [5 empty] | 0.53902 | [5 empty] | 35.1934 | [9 empty] | 112468.8754 |  | 22.1508 |  |  |  | 0.55975 | [7 empty] | 54.7636 | [13 empty] | 561.8261 | [15 empty] | 5.2371 | [17 empty] | 2.0524 | [9 empty] | 5.3019 | [35 empty] | CHN | Tibet
| Lawu |  | Magmatic hydrothermal | Skarn | Cu-Pb-Zn skarn | Cu, Pb, Zn | In, Sn | Cu, Pb, Zn, In, Sn |  |  | 18-64 a3 sp - 6.d |  | underground mine |  |  |  |  | ore material | drill core | underground mining tunnels and drill cores | mineral separate | [5 empty] | mineralisation |  |  |  | sphalerite, chalcopyrite, pyrrhotite, pyrite, arsenopyrite | [6 empty] | galena, bismuthinite, marcasite, iron oxides, pyroxene, actinolite, quartz | thin sections and polished blocks examined using optical microscope, BSE detector, and EDS prior to analysis | EMPA, LA-ICPMS | JEOL JXA-8230 electron probe microanalyzer; RESOlution-LR 193 nm ArF excimer laser ablation system coupled to an Agilent 7700x ICP-MS | Laboratory of Mineral Resources Research Center, Fuzhou University; Adelaide Microscopy, the University of Adelaide | EPMA point analysis: accelerating voltage 15 kV, beam current 20 nA, beam diameter ~5 μm; EPMA mapping: accelerating voltage 20 kV, working current 50 nA, dwell time ~10 ms; BSE imaging: accelerating voltage 20 kV, beam current 10 nA; LA-ICP-MS: energy density 3~3.5 J/cm2, spot sizes 29 to 51 μm, repetition rates 5 Hz (polished thin-section) and 10 Hz (polished blocks), ~30 s background acquisition, ~40 s sample data acquisition | STDGL3 (Danyushevsky et al. 2011) and GSD-1G (USGS) | 18.3734 | [19 empty] | 1499.8088 | [5 empty] | 0.53418 | [5 empty] | 35.1934 | [9 empty] | 106150.8505 |  | 22.9736 |  |  |  | 0.39615 | [7 empty] | 43.6234 | [13 empty] | 407.5801 | [15 empty] | 5.2371 | [17 empty] | 6.4865 | [9 empty] | 5.3019 | [35 empty] | CHN | Tibet
| Lawu |  | Magmatic hydrothermal | Skarn | Cu-Pb-Zn skarn | Cu, Pb, Zn | In, Sn | Cu, Pb, Zn, In, Sn |  |  | 18-64 a3 sp - 7.d |  | underground mine |  |  |  |  | ore material | drill core | underground mining tunnels and drill cores | mineral separate | [5 empty] | mineralisation |  |  |  | sphalerite, chalcopyrite, pyrrhotite, pyrite, arsenopyrite | [6 empty] | galena, bismuthinite, marcasite, iron oxides, pyroxene, actinolite, quartz | thin sections and polished blocks examined using optical microscope, BSE detector, and EDS prior to analysis | EMPA, LA-ICPMS | JEOL JXA-8230 electron probe microanalyzer; RESOlution-LR 193 nm ArF excimer laser ablation system coupled to an Agilent 7700x ICP-MS | Laboratory of Mineral Resources Research Center, Fuzhou University; Adelaide Microscopy, the University of Adelaide | EPMA point analysis: accelerating voltage 15 kV, beam current 20 nA, beam diameter ~5 μm; EPMA mapping: accelerating voltage 20 kV, working current 50 nA, dwell time ~10 ms; BSE imaging: accelerating voltage 20 kV, beam current 10 nA; LA-ICP-MS: energy density 3~3.5 J/cm2, spot sizes 29 to 51 μm, repetition rates 5 Hz (polished thin-section) and 10 Hz (polished blocks), ~30 s background acquisition, ~40 s sample data acquisition | STDGL3 (Danyushevsky et al. 2011) and GSD-1G (USGS) | 14.8719 | [19 empty] | 1502.955 | [5 empty] | 0.56176 | [5 empty] | 35.1934 | [9 empty] | 106931.5492 |  | 19.7597 |  |  |  | 0.29722 | [7 empty] | 42.2649 | [13 empty] | 417.4765 | [15 empty] | 5.2371 | [17 empty] | 6.6623 | [9 empty] | 5.3019 | [35 empty] | CHN | Tibet
| Lawu |  | Magmatic hydrothermal | Skarn | Cu-Pb-Zn skarn | Cu, Pb, Zn | In, Sn | Cu, Pb, Zn, In, Sn |  |  | 18-64 a3 sp - 8.d |  | underground mine |  |  |  |  | ore material | drill core | underground mining tunnels and drill cores | mineral separate | [5 empty] | mineralisation |  |  |  | sphalerite, chalcopyrite, pyrrhotite, pyrite, arsenopyrite | [6 empty] | galena, bismuthinite, marcasite, iron oxides, pyroxene, actinolite, quartz | thin sections and polished blocks examined using optical microscope, BSE detector, and EDS prior to analysis | EMPA, LA-ICPMS | JEOL JXA-8230 electron probe microanalyzer; RESOlution-LR 193 nm ArF excimer laser ablation system coupled to an Agilent 7700x ICP-MS | Laboratory of Mineral Resources Research Center, Fuzhou University; Adelaide Microscopy, the University of Adelaide | EPMA point analysis: accelerating voltage 15 kV, beam current 20 nA, beam diameter ~5 μm; EPMA mapping: accelerating voltage 20 kV, working current 50 nA, dwell time ~10 ms; BSE imaging: accelerating voltage 20 kV, beam current 10 nA; LA-ICP-MS: energy density 3~3.5 J/cm2, spot sizes 29 to 51 μm, repetition rates 5 Hz (polished thin-section) and 10 Hz (polished blocks), ~30 s background acquisition, ~40 s sample data acquisition | STDGL3 (Danyushevsky et al. 2011) and GSD-1G (USGS) | 14.2959 | [19 empty] | 1556.5316 | [5 empty] | 0.58785 | [5 empty] | 35.1934 | [9 empty] | 105949.6074 |  | 21.2576 |  |  |  | 0.34525 | [7 empty] | 48.0958 | [13 empty] | 456.4133 | [15 empty] | 5.2371 | [17 empty] | 2.5584 | [9 empty] | 5.3019 | [35 empty] | CHN | Tibet
| Lawu |  | Magmatic hydrothermal | Skarn | Cu-Pb-Zn skarn | Cu, Pb, Zn | In, Sn | Cu, Pb, Zn, In, Sn |  |  | 18-64 a3 sp - 9.d |  | underground mine |  |  |  |  | ore material | drill core | underground mining tunnels and drill cores | mineral separate | [5 empty] | mineralisation |  |  |  | sphalerite, chalcopyrite, pyrrhotite, pyrite, arsenopyrite | [6 empty] | galena, bismuthinite, marcasite, iron oxides, pyroxene, actinolite, quartz | thin sections and polished blocks examined using optical microscope, BSE detector, and EDS prior to analysis | EMPA, LA-ICPMS | JEOL JXA-8230 electron probe microanalyzer; RESOlution-LR 193 nm ArF excimer laser ablation system coupled to an Agilent 7700x ICP-MS | Laboratory of Mineral Resources Research Center, Fuzhou University; Adelaide Microscopy, the University of Adelaide | EPMA point analysis: accelerating voltage 15 kV, beam current 20 nA, beam diameter ~5 μm; EPMA mapping: accelerating voltage 20 kV, working current 50 nA, dwell time ~10 ms; BSE imaging: accelerating voltage 20 kV, beam current 10 nA; LA-ICP-MS: energy density 3~3.5 J/cm2, spot sizes 29 to 51 μm, repetition rates 5 Hz (polished thin-section) and 10 Hz (polished blocks), ~30 s background acquisition, ~40 s sample data acquisition | STDGL3 (Danyushevsky et al. 2011) and GSD-1G (USGS) | 11.6334 | [19 empty] | 1476.6172 | [5 empty] | 0.53773 | [5 empty] | 35.1934 | [9 empty] | 103630.6346 |  | 34.1113 |  |  |  | 0.32163 | [7 empty] | 53.6049 | [13 empty] | 513.8551 | [15 empty] | 5.2371 | [17 empty] | 3.9064 | [9 empty] | 5.3019 | [35 empty] | CHN | Tibet
| Lawu |  | Magmatic hydrothermal | Skarn | Cu-Pb-Zn skarn | Cu, Pb, Zn | In, Sn | Cu, Pb, Zn, In, Sn |  |  | 18-64 a3 sp - 10.d |  | underground mine |  |  |  |  | ore material | drill core | underground mining tunnels and drill cores | mineral separate | [5 empty] | mineralisation |  |  |  | sphalerite, chalcopyrite, pyrrhotite, pyrite, arsenopyrite | [6 empty] | galena, bismuthinite, marcasite, iron oxides, pyroxene, actinolite, quartz | thin sections and polished blocks examined using optical microscope, BSE detector, and EDS prior to analysis | EMPA, LA-ICPMS | JEOL JXA-8230 electron probe microanalyzer; RESOlution-LR 193 nm ArF excimer laser ablation system coupled to an Agilent 7700x ICP-MS | Laboratory of Mineral Resources Research Center, Fuzhou University; Adelaide Microscopy, the University of Adelaide | EPMA point analysis: accelerating voltage 15 kV, beam current 20 nA, beam diameter ~5 μm; EPMA mapping: accelerating voltage 20 kV, working current 50 nA, dwell time ~10 ms; BSE imaging: accelerating voltage 20 kV, beam current 10 nA; LA-ICP-MS: energy density 3~3.5 J/cm2, spot sizes 29 to 51 μm, repetition rates 5 Hz (polished thin-section) and 10 Hz (polished blocks), ~30 s background acquisition, ~40 s sample data acquisition | STDGL3 (Danyushevsky et al. 2011) and GSD-1G (USGS) | 11.8281 | [19 empty] | 1423.7135 | [5 empty] | 0.55699 | [5 empty] | 35.1934 | [9 empty] | 98265.2133 |  | 24.2145 |  |  |  | 0.41346 | [7 empty] | 52.327 | [13 empty] | 341.166 | [15 empty] | 5.2371 | [17 empty] | 4.0121 | [9 empty] | 5.3019 | [35 empty] | CHN | Tibet
| Lawu |  | Magmatic hydrothermal | Skarn | Cu-Pb-Zn skarn | Cu, Pb, Zn | In, Sn | Cu, Pb, Zn, In, Sn |  |  | 18-64 a3 sp - 11.d |  | underground mine |  |  |  |  | ore material | drill core | underground mining tunnels and drill cores | mineral separate | [5 empty] | mineralisation |  |  |  | sphalerite, chalcopyrite, pyrrhotite, pyrite, arsenopyrite | [6 empty] | galena, bismuthinite, marcasite, iron oxides, pyroxene, actinolite, quartz | thin sections and polished blocks examined using optical microscope, BSE detector, and EDS prior to analysis | EMPA, LA-ICPMS | JEOL JXA-8230 electron probe microanalyzer; RESOlution-LR 193 nm ArF excimer laser ablation system coupled to an Agilent 7700x ICP-MS | Laboratory of Mineral Resources Research Center, Fuzhou University; Adelaide Microscopy, the University of Adelaide | EPMA point analysis: accelerating voltage 15 kV, beam current 20 nA, beam diameter ~5 μm; EPMA mapping: accelerating voltage 20 kV, working current 50 nA, dwell time ~10 ms; BSE imaging: accelerating voltage 20 kV, beam current 10 nA; LA-ICP-MS: energy density 3~3.5 J/cm2, spot sizes 29 to 51 μm, repetition rates 5 Hz (polished thin-section) and 10 Hz (polished blocks), ~30 s background acquisition, ~40 s sample data acquisition | STDGL3 (Danyushevsky et al. 2011) and GSD-1G (USGS) | 7.9864 | [19 empty] | 1497.7981 | [5 empty] | 0.59138 | [5 empty] | 35.1934 | [9 empty] | 99945.3191 |  | 31.6966 |  |  |  | 0.33185 | [7 empty] | 52.8237 | [13 empty] | 548.0872 | [15 empty] | 5.2371 | [17 empty] | 1.5936 | [9 empty] | 5.3019 | [35 empty] | CHN | Tibet
| Lawu |  | Magmatic hydrothermal | Skarn | Cu-Pb-Zn skarn | Cu, Pb, Zn | In, Sn | Cu, Pb, Zn, In, Sn |  |  | 18-64 a3 sp - 12.d |  | underground mine |  |  |  |  | ore material | drill core | underground mining tunnels and drill cores | mineral separate | [5 empty] | mineralisation |  |  |  | sphalerite, chalcopyrite, pyrrhotite, pyrite, arsenopyrite | [6 empty] | galena, bismuthinite, marcasite, iron oxides, pyroxene, actinolite, quartz | thin sections and polished blocks examined using optical microscope, BSE detector, and EDS prior to analysis | EMPA, LA-ICPMS | JEOL JXA-8230 electron probe microanalyzer; RESOlution-LR 193 nm ArF excimer laser ablation system coupled to an Agilent 7700x ICP-MS | Laboratory of Mineral Resources Research Center, Fuzhou University; Adelaide Microscopy, the University of Adelaide | EPMA point analysis: accelerating voltage 15 kV, beam current 20 nA, beam diameter ~5 μm; EPMA mapping: accelerating voltage 20 kV, working current 50 nA, dwell time ~10 ms; BSE imaging: accelerating voltage 20 kV, beam current 10 nA; LA-ICP-MS: energy density 3~3.5 J/cm2, spot sizes 29 to 51 μm, repetition rates 5 Hz (polished thin-section) and 10 Hz (polished blocks), ~30 s background acquisition, ~40 s sample data acquisition | STDGL3 (Danyushevsky et al. 2011) and GSD-1G (USGS) | 4.8191 | [19 empty] | 1492.1149 | [5 empty] | 0.53333 | [5 empty] | 35.1934 | [9 empty] | 109388.1528 |  | 29.5323 |  |  |  | 0.15 | [7 empty] | 53.5677 | [13 empty] | 637.1734 | [15 empty] | 5.2371 | [17 empty] | 1.2199 | [9 empty] | 5.3019 | [35 empty] | CHN | Tibet
| Lawu |  | Magmatic hydrothermal | Skarn | Cu-Pb-Zn skarn | Cu, Pb, Zn | In, Sn | Cu, Pb, Zn, In, Sn |  |  | 18-64 a3 sp - 13.d |  | underground mine |  |  |  |  | ore material | drill core | underground mining tunnels and drill cores | mineral separate | [5 empty] | mineralisation |  |  |  | sphalerite, chalcopyrite, pyrrhotite, pyrite, arsenopyrite | [6 empty] | galena, bismuthinite, marcasite, iron oxides, pyroxene, actinolite, quartz | thin sections and polished blocks examined using optical microscope, BSE detector, and EDS prior to analysis | EMPA, LA-ICPMS | JEOL JXA-8230 electron probe microanalyzer; RESOlution-LR 193 nm ArF excimer laser ablation system coupled to an Agilent 7700x ICP-MS | Laboratory of Mineral Resources Research Center, Fuzhou University; Adelaide Microscopy, the University of Adelaide | EPMA point analysis: accelerating voltage 15 kV, beam current 20 nA, beam diameter ~5 μm; EPMA mapping: accelerating voltage 20 kV, working current 50 nA, dwell time ~10 ms; BSE imaging: accelerating voltage 20 kV, beam current 10 nA; LA-ICP-MS: energy density 3~3.5 J/cm2, spot sizes 29 to 51 μm, repetition rates 5 Hz (polished thin-section) and 10 Hz (polished blocks), ~30 s background acquisition, ~40 s sample data acquisition | STDGL3 (Danyushevsky et al. 2011) and GSD-1G (USGS) | 4.8655 | [19 empty] | 1456.6425 | [5 empty] | 0.4695 | [5 empty] | 35.1934 | [9 empty] | 108846.9089 |  | 28.1478 |  |  |  | 0.32347 | [7 empty] | 52.6377 | [13 empty] | 640.0399 | [15 empty] | 5.2371 | [17 empty] | 0.80657 | [9 empty] | 5.3019 | [35 empty] | CHN | Tibet
| Lawu |  | Magmatic hydrothermal | Skarn | Cu-Pb-Zn skarn | Cu, Pb, Zn | In, Sn | Cu, Pb, Zn, In, Sn |  |  | 18-64 a3 sp - 14.d |  | underground mine |  |  |  |  | ore material | drill core | underground mining tunnels and drill cores | mineral separate | [5 empty] | mineralisation |  |  |  | sphalerite, chalcopyrite, pyrrhotite, pyrite, arsenopyrite | [6 empty] | galena, bismuthinite, marcasite, iron oxides, pyroxene, actinolite, quartz | thin sections and polished blocks examined using optical microscope, BSE detector, and EDS prior to analysis | EMPA, LA-ICPMS | JEOL JXA-8230 electron probe microanalyzer; RESOlution-LR 193 nm ArF excimer laser ablation system coupled to an Agilent 7700x ICP-MS | Laboratory of Mineral Resources Research Center, Fuzhou University; Adelaide Microscopy, the University of Adelaide | EPMA point analysis: accelerating voltage 15 kV, beam current 20 nA, beam diameter ~5 μm; EPMA mapping: accelerating voltage 20 kV, working current 50 nA, dwell time ~10 ms; BSE imaging: accelerating voltage 20 kV, beam current 10 nA; LA-ICP-MS: energy density 3~3.5 J/cm2, spot sizes 29 to 51 μm, repetition rates 5 Hz (polished thin-section) and 10 Hz (polished blocks), ~30 s background acquisition, ~40 s sample data acquisition | STDGL3 (Danyushevsky et al. 2011) and GSD-1G (USGS) | 6.1431 | [19 empty] | 1444.4492 | [5 empty] | 0.51284 | [5 empty] | 35.1934 | [9 empty] | 100078.3789 |  | 32.5246 |  |  |  | 0.38665 | [7 empty] | 53.8707 | [13 empty] | 656.7355 | [15 empty] | 5.2371 | [17 empty] | 1.2637 | [9 empty] | 5.3019 | [35 empty] | CHN | Tibet
| Lawu |  | Magmatic hydrothermal | Skarn | Cu-Pb-Zn skarn | Cu, Pb, Zn | In, Sn | Cu, Pb, Zn, In, Sn |  |  | 18-64 a3 sp - 15.d |  | underground mine |  |  |  |  | ore material | drill core | underground mining tunnels and drill cores | mineral separate | [5 empty] | mineralisation |  |  |  | sphalerite, chalcopyrite, pyrrhotite, pyrite, arsenopyrite | [6 empty] | galena, bismuthinite, marcasite, iron oxides, pyroxene, actinolite, quartz | thin sections and polished blocks examined using optical microscope, BSE detector, and EDS prior to analysis | EMPA, LA-ICPMS | JEOL JXA-8230 electron probe microanalyzer; RESOlution-LR 193 nm ArF excimer laser ablation system coupled to an Agilent 7700x ICP-MS | Laboratory of Mineral Resources Research Center, Fuzhou University; Adelaide Microscopy, the University of Adelaide | EPMA point analysis: accelerating voltage 15 kV, beam current 20 nA, beam diameter ~5 μm; EPMA mapping: accelerating voltage 20 kV, working current 50 nA, dwell time ~10 ms; BSE imaging: accelerating voltage 20 kV, beam current 10 nA; LA-ICP-MS: energy density 3~3.5 J/cm2, spot sizes 29 to 51 μm, repetition rates 5 Hz (polished thin-section) and 10 Hz (polished blocks), ~30 s background acquisition, ~40 s sample data acquisition | STDGL3 (Danyushevsky et al. 2011) and GSD-1G (USGS) | 5.2775 | [19 empty] | 1435.3666 | [5 empty] | 0.46394 | [5 empty] | 35.1934 | [9 empty] | 109906.3376 |  | 81.4076 |  |  |  | 0.3897 | [7 empty] | 51.1805 | [13 empty] | 646.2695 | [15 empty] | 5.2371 | [17 empty] | 1.3472 | [9 empty] | 5.3019 | [35 empty] | CHN | Tibet
| Lawu |  | Magmatic hydrothermal | Skarn | Cu-Pb-Zn skarn | Cu, Pb, Zn | In, Sn | Cu, Pb, Zn, In, Sn |  |  | 18-64 a3 sp - 16.d |  | underground mine |  |  |  |  | ore material | drill core | underground mining tunnels and drill cores | mineral separate | [5 empty] | mineralisation |  |  |  | sphalerite, chalcopyrite, pyrrhotite, pyrite, arsenopyrite | [6 empty] | galena, bismuthinite, marcasite, iron oxides, pyroxene, actinolite, quartz | thin sections and polished blocks examined using optical microscope, BSE detector, and EDS prior to analysis | EMPA, LA-ICPMS | JEOL JXA-8230 electron probe microanalyzer; RESOlution-LR 193 nm ArF excimer laser ablation system coupled to an Agilent 7700x ICP-MS | Laboratory of Mineral Resources Research Center, Fuzhou University; Adelaide Microscopy, the University of Adelaide | EPMA point analysis: accelerating voltage 15 kV, beam current 20 nA, beam diameter ~5 μm; EPMA mapping: accelerating voltage 20 kV, working current 50 nA, dwell time ~10 ms; BSE imaging: accelerating voltage 20 kV, beam current 10 nA; LA-ICP-MS: energy density 3~3.5 J/cm2, spot sizes 29 to 51 μm, repetition rates 5 Hz (polished thin-section) and 10 Hz (polished blocks), ~30 s background acquisition, ~40 s sample data acquisition | STDGL3 (Danyushevsky et al. 2011) and GSD-1G (USGS) | 8.7876 | [19 empty] | 1564.0935 | [5 empty] | 0.5626 | [5 empty] | 35.1934 | [9 empty] | 106531.1647 |  | 35.5058 |  |  |  | 0.34669 | [7 empty] | 26.3221 | [13 empty] | 604.8221 | [15 empty] | 5.2371 | [17 empty] | 2.8474 | [9 empty] | 5.3019 | [35 empty] | CHN | Tibet
| Lawu |  | Magmatic hydrothermal | Skarn | Cu-Pb-Zn skarn | Cu, Pb, Zn | In, Sn | Cu, Pb, Zn, In, Sn |  |  | 18-64 a3 sp - 17.d |  | underground mine |  |  |  |  | ore material | drill core | underground mining tunnels and drill cores | mineral separate | [5 empty] | mineralisation |  |  |  | sphalerite, chalcopyrite, pyrrhotite, pyrite, arsenopyrite | [6 empty] | galena, bismuthinite, marcasite, iron oxides, pyroxene, actinolite, quartz | thin sections and polished blocks examined using optical microscope, BSE detector, and EDS prior to analysis | EMPA, LA-ICPMS | JEOL JXA-8230 electron probe microanalyzer; RESOlution-LR 193 nm ArF excimer laser ablation system coupled to an Agilent 7700x ICP-MS | Laboratory of Mineral Resources Research Center, Fuzhou University; Adelaide Microscopy, the University of Adelaide | EPMA point analysis: accelerating voltage 15 kV, beam current 20 nA, beam diameter ~5 μm; EPMA mapping: accelerating voltage 20 kV, working current 50 nA, dwell time ~10 ms; BSE imaging: accelerating voltage 20 kV, beam current 10 nA; LA-ICP-MS: energy density 3~3.5 J/cm2, spot sizes 29 to 51 μm, repetition rates 5 Hz (polished thin-section) and 10 Hz (polished blocks), ~30 s background acquisition, ~40 s sample data acquisition | STDGL3 (Danyushevsky et al. 2011) and GSD-1G (USGS) | 11.5903 | [19 empty] | 1541.9512 | [5 empty] | 0.57625 | [5 empty] | 35.1934 | [9 empty] | 101333.5566 |  | 14.7411 |  |  |  | 0.31321 | [7 empty] | 49.4206 | [13 empty] | 403.9333 | [15 empty] | 5.2371 | [17 empty] | 5.529 | [9 empty] | 5.3019 | [35 empty] | CHN | Tibet
| Lawu |  | Magmatic hydrothermal | Skarn | Cu-Pb-Zn skarn | Cu, Pb, Zn | In, Sn | Cu, Pb, Zn, In, Sn |  |  | 18-64 a3 sp - 18.d |  | underground mine |  |  |  |  | ore material | drill core | underground mining tunnels and drill cores | mineral separate | [5 empty] | mineralisation |  |  |  | sphalerite, chalcopyrite, pyrrhotite, pyrite, arsenopyrite | [6 empty] | galena, bismuthinite, marcasite, iron oxides, pyroxene, actinolite, quartz | thin sections and polished blocks examined using optical microscope, BSE detector, and EDS prior to analysis | EMPA, LA-ICPMS | JEOL JXA-8230 electron probe microanalyzer; RESOlution-LR 193 nm ArF excimer laser ablation system coupled to an Agilent 7700x ICP-MS | Laboratory of Mineral Resources Research Center, Fuzhou University; Adelaide Microscopy, the University of Adelaide | EPMA point analysis: accelerating voltage 15 kV, beam current 20 nA, beam diameter ~5 μm; EPMA mapping: accelerating voltage 20 kV, working current 50 nA, dwell time ~10 ms; BSE imaging: accelerating voltage 20 kV, beam current 10 nA; LA-ICP-MS: energy density 3~3.5 J/cm2, spot sizes 29 to 51 μm, repetition rates 5 Hz (polished thin-section) and 10 Hz (polished blocks), ~30 s background acquisition, ~40 s sample data acquisition | STDGL3 (Danyushevsky et al. 2011) and GSD-1G (USGS) | 9.6039 | [19 empty] | 1545.2494 | [5 empty] | 0.5261 | [5 empty] | 35.1934 | [9 empty] | 99619.4653 |  | 27.6079 |  |  |  | 0.33737 | [7 empty] | 46.3096 | [13 empty] | 450.8125 | [15 empty] | 5.2371 | [17 empty] | 3.5532 | [9 empty] | 5.3019 | [35 empty] | CHN | Tibet
| Lawu |  | Magmatic hydrothermal | Skarn | Cu-Pb-Zn skarn | Cu, Pb, Zn | In, Sn | Cu, Pb, Zn, In, Sn |  |  | 18-64 a3 sp - 19.d |  | underground mine |  |  |  |  | ore material | drill core | underground mining tunnels and drill cores | mineral separate | [5 empty] | mineralisation |  |  |  | sphalerite, chalcopyrite, pyrrhotite, pyrite, arsenopyrite | [6 empty] | galena, bismuthinite, marcasite, iron oxides, pyroxene, actinolite, quartz | thin sections and polished blocks examined using optical microscope, BSE detector, and EDS prior to analysis | EMPA, LA-ICPMS | JEOL JXA-8230 electron probe microanalyzer; RESOlution-LR 193 nm ArF excimer laser ablation system coupled to an Agilent 7700x ICP-MS | Laboratory of Mineral Resources Research Center, Fuzhou University; Adelaide Microscopy, the University of Adelaide | EPMA point analysis: accelerating voltage 15 kV, beam current 20 nA, beam diameter ~5 μm; EPMA mapping: accelerating voltage 20 kV, working current 50 nA, dwell time ~10 ms; BSE imaging: accelerating voltage 20 kV, beam current 10 nA; LA-ICP-MS: energy density 3~3.5 J/cm2, spot sizes 29 to 51 μm, repetition rates 5 Hz (polished thin-section) and 10 Hz (polished blocks), ~30 s background acquisition, ~40 s sample data acquisition | STDGL3 (Danyushevsky et al. 2011) and GSD-1G (USGS) | 27.9882 | [19 empty] | 1369.5012 | [5 empty] | 0.60143 | [5 empty] | 35.1934 | [9 empty] | 115905.5206 |  | 34.8186 |  |  |  | 0.32903 | [7 empty] | 52.2254 | [13 empty] | 269.1999 | [15 empty] | 5.2371 | [17 empty] | 2.9183 | [9 empty] | 5.3019 | [35 empty] | CHN | Tibet
| Lawu |  | Magmatic hydrothermal | Skarn | Cu-Pb-Zn skarn | Cu, Pb, Zn | In, Sn | Cu, Pb, Zn, In, Sn |  |  | 18-64 a3 sp - 20.d |  | underground mine |  |  |  |  | ore material | drill core | underground mining tunnels and drill cores | mineral separate | [5 empty] | mineralisation |  |  |  | sphalerite, chalcopyrite, pyrrhotite, pyrite, arsenopyrite | [6 empty] | galena, bismuthinite, marcasite, iron oxides, pyroxene, actinolite, quartz | thin sections and polished blocks examined using optical microscope, BSE detector, and EDS prior to analysis | EMPA, LA-ICPMS | JEOL JXA-8230 electron probe microanalyzer; RESOlution-LR 193 nm ArF excimer laser ablation system coupled to an Agilent 7700x ICP-MS | Laboratory of Mineral Resources Research Center, Fuzhou University; Adelaide Microscopy, the University of Adelaide | EPMA point analysis: accelerating voltage 15 kV, beam current 20 nA, beam diameter ~5 μm; EPMA mapping: accelerating voltage 20 kV, working current 50 nA, dwell time ~10 ms; BSE imaging: accelerating voltage 20 kV, beam current 10 nA; LA-ICP-MS: energy density 3~3.5 J/cm2, spot sizes 29 to 51 μm, repetition rates 5 Hz (polished thin-section) and 10 Hz (polished blocks), ~30 s background acquisition, ~40 s sample data acquisition | STDGL3 (Danyushevsky et al. 2011) and GSD-1G (USGS) | 15.781 | [19 empty] | 1446.0829 | [5 empty] | 0.5565 | [5 empty] | 35.1934 | [9 empty] | 110182.5822 |  | 37.8711 |  |  |  | 0.34579 | [7 empty] | 21.9711 | [13 empty] | 385.8929 | [15 empty] | 5.2371 | [17 empty] | 2.9183 | [9 empty] | 5.3019 | [35 empty] | CHN | Tibet
| Lawu |  | Magmatic hydrothermal | Skarn | Cu-Pb-Zn skarn | Cu, Pb, Zn | In, Sn | Cu, Pb, Zn, In, Sn |  |  | 18-133 SP - 1.d |  | underground mine |  |  |  |  | ore material | drill core | underground mining tunnels and drill cores | mineral separate | [5 empty] | mineralisation |  |  |  | sphalerite, chalcopyrite, pyrrhotite, pyrite, arsenopyrite | [6 empty] | galena, bismuthinite, marcasite, iron oxides, pyroxene, actinolite, quartz | thin sections and polished blocks examined using optical microscope, BSE detector, and EDS prior to analysis | EMPA, LA-ICPMS | JEOL JXA-8230 electron probe microanalyzer; RESOlution-LR 193 nm ArF excimer laser ablation system coupled to an Agilent 7700x ICP-MS | Laboratory of Mineral Resources Research Center, Fuzhou University; Adelaide Microscopy, the University of Adelaide | EPMA point analysis: accelerating voltage 15 kV, beam current 20 nA, beam diameter ~5 μm; EPMA mapping: accelerating voltage 20 kV, working current 50 nA, dwell time ~10 ms; BSE imaging: accelerating voltage 20 kV, beam current 10 nA; LA-ICP-MS: energy density 3~3.5 J/cm2, spot sizes 29 to 51 μm, repetition rates 5 Hz (polished thin-section) and 10 Hz (polished blocks), ~30 s background acquisition, ~40 s sample data acquisition | STDGL3 (Danyushevsky et al. 2011) and GSD-1G (USGS) | 15.6238 | [19 empty] | 1375.4311 | [5 empty] | 4.5795 | [5 empty] | 35.1934 | [9 empty] | 91040.8164 |  | 0.019358 |  |  |  | 0.18051 | [7 empty] | 41.4685 | [13 empty] | 6236.9636 | [15 empty] | 5.2371 | [17 empty] | 1.6755 | [9 empty] | 3.9433 | [35 empty] | CHN | Tibet
| Lawu |  | Magmatic hydrothermal | Skarn | Cu-Pb-Zn skarn | Cu, Pb, Zn | In, Sn | Cu, Pb, Zn, In, Sn |  |  | 18-133 SP - 2.d |  | underground mine |  |  |  |  | ore material | drill core | underground mining tunnels and drill cores | mineral separate | [5 empty] | mineralisation |  |  |  | sphalerite, chalcopyrite, pyrrhotite, pyrite, arsenopyrite | [6 empty] | galena, bismuthinite, marcasite, iron oxides, pyroxene, actinolite, quartz | thin sections and polished blocks examined using optical microscope, BSE detector, and EDS prior to analysis | EMPA, LA-ICPMS | JEOL JXA-8230 electron probe microanalyzer; RESOlution-LR 193 nm ArF excimer laser ablation system coupled to an Agilent 7700x ICP-MS | Laboratory of Mineral Resources Research Center, Fuzhou University; Adelaide Microscopy, the University of Adelaide | EPMA point analysis: accelerating voltage 15 kV, beam current 20 nA, beam diameter ~5 μm; EPMA mapping: accelerating voltage 20 kV, working current 50 nA, dwell time ~10 ms; BSE imaging: accelerating voltage 20 kV, beam current 10 nA; LA-ICP-MS: energy density 3~3.5 J/cm2, spot sizes 29 to 51 μm, repetition rates 5 Hz (polished thin-section) and 10 Hz (polished blocks), ~30 s background acquisition, ~40 s sample data acquisition | STDGL3 (Danyushevsky et al. 2011) and GSD-1G (USGS) | 10.6874 | [19 empty] | 1267.4556 | [5 empty] | 6.7551 | [5 empty] | 32.7221 | [9 empty] | 81383.9898 |  | 0.005 |  |  |  | 0.22572 | [7 empty] | 35.0133 | [13 empty] | 6319.7231 | [15 empty] | 4.5783 | [17 empty] | 0.34548 | [9 empty] | 0.61442 | [35 empty] | CHN | Tibet
| Lawu |  | Magmatic hydrothermal | Skarn | Cu-Pb-Zn skarn | Cu, Pb, Zn | In, Sn | Cu, Pb, Zn, In, Sn |  |  | 18-133 SP - 3.d |  | underground mine |  |  |  |  | ore material | drill core | underground mining tunnels and drill cores | mineral separate | [5 empty] | mineralisation |  |  |  | sphalerite, chalcopyrite, pyrrhotite, pyrite, arsenopyrite | [6 empty] | galena, bismuthinite, marcasite, iron oxides, pyroxene, actinolite, quartz | thin sections and polished blocks examined using optical microscope, BSE detector, and EDS prior to analysis | EMPA, LA-ICPMS | JEOL JXA-8230 electron probe microanalyzer; RESOlution-LR 193 nm ArF excimer laser ablation system coupled to an Agilent 7700x ICP-MS | Laboratory of Mineral Resources Research Center, Fuzhou University; Adelaide Microscopy, the University of Adelaide | EPMA point analysis: accelerating voltage 15 kV, beam current 20 nA, beam diameter ~5 μm; EPMA mapping: accelerating voltage 20 kV, working current 50 nA, dwell time ~10 ms; BSE imaging: accelerating voltage 20 kV, beam current 10 nA; LA-ICP-MS: energy density 3~3.5 J/cm2, spot sizes 29 to 51 μm, repetition rates 5 Hz (polished thin-section) and 10 Hz (polished blocks), ~30 s background acquisition, ~40 s sample data acquisition | STDGL3 (Danyushevsky et al. 2011) and GSD-1G (USGS) | 15.5226 | [19 empty] | 1221.4731 | [5 empty] | 2.7995 | [5 empty] | 35.1934 | [9 empty] | 80711.9358 |  | 0.044226 |  |  |  | 0.22884 | [7 empty] | 23.0585 | [13 empty] | 4628.9235 | [15 empty] | 5.2371 | [17 empty] | 1.4764 | [9 empty] | 6.4207 | [35 empty] | CHN | Tibet
| Lawu |  | Magmatic hydrothermal | Skarn | Cu-Pb-Zn skarn | Cu, Pb, Zn | In, Sn | Cu, Pb, Zn, In, Sn |  |  | 18-133 SP - 4.d |  | underground mine |  |  |  |  | ore material | drill core | underground mining tunnels and drill cores | mineral separate | [5 empty] | mineralisation |  |  |  | sphalerite, chalcopyrite, pyrrhotite, pyrite, arsenopyrite | [6 empty] | galena, bismuthinite, marcasite, iron oxides, pyroxene, actinolite, quartz | thin sections and polished blocks examined using optical microscope, BSE detector, and EDS prior to analysis | EMPA, LA-ICPMS | JEOL JXA-8230 electron probe microanalyzer; RESOlution-LR 193 nm ArF excimer laser ablation system coupled to an Agilent 7700x ICP-MS | Laboratory of Mineral Resources Research Center, Fuzhou University; Adelaide Microscopy, the University of Adelaide | EPMA point analysis: accelerating voltage 15 kV, beam current 20 nA, beam diameter ~5 μm; EPMA mapping: accelerating voltage 20 kV, working current 50 nA, dwell time ~10 ms; BSE imaging: accelerating voltage 20 kV, beam current 10 nA; LA-ICP-MS: energy density 3~3.5 J/cm2, spot sizes 29 to 51 μm, repetition rates 5 Hz (polished thin-section) and 10 Hz (polished blocks), ~30 s background acquisition, ~40 s sample data acquisition | STDGL3 (Danyushevsky et al. 2011) and GSD-1G (USGS) | 21.1723 | [19 empty] | 1143.885 | [5 empty] | 5.2269 | [5 empty] | 45.8662 | [9 empty] | 71354.2892 |  | 0.16973 |  |  |  | 0.22756 | [7 empty] | 19.1996 | [13 empty] | 4075.6289 | [15 empty] | 5.2371 | [17 empty] | 0.94995 | [9 empty] | 5.3019 | [35 empty] | CHN | Tibet
| Lawu |  | Magmatic hydrothermal | Skarn | Cu-Pb-Zn skarn | Cu, Pb, Zn | In, Sn | Cu, Pb, Zn, In, Sn |  |  | 18-133 SP - 5.d |  | underground mine |  |  |  |  | ore material | drill core | underground mining tunnels and drill cores | mineral separate | [5 empty] | mineralisation |  |  |  | sphalerite, chalcopyrite, pyrrhotite, pyrite, arsenopyrite | [6 empty] | galena, bismuthinite, marcasite, iron oxides, pyroxene, actinolite, quartz | thin sections and polished blocks examined using optical microscope, BSE detector, and EDS prior to analysis | EMPA, LA-ICPMS | JEOL JXA-8230 electron probe microanalyzer; RESOlution-LR 193 nm ArF excimer laser ablation system coupled to an Agilent 7700x ICP-MS | Laboratory of Mineral Resources Research Center, Fuzhou University; Adelaide Microscopy, the University of Adelaide | EPMA point analysis: accelerating voltage 15 kV, beam current 20 nA, beam diameter ~5 μm; EPMA mapping: accelerating voltage 20 kV, working current 50 nA, dwell time ~10 ms; BSE imaging: accelerating voltage 20 kV, beam current 10 nA; LA-ICP-MS: energy density 3~3.5 J/cm2, spot sizes 29 to 51 μm, repetition rates 5 Hz (polished thin-section) and 10 Hz (polished blocks), ~30 s background acquisition, ~40 s sample data acquisition | STDGL3 (Danyushevsky et al. 2011) and GSD-1G (USGS) | 9.7482 | [19 empty] | 1383.9407 | [5 empty] | 4.2063 | [5 empty] | 35.1934 | [9 empty] | 88962.1369 |  | 0.28305 |  |  |  | 0.18236 | [7 empty] | 9.8593 | [13 empty] | 6673.3116 | [15 empty] | 7.3457 | [17 empty] | 0.46131 | [9 empty] | 5.3019 | [35 empty] | CHN | Tibet
| Lawu |  | Magmatic hydrothermal | Skarn | Cu-Pb-Zn skarn | Cu, Pb, Zn | In, Sn | Cu, Pb, Zn, In, Sn |  |  | 18-133 SP - 6.d |  | underground mine |  |  |  |  | ore material | drill core | underground mining tunnels and drill cores | mineral separate | [5 empty] | mineralisation |  |  |  | sphalerite, chalcopyrite, pyrrhotite, pyrite, arsenopyrite | [6 empty] | galena, bismuthinite, marcasite, iron oxides, pyroxene, actinolite, quartz | thin sections and polished blocks examined using optical microscope, BSE detector, and EDS prior to analysis | EMPA, LA-ICPMS | JEOL JXA-8230 electron probe microanalyzer; RESOlution-LR 193 nm ArF excimer laser ablation system coupled to an Agilent 7700x ICP-MS | Laboratory of Mineral Resources Research Center, Fuzhou University; Adelaide Microscopy, the University of Adelaide | EPMA point analysis: accelerating voltage 15 kV, beam current 20 nA, beam diameter ~5 μm; EPMA mapping: accelerating voltage 20 kV, working current 50 nA, dwell time ~10 ms; BSE imaging: accelerating voltage 20 kV, beam current 10 nA; LA-ICP-MS: energy density 3~3.5 J/cm2, spot sizes 29 to 51 μm, repetition rates 5 Hz (polished thin-section) and 10 Hz (polished blocks), ~30 s background acquisition, ~40 s sample data acquisition | STDGL3 (Danyushevsky et al. 2011) and GSD-1G (USGS) | 16.2733 | [19 empty] | 1216.8044 | [5 empty] | 6.0397 | [5 empty] | 8.4172 | [9 empty] | 34230.007 |  | 0.05666 |  |  |  | 0.20202 | [7 empty] | 1.1395 | [13 empty] | 1267.0123 | [15 empty] | 4.5482 | [17 empty] | 1.71 | [9 empty] | 7.354 | [35 empty] | CHN | Tibet
| Lawu |  | Magmatic hydrothermal | Skarn | Cu-Pb-Zn skarn | Cu, Pb, Zn | In, Sn | Cu, Pb, Zn, In, Sn |  |  | 18-133 SP - 7.d |  | underground mine |  |  |  |  | ore material | drill core | underground mining tunnels and drill cores | mineral separate | [5 empty] | mineralisation |  |  |  | sphalerite, chalcopyrite, pyrrhotite, pyrite, arsenopyrite | [6 empty] | galena, bismuthinite, marcasite, iron oxides, pyroxene, actinolite, quartz | thin sections and polished blocks examined using optical microscope, BSE detector, and EDS prior to analysis | EMPA, LA-ICPMS | JEOL JXA-8230 electron probe microanalyzer; RESOlution-LR 193 nm ArF excimer laser ablation system coupled to an Agilent 7700x ICP-MS | Laboratory of Mineral Resources Research Center, Fuzhou University; Adelaide Microscopy, the University of Adelaide | EPMA point analysis: accelerating voltage 15 kV, beam current 20 nA, beam diameter ~5 μm; EPMA mapping: accelerating voltage 20 kV, working current 50 nA, dwell time ~10 ms; BSE imaging: accelerating voltage 20 kV, beam current 10 nA; LA-ICP-MS: energy density 3~3.5 J/cm2, spot sizes 29 to 51 μm, repetition rates 5 Hz (polished thin-section) and 10 Hz (polished blocks), ~30 s background acquisition, ~40 s sample data acquisition | STDGL3 (Danyushevsky et al. 2011) and GSD-1G (USGS) | 18.7335 | [19 empty] | 1025.4497 | [5 empty] | 5.3567 | [5 empty] | 9.5435 | [9 empty] | 43598.5396 |  | 0.053713 |  |  |  | 0.18297 | [7 empty] | 2.2296 | [13 empty] | 1839.4897 | [15 empty] | 3.9197 | [17 empty] | 1.2903 | [9 empty] | 10.2319 | [35 empty] | CHN | Tibet
| Lawu |  | Magmatic hydrothermal | Skarn | Cu-Pb-Zn skarn | Cu, Pb, Zn | In, Sn | Cu, Pb, Zn, In, Sn |  |  | 18-133 SP - 8.d |  | underground mine |  |  |  |  | ore material | drill core | underground mining tunnels and drill cores | mineral separate | [5 empty] | mineralisation |  |  |  | sphalerite, chalcopyrite, pyrrhotite, pyrite, arsenopyrite | [6 empty] | galena, bismuthinite, marcasite, iron oxides, pyroxene, actinolite, quartz | thin sections and polished blocks examined using optical microscope, BSE detector, and EDS prior to analysis | EMPA, LA-ICPMS | JEOL JXA-8230 electron probe microanalyzer; RESOlution-LR 193 nm ArF excimer laser ablation system coupled to an Agilent 7700x ICP-MS | Laboratory of Mineral Resources Research Center, Fuzhou University; Adelaide Microscopy, the University of Adelaide | EPMA point analysis: accelerating voltage 15 kV, beam current 20 nA, beam diameter ~5 μm; EPMA mapping: accelerating voltage 20 kV, working current 50 nA, dwell time ~10 ms; BSE imaging: accelerating voltage 20 kV, beam current 10 nA; LA-ICP-MS: energy density 3~3.5 J/cm2, spot sizes 29 to 51 μm, repetition rates 5 Hz (polished thin-section) and 10 Hz (polished blocks), ~30 s background acquisition, ~40 s sample data acquisition | STDGL3 (Danyushevsky et al. 2011) and GSD-1G (USGS) | 9.2118 | [19 empty] | 1111.9095 | [5 empty] | 6.8415 | [5 empty] | 24.0142 | [9 empty] | 80093.4222 |  | 0.01556 |  |  |  | 0.21087 | [7 empty] | 33.2773 | [13 empty] | 8133.7323 | [15 empty] | 4.8996 | [17 empty] | 0.21077 | [9 empty] | 1.0393 | [35 empty] | CHN | Tibet
| Lawu |  | Magmatic hydrothermal | Skarn | Cu-Pb-Zn skarn | Cu, Pb, Zn | In, Sn | Cu, Pb, Zn, In, Sn |  |  | 18-133 SP - 9.d |  | underground mine |  |  |  |  | ore material | drill core | underground mining tunnels and drill cores | mineral separate | [5 empty] | mineralisation |  |  |  | sphalerite, chalcopyrite, pyrrhotite, pyrite, arsenopyrite | [6 empty] | galena, bismuthinite, marcasite, iron oxides, pyroxene, actinolite, quartz | thin sections and polished blocks examined using optical microscope, BSE detector, and EDS prior to analysis | EMPA, LA-ICPMS | JEOL JXA-8230 electron probe microanalyzer; RESOlution-LR 193 nm ArF excimer laser ablation system coupled to an Agilent 7700x ICP-MS | Laboratory of Mineral Resources Research Center, Fuzhou University; Adelaide Microscopy, the University of Adelaide | EPMA point analysis: accelerating voltage 15 kV, beam current 20 nA, beam diameter ~5 μm; EPMA mapping: accelerating voltage 20 kV, working current 50 nA, dwell time ~10 ms; BSE imaging: accelerating voltage 20 kV, beam current 10 nA; LA-ICP-MS: energy density 3~3.5 J/cm2, spot sizes 29 to 51 μm, repetition rates 5 Hz (polished thin-section) and 10 Hz (polished blocks), ~30 s background acquisition, ~40 s sample data acquisition | STDGL3 (Danyushevsky et al. 2011) and GSD-1G (USGS) | 10.5331 | [19 empty] | 1323.6888 | [5 empty] | 4.1386 | [5 empty] | 35.1934 | [9 empty] | 96125.021 |  | 0.12133 |  |  |  | 0.24361 | [7 empty] | 7.5096 | [13 empty] | 8849.4735 | [15 empty] | 5.2371 | [17 empty] | 0.3923 | [9 empty] | 11.0888 | [35 empty] | CHN | Tibet
| Lawu |  | Magmatic hydrothermal | Skarn | Cu-Pb-Zn skarn | Cu, Pb, Zn | In, Sn | Cu, Pb, Zn, In, Sn |  |  | 18-133 SP - 10.d |  | underground mine |  |  |  |  | ore material | drill core | underground mining tunnels and drill cores | mineral separate | [5 empty] | mineralisation |  |  |  | sphalerite, chalcopyrite, pyrrhotite, pyrite, arsenopyrite | [6 empty] | galena, bismuthinite, marcasite, iron oxides, pyroxene, actinolite, quartz | thin sections and polished blocks examined using optical microscope, BSE detector, and EDS prior to analysis | EMPA, LA-ICPMS | JEOL JXA-8230 electron probe microanalyzer; RESOlution-LR 193 nm ArF excimer laser ablation system coupled to an Agilent 7700x ICP-MS | Laboratory of Mineral Resources Research Center, Fuzhou University; Adelaide Microscopy, the University of Adelaide | EPMA point analysis: accelerating voltage 15 kV, beam current 20 nA, beam diameter ~5 μm; EPMA mapping: accelerating voltage 20 kV, working current 50 nA, dwell time ~10 ms; BSE imaging: accelerating voltage 20 kV, beam current 10 nA; LA-ICP-MS: energy density 3~3.5 J/cm2, spot sizes 29 to 51 μm, repetition rates 5 Hz (polished thin-section) and 10 Hz (polished blocks), ~30 s background acquisition, ~40 s sample data acquisition | STDGL3 (Danyushevsky et al. 2011) and GSD-1G (USGS) | 25.8239 | [19 empty] | 970.6983 | [5 empty] | 6.2584 | [5 empty] | 58.0903 | [9 empty] | 62746.1965 |  | 0.22561 |  |  |  | 0.2047 | [7 empty] | 5.5256 | [13 empty] | 4417.6787 | [15 empty] | 9.6366 | [17 empty] | 0.98532 | [9 empty] | 5.3019 | [35 empty] | CHN | Tibet
| Lawu |  | Magmatic hydrothermal | Skarn | Cu-Pb-Zn skarn | Cu, Pb, Zn | In, Sn | Cu, Pb, Zn, In, Sn |  |  | 18-133 SP - 11.d |  | underground mine |  |  |  |  | ore material | drill core | underground mining tunnels and drill cores | mineral separate | [5 empty] | mineralisation |  |  |  | sphalerite, chalcopyrite, pyrrhotite, pyrite, arsenopyrite | [6 empty] | galena, bismuthinite, marcasite, iron oxides, pyroxene, actinolite, quartz | thin sections and polished blocks examined using optical microscope, BSE detector, and EDS prior to analysis | EMPA, LA-ICPMS | JEOL JXA-8230 electron probe microanalyzer; RESOlution-LR 193 nm ArF excimer laser ablation system coupled to an Agilent 7700x ICP-MS | Laboratory of Mineral Resources Research Center, Fuzhou University; Adelaide Microscopy, the University of Adelaide | EPMA point analysis: accelerating voltage 15 kV, beam current 20 nA, beam diameter ~5 μm; EPMA mapping: accelerating voltage 20 kV, working current 50 nA, dwell time ~10 ms; BSE imaging: accelerating voltage 20 kV, beam current 10 nA; LA-ICP-MS: energy density 3~3.5 J/cm2, spot sizes 29 to 51 μm, repetition rates 5 Hz (polished thin-section) and 10 Hz (polished blocks), ~30 s background acquisition, ~40 s sample data acquisition | STDGL3 (Danyushevsky et al. 2011) and GSD-1G (USGS) | 24.5359 | [19 empty] | 1140.4217 | [5 empty] | 7.5886 | [5 empty] | 78.9705 | [9 empty] | 55004.1103 |  | 0.3982 |  |  |  | 0.19778 | [7 empty] | 5.0853 | [13 empty] | 1563.7493 | [15 empty] | 1.9932 | [17 empty] | 0.47458 | [9 empty] | 5.3019 | [35 empty] | CHN | Tibet
| Lawu |  | Magmatic hydrothermal | Skarn | Cu-Pb-Zn skarn | Cu, Pb, Zn | In, Sn | Cu, Pb, Zn, In, Sn |  |  | 18-133 SP - 12.d |  | underground mine |  |  |  |  | ore material | drill core | underground mining tunnels and drill cores | mineral separate | [5 empty] | mineralisation |  |  |  | sphalerite, chalcopyrite, pyrrhotite, pyrite, arsenopyrite | [6 empty] | galena, bismuthinite, marcasite, iron oxides, pyroxene, actinolite, quartz | thin sections and polished blocks examined using optical microscope, BSE detector, and EDS prior to analysis | EMPA, LA-ICPMS | JEOL JXA-8230 electron probe microanalyzer; RESOlution-LR 193 nm ArF excimer laser ablation system coupled to an Agilent 7700x ICP-MS | Laboratory of Mineral Resources Research Center, Fuzhou University; Adelaide Microscopy, the University of Adelaide | EPMA point analysis: accelerating voltage 15 kV, beam current 20 nA, beam diameter ~5 μm; EPMA mapping: accelerating voltage 20 kV, working current 50 nA, dwell time ~10 ms; BSE imaging: accelerating voltage 20 kV, beam current 10 nA; LA-ICP-MS: energy density 3~3.5 J/cm2, spot sizes 29 to 51 μm, repetition rates 5 Hz (polished thin-section) and 10 Hz (polished blocks), ~30 s background acquisition, ~40 s sample data acquisition | STDGL3 (Danyushevsky et al. 2011) and GSD-1G (USGS) | 8.6286 | [19 empty] | 976.2177 | [5 empty] | 5.431 | [5 empty] | 28.1417 | [9 empty] | 65363.1579 |  | 0.023061 |  |  |  | 0.25378 | [7 empty] | 38.5934 | [13 empty] | 6293.8123 | [15 empty] | 2.3348 | [17 empty] | 0.31582 | [9 empty] | 7.1059 | [35 empty] | CHN | Tibet
| Lawu |  | Magmatic hydrothermal | Skarn | Cu-Pb-Zn skarn | Cu, Pb, Zn | In, Sn | Cu, Pb, Zn, In, Sn |  |  | 18-133 SP - 13.d |  | underground mine |  |  |  |  | ore material | drill core | underground mining tunnels and drill cores | mineral separate | [5 empty] | mineralisation |  |  |  | sphalerite, chalcopyrite, pyrrhotite, pyrite, arsenopyrite | [6 empty] | galena, bismuthinite, marcasite, iron oxides, pyroxene, actinolite, quartz | thin sections and polished blocks examined using optical microscope, BSE detector, and EDS prior to analysis | EMPA, LA-ICPMS | JEOL JXA-8230 electron probe microanalyzer; RESOlution-LR 193 nm ArF excimer laser ablation system coupled to an Agilent 7700x ICP-MS | Laboratory of Mineral Resources Research Center, Fuzhou University; Adelaide Microscopy, the University of Adelaide | EPMA point analysis: accelerating voltage 15 kV, beam current 20 nA, beam diameter ~5 μm; EPMA mapping: accelerating voltage 20 kV, working current 50 nA, dwell time ~10 ms; BSE imaging: accelerating voltage 20 kV, beam current 10 nA; LA-ICP-MS: energy density 3~3.5 J/cm2, spot sizes 29 to 51 μm, repetition rates 5 Hz (polished thin-section) and 10 Hz (polished blocks), ~30 s background acquisition, ~40 s sample data acquisition | STDGL3 (Danyushevsky et al. 2011) and GSD-1G (USGS) | 11.6093 | [19 empty] | 1307.2927 | [5 empty] | 8.0471 | [5 empty] | 37.0321 | [9 empty] | 68127.3483 |  | 0.01 |  |  |  | 0.18728 | [7 empty] | 50.2759 | [13 empty] | 1892.7529 | [15 empty] | 4.3792 | [17 empty] | 0.21514 | [9 empty] | 0.97577 | [35 empty] | CHN | Tibet
| Lawu |  | Magmatic hydrothermal | Skarn | Cu-Pb-Zn skarn | Cu, Pb, Zn | In, Sn | Cu, Pb, Zn, In, Sn |  |  | 18-133 SP - 14.d |  | underground mine |  |  |  |  | ore material | drill core | underground mining tunnels and drill cores | mineral separate | [5 empty] | mineralisation |  |  |  | sphalerite, chalcopyrite, pyrrhotite, pyrite, arsenopyrite | [6 empty] | galena, bismuthinite, marcasite, iron oxides, pyroxene, actinolite, quartz | thin sections and polished blocks examined using optical microscope, BSE detector, and EDS prior to analysis | EMPA, LA-ICPMS | JEOL JXA-8230 electron probe microanalyzer; RESOlution-LR 193 nm ArF excimer laser ablation system coupled to an Agilent 7700x ICP-MS | Laboratory of Mineral Resources Research Center, Fuzhou University; Adelaide Microscopy, the University of Adelaide | EPMA point analysis: accelerating voltage 15 kV, beam current 20 nA, beam diameter ~5 μm; EPMA mapping: accelerating voltage 20 kV, working current 50 nA, dwell time ~10 ms; BSE imaging: accelerating voltage 20 kV, beam current 10 nA; LA-ICP-MS: energy density 3~3.5 J/cm2, spot sizes 29 to 51 μm, repetition rates 5 Hz (polished thin-section) and 10 Hz (polished blocks), ~30 s background acquisition, ~40 s sample data acquisition | STDGL3 (Danyushevsky et al. 2011) and GSD-1G (USGS) | 16.5606 | [19 empty] | 1175.6806 | [5 empty] | 4.9445 | [5 empty] | 30.5114 | [9 empty] | 74135.6816 |  | 0.060747 |  |  |  | 0.16511 | [7 empty] | 19.8116 | [13 empty] | 7240.8621 | [15 empty] | 4.5479 | [17 empty] | 0.26546 | [9 empty] | 10.4007 | [35 empty] | CHN | Tibet
| Lawu |  | Magmatic hydrothermal | Skarn | Cu-Pb-Zn skarn | Cu, Pb, Zn | In, Sn | Cu, Pb, Zn, In, Sn |  |  | 18-133 SP - 15.d |  | underground mine |  |  |  |  | ore material | drill core | underground mining tunnels and drill cores | mineral separate | [5 empty] | mineralisation |  |  |  | sphalerite, chalcopyrite, pyrrhotite, pyrite, arsenopyrite | [6 empty] | galena, bismuthinite, marcasite, iron oxides, pyroxene, actinolite, quartz | thin sections and polished blocks examined using optical microscope, BSE detector, and EDS prior to analysis | EMPA, LA-ICPMS | JEOL JXA-8230 electron probe microanalyzer; RESOlution-LR 193 nm ArF excimer laser ablation system coupled to an Agilent 7700x ICP-MS | Laboratory of Mineral Resources Research Center, Fuzhou University; Adelaide Microscopy, the University of Adelaide | EPMA point analysis: accelerating voltage 15 kV, beam current 20 nA, beam diameter ~5 μm; EPMA mapping: accelerating voltage 20 kV, working current 50 nA, dwell time ~10 ms; BSE imaging: accelerating voltage 20 kV, beam current 10 nA; LA-ICP-MS: energy density 3~3.5 J/cm2, spot sizes 29 to 51 μm, repetition rates 5 Hz (polished thin-section) and 10 Hz (polished blocks), ~30 s background acquisition, ~40 s sample data acquisition | STDGL3 (Danyushevsky et al. 2011) and GSD-1G (USGS) | 24.8349 | [19 empty] | 959.6067 | [5 empty] | 5.6878 | [5 empty] | 81.0935 | [9 empty] | 65269.0231 |  | 0.25867 |  |  |  | 0.16576 | [7 empty] | 7.1998 | [13 empty] | 6476.2189 | [15 empty] | 1.0475 | [17 empty] | 0.073773 | [9 empty] | 5.3019 | [35 empty] | CHN | Tibet
| Lawu |  | Magmatic hydrothermal | Skarn | Cu-Pb-Zn skarn | Cu, Pb, Zn | In, Sn | Cu, Pb, Zn, In, Sn |  |  | 18-133 SP - 16.d |  | underground mine |  |  |  |  | ore material | drill core | underground mining tunnels and drill cores | mineral separate | [5 empty] | mineralisation |  |  |  | sphalerite, chalcopyrite, pyrrhotite, pyrite, arsenopyrite | [6 empty] | galena, bismuthinite, marcasite, iron oxides, pyroxene, actinolite, quartz | thin sections and polished blocks examined using optical microscope, BSE detector, and EDS prior to analysis | EMPA, LA-ICPMS | JEOL JXA-8230 electron probe microanalyzer; RESOlution-LR 193 nm ArF excimer laser ablation system coupled to an Agilent 7700x ICP-MS | Laboratory of Mineral Resources Research Center, Fuzhou University; Adelaide Microscopy, the University of Adelaide | EPMA point analysis: accelerating voltage 15 kV, beam current 20 nA, beam diameter ~5 μm; EPMA mapping: accelerating voltage 20 kV, working current 50 nA, dwell time ~10 ms; BSE imaging: accelerating voltage 20 kV, beam current 10 nA; LA-ICP-MS: energy density 3~3.5 J/cm2, spot sizes 29 to 51 μm, repetition rates 5 Hz (polished thin-section) and 10 Hz (polished blocks), ~30 s background acquisition, ~40 s sample data acquisition | STDGL3 (Danyushevsky et al. 2011) and GSD-1G (USGS) | 26.6321 | [19 empty] | 1141.2767 | [5 empty] | 4.6986 | [5 empty] | 35.1934 | [9 empty] | 78922.4129 |  | 0.45395 |  |  |  | 0.19904 | [7 empty] | 9.9711 | [13 empty] | 5876.6214 | [15 empty] | 5.2371 | [17 empty] | 0.8866 | [9 empty] | 5.3019 | [35 empty] | CHN | Tibet
| Lawu |  | Magmatic hydrothermal | Skarn | Cu-Pb-Zn skarn | Cu, Pb, Zn | In, Sn | Cu, Pb, Zn, In, Sn |  |  | 18-133 SP - 17.d |  | underground mine |  |  |  |  | ore material | drill core | underground mining tunnels and drill cores | mineral separate | [5 empty] | mineralisation |  |  |  | sphalerite, chalcopyrite, pyrrhotite, pyrite, arsenopyrite | [6 empty] | galena, bismuthinite, marcasite, iron oxides, pyroxene, actinolite, quartz | thin sections and polished blocks examined using optical microscope, BSE detector, and EDS prior to analysis | EMPA, LA-ICPMS | JEOL JXA-8230 electron probe microanalyzer; RESOlution-LR 193 nm ArF excimer laser ablation system coupled to an Agilent 7700x ICP-MS | Laboratory of Mineral Resources Research Center, Fuzhou University; Adelaide Microscopy, the University of Adelaide | EPMA point analysis: accelerating voltage 15 kV, beam current 20 nA, beam diameter ~5 μm; EPMA mapping: accelerating voltage 20 kV, working current 50 nA, dwell time ~10 ms; BSE imaging: accelerating voltage 20 kV, beam current 10 nA; LA-ICP-MS: energy density 3~3.5 J/cm2, spot sizes 29 to 51 μm, repetition rates 5 Hz (polished thin-section) and 10 Hz (polished blocks), ~30 s background acquisition, ~40 s sample data acquisition | STDGL3 (Danyushevsky et al. 2011) and GSD-1G (USGS) | 13.1383 | [19 empty] | 1097.4045 | [5 empty] | 3.8002 | [5 empty] | 26.9259 | [9 empty] | 73775.6307 |  | 0.028929 |  |  |  | 0.16895 | [7 empty] | 18.7905 | [13 empty] | 3246.3824 | [15 empty] | 11.827 | [17 empty] | 1.5086 | [9 empty] | 3.2718 | [35 empty] | CHN | Tibet
| Lawu |  | Magmatic hydrothermal | Skarn | Cu-Pb-Zn skarn | Cu, Pb, Zn | In, Sn | Cu, Pb, Zn, In, Sn |  |  | 18-133 SP - 18.d |  | underground mine |  |  |  |  | ore material | drill core | underground mining tunnels and drill cores | mineral separate | [5 empty] | mineralisation |  |  |  | sphalerite, chalcopyrite, pyrrhotite, pyrite, arsenopyrite | [6 empty] | galena, bismuthinite, marcasite, iron oxides, pyroxene, actinolite, quartz | thin sections and polished blocks examined using optical microscope, BSE detector, and EDS prior to analysis | EMPA, LA-ICPMS | JEOL JXA-8230 electron probe microanalyzer; RESOlution-LR 193 nm ArF excimer laser ablation system coupled to an Agilent 7700x ICP-MS | Laboratory of Mineral Resources Research Center, Fuzhou University; Adelaide Microscopy, the University of Adelaide | EPMA point analysis: accelerating voltage 15 kV, beam current 20 nA, beam diameter ~5 μm; EPMA mapping: accelerating voltage 20 kV, working current 50 nA, dwell time ~10 ms; BSE imaging: accelerating voltage 20 kV, beam current 10 nA; LA-ICP-MS: energy density 3~3.5 J/cm2, spot sizes 29 to 51 μm, repetition rates 5 Hz (polished thin-section) and 10 Hz (polished blocks), ~30 s background acquisition, ~40 s sample data acquisition | STDGL3 (Danyushevsky et al. 2011) and GSD-1G (USGS) | 19.7546 | [19 empty] | 1114.6009 | [5 empty] | 6.499 | [5 empty] | 5.8327 | [9 empty] | 24671.9346 |  | 0.055083 |  |  |  | 0.18124 | [7 empty] | 0.74474 | [13 empty] | 946.2187 | [15 empty] | 7.0248 | [17 empty] | 0.27248 | [9 empty] | 3.902 | [35 empty] | CHN | Tibet
| Lawu |  | Magmatic hydrothermal | Skarn | Cu-Pb-Zn skarn | Cu, Pb, Zn | In, Sn | Cu, Pb, Zn, In, Sn |  |  | 18-133 SP - 19.d |  | underground mine |  |  |  |  | ore material | drill core | underground mining tunnels and drill cores | mineral separate | [5 empty] | mineralisation |  |  |  | sphalerite, chalcopyrite, pyrrhotite, pyrite, arsenopyrite | [6 empty] | galena, bismuthinite, marcasite, iron oxides, pyroxene, actinolite, quartz | thin sections and polished blocks examined using optical microscope, BSE detector, and EDS prior to analysis | EMPA, LA-ICPMS | JEOL JXA-8230 electron probe microanalyzer; RESOlution-LR 193 nm ArF excimer laser ablation system coupled to an Agilent 7700x ICP-MS | Laboratory of Mineral Resources Research Center, Fuzhou University; Adelaide Microscopy, the University of Adelaide | EPMA point analysis: accelerating voltage 15 kV, beam current 20 nA, beam diameter ~5 μm; EPMA mapping: accelerating voltage 20 kV, working current 50 nA, dwell time ~10 ms; BSE imaging: accelerating voltage 20 kV, beam current 10 nA; LA-ICP-MS: energy density 3~3.5 J/cm2, spot sizes 29 to 51 μm, repetition rates 5 Hz (polished thin-section) and 10 Hz (polished blocks), ~30 s background acquisition, ~40 s sample data acquisition | STDGL3 (Danyushevsky et al. 2011) and GSD-1G (USGS) | 15.6682 | [19 empty] | 1210.6354 | [5 empty] | 2.7598 | [5 empty] | 24.1991 | [9 empty] | 78783.0673 |  | 0.053282 |  |  |  | 0.25106 | [7 empty] | 10.0238 | [13 empty] | 4901.0001 | [15 empty] | 5.2371 | [17 empty] | 1.9169 | [9 empty] | 2.5763 | [35 empty] | CHN | Tibet
| Lawu |  | Magmatic hydrothermal | Skarn | Cu-Pb-Zn skarn | Cu, Pb, Zn | In, Sn | Cu, Pb, Zn, In, Sn |  |  | 18-133 SP - 20.d |  | underground mine |  |  |  |  | ore material | drill core | underground mining tunnels and drill cores | mineral separate | [5 empty] | mineralisation |  |  |  | sphalerite, chalcopyrite, pyrrhotite, pyrite, arsenopyrite | [6 empty] | galena, bismuthinite, marcasite, iron oxides, pyroxene, actinolite, quartz | thin sections and polished blocks examined using optical microscope, BSE detector, and EDS prior to analysis | EMPA, LA-ICPMS | JEOL JXA-8230 electron probe microanalyzer; RESOlution-LR 193 nm ArF excimer laser ablation system coupled to an Agilent 7700x ICP-MS | Laboratory of Mineral Resources Research Center, Fuzhou University; Adelaide Microscopy, the University of Adelaide | EPMA point analysis: accelerating voltage 15 kV, beam current 20 nA, beam diameter ~5 μm; EPMA mapping: accelerating voltage 20 kV, working current 50 nA, dwell time ~10 ms; BSE imaging: accelerating voltage 20 kV, beam current 10 nA; LA-ICP-MS: energy density 3~3.5 J/cm2, spot sizes 29 to 51 μm, repetition rates 5 Hz (polished thin-section) and 10 Hz (polished blocks), ~30 s background acquisition, ~40 s sample data acquisition | STDGL3 (Danyushevsky et al. 2011) and GSD-1G (USGS) | 11.1159 | [19 empty] | 1016.5636 | [5 empty] | 4.5976 | [5 empty] | 36.5401 | [9 empty] | 77564.0052 |  | 0.18132 |  |  |  | 0.21336 | [7 empty] | 6.6811 | [13 empty] | 9054.7109 | [15 empty] | 5.2371 | [17 empty] | 0.83654 | [9 empty] | 5.3019 | [35 empty] | CHN | Tibet
| Lawu |  | Magmatic hydrothermal | Skarn | Cu-Pb-Zn skarn | Cu, Pb, Zn | In, Sn | Cu, Pb, Zn, In, Sn |  |  | 18-66 a5 sp - 1.d |  | underground mine |  |  |  |  | ore material | drill core | underground mining tunnels and drill cores | mineral separate | [5 empty] | mineralisation |  |  |  | sphalerite, chalcopyrite, pyrrhotite, pyrite, arsenopyrite | [6 empty] | galena, bismuthinite, marcasite, iron oxides, pyroxene, actinolite, quartz | thin sections and polished blocks examined using optical microscope, BSE detector, and EDS prior to analysis | EMPA, LA-ICPMS | JEOL JXA-8230 electron probe microanalyzer; RESOlution-LR 193 nm ArF excimer laser ablation system coupled to an Agilent 7700x ICP-MS | Laboratory of Mineral Resources Research Center, Fuzhou University; Adelaide Microscopy, the University of Adelaide | EPMA point analysis: accelerating voltage 15 kV, beam current 20 nA, beam diameter ~5 μm; EPMA mapping: accelerating voltage 20 kV, working current 50 nA, dwell time ~10 ms; BSE imaging: accelerating voltage 20 kV, beam current 10 nA; LA-ICP-MS: energy density 3~3.5 J/cm2, spot sizes 29 to 51 μm, repetition rates 5 Hz (polished thin-section) and 10 Hz (polished blocks), ~30 s background acquisition, ~40 s sample data acquisition | STDGL3 (Danyushevsky et al. 2011) and GSD-1G (USGS) | 12.3541 | [19 empty] | 2536.6349 | [5 empty] | 1.3949 | [5 empty] | 168.2432 | [9 empty] | 126233.4805 |  | 0.18023 |  |  |  | 0.34454 | [7 empty] | 458.6603 | [13 empty] | 1550.4981 | [15 empty] | 0.44945 | [17 empty] | 0.39984 | [9 empty] | 1.5445 | [35 empty] | CHN | Tibet
| Lawu |  | Magmatic hydrothermal | Skarn | Cu-Pb-Zn skarn | Cu, Pb, Zn | In, Sn | Cu, Pb, Zn, In, Sn |  |  | 18-66 a5 sp - 2.d |  | underground mine |  |  |  |  | ore material | drill core | underground mining tunnels and drill cores | mineral separate | [5 empty] | mineralisation |  |  |  | sphalerite, chalcopyrite, pyrrhotite, pyrite, arsenopyrite | [6 empty] | galena, bismuthinite, marcasite, iron oxides, pyroxene, actinolite, quartz | thin sections and polished blocks examined using optical microscope, BSE detector, and EDS prior to analysis | EMPA, LA-ICPMS | JEOL JXA-8230 electron probe microanalyzer; RESOlution-LR 193 nm ArF excimer laser ablation system coupled to an Agilent 7700x ICP-MS | Laboratory of Mineral Resources Research Center, Fuzhou University; Adelaide Microscopy, the University of Adelaide | EPMA point analysis: accelerating voltage 15 kV, beam current 20 nA, beam diameter ~5 μm; EPMA mapping: accelerating voltage 20 kV, working current 50 nA, dwell time ~10 ms; BSE imaging: accelerating voltage 20 kV, beam current 10 nA; LA-ICP-MS: energy density 3~3.5 J/cm2, spot sizes 29 to 51 μm, repetition rates 5 Hz (polished thin-section) and 10 Hz (polished blocks), ~30 s background acquisition, ~40 s sample data acquisition | STDGL3 (Danyushevsky et al. 2011) and GSD-1G (USGS) | 13.7927 | [19 empty] | 2542.4941 | [5 empty] | 1.3595 | [5 empty] | 168.2432 | [9 empty] | 119435.9015 |  | 0.42064 |  |  |  | 0.26857 | [7 empty] | 449.0217 | [13 empty] | 1499.0809 | [15 empty] | 0.44945 | [17 empty] | 0.07453 | [9 empty] | 1.1878 | [35 empty] | CHN | Tibet
| Lawu |  | Magmatic hydrothermal | Skarn | Cu-Pb-Zn skarn | Cu, Pb, Zn | In, Sn | Cu, Pb, Zn, In, Sn |  |  | 18-66 a5 sp - 3.d |  | underground mine |  |  |  |  | ore material | drill core | underground mining tunnels and drill cores | mineral separate | [5 empty] | mineralisation |  |  |  | sphalerite, chalcopyrite, pyrrhotite, pyrite, arsenopyrite | [6 empty] | galena, bismuthinite, marcasite, iron oxides, pyroxene, actinolite, quartz | thin sections and polished blocks examined using optical microscope, BSE detector, and EDS prior to analysis | EMPA, LA-ICPMS | JEOL JXA-8230 electron probe microanalyzer; RESOlution-LR 193 nm ArF excimer laser ablation system coupled to an Agilent 7700x ICP-MS | Laboratory of Mineral Resources Research Center, Fuzhou University; Adelaide Microscopy, the University of Adelaide | EPMA point analysis: accelerating voltage 15 kV, beam current 20 nA, beam diameter ~5 μm; EPMA mapping: accelerating voltage 20 kV, working current 50 nA, dwell time ~10 ms; BSE imaging: accelerating voltage 20 kV, beam current 10 nA; LA-ICP-MS: energy density 3~3.5 J/cm2, spot sizes 29 to 51 μm, repetition rates 5 Hz (polished thin-section) and 10 Hz (polished blocks), ~30 s background acquisition, ~40 s sample data acquisition | STDGL3 (Danyushevsky et al. 2011) and GSD-1G (USGS) | 12.252 | [19 empty] | 2504.8465 | [5 empty] | 1.2057 | [5 empty] | 168.2432 | [9 empty] | 123103.0903 |  | 0.005 |  |  |  | 0.31095 | [7 empty] | 428.936 | [13 empty] | 1749.3085 | [15 empty] | 1.5568 | [17 empty] | 0.070011 | [9 empty] | 0.86055 | [35 empty] | CHN | Tibet
| Lawu |  | Magmatic hydrothermal | Skarn | Cu-Pb-Zn skarn | Cu, Pb, Zn | In, Sn | Cu, Pb, Zn, In, Sn |  |  | 18-66 a5 sp - 4.d |  | underground mine |  |  |  |  | ore material | drill core | underground mining tunnels and drill cores | mineral separate | [5 empty] | mineralisation |  |  |  | sphalerite, chalcopyrite, pyrrhotite, pyrite, arsenopyrite | [6 empty] | galena, bismuthinite, marcasite, iron oxides, pyroxene, actinolite, quartz | thin sections and polished blocks examined using optical microscope, BSE detector, and EDS prior to analysis | EMPA, LA-ICPMS | JEOL JXA-8230 electron probe microanalyzer; RESOlution-LR 193 nm ArF excimer laser ablation system coupled to an Agilent 7700x ICP-MS | Laboratory of Mineral Resources Research Center, Fuzhou University; Adelaide Microscopy, the University of Adelaide | EPMA point analysis: accelerating voltage 15 kV, beam current 20 nA, beam diameter ~5 μm; EPMA mapping: accelerating voltage 20 kV, working current 50 nA, dwell time ~10 ms; BSE imaging: accelerating voltage 20 kV, beam current 10 nA; LA-ICP-MS: energy density 3~3.5 J/cm2, spot sizes 29 to 51 μm, repetition rates 5 Hz (polished thin-section) and 10 Hz (polished blocks), ~30 s background acquisition, ~40 s sample data acquisition | STDGL3 (Danyushevsky et al. 2011) and GSD-1G (USGS) | 13.0373 | [19 empty] | 2550.8278 | [5 empty] | 1.4004 | [5 empty] | 168.2432 | [9 empty] | 123635.0706 |  | 0.18023 |  |  |  | 0.35056 | [7 empty] | 445.3007 | [13 empty] | 1823.2755 | [15 empty] | 0.44945 | [17 empty] | 0.125 | [9 empty] | 0.4961 | [35 empty] | CHN | Tibet
| Lawu |  | Magmatic hydrothermal | Skarn | Cu-Pb-Zn skarn | Cu, Pb, Zn | In, Sn | Cu, Pb, Zn, In, Sn |  |  | 18-66 a5 sp - 5.d |  | underground mine |  |  |  |  | ore material | drill core | underground mining tunnels and drill cores | mineral separate | [5 empty] | mineralisation |  |  |  | sphalerite, chalcopyrite, pyrrhotite, pyrite, arsenopyrite | [6 empty] | galena, bismuthinite, marcasite, iron oxides, pyroxene, actinolite, quartz | thin sections and polished blocks examined using optical microscope, BSE detector, and EDS prior to analysis | EMPA, LA-ICPMS | JEOL JXA-8230 electron probe microanalyzer; RESOlution-LR 193 nm ArF excimer laser ablation system coupled to an Agilent 7700x ICP-MS | Laboratory of Mineral Resources Research Center, Fuzhou University; Adelaide Microscopy, the University of Adelaide | EPMA point analysis: accelerating voltage 15 kV, beam current 20 nA, beam diameter ~5 μm; EPMA mapping: accelerating voltage 20 kV, working current 50 nA, dwell time ~10 ms; BSE imaging: accelerating voltage 20 kV, beam current 10 nA; LA-ICP-MS: energy density 3~3.5 J/cm2, spot sizes 29 to 51 μm, repetition rates 5 Hz (polished thin-section) and 10 Hz (polished blocks), ~30 s background acquisition, ~40 s sample data acquisition | STDGL3 (Danyushevsky et al. 2011) and GSD-1G (USGS) | 28.9085 | [19 empty] | 2606.462 | [5 empty] | 1.497 | [5 empty] | 168.2432 | [9 empty] | 118825.3817 |  | 0.066874 |  |  |  | 0.29652 | [7 empty] | 533.3234 | [13 empty] | 1704.4778 | [15 empty] | 0.44945 | [17 empty] | 0.22526 | [9 empty] | 0.46366 | [35 empty] | CHN | Tibet
| Lawu |  | Magmatic hydrothermal | Skarn | Cu-Pb-Zn skarn | Cu, Pb, Zn | In, Sn | Cu, Pb, Zn, In, Sn |  |  | 18-66 a5 sp - 6.d |  | underground mine |  |  |  |  | ore material | drill core | underground mining tunnels and drill cores | mineral separate | [5 empty] | mineralisation |  |  |  | sphalerite, chalcopyrite, pyrrhotite, pyrite, arsenopyrite | [6 empty] | galena, bismuthinite, marcasite, iron oxides, pyroxene, actinolite, quartz | thin sections and polished blocks examined using optical microscope, BSE detector, and EDS prior to analysis | EMPA, LA-ICPMS | JEOL JXA-8230 electron probe microanalyzer; RESOlution-LR 193 nm ArF excimer laser ablation system coupled to an Agilent 7700x ICP-MS | Laboratory of Mineral Resources Research Center, Fuzhou University; Adelaide Microscopy, the University of Adelaide | EPMA point analysis: accelerating voltage 15 kV, beam current 20 nA, beam diameter ~5 μm; EPMA mapping: accelerating voltage 20 kV, working current 50 nA, dwell time ~10 ms; BSE imaging: accelerating voltage 20 kV, beam current 10 nA; LA-ICP-MS: energy density 3~3.5 J/cm2, spot sizes 29 to 51 μm, repetition rates 5 Hz (polished thin-section) and 10 Hz (polished blocks), ~30 s background acquisition, ~40 s sample data acquisition | STDGL3 (Danyushevsky et al. 2011) and GSD-1G (USGS) | 18.2611 | [19 empty] | 2188.649 | [5 empty] | 1.5576 | [5 empty] | 252.4331 | [9 empty] | 169989.5445 |  | 0.052479 |  |  |  | 0.35429 | [7 empty] | 420.5683 | [13 empty] | 1356.1567 | [15 empty] | 0.44945 | [17 empty] | 0.21484 | [9 empty] | 2.3229 | [35 empty] | CHN | Tibet
| Lawu |  | Magmatic hydrothermal | Skarn | Cu-Pb-Zn skarn | Cu, Pb, Zn | In, Sn | Cu, Pb, Zn, In, Sn |  |  | 18-66 a5 sp - 7.d |  | underground mine |  |  |  |  | ore material | drill core | underground mining tunnels and drill cores | mineral separate | [5 empty] | mineralisation |  |  |  | sphalerite, chalcopyrite, pyrrhotite, pyrite, arsenopyrite | [6 empty] | galena, bismuthinite, marcasite, iron oxides, pyroxene, actinolite, quartz | thin sections and polished blocks examined using optical microscope, BSE detector, and EDS prior to analysis | EMPA, LA-ICPMS | JEOL JXA-8230 electron probe microanalyzer; RESOlution-LR 193 nm ArF excimer laser ablation system coupled to an Agilent 7700x ICP-MS | Laboratory of Mineral Resources Research Center, Fuzhou University; Adelaide Microscopy, the University of Adelaide | EPMA point analysis: accelerating voltage 15 kV, beam current 20 nA, beam diameter ~5 μm; EPMA mapping: accelerating voltage 20 kV, working current 50 nA, dwell time ~10 ms; BSE imaging: accelerating voltage 20 kV, beam current 10 nA; LA-ICP-MS: energy density 3~3.5 J/cm2, spot sizes 29 to 51 μm, repetition rates 5 Hz (polished thin-section) and 10 Hz (polished blocks), ~30 s background acquisition, ~40 s sample data acquisition | STDGL3 (Danyushevsky et al. 2011) and GSD-1G (USGS) | 15.4678 | [19 empty] | 2570.5116 | [5 empty] | 0.98514 | [5 empty] | 293.5116 | [9 empty] | 128576.3625 |  | 0.18023 |  |  |  | 0.28437 | [7 empty] | 410.8904 | [13 empty] | 1503.1044 | [15 empty] | 0.44945 | [17 empty] | 0.20211 | [9 empty] | 1.9601 | [35 empty] | CHN | Tibet
| Lawu |  | Magmatic hydrothermal | Skarn | Cu-Pb-Zn skarn | Cu, Pb, Zn | In, Sn | Cu, Pb, Zn, In, Sn |  |  | 18-66 a5 sp - 8.d |  | underground mine |  |  |  |  | ore material | drill core | underground mining tunnels and drill cores | mineral separate | [5 empty] | mineralisation |  |  |  | sphalerite, chalcopyrite, pyrrhotite, pyrite, arsenopyrite | [6 empty] | galena, bismuthinite, marcasite, iron oxides, pyroxene, actinolite, quartz | thin sections and polished blocks examined using optical microscope, BSE detector, and EDS prior to analysis | EMPA, LA-ICPMS | JEOL JXA-8230 electron probe microanalyzer; RESOlution-LR 193 nm ArF excimer laser ablation system coupled to an Agilent 7700x ICP-MS | Laboratory of Mineral Resources Research Center, Fuzhou University; Adelaide Microscopy, the University of Adelaide | EPMA point analysis: accelerating voltage 15 kV, beam current 20 nA, beam diameter ~5 μm; EPMA mapping: accelerating voltage 20 kV, working current 50 nA, dwell time ~10 ms; BSE imaging: accelerating voltage 20 kV, beam current 10 nA; LA-ICP-MS: energy density 3~3.5 J/cm2, spot sizes 29 to 51 μm, repetition rates 5 Hz (polished thin-section) and 10 Hz (polished blocks), ~30 s background acquisition, ~40 s sample data acquisition | STDGL3 (Danyushevsky et al. 2011) and GSD-1G (USGS) | 11.06 | [19 empty] | 2533.3816 | [5 empty] | 1.1159 | [5 empty] | 267.8813 | [9 empty] | 113652.0596 |  | 0.050854 |  |  |  | 0.37969 | [7 empty] | 426.3751 | [13 empty] | 1441.7473 | [15 empty] | 1.957 | [17 empty] | 0.1176 | [9 empty] | 1.5172 | [35 empty] | CHN | Tibet
| Lawu |  | Magmatic hydrothermal | Skarn | Cu-Pb-Zn skarn | Cu, Pb, Zn | In, Sn | Cu, Pb, Zn, In, Sn |  |  | 18-66 a5 sp - 9.d |  | underground mine |  |  |  |  | ore material | drill core | underground mining tunnels and drill cores | mineral separate | [5 empty] | mineralisation |  |  |  | sphalerite, chalcopyrite, pyrrhotite, pyrite, arsenopyrite | [6 empty] | galena, bismuthinite, marcasite, iron oxides, pyroxene, actinolite, quartz | thin sections and polished blocks examined using optical microscope, BSE detector, and EDS prior to analysis | EMPA, LA-ICPMS | JEOL JXA-8230 electron probe microanalyzer; RESOlution-LR 193 nm ArF excimer laser ablation system coupled to an Agilent 7700x ICP-MS | Laboratory of Mineral Resources Research Center, Fuzhou University; Adelaide Microscopy, the University of Adelaide | EPMA point analysis: accelerating voltage 15 kV, beam current 20 nA, beam diameter ~5 μm; EPMA mapping: accelerating voltage 20 kV, working current 50 nA, dwell time ~10 ms; BSE imaging: accelerating voltage 20 kV, beam current 10 nA; LA-ICP-MS: energy density 3~3.5 J/cm2, spot sizes 29 to 51 μm, repetition rates 5 Hz (polished thin-section) and 10 Hz (polished blocks), ~30 s background acquisition, ~40 s sample data acquisition | STDGL3 (Danyushevsky et al. 2011) and GSD-1G (USGS) | 17.0995 | [19 empty] | 2604.0163 | [5 empty] | 1.4568 | [5 empty] | 168.2432 | [9 empty] | 130252.2571 |  | 0.39044 |  |  |  | 0.26628 | [7 empty] | 503.8328 | [13 empty] | 1671.8793 | [15 empty] | 0.44945 | [17 empty] | 0.2212 | [9 empty] | 2.6339 | [35 empty] | CHN | Tibet
| Lawu |  | Magmatic hydrothermal | Skarn | Cu-Pb-Zn skarn | Cu, Pb, Zn | In, Sn | Cu, Pb, Zn, In, Sn |  |  | 18-66 a5 sp - 10.d |  | underground mine |  |  |  |  | ore material | drill core | underground mining tunnels and drill cores | mineral separate | [5 empty] | mineralisation |  |  |  | sphalerite, chalcopyrite, pyrrhotite, pyrite, arsenopyrite | [6 empty] | galena, bismuthinite, marcasite, iron oxides, pyroxene, actinolite, quartz | thin sections and polished blocks examined using optical microscope, BSE detector, and EDS prior to analysis | EMPA, LA-ICPMS | JEOL JXA-8230 electron probe microanalyzer; RESOlution-LR 193 nm ArF excimer laser ablation system coupled to an Agilent 7700x ICP-MS | Laboratory of Mineral Resources Research Center, Fuzhou University; Adelaide Microscopy, the University of Adelaide | EPMA point analysis: accelerating voltage 15 kV, beam current 20 nA, beam diameter ~5 μm; EPMA mapping: accelerating voltage 20 kV, working current 50 nA, dwell time ~10 ms; BSE imaging: accelerating voltage 20 kV, beam current 10 nA; LA-ICP-MS: energy density 3~3.5 J/cm2, spot sizes 29 to 51 μm, repetition rates 5 Hz (polished thin-section) and 10 Hz (polished blocks), ~30 s background acquisition, ~40 s sample data acquisition | STDGL3 (Danyushevsky et al. 2011) and GSD-1G (USGS) | 24.2766 | [19 empty] | 2603.6341 | [5 empty] | 1.358 | [5 empty] | 168.2432 | [9 empty] | 134210.1274 |  | 0.34487 |  |  |  | 0.32173 | [7 empty] | 522.3341 | [13 empty] | 1628.3314 | [15 empty] | 0.44945 | [17 empty] | 0.055126 | [9 empty] | 3.0107 | [35 empty] | CHN | Tibet
| Lawu |  | Magmatic hydrothermal | Skarn | Cu-Pb-Zn skarn | Cu, Pb, Zn | In, Sn | Cu, Pb, Zn, In, Sn |  |  | 18-66 a5 sp - 11.d |  | underground mine |  |  |  |  | ore material | drill core | underground mining tunnels and drill cores | mineral separate | [5 empty] | mineralisation |  |  |  | sphalerite, chalcopyrite, pyrrhotite, pyrite, arsenopyrite | [6 empty] | galena, bismuthinite, marcasite, iron oxides, pyroxene, actinolite, quartz | thin sections and polished blocks examined using optical microscope, BSE detector, and EDS prior to analysis | EMPA, LA-ICPMS | JEOL JXA-8230 electron probe microanalyzer; RESOlution-LR 193 nm ArF excimer laser ablation system coupled to an Agilent 7700x ICP-MS | Laboratory of Mineral Resources Research Center, Fuzhou University; Adelaide Microscopy, the University of Adelaide | EPMA point analysis: accelerating voltage 15 kV, beam current 20 nA, beam diameter ~5 μm; EPMA mapping: accelerating voltage 20 kV, working current 50 nA, dwell time ~10 ms; BSE imaging: accelerating voltage 20 kV, beam current 10 nA; LA-ICP-MS: energy density 3~3.5 J/cm2, spot sizes 29 to 51 μm, repetition rates 5 Hz (polished thin-section) and 10 Hz (polished blocks), ~30 s background acquisition, ~40 s sample data acquisition | STDGL3 (Danyushevsky et al. 2011) and GSD-1G (USGS) | 15.7629 | [19 empty] | 2515.9939 | [5 empty] | 1.5248 | [5 empty] | 501.1779 | [9 empty] | 127921.6188 |  | 0.37195 |  |  |  | 0.33675 | [7 empty] | 486.9091 | [13 empty] | 1662.1727 | [15 empty] | 0.44945 | [17 empty] | 0.17076 | [9 empty] | 1.2125 | [35 empty] | CHN | Tibet
| Lawu |  | Magmatic hydrothermal | Skarn | Cu-Pb-Zn skarn | Cu, Pb, Zn | In, Sn | Cu, Pb, Zn, In, Sn |  |  | 18-66 a5 sp - 12.d |  | underground mine |  |  |  |  | ore material | drill core | underground mining tunnels and drill cores | mineral separate | [5 empty] | mineralisation |  |  |  | sphalerite, chalcopyrite, pyrrhotite, pyrite, arsenopyrite | [6 empty] | galena, bismuthinite, marcasite, iron oxides, pyroxene, actinolite, quartz | thin sections and polished blocks examined using optical microscope, BSE detector, and EDS prior to analysis | EMPA, LA-ICPMS | JEOL JXA-8230 electron probe microanalyzer; RESOlution-LR 193 nm ArF excimer laser ablation system coupled to an Agilent 7700x ICP-MS | Laboratory of Mineral Resources Research Center, Fuzhou University; Adelaide Microscopy, the University of Adelaide | EPMA point analysis: accelerating voltage 15 kV, beam current 20 nA, beam diameter ~5 μm; EPMA mapping: accelerating voltage 20 kV, working current 50 nA, dwell time ~10 ms; BSE imaging: accelerating voltage 20 kV, beam current 10 nA; LA-ICP-MS: energy density 3~3.5 J/cm2, spot sizes 29 to 51 μm, repetition rates 5 Hz (polished thin-section) and 10 Hz (polished blocks), ~30 s background acquisition, ~40 s sample data acquisition | STDGL3 (Danyushevsky et al. 2011) and GSD-1G (USGS) | 13.9957 | [19 empty] | 2476.4648 | [5 empty] | 1.8896 | [5 empty] | 405.3497 | [9 empty] | 127654.9037 |  | 0.31823 |  |  |  | 0.27389 | [7 empty] | 527.2975 | [13 empty] | 1979.3568 | [15 empty] | 0.44945 | [17 empty] | 0.056467 | [9 empty] | 0.88632 | [35 empty] | CHN | Tibet
| Lawu |  | Magmatic hydrothermal | Skarn | Cu-Pb-Zn skarn | Cu, Pb, Zn | In, Sn | Cu, Pb, Zn, In, Sn |  |  | 18-66 a5 sp - 13.d |  | underground mine |  |  |  |  | ore material | drill core | underground mining tunnels and drill cores | mineral separate | [5 empty] | mineralisation |  |  |  | sphalerite, chalcopyrite, pyrrhotite, pyrite, arsenopyrite | [6 empty] | galena, bismuthinite, marcasite, iron oxides, pyroxene, actinolite, quartz | thin sections and polished blocks examined using optical microscope, BSE detector, and EDS prior to analysis | EMPA, LA-ICPMS | JEOL JXA-8230 electron probe microanalyzer; RESOlution-LR 193 nm ArF excimer laser ablation system coupled to an Agilent 7700x ICP-MS | Laboratory of Mineral Resources Research Center, Fuzhou University; Adelaide Microscopy, the University of Adelaide | EPMA point analysis: accelerating voltage 15 kV, beam current 20 nA, beam diameter ~5 μm; EPMA mapping: accelerating voltage 20 kV, working current 50 nA, dwell time ~10 ms; BSE imaging: accelerating voltage 20 kV, beam current 10 nA; LA-ICP-MS: energy density 3~3.5 J/cm2, spot sizes 29 to 51 μm, repetition rates 5 Hz (polished thin-section) and 10 Hz (polished blocks), ~30 s background acquisition, ~40 s sample data acquisition | STDGL3 (Danyushevsky et al. 2011) and GSD-1G (USGS) | 16.1027 | [19 empty] | 2367.5389 | [5 empty] | 1.9406 | [5 empty] | 424.1083 | [9 empty] | 121201.141 |  | 0.34403 |  |  |  | 0.25606 | [7 empty] | 567.7242 | [13 empty] | 1870.6716 | [15 empty] | 0.44945 | [17 empty] | 0.14935 | [9 empty] | 1.0263 | [35 empty] | CHN | Tibet
| Lawu |  | Magmatic hydrothermal | Skarn | Cu-Pb-Zn skarn | Cu, Pb, Zn | In, Sn | Cu, Pb, Zn, In, Sn |  |  | 18-66 a5 sp - 14.d |  | underground mine |  |  |  |  | ore material | drill core | underground mining tunnels and drill cores | mineral separate | [5 empty] | mineralisation |  |  |  | sphalerite, chalcopyrite, pyrrhotite, pyrite, arsenopyrite | [6 empty] | galena, bismuthinite, marcasite, iron oxides, pyroxene, actinolite, quartz | thin sections and polished blocks examined using optical microscope, BSE detector, and EDS prior to analysis | EMPA, LA-ICPMS | JEOL JXA-8230 electron probe microanalyzer; RESOlution-LR 193 nm ArF excimer laser ablation system coupled to an Agilent 7700x ICP-MS | Laboratory of Mineral Resources Research Center, Fuzhou University; Adelaide Microscopy, the University of Adelaide | EPMA point analysis: accelerating voltage 15 kV, beam current 20 nA, beam diameter ~5 μm; EPMA mapping: accelerating voltage 20 kV, working current 50 nA, dwell time ~10 ms; BSE imaging: accelerating voltage 20 kV, beam current 10 nA; LA-ICP-MS: energy density 3~3.5 J/cm2, spot sizes 29 to 51 μm, repetition rates 5 Hz (polished thin-section) and 10 Hz (polished blocks), ~30 s background acquisition, ~40 s sample data acquisition | STDGL3 (Danyushevsky et al. 2011) and GSD-1G (USGS) | 14.2447 | [19 empty] | 2428.5648 | [5 empty] | 1.9753 | [5 empty] | 388.5903 | [9 empty] | 126110.0508 |  | 0.3508 |  |  |  | 0.30804 | [7 empty] | 563.0135 | [13 empty] | 1679.4751 | [15 empty] | 0.12053 | [17 empty] | 0.14071 | [9 empty] | 2.2911 | [35 empty] | CHN | Tibet
| Lawu |  | Magmatic hydrothermal | Skarn | Cu-Pb-Zn skarn | Cu, Pb, Zn | In, Sn | Cu, Pb, Zn, In, Sn |  |  | 18-66 a5 sp - 15.d |  | underground mine |  |  |  |  | ore material | drill core | underground mining tunnels and drill cores | mineral separate | [5 empty] | mineralisation |  |  |  | sphalerite, chalcopyrite, pyrrhotite, pyrite, arsenopyrite | [6 empty] | galena, bismuthinite, marcasite, iron oxides, pyroxene, actinolite, quartz | thin sections and polished blocks examined using optical microscope, BSE detector, and EDS prior to analysis | EMPA, LA-ICPMS | JEOL JXA-8230 electron probe microanalyzer; RESOlution-LR 193 nm ArF excimer laser ablation system coupled to an Agilent 7700x ICP-MS | Laboratory of Mineral Resources Research Center, Fuzhou University; Adelaide Microscopy, the University of Adelaide | EPMA point analysis: accelerating voltage 15 kV, beam current 20 nA, beam diameter ~5 μm; EPMA mapping: accelerating voltage 20 kV, working current 50 nA, dwell time ~10 ms; BSE imaging: accelerating voltage 20 kV, beam current 10 nA; LA-ICP-MS: energy density 3~3.5 J/cm2, spot sizes 29 to 51 μm, repetition rates 5 Hz (polished thin-section) and 10 Hz (polished blocks), ~30 s background acquisition, ~40 s sample data acquisition | STDGL3 (Danyushevsky et al. 2011) and GSD-1G (USGS) | 16.3711 | [19 empty] | 2442.2686 | [5 empty] | 1.5567 | [5 empty] | 350.017 | [9 empty] | 121203.9199 |  | 0.38797 |  |  |  | 0.34031 | [7 empty] | 547.1707 | [13 empty] | 2121.5473 | [15 empty] | 0.44945 | [17 empty] | 0.10148 | [9 empty] | 0.45858 | [35 empty] | CHN | Tibet
| Lawu |  | Magmatic hydrothermal | Skarn | Cu-Pb-Zn skarn | Cu, Pb, Zn | In, Sn | Cu, Pb, Zn, In, Sn |  |  | 18-66 a5 sp - 16.d |  | underground mine |  |  |  |  | ore material | drill core | underground mining tunnels and drill cores | mineral separate | [5 empty] | mineralisation |  |  |  | sphalerite, chalcopyrite, pyrrhotite, pyrite, arsenopyrite | [6 empty] | galena, bismuthinite, marcasite, iron oxides, pyroxene, actinolite, quartz | thin sections and polished blocks examined using optical microscope, BSE detector, and EDS prior to analysis | EMPA, LA-ICPMS | JEOL JXA-8230 electron probe microanalyzer; RESOlution-LR 193 nm ArF excimer laser ablation system coupled to an Agilent 7700x ICP-MS | Laboratory of Mineral Resources Research Center, Fuzhou University; Adelaide Microscopy, the University of Adelaide | EPMA point analysis: accelerating voltage 15 kV, beam current 20 nA, beam diameter ~5 μm; EPMA mapping: accelerating voltage 20 kV, working current 50 nA, dwell time ~10 ms; BSE imaging: accelerating voltage 20 kV, beam current 10 nA; LA-ICP-MS: energy density 3~3.5 J/cm2, spot sizes 29 to 51 μm, repetition rates 5 Hz (polished thin-section) and 10 Hz (polished blocks), ~30 s background acquisition, ~40 s sample data acquisition | STDGL3 (Danyushevsky et al. 2011) and GSD-1G (USGS) | 15.9531 | [19 empty] | 2546.0154 | [5 empty] | 1.6002 | [5 empty] | 168.2432 | [9 empty] | 124210.2307 |  | 0.25468 |  |  |  | 0.35386 | [7 empty] | 549.611 | [13 empty] | 2288.961 | [15 empty] | 0.44945 | [17 empty] | 0.11381 | [9 empty] | 0.85063 | [35 empty] | CHN | Tibet
| Lawu |  | Magmatic hydrothermal | Skarn | Cu-Pb-Zn skarn | Cu, Pb, Zn | In, Sn | Cu, Pb, Zn, In, Sn |  |  | 18-66 a5 sp - 17.d |  | underground mine |  |  |  |  | ore material | drill core | underground mining tunnels and drill cores | mineral separate | [5 empty] | mineralisation |  |  |  | sphalerite, chalcopyrite, pyrrhotite, pyrite, arsenopyrite | [6 empty] | galena, bismuthinite, marcasite, iron oxides, pyroxene, actinolite, quartz | thin sections and polished blocks examined using optical microscope, BSE detector, and EDS prior to analysis | EMPA, LA-ICPMS | JEOL JXA-8230 electron probe microanalyzer; RESOlution-LR 193 nm ArF excimer laser ablation system coupled to an Agilent 7700x ICP-MS | Laboratory of Mineral Resources Research Center, Fuzhou University; Adelaide Microscopy, the University of Adelaide | EPMA point analysis: accelerating voltage 15 kV, beam current 20 nA, beam diameter ~5 μm; EPMA mapping: accelerating voltage 20 kV, working current 50 nA, dwell time ~10 ms; BSE imaging: accelerating voltage 20 kV, beam current 10 nA; LA-ICP-MS: energy density 3~3.5 J/cm2, spot sizes 29 to 51 μm, repetition rates 5 Hz (polished thin-section) and 10 Hz (polished blocks), ~30 s background acquisition, ~40 s sample data acquisition | STDGL3 (Danyushevsky et al. 2011) and GSD-1G (USGS) | 17.2252 | [19 empty] | 2392.1102 | [5 empty] | 1.5799 | [5 empty] | 168.2432 | [9 empty] | 125400.0605 |  | 0.01 |  |  |  | 0.2988 | [7 empty] | 508.3388 | [13 empty] | 2021.655 | [15 empty] | 0.44945 | [17 empty] | 0.11688 | [9 empty] | 0.55667 | [35 empty] | CHN | Tibet
| Lawu |  | Magmatic hydrothermal | Skarn | Cu-Pb-Zn skarn | Cu, Pb, Zn | In, Sn | Cu, Pb, Zn, In, Sn |  |  | 18-66 a5 sp - 18.d |  | underground mine |  |  |  |  | ore material | drill core | underground mining tunnels and drill cores | mineral separate | [5 empty] | mineralisation |  |  |  | sphalerite, chalcopyrite, pyrrhotite, pyrite, arsenopyrite | [6 empty] | galena, bismuthinite, marcasite, iron oxides, pyroxene, actinolite, quartz | thin sections and polished blocks examined using optical microscope, BSE detector, and EDS prior to analysis | EMPA, LA-ICPMS | JEOL JXA-8230 electron probe microanalyzer; RESOlution-LR 193 nm ArF excimer laser ablation system coupled to an Agilent 7700x ICP-MS | Laboratory of Mineral Resources Research Center, Fuzhou University; Adelaide Microscopy, the University of Adelaide | EPMA point analysis: accelerating voltage 15 kV, beam current 20 nA, beam diameter ~5 μm; EPMA mapping: accelerating voltage 20 kV, working current 50 nA, dwell time ~10 ms; BSE imaging: accelerating voltage 20 kV, beam current 10 nA; LA-ICP-MS: energy density 3~3.5 J/cm2, spot sizes 29 to 51 μm, repetition rates 5 Hz (polished thin-section) and 10 Hz (polished blocks), ~30 s background acquisition, ~40 s sample data acquisition | STDGL3 (Danyushevsky et al. 2011) and GSD-1G (USGS) | 15.4975 | [19 empty] | 2531.3853 | [5 empty] | 1.5186 | [5 empty] | 168.2432 | [9 empty] | 127071.1235 |  | 0.045476 |  |  |  | 0.34223 | [7 empty] | 523.6782 | [13 empty] | 1751.4938 | [15 empty] | 0.44945 | [17 empty] | 0.12546 | [9 empty] | 0.46974 | [35 empty] | CHN | Tibet
| Lawu |  | Magmatic hydrothermal | Skarn | Cu-Pb-Zn skarn | Cu, Pb, Zn | In, Sn | Cu, Pb, Zn, In, Sn |  |  | 18-66 a5 sp - 19.d |  | underground mine |  |  |  |  | ore material | drill core | underground mining tunnels and drill cores | mineral separate | [5 empty] | mineralisation |  |  |  | sphalerite, chalcopyrite, pyrrhotite, pyrite, arsenopyrite | [6 empty] | galena, bismuthinite, marcasite, iron oxides, pyroxene, actinolite, quartz | thin sections and polished blocks examined using optical microscope, BSE detector, and EDS prior to analysis | EMPA, LA-ICPMS | JEOL JXA-8230 electron probe microanalyzer; RESOlution-LR 193 nm ArF excimer laser ablation system coupled to an Agilent 7700x ICP-MS | Laboratory of Mineral Resources Research Center, Fuzhou University; Adelaide Microscopy, the University of Adelaide | EPMA point analysis: accelerating voltage 15 kV, beam current 20 nA, beam diameter ~5 μm; EPMA mapping: accelerating voltage 20 kV, working current 50 nA, dwell time ~10 ms; BSE imaging: accelerating voltage 20 kV, beam current 10 nA; LA-ICP-MS: energy density 3~3.5 J/cm2, spot sizes 29 to 51 μm, repetition rates 5 Hz (polished thin-section) and 10 Hz (polished blocks), ~30 s background acquisition, ~40 s sample data acquisition | STDGL3 (Danyushevsky et al. 2011) and GSD-1G (USGS) | 13.8622 | [19 empty] | 2483.3499 | [5 empty] | 1.4898 | [5 empty] | 313.5513 | [9 empty] | 124907.4662 |  | 0.18023 |  |  |  | 0.28248 | [7 empty] | 485.2418 | [13 empty] | 1655.5666 | [15 empty] | 1.8845 | [17 empty] | 0.063144 | [9 empty] | 1.3616 | [35 empty] | CHN | Tibet
| Lawu |  | Magmatic hydrothermal | Skarn | Cu-Pb-Zn skarn | Cu, Pb, Zn | In, Sn | Cu, Pb, Zn, In, Sn |  |  | 18-66 a5 sp - 20.d |  | underground mine |  |  |  |  | ore material | drill core | underground mining tunnels and drill cores | mineral separate | [5 empty] | mineralisation |  |  |  | sphalerite, chalcopyrite, pyrrhotite, pyrite, arsenopyrite | [6 empty] | galena, bismuthinite, marcasite, iron oxides, pyroxene, actinolite, quartz | thin sections and polished blocks examined using optical microscope, BSE detector, and EDS prior to analysis | EMPA, LA-ICPMS | JEOL JXA-8230 electron probe microanalyzer; RESOlution-LR 193 nm ArF excimer laser ablation system coupled to an Agilent 7700x ICP-MS | Laboratory of Mineral Resources Research Center, Fuzhou University; Adelaide Microscopy, the University of Adelaide | EPMA point analysis: accelerating voltage 15 kV, beam current 20 nA, beam diameter ~5 μm; EPMA mapping: accelerating voltage 20 kV, working current 50 nA, dwell time ~10 ms; BSE imaging: accelerating voltage 20 kV, beam current 10 nA; LA-ICP-MS: energy density 3~3.5 J/cm2, spot sizes 29 to 51 μm, repetition rates 5 Hz (polished thin-section) and 10 Hz (polished blocks), ~30 s background acquisition, ~40 s sample data acquisition | STDGL3 (Danyushevsky et al. 2011) and GSD-1G (USGS) | 16.0802 | [19 empty] | 2511.828 | [5 empty] | 1.5288 | [5 empty] | 168.2432 | [9 empty] | 129636.1297 |  | 0.01 |  |  |  | 0.29609 | [7 empty] | 477.2959 | [13 empty] | 1965.0216 | [15 empty] | 3.0207 | [17 empty] | 0.070655 | [9 empty] | 1.1335 | [35 empty] | CHN | Tibet
| Lawu |  | Magmatic hydrothermal | Skarn | Cu-Pb-Zn skarn | Cu, Pb, Zn | In, Sn | Cu, Pb, Zn, In, Sn |  |  | 18-68 a1 sp - 1.d |  | underground mine |  |  |  |  | ore material | drill core | underground mining tunnels and drill cores | mineral separate | [5 empty] | mineralisation |  |  |  | sphalerite, chalcopyrite, pyrrhotite, pyrite, arsenopyrite | [6 empty] | galena, bismuthinite, marcasite, iron oxides, pyroxene, actinolite, quartz | thin sections and polished blocks examined using optical microscope, BSE detector, and EDS prior to analysis | EMPA, LA-ICPMS | JEOL JXA-8230 electron probe microanalyzer; RESOlution-LR 193 nm ArF excimer laser ablation system coupled to an Agilent 7700x ICP-MS | Laboratory of Mineral Resources Research Center, Fuzhou University; Adelaide Microscopy, the University of Adelaide | EPMA point analysis: accelerating voltage 15 kV, beam current 20 nA, beam diameter ~5 μm; EPMA mapping: accelerating voltage 20 kV, working current 50 nA, dwell time ~10 ms; BSE imaging: accelerating voltage 20 kV, beam current 10 nA; LA-ICP-MS: energy density 3~3.5 J/cm2, spot sizes 29 to 51 μm, repetition rates 5 Hz (polished thin-section) and 10 Hz (polished blocks), ~30 s background acquisition, ~40 s sample data acquisition | STDGL3 (Danyushevsky et al. 2011) and GSD-1G (USGS) | 13.0452 | [19 empty] | 3035.6555 | [5 empty] | 5.1858 | [5 empty] | 286.2139 | [9 empty] | 120023.1079 |  | 0.04995 |  |  |  | 0.28341 | [7 empty] | 1063.1154 | [13 empty] | 219.2839 | [15 empty] | 0.435 | [17 empty] | 0.3157 | [9 empty] | 2.9105 | [35 empty] | CHN | Tibet
| Lawu |  | Magmatic hydrothermal | Skarn | Cu-Pb-Zn skarn | Cu, Pb, Zn | In, Sn | Cu, Pb, Zn, In, Sn |  |  | 18-68 a1 sp - 2.d |  | underground mine |  |  |  |  | ore material | drill core | underground mining tunnels and drill cores | mineral separate | [5 empty] | mineralisation |  |  |  | sphalerite, chalcopyrite, pyrrhotite, pyrite, arsenopyrite | [6 empty] | galena, bismuthinite, marcasite, iron oxides, pyroxene, actinolite, quartz | thin sections and polished blocks examined using optical microscope, BSE detector, and EDS prior to analysis | EMPA, LA-ICPMS | JEOL JXA-8230 electron probe microanalyzer; RESOlution-LR 193 nm ArF excimer laser ablation system coupled to an Agilent 7700x ICP-MS | Laboratory of Mineral Resources Research Center, Fuzhou University; Adelaide Microscopy, the University of Adelaide | EPMA point analysis: accelerating voltage 15 kV, beam current 20 nA, beam diameter ~5 μm; EPMA mapping: accelerating voltage 20 kV, working current 50 nA, dwell time ~10 ms; BSE imaging: accelerating voltage 20 kV, beam current 10 nA; LA-ICP-MS: energy density 3~3.5 J/cm2, spot sizes 29 to 51 μm, repetition rates 5 Hz (polished thin-section) and 10 Hz (polished blocks), ~30 s background acquisition, ~40 s sample data acquisition | STDGL3 (Danyushevsky et al. 2011) and GSD-1G (USGS) | 9.9249 | [19 empty] | 2681.4331 | [5 empty] | 4.6106 | [5 empty] | 286.2139 | [9 empty] | 102404.05 |  | 0.031257 |  |  |  | 0.2625 | [7 empty] | 969.5789 | [13 empty] | 193.8882 | [15 empty] | 0.435 | [17 empty] | 0.47724 | [9 empty] | 3.5186 | [35 empty] | CHN | Tibet
| Lawu |  | Magmatic hydrothermal | Skarn | Cu-Pb-Zn skarn | Cu, Pb, Zn | In, Sn | Cu, Pb, Zn, In, Sn |  |  | 18-68 a1 sp - 3.d |  | underground mine |  |  |  |  | ore material | drill core | underground mining tunnels and drill cores | mineral separate | [5 empty] | mineralisation |  |  |  | sphalerite, chalcopyrite, pyrrhotite, pyrite, arsenopyrite | [6 empty] | galena, bismuthinite, marcasite, iron oxides, pyroxene, actinolite, quartz | thin sections and polished blocks examined using optical microscope, BSE detector, and EDS prior to analysis | EMPA, LA-ICPMS | JEOL JXA-8230 electron probe microanalyzer; RESOlution-LR 193 nm ArF excimer laser ablation system coupled to an Agilent 7700x ICP-MS | Laboratory of Mineral Resources Research Center, Fuzhou University; Adelaide Microscopy, the University of Adelaide | EPMA point analysis: accelerating voltage 15 kV, beam current 20 nA, beam diameter ~5 μm; EPMA mapping: accelerating voltage 20 kV, working current 50 nA, dwell time ~10 ms; BSE imaging: accelerating voltage 20 kV, beam current 10 nA; LA-ICP-MS: energy density 3~3.5 J/cm2, spot sizes 29 to 51 μm, repetition rates 5 Hz (polished thin-section) and 10 Hz (polished blocks), ~30 s background acquisition, ~40 s sample data acquisition | STDGL3 (Danyushevsky et al. 2011) and GSD-1G (USGS) | 5.5603 | [19 empty] | 2805.2171 | [5 empty] | 5.0694 | [5 empty] | 670.8476 | [9 empty] | 126835.889 |  | 0.033963 |  |  |  | 0.25711 | [7 empty] | 999.7511 | [13 empty] | 417.4764 | [15 empty] | 0.14527 | [17 empty] | 0.03206 | [9 empty] | 2.0378 | [35 empty] | CHN | Tibet
| Lawu |  | Magmatic hydrothermal | Skarn | Cu-Pb-Zn skarn | Cu, Pb, Zn | In, Sn | Cu, Pb, Zn, In, Sn |  |  | 18-68 a1 sp - 4.d |  | underground mine |  |  |  |  | ore material | drill core | underground mining tunnels and drill cores | mineral separate | [5 empty] | mineralisation |  |  |  | sphalerite, chalcopyrite, pyrrhotite, pyrite, arsenopyrite | [6 empty] | galena, bismuthinite, marcasite, iron oxides, pyroxene, actinolite, quartz | thin sections and polished blocks examined using optical microscope, BSE detector, and EDS prior to analysis | EMPA, LA-ICPMS | JEOL JXA-8230 electron probe microanalyzer; RESOlution-LR 193 nm ArF excimer laser ablation system coupled to an Agilent 7700x ICP-MS | Laboratory of Mineral Resources Research Center, Fuzhou University; Adelaide Microscopy, the University of Adelaide | EPMA point analysis: accelerating voltage 15 kV, beam current 20 nA, beam diameter ~5 μm; EPMA mapping: accelerating voltage 20 kV, working current 50 nA, dwell time ~10 ms; BSE imaging: accelerating voltage 20 kV, beam current 10 nA; LA-ICP-MS: energy density 3~3.5 J/cm2, spot sizes 29 to 51 μm, repetition rates 5 Hz (polished thin-section) and 10 Hz (polished blocks), ~30 s background acquisition, ~40 s sample data acquisition | STDGL3 (Danyushevsky et al. 2011) and GSD-1G (USGS) | 7.6041 | [19 empty] | 2889.7754 | [5 empty] | 5.168 | [5 empty] | 286.2139 | [9 empty] | 129046.0542 |  | 0.037759 |  |  |  | 0.3413 | [7 empty] | 1073.4555 | [13 empty] | 521.3828 | [15 empty] | 2.2935 | [17 empty] | 0.098874 | [9 empty] | 1.8042 | [35 empty] | CHN | Tibet
| Lawu |  | Magmatic hydrothermal | Skarn | Cu-Pb-Zn skarn | Cu, Pb, Zn | In, Sn | Cu, Pb, Zn, In, Sn |  |  | 18-68 a1 sp - 5.d |  | underground mine |  |  |  |  | ore material | drill core | underground mining tunnels and drill cores | mineral separate | [5 empty] | mineralisation |  |  |  | sphalerite, chalcopyrite, pyrrhotite, pyrite, arsenopyrite | [6 empty] | galena, bismuthinite, marcasite, iron oxides, pyroxene, actinolite, quartz | thin sections and polished blocks examined using optical microscope, BSE detector, and EDS prior to analysis | EMPA, LA-ICPMS | JEOL JXA-8230 electron probe microanalyzer; RESOlution-LR 193 nm ArF excimer laser ablation system coupled to an Agilent 7700x ICP-MS | Laboratory of Mineral Resources Research Center, Fuzhou University; Adelaide Microscopy, the University of Adelaide | EPMA point analysis: accelerating voltage 15 kV, beam current 20 nA, beam diameter ~5 μm; EPMA mapping: accelerating voltage 20 kV, working current 50 nA, dwell time ~10 ms; BSE imaging: accelerating voltage 20 kV, beam current 10 nA; LA-ICP-MS: energy density 3~3.5 J/cm2, spot sizes 29 to 51 μm, repetition rates 5 Hz (polished thin-section) and 10 Hz (polished blocks), ~30 s background acquisition, ~40 s sample data acquisition | STDGL3 (Danyushevsky et al. 2011) and GSD-1G (USGS) | 8.2619 | [19 empty] | 2861.96 | [5 empty] | 4.9744 | [5 empty] | 286.2139 | [9 empty] | 121340.9685 |  | 0.033011 |  |  |  | 0.33048 | [7 empty] | 989.1432 | [13 empty] | 336.8985 | [15 empty] | 2.2907 | [17 empty] | 0.81469 | [9 empty] | 5.9424 | [35 empty] | CHN | Tibet
| Lawu |  | Magmatic hydrothermal | Skarn | Cu-Pb-Zn skarn | Cu, Pb, Zn | In, Sn | Cu, Pb, Zn, In, Sn |  |  | 18-68 a1 sp - 6.d |  | underground mine |  |  |  |  | ore material | drill core | underground mining tunnels and drill cores | mineral separate | [5 empty] | mineralisation |  |  |  | sphalerite, chalcopyrite, pyrrhotite, pyrite, arsenopyrite | [6 empty] | galena, bismuthinite, marcasite, iron oxides, pyroxene, actinolite, quartz | thin sections and polished blocks examined using optical microscope, BSE detector, and EDS prior to analysis | EMPA, LA-ICPMS | JEOL JXA-8230 electron probe microanalyzer; RESOlution-LR 193 nm ArF excimer laser ablation system coupled to an Agilent 7700x ICP-MS | Laboratory of Mineral Resources Research Center, Fuzhou University; Adelaide Microscopy, the University of Adelaide | EPMA point analysis: accelerating voltage 15 kV, beam current 20 nA, beam diameter ~5 μm; EPMA mapping: accelerating voltage 20 kV, working current 50 nA, dwell time ~10 ms; BSE imaging: accelerating voltage 20 kV, beam current 10 nA; LA-ICP-MS: energy density 3~3.5 J/cm2, spot sizes 29 to 51 μm, repetition rates 5 Hz (polished thin-section) and 10 Hz (polished blocks), ~30 s background acquisition, ~40 s sample data acquisition | STDGL3 (Danyushevsky et al. 2011) and GSD-1G (USGS) | 6.7212 | [19 empty] | 2786.5366 | [5 empty] | 4.9585 | [5 empty] | 286.2139 | [9 empty] | 119342.1958 |  | 0.030011 |  |  |  | 0.30658 | [7 empty] | 1002.2005 | [13 empty] | 260.1773 | [15 empty] | 0.435 | [17 empty] | 0.074471 | [9 empty] | 1.1029 | [35 empty] | CHN | Tibet
| Lawu |  | Magmatic hydrothermal | Skarn | Cu-Pb-Zn skarn | Cu, Pb, Zn | In, Sn | Cu, Pb, Zn, In, Sn |  |  | 18-68 a1 sp - 7.d |  | underground mine |  |  |  |  | ore material | drill core | underground mining tunnels and drill cores | mineral separate | [5 empty] | mineralisation |  |  |  | sphalerite, chalcopyrite, pyrrhotite, pyrite, arsenopyrite | [6 empty] | galena, bismuthinite, marcasite, iron oxides, pyroxene, actinolite, quartz | thin sections and polished blocks examined using optical microscope, BSE detector, and EDS prior to analysis | EMPA, LA-ICPMS | JEOL JXA-8230 electron probe microanalyzer; RESOlution-LR 193 nm ArF excimer laser ablation system coupled to an Agilent 7700x ICP-MS | Laboratory of Mineral Resources Research Center, Fuzhou University; Adelaide Microscopy, the University of Adelaide | EPMA point analysis: accelerating voltage 15 kV, beam current 20 nA, beam diameter ~5 μm; EPMA mapping: accelerating voltage 20 kV, working current 50 nA, dwell time ~10 ms; BSE imaging: accelerating voltage 20 kV, beam current 10 nA; LA-ICP-MS: energy density 3~3.5 J/cm2, spot sizes 29 to 51 μm, repetition rates 5 Hz (polished thin-section) and 10 Hz (polished blocks), ~30 s background acquisition, ~40 s sample data acquisition | STDGL3 (Danyushevsky et al. 2011) and GSD-1G (USGS) | 12.2878 | [19 empty] | 2906.9794 | [5 empty] | 4.8368 | [5 empty] | 286.2139 | [9 empty] | 123955.4029 |  | 0.034261 |  |  |  | 0.29266 | [7 empty] | 1011.4516 | [13 empty] | 265.2411 | [15 empty] | 0.435 | [17 empty] | 0.17134 | [9 empty] | 1.3247 | [35 empty] | CHN | Tibet
| Lawu |  | Magmatic hydrothermal | Skarn | Cu-Pb-Zn skarn | Cu, Pb, Zn | In, Sn | Cu, Pb, Zn, In, Sn |  |  | 18-68 a1 sp - 8.d |  | underground mine |  |  |  |  | ore material | drill core | underground mining tunnels and drill cores | mineral separate | [5 empty] | mineralisation |  |  |  | sphalerite, chalcopyrite, pyrrhotite, pyrite, arsenopyrite | [6 empty] | galena, bismuthinite, marcasite, iron oxides, pyroxene, actinolite, quartz | thin sections and polished blocks examined using optical microscope, BSE detector, and EDS prior to analysis | EMPA, LA-ICPMS | JEOL JXA-8230 electron probe microanalyzer; RESOlution-LR 193 nm ArF excimer laser ablation system coupled to an Agilent 7700x ICP-MS | Laboratory of Mineral Resources Research Center, Fuzhou University; Adelaide Microscopy, the University of Adelaide | EPMA point analysis: accelerating voltage 15 kV, beam current 20 nA, beam diameter ~5 μm; EPMA mapping: accelerating voltage 20 kV, working current 50 nA, dwell time ~10 ms; BSE imaging: accelerating voltage 20 kV, beam current 10 nA; LA-ICP-MS: energy density 3~3.5 J/cm2, spot sizes 29 to 51 μm, repetition rates 5 Hz (polished thin-section) and 10 Hz (polished blocks), ~30 s background acquisition, ~40 s sample data acquisition | STDGL3 (Danyushevsky et al. 2011) and GSD-1G (USGS) | 8.3127 | [19 empty] | 2726.344 | [5 empty] | 4.6883 | [5 empty] | 286.2139 | [9 empty] | 119183.4078 |  | 0.035417 |  |  |  | 0.3274 | [7 empty] | 977.2353 | [13 empty] | 255.3123 | [15 empty] | 0.435 | [17 empty] | 0.10261 | [9 empty] | 2.4006 | [35 empty] | CHN | Tibet
| Lawu |  | Magmatic hydrothermal | Skarn | Cu-Pb-Zn skarn | Cu, Pb, Zn | In, Sn | Cu, Pb, Zn, In, Sn |  |  | 18-68 a1 sp - 9.d |  | underground mine |  |  |  |  | ore material | drill core | underground mining tunnels and drill cores | mineral separate | [5 empty] | mineralisation |  |  |  | sphalerite, chalcopyrite, pyrrhotite, pyrite, arsenopyrite | [6 empty] | galena, bismuthinite, marcasite, iron oxides, pyroxene, actinolite, quartz | thin sections and polished blocks examined using optical microscope, BSE detector, and EDS prior to analysis | EMPA, LA-ICPMS | JEOL JXA-8230 electron probe microanalyzer; RESOlution-LR 193 nm ArF excimer laser ablation system coupled to an Agilent 7700x ICP-MS | Laboratory of Mineral Resources Research Center, Fuzhou University; Adelaide Microscopy, the University of Adelaide | EPMA point analysis: accelerating voltage 15 kV, beam current 20 nA, beam diameter ~5 μm; EPMA mapping: accelerating voltage 20 kV, working current 50 nA, dwell time ~10 ms; BSE imaging: accelerating voltage 20 kV, beam current 10 nA; LA-ICP-MS: energy density 3~3.5 J/cm2, spot sizes 29 to 51 μm, repetition rates 5 Hz (polished thin-section) and 10 Hz (polished blocks), ~30 s background acquisition, ~40 s sample data acquisition | STDGL3 (Danyushevsky et al. 2011) and GSD-1G (USGS) | 10.0666 | [19 empty] | 2819.2346 | [5 empty] | 4.9497 | [5 empty] | 286.2139 | [9 empty] | 124577.6983 |  | 0.028789 |  |  |  | 0.32498 | [7 empty] | 1002.6925 | [13 empty] | 306.8193 | [15 empty] | 0.435 | [17 empty] | 0.16335 | [9 empty] | 3.513 | [35 empty] | CHN | Tibet
| Lawu |  | Magmatic hydrothermal | Skarn | Cu-Pb-Zn skarn | Cu, Pb, Zn | In, Sn | Cu, Pb, Zn, In, Sn |  |  | 18-68 a1 sp - 10.d |  | underground mine |  |  |  |  | ore material | drill core | underground mining tunnels and drill cores | mineral separate | [5 empty] | mineralisation |  |  |  | sphalerite, chalcopyrite, pyrrhotite, pyrite, arsenopyrite | [6 empty] | galena, bismuthinite, marcasite, iron oxides, pyroxene, actinolite, quartz | thin sections and polished blocks examined using optical microscope, BSE detector, and EDS prior to analysis | EMPA, LA-ICPMS | JEOL JXA-8230 electron probe microanalyzer; RESOlution-LR 193 nm ArF excimer laser ablation system coupled to an Agilent 7700x ICP-MS | Laboratory of Mineral Resources Research Center, Fuzhou University; Adelaide Microscopy, the University of Adelaide | EPMA point analysis: accelerating voltage 15 kV, beam current 20 nA, beam diameter ~5 μm; EPMA mapping: accelerating voltage 20 kV, working current 50 nA, dwell time ~10 ms; BSE imaging: accelerating voltage 20 kV, beam current 10 nA; LA-ICP-MS: energy density 3~3.5 J/cm2, spot sizes 29 to 51 μm, repetition rates 5 Hz (polished thin-section) and 10 Hz (polished blocks), ~30 s background acquisition, ~40 s sample data acquisition | STDGL3 (Danyushevsky et al. 2011) and GSD-1G (USGS) | 7.3881 | [19 empty] | 2768.1362 | [5 empty] | 4.7975 | [5 empty] | 860.6649 | [9 empty] | 121471.7665 |  | 0.04463 |  |  |  | 0.33073 | [7 empty] | 989.2502 | [13 empty] | 305.0227 | [15 empty] | 0.95757 | [17 empty] | 0.57282 | [9 empty] | 4.2314 | [35 empty] | CHN | Tibet
| Lawu |  | Magmatic hydrothermal | Skarn | Cu-Pb-Zn skarn | Cu, Pb, Zn | In, Sn | Cu, Pb, Zn, In, Sn |  |  | 18-68 a1 sp - 11.d |  | underground mine |  |  |  |  | ore material | drill core | underground mining tunnels and drill cores | mineral separate | [5 empty] | mineralisation |  |  |  | sphalerite, chalcopyrite, pyrrhotite, pyrite, arsenopyrite | [6 empty] | galena, bismuthinite, marcasite, iron oxides, pyroxene, actinolite, quartz | thin sections and polished blocks examined using optical microscope, BSE detector, and EDS prior to analysis | EMPA, LA-ICPMS | JEOL JXA-8230 electron probe microanalyzer; RESOlution-LR 193 nm ArF excimer laser ablation system coupled to an Agilent 7700x ICP-MS | Laboratory of Mineral Resources Research Center, Fuzhou University; Adelaide Microscopy, the University of Adelaide | EPMA point analysis: accelerating voltage 15 kV, beam current 20 nA, beam diameter ~5 μm; EPMA mapping: accelerating voltage 20 kV, working current 50 nA, dwell time ~10 ms; BSE imaging: accelerating voltage 20 kV, beam current 10 nA; LA-ICP-MS: energy density 3~3.5 J/cm2, spot sizes 29 to 51 μm, repetition rates 5 Hz (polished thin-section) and 10 Hz (polished blocks), ~30 s background acquisition, ~40 s sample data acquisition | STDGL3 (Danyushevsky et al. 2011) and GSD-1G (USGS) | 20.4177 | [19 empty] | 2734.8549 | [5 empty] | 4.5302 | [5 empty] | 286.2139 | [9 empty] | 100971.8947 |  | 0.088909 |  |  |  | 0.44001 | [7 empty] | 975.2404 | [13 empty] | 200.5879 | [15 empty] | 0.435 | [17 empty] | 0.58541 | [9 empty] | 1.643 | [35 empty] | CHN | Tibet
| Lawu |  | Magmatic hydrothermal | Skarn | Cu-Pb-Zn skarn | Cu, Pb, Zn | In, Sn | Cu, Pb, Zn, In, Sn |  |  | 18-68 a1 sp - 12.d |  | underground mine |  |  |  |  | ore material | drill core | underground mining tunnels and drill cores | mineral separate | [5 empty] | mineralisation |  |  |  | sphalerite, chalcopyrite, pyrrhotite, pyrite, arsenopyrite | [6 empty] | galena, bismuthinite, marcasite, iron oxides, pyroxene, actinolite, quartz | thin sections and polished blocks examined using optical microscope, BSE detector, and EDS prior to analysis | EMPA, LA-ICPMS | JEOL JXA-8230 electron probe microanalyzer; RESOlution-LR 193 nm ArF excimer laser ablation system coupled to an Agilent 7700x ICP-MS | Laboratory of Mineral Resources Research Center, Fuzhou University; Adelaide Microscopy, the University of Adelaide | EPMA point analysis: accelerating voltage 15 kV, beam current 20 nA, beam diameter ~5 μm; EPMA mapping: accelerating voltage 20 kV, working current 50 nA, dwell time ~10 ms; BSE imaging: accelerating voltage 20 kV, beam current 10 nA; LA-ICP-MS: energy density 3~3.5 J/cm2, spot sizes 29 to 51 μm, repetition rates 5 Hz (polished thin-section) and 10 Hz (polished blocks), ~30 s background acquisition, ~40 s sample data acquisition | STDGL3 (Danyushevsky et al. 2011) and GSD-1G (USGS) | 6.904 | [19 empty] | 2779.5129 | [5 empty] | 4.8746 | [5 empty] | 286.2139 | [9 empty] | 125943.5707 |  | 0.062395 |  |  |  | 0.30688 | [7 empty] | 968.9464 | [13 empty] | 314.1626 | [15 empty] | 0.86549 | [17 empty] | 0.3091 | [9 empty] | 2.6064 | [35 empty] | CHN | Tibet
| Lawu |  | Magmatic hydrothermal | Skarn | Cu-Pb-Zn skarn | Cu, Pb, Zn | In, Sn | Cu, Pb, Zn, In, Sn |  |  | 18-68 a1 sp - 13.d |  | underground mine |  |  |  |  | ore material | drill core | underground mining tunnels and drill cores | mineral separate | [5 empty] | mineralisation |  |  |  | sphalerite, chalcopyrite, pyrrhotite, pyrite, arsenopyrite | [6 empty] | galena, bismuthinite, marcasite, iron oxides, pyroxene, actinolite, quartz | thin sections and polished blocks examined using optical microscope, BSE detector, and EDS prior to analysis | EMPA, LA-ICPMS | JEOL JXA-8230 electron probe microanalyzer; RESOlution-LR 193 nm ArF excimer laser ablation system coupled to an Agilent 7700x ICP-MS | Laboratory of Mineral Resources Research Center, Fuzhou University; Adelaide Microscopy, the University of Adelaide | EPMA point analysis: accelerating voltage 15 kV, beam current 20 nA, beam diameter ~5 μm; EPMA mapping: accelerating voltage 20 kV, working current 50 nA, dwell time ~10 ms; BSE imaging: accelerating voltage 20 kV, beam current 10 nA; LA-ICP-MS: energy density 3~3.5 J/cm2, spot sizes 29 to 51 μm, repetition rates 5 Hz (polished thin-section) and 10 Hz (polished blocks), ~30 s background acquisition, ~40 s sample data acquisition | STDGL3 (Danyushevsky et al. 2011) and GSD-1G (USGS) | 7.7588 | [19 empty] | 2534.712 | [5 empty] | 4.7215 | [5 empty] | 649.7846 | [9 empty] | 116519.4408 |  | 0.07217 |  |  |  | 2.2963 | [7 empty] | 962.7877 | [13 empty] | 363.548 | [15 empty] | 0.435 | [17 empty] | 0.18499 | [9 empty] | 1.1781 | [35 empty] | CHN | Tibet
| Lawu |  | Magmatic hydrothermal | Skarn | Cu-Pb-Zn skarn | Cu, Pb, Zn | In, Sn | Cu, Pb, Zn, In, Sn |  |  | 18-68 a1 sp - 14.d |  | underground mine |  |  |  |  | ore material | drill core | underground mining tunnels and drill cores | mineral separate | [5 empty] | mineralisation |  |  |  | sphalerite, chalcopyrite, pyrrhotite, pyrite, arsenopyrite | [6 empty] | galena, bismuthinite, marcasite, iron oxides, pyroxene, actinolite, quartz | thin sections and polished blocks examined using optical microscope, BSE detector, and EDS prior to analysis | EMPA, LA-ICPMS | JEOL JXA-8230 electron probe microanalyzer; RESOlution-LR 193 nm ArF excimer laser ablation system coupled to an Agilent 7700x ICP-MS | Laboratory of Mineral Resources Research Center, Fuzhou University; Adelaide Microscopy, the University of Adelaide | EPMA point analysis: accelerating voltage 15 kV, beam current 20 nA, beam diameter ~5 μm; EPMA mapping: accelerating voltage 20 kV, working current 50 nA, dwell time ~10 ms; BSE imaging: accelerating voltage 20 kV, beam current 10 nA; LA-ICP-MS: energy density 3~3.5 J/cm2, spot sizes 29 to 51 μm, repetition rates 5 Hz (polished thin-section) and 10 Hz (polished blocks), ~30 s background acquisition, ~40 s sample data acquisition | STDGL3 (Danyushevsky et al. 2011) and GSD-1G (USGS) | 5.8937 | [19 empty] | 2742.6086 | [5 empty] | 4.8267 | [5 empty] | 732.6494 | [9 empty] | 128645.5159 |  | 0.034005 |  |  |  | 0.25793 | [7 empty] | 963.0065 | [13 empty] | 327.101 | [15 empty] | 0.049792 | [17 empty] | 0.3091 | [9 empty] | 2.5506 | [35 empty] | CHN | Tibet
| Lawu |  | Magmatic hydrothermal | Skarn | Cu-Pb-Zn skarn | Cu, Pb, Zn | In, Sn | Cu, Pb, Zn, In, Sn |  |  | 18-68 a1 sp - 15.d |  | underground mine |  |  |  |  | ore material | drill core | underground mining tunnels and drill cores | mineral separate | [5 empty] | mineralisation |  |  |  | sphalerite, chalcopyrite, pyrrhotite, pyrite, arsenopyrite | [6 empty] | galena, bismuthinite, marcasite, iron oxides, pyroxene, actinolite, quartz | thin sections and polished blocks examined using optical microscope, BSE detector, and EDS prior to analysis | EMPA, LA-ICPMS | JEOL JXA-8230 electron probe microanalyzer; RESOlution-LR 193 nm ArF excimer laser ablation system coupled to an Agilent 7700x ICP-MS | Laboratory of Mineral Resources Research Center, Fuzhou University; Adelaide Microscopy, the University of Adelaide | EPMA point analysis: accelerating voltage 15 kV, beam current 20 nA, beam diameter ~5 μm; EPMA mapping: accelerating voltage 20 kV, working current 50 nA, dwell time ~10 ms; BSE imaging: accelerating voltage 20 kV, beam current 10 nA; LA-ICP-MS: energy density 3~3.5 J/cm2, spot sizes 29 to 51 μm, repetition rates 5 Hz (polished thin-section) and 10 Hz (polished blocks), ~30 s background acquisition, ~40 s sample data acquisition | STDGL3 (Danyushevsky et al. 2011) and GSD-1G (USGS) | 11.4002 | [19 empty] | 3100.5146 | [5 empty] | 4.8066 | [5 empty] | 932.2672 | [9 empty] | 111449.5034 |  | 0.029499 |  |  |  | 0.32145 | [7 empty] | 1096.7659 | [13 empty] | 154.5856 | [15 empty] | 0.435 | [17 empty] | 0.23769 | [9 empty] | 1.6638 | [35 empty] | CHN | Tibet
| Lawu |  | Magmatic hydrothermal | Skarn | Cu-Pb-Zn skarn | Cu, Pb, Zn | In, Sn | Cu, Pb, Zn, In, Sn |  |  | 18-68 a1 sp - 16.d |  | underground mine |  |  |  |  | ore material | drill core | underground mining tunnels and drill cores | mineral separate | [5 empty] | mineralisation |  |  |  | sphalerite, chalcopyrite, pyrrhotite, pyrite, arsenopyrite | [6 empty] | galena, bismuthinite, marcasite, iron oxides, pyroxene, actinolite, quartz | thin sections and polished blocks examined using optical microscope, BSE detector, and EDS prior to analysis | EMPA, LA-ICPMS | JEOL JXA-8230 electron probe microanalyzer; RESOlution-LR 193 nm ArF excimer laser ablation system coupled to an Agilent 7700x ICP-MS | Laboratory of Mineral Resources Research Center, Fuzhou University; Adelaide Microscopy, the University of Adelaide | EPMA point analysis: accelerating voltage 15 kV, beam current 20 nA, beam diameter ~5 μm; EPMA mapping: accelerating voltage 20 kV, working current 50 nA, dwell time ~10 ms; BSE imaging: accelerating voltage 20 kV, beam current 10 nA; LA-ICP-MS: energy density 3~3.5 J/cm2, spot sizes 29 to 51 μm, repetition rates 5 Hz (polished thin-section) and 10 Hz (polished blocks), ~30 s background acquisition, ~40 s sample data acquisition | STDGL3 (Danyushevsky et al. 2011) and GSD-1G (USGS) | 7.2501 | [19 empty] | 2764.292 | [5 empty] | 4.958 | [5 empty] | 286.2139 | [9 empty] | 124540.6979 |  | 0.038603 |  |  |  | 1.0132 | [7 empty] | 971.7729 | [13 empty] | 277.9048 | [15 empty] | 0.435 | [17 empty] | 0.094438 | [9 empty] | 6.1975 | [35 empty] | CHN | Tibet
| Lawu |  | Magmatic hydrothermal | Skarn | Cu-Pb-Zn skarn | Cu, Pb, Zn | In, Sn | Cu, Pb, Zn, In, Sn |  |  | 18-68 a1 sp - 17.d |  | underground mine |  |  |  |  | ore material | drill core | underground mining tunnels and drill cores | mineral separate | [5 empty] | mineralisation |  |  |  | sphalerite, chalcopyrite, pyrrhotite, pyrite, arsenopyrite | [6 empty] | galena, bismuthinite, marcasite, iron oxides, pyroxene, actinolite, quartz | thin sections and polished blocks examined using optical microscope, BSE detector, and EDS prior to analysis | EMPA, LA-ICPMS | JEOL JXA-8230 electron probe microanalyzer; RESOlution-LR 193 nm ArF excimer laser ablation system coupled to an Agilent 7700x ICP-MS | Laboratory of Mineral Resources Research Center, Fuzhou University; Adelaide Microscopy, the University of Adelaide | EPMA point analysis: accelerating voltage 15 kV, beam current 20 nA, beam diameter ~5 μm; EPMA mapping: accelerating voltage 20 kV, working current 50 nA, dwell time ~10 ms; BSE imaging: accelerating voltage 20 kV, beam current 10 nA; LA-ICP-MS: energy density 3~3.5 J/cm2, spot sizes 29 to 51 μm, repetition rates 5 Hz (polished thin-section) and 10 Hz (polished blocks), ~30 s background acquisition, ~40 s sample data acquisition | STDGL3 (Danyushevsky et al. 2011) and GSD-1G (USGS) | 8.1812 | [19 empty] | 2959.5565 | [5 empty] | 5.101 | [5 empty] | 286.2139 | [9 empty] | 124189.542 |  | 0.015 |  |  |  | 0.34491 | [7 empty] | 1115.7776 | [13 empty] | 360.1104 | [15 empty] | 0.435 | [17 empty] | 0.15793 | [9 empty] | 2.835 | [35 empty] | CHN | Tibet
| Lawu |  | Magmatic hydrothermal | Skarn | Cu-Pb-Zn skarn | Cu, Pb, Zn | In, Sn | Cu, Pb, Zn, In, Sn |  |  | 18-68 a1 sp - 18.d |  | underground mine |  |  |  |  | ore material | drill core | underground mining tunnels and drill cores | mineral separate | [5 empty] | mineralisation |  |  |  | sphalerite, chalcopyrite, pyrrhotite, pyrite, arsenopyrite | [6 empty] | galena, bismuthinite, marcasite, iron oxides, pyroxene, actinolite, quartz | thin sections and polished blocks examined using optical microscope, BSE detector, and EDS prior to analysis | EMPA, LA-ICPMS | JEOL JXA-8230 electron probe microanalyzer; RESOlution-LR 193 nm ArF excimer laser ablation system coupled to an Agilent 7700x ICP-MS | Laboratory of Mineral Resources Research Center, Fuzhou University; Adelaide Microscopy, the University of Adelaide | EPMA point analysis: accelerating voltage 15 kV, beam current 20 nA, beam diameter ~5 μm; EPMA mapping: accelerating voltage 20 kV, working current 50 nA, dwell time ~10 ms; BSE imaging: accelerating voltage 20 kV, beam current 10 nA; LA-ICP-MS: energy density 3~3.5 J/cm2, spot sizes 29 to 51 μm, repetition rates 5 Hz (polished thin-section) and 10 Hz (polished blocks), ~30 s background acquisition, ~40 s sample data acquisition | STDGL3 (Danyushevsky et al. 2011) and GSD-1G (USGS) | 6.6906 | [19 empty] | 2832.064 | [5 empty] | 5.0205 | [5 empty] | 286.2139 | [9 empty] | 128924.5972 |  | 0.052218 |  |  |  | 0.33206 | [7 empty] | 1073.7674 | [13 empty] | 422.2128 | [15 empty] | 0.435 | [17 empty] | 0.085542 | [9 empty] | 3.9614 | [35 empty] | CHN | Tibet
| Lawu |  | Magmatic hydrothermal | Skarn | Cu-Pb-Zn skarn | Cu, Pb, Zn | In, Sn | Cu, Pb, Zn, In, Sn |  |  | 18-68 a1 sp - 19.d |  | underground mine |  |  |  |  | ore material | drill core | underground mining tunnels and drill cores | mineral separate | [5 empty] | mineralisation |  |  |  | sphalerite, chalcopyrite, pyrrhotite, pyrite, arsenopyrite | [6 empty] | galena, bismuthinite, marcasite, iron oxides, pyroxene, actinolite, quartz | thin sections and polished blocks examined using optical microscope, BSE detector, and EDS prior to analysis | EMPA, LA-ICPMS | JEOL JXA-8230 electron probe microanalyzer; RESOlution-LR 193 nm ArF excimer laser ablation system coupled to an Agilent 7700x ICP-MS | Laboratory of Mineral Resources Research Center, Fuzhou University; Adelaide Microscopy, the University of Adelaide | EPMA point analysis: accelerating voltage 15 kV, beam current 20 nA, beam diameter ~5 μm; EPMA mapping: accelerating voltage 20 kV, working current 50 nA, dwell time ~10 ms; BSE imaging: accelerating voltage 20 kV, beam current 10 nA; LA-ICP-MS: energy density 3~3.5 J/cm2, spot sizes 29 to 51 μm, repetition rates 5 Hz (polished thin-section) and 10 Hz (polished blocks), ~30 s background acquisition, ~40 s sample data acquisition | STDGL3 (Danyushevsky et al. 2011) and GSD-1G (USGS) | 4.6933 | [19 empty] | 2704.8233 | [5 empty] | 4.8803 | [5 empty] | 821.5815 | [9 empty] | 124565.5253 |  | 0.03914 |  |  |  | 0.25333 | [7 empty] | 958.1471 | [13 empty] | 300.2954 | [15 empty] | 0.75763 | [17 empty] | 1.4464 | [9 empty] | 2.3614 | [35 empty] | CHN | Tibet
| Lawu |  | Magmatic hydrothermal | Skarn | Cu-Pb-Zn skarn | Cu, Pb, Zn | In, Sn | Cu, Pb, Zn, In, Sn |  |  | 18-68 a1 sp - 20.d |  | underground mine |  |  |  |  | ore material | drill core | underground mining tunnels and drill cores | mineral separate | [5 empty] | mineralisation |  |  |  | sphalerite, chalcopyrite, pyrrhotite, pyrite, arsenopyrite | [6 empty] | galena, bismuthinite, marcasite, iron oxides, pyroxene, actinolite, quartz | thin sections and polished blocks examined using optical microscope, BSE detector, and EDS prior to analysis | EMPA, LA-ICPMS | JEOL JXA-8230 electron probe microanalyzer; RESOlution-LR 193 nm ArF excimer laser ablation system coupled to an Agilent 7700x ICP-MS | Laboratory of Mineral Resources Research Center, Fuzhou University; Adelaide Microscopy, the University of Adelaide | EPMA point analysis: accelerating voltage 15 kV, beam current 20 nA, beam diameter ~5 μm; EPMA mapping: accelerating voltage 20 kV, working current 50 nA, dwell time ~10 ms; BSE imaging: accelerating voltage 20 kV, beam current 10 nA; LA-ICP-MS: energy density 3~3.5 J/cm2, spot sizes 29 to 51 μm, repetition rates 5 Hz (polished thin-section) and 10 Hz (polished blocks), ~30 s background acquisition, ~40 s sample data acquisition | STDGL3 (Danyushevsky et al. 2011) and GSD-1G (USGS) | 6.2748 | [19 empty] | 2752.2548 | [5 empty] | 4.8268 | [5 empty] | 770.2694 | [9 empty] | 127305.6134 |  | 0.044742 |  |  |  | 0.32248 | [7 empty] | 977.2024 | [13 empty] | 314.7445 | [15 empty] | 0.90502 | [17 empty] | 0.25743 | [9 empty] | 3.1977 | [35 empty] | CHN | Tibet
| Lawu |  | Magmatic hydrothermal | Skarn | Cu-Pb-Zn skarn | Cu, Pb, Zn | In, Sn | Cu, Pb, Zn, In, Sn |  |  | 18-128 A1 SP - 1.d |  | underground mine |  |  |  |  | ore material | drill core | underground mining tunnels and drill cores | mineral separate | [5 empty] | mineralisation |  |  |  | sphalerite, chalcopyrite, pyrrhotite, pyrite, arsenopyrite | [6 empty] | galena, bismuthinite, marcasite, iron oxides, pyroxene, actinolite, quartz | thin sections and polished blocks examined using optical microscope, BSE detector, and EDS prior to analysis | EMPA, LA-ICPMS | JEOL JXA-8230 electron probe microanalyzer; RESOlution-LR 193 nm ArF excimer laser ablation system coupled to an Agilent 7700x ICP-MS | Laboratory of Mineral Resources Research Center, Fuzhou University; Adelaide Microscopy, the University of Adelaide | EPMA point analysis: accelerating voltage 15 kV, beam current 20 nA, beam diameter ~5 μm; EPMA mapping: accelerating voltage 20 kV, working current 50 nA, dwell time ~10 ms; BSE imaging: accelerating voltage 20 kV, beam current 10 nA; LA-ICP-MS: energy density 3~3.5 J/cm2, spot sizes 29 to 51 μm, repetition rates 5 Hz (polished thin-section) and 10 Hz (polished blocks), ~30 s background acquisition, ~40 s sample data acquisition | STDGL3 (Danyushevsky et al. 2011) and GSD-1G (USGS) | 3.9739 | [19 empty] | 2267.2436 | [5 empty] | 3.1196 | [5 empty] | 287.6769 | [9 empty] | 121521.1828 |  | 0.005 |  |  |  | 0.2214 | [7 empty] | 446.3588 | [13 empty] | 333.3674 | [15 empty] | 0.18142 | [17 empty] | 0.071224 | [9 empty] | 3.0332 | [35 empty] | CHN | Tibet
| Lawu |  | Magmatic hydrothermal | Skarn | Cu-Pb-Zn skarn | Cu, Pb, Zn | In, Sn | Cu, Pb, Zn, In, Sn |  |  | 18-128 A1 SP - 2.d |  | underground mine |  |  |  |  | ore material | drill core | underground mining tunnels and drill cores | mineral separate | [5 empty] | mineralisation |  |  |  | sphalerite, chalcopyrite, pyrrhotite, pyrite, arsenopyrite | [6 empty] | galena, bismuthinite, marcasite, iron oxides, pyroxene, actinolite, quartz | thin sections and polished blocks examined using optical microscope, BSE detector, and EDS prior to analysis | EMPA, LA-ICPMS | JEOL JXA-8230 electron probe microanalyzer; RESOlution-LR 193 nm ArF excimer laser ablation system coupled to an Agilent 7700x ICP-MS | Laboratory of Mineral Resources Research Center, Fuzhou University; Adelaide Microscopy, the University of Adelaide | EPMA point analysis: accelerating voltage 15 kV, beam current 20 nA, beam diameter ~5 μm; EPMA mapping: accelerating voltage 20 kV, working current 50 nA, dwell time ~10 ms; BSE imaging: accelerating voltage 20 kV, beam current 10 nA; LA-ICP-MS: energy density 3~3.5 J/cm2, spot sizes 29 to 51 μm, repetition rates 5 Hz (polished thin-section) and 10 Hz (polished blocks), ~30 s background acquisition, ~40 s sample data acquisition | STDGL3 (Danyushevsky et al. 2011) and GSD-1G (USGS) | 5.6097 | [19 empty] | 2285.3568 | [5 empty] | 3.1018 | [5 empty] | 276.9958 | [9 empty] | 119358.9804 |  | 0.016148 |  |  |  | 0.20855 | [7 empty] | 444.9538 | [13 empty] | 311.7853 | [15 empty] | 1.763 | [17 empty] | 0.045255 | [9 empty] | 1.0465 | [35 empty] | CHN | Tibet
| Lawu |  | Magmatic hydrothermal | Skarn | Cu-Pb-Zn skarn | Cu, Pb, Zn | In, Sn | Cu, Pb, Zn, In, Sn |  |  | 18-128 A1 SP - 3.d |  | underground mine |  |  |  |  | ore material | drill core | underground mining tunnels and drill cores | mineral separate | [5 empty] | mineralisation |  |  |  | sphalerite, chalcopyrite, pyrrhotite, pyrite, arsenopyrite | [6 empty] | galena, bismuthinite, marcasite, iron oxides, pyroxene, actinolite, quartz | thin sections and polished blocks examined using optical microscope, BSE detector, and EDS prior to analysis | EMPA, LA-ICPMS | JEOL JXA-8230 electron probe microanalyzer; RESOlution-LR 193 nm ArF excimer laser ablation system coupled to an Agilent 7700x ICP-MS | Laboratory of Mineral Resources Research Center, Fuzhou University; Adelaide Microscopy, the University of Adelaide | EPMA point analysis: accelerating voltage 15 kV, beam current 20 nA, beam diameter ~5 μm; EPMA mapping: accelerating voltage 20 kV, working current 50 nA, dwell time ~10 ms; BSE imaging: accelerating voltage 20 kV, beam current 10 nA; LA-ICP-MS: energy density 3~3.5 J/cm2, spot sizes 29 to 51 μm, repetition rates 5 Hz (polished thin-section) and 10 Hz (polished blocks), ~30 s background acquisition, ~40 s sample data acquisition | STDGL3 (Danyushevsky et al. 2011) and GSD-1G (USGS) | 3.3316 | [19 empty] | 2255.2629 | [5 empty] | 3.2492 | [5 empty] | 267.4111 | [9 empty] | 121341.3855 |  | 0.01 |  |  |  | 0.25489 | [7 empty] | 441.4689 | [13 empty] | 339.2958 | [15 empty] | 0.35751 | [17 empty] | 0.071224 | [9 empty] | 1.6217 | [35 empty] | CHN | Tibet
| Lawu |  | Magmatic hydrothermal | Skarn | Cu-Pb-Zn skarn | Cu, Pb, Zn | In, Sn | Cu, Pb, Zn, In, Sn |  |  | 18-128 A1 SP - 4.d |  | underground mine |  |  |  |  | ore material | drill core | underground mining tunnels and drill cores | mineral separate | [5 empty] | mineralisation |  |  |  | sphalerite, chalcopyrite, pyrrhotite, pyrite, arsenopyrite | [6 empty] | galena, bismuthinite, marcasite, iron oxides, pyroxene, actinolite, quartz | thin sections and polished blocks examined using optical microscope, BSE detector, and EDS prior to analysis | EMPA, LA-ICPMS | JEOL JXA-8230 electron probe microanalyzer; RESOlution-LR 193 nm ArF excimer laser ablation system coupled to an Agilent 7700x ICP-MS | Laboratory of Mineral Resources Research Center, Fuzhou University; Adelaide Microscopy, the University of Adelaide | EPMA point analysis: accelerating voltage 15 kV, beam current 20 nA, beam diameter ~5 μm; EPMA mapping: accelerating voltage 20 kV, working current 50 nA, dwell time ~10 ms; BSE imaging: accelerating voltage 20 kV, beam current 10 nA; LA-ICP-MS: energy density 3~3.5 J/cm2, spot sizes 29 to 51 μm, repetition rates 5 Hz (polished thin-section) and 10 Hz (polished blocks), ~30 s background acquisition, ~40 s sample data acquisition | STDGL3 (Danyushevsky et al. 2011) and GSD-1G (USGS) | 3.9588 | [19 empty] | 2273.2024 | [5 empty] | 3.2433 | [5 empty] | 276.5428 | [9 empty] | 120766.8579 |  | 0.016148 |  |  |  | 0.25413 | [7 empty] | 433.633 | [13 empty] | 370.3135 | [15 empty] | 0.066775 | [17 empty] | 0.071224 | [9 empty] | 1.4566 | [35 empty] | CHN | Tibet
| Lawu |  | Magmatic hydrothermal | Skarn | Cu-Pb-Zn skarn | Cu, Pb, Zn | In, Sn | Cu, Pb, Zn, In, Sn |  |  | 18-128 A1 SP - 5.d |  | underground mine |  |  |  |  | ore material | drill core | underground mining tunnels and drill cores | mineral separate | [5 empty] | mineralisation |  |  |  | sphalerite, chalcopyrite, pyrrhotite, pyrite, arsenopyrite | [6 empty] | galena, bismuthinite, marcasite, iron oxides, pyroxene, actinolite, quartz | thin sections and polished blocks examined using optical microscope, BSE detector, and EDS prior to analysis | EMPA, LA-ICPMS | JEOL JXA-8230 electron probe microanalyzer; RESOlution-LR 193 nm ArF excimer laser ablation system coupled to an Agilent 7700x ICP-MS | Laboratory of Mineral Resources Research Center, Fuzhou University; Adelaide Microscopy, the University of Adelaide | EPMA point analysis: accelerating voltage 15 kV, beam current 20 nA, beam diameter ~5 μm; EPMA mapping: accelerating voltage 20 kV, working current 50 nA, dwell time ~10 ms; BSE imaging: accelerating voltage 20 kV, beam current 10 nA; LA-ICP-MS: energy density 3~3.5 J/cm2, spot sizes 29 to 51 μm, repetition rates 5 Hz (polished thin-section) and 10 Hz (polished blocks), ~30 s background acquisition, ~40 s sample data acquisition | STDGL3 (Danyushevsky et al. 2011) and GSD-1G (USGS) | 2.9299 | [19 empty] | 2259.8432 | [5 empty] | 3.1932 | [5 empty] | 273.8148 | [9 empty] | 122577.6111 |  | 0.016148 |  |  |  | 0.19341 | [7 empty] | 447.7128 | [13 empty] | 316.0295 | [15 empty] | 0.6706 | [17 empty] | 0.071224 | [9 empty] | 2.7478 | [35 empty] | CHN | Tibet
| Lawu |  | Magmatic hydrothermal | Skarn | Cu-Pb-Zn skarn | Cu, Pb, Zn | In, Sn | Cu, Pb, Zn, In, Sn |  |  | 18-128 A1 SP - 6.d |  | underground mine |  |  |  |  | ore material | drill core | underground mining tunnels and drill cores | mineral separate | [5 empty] | mineralisation |  |  |  | sphalerite, chalcopyrite, pyrrhotite, pyrite, arsenopyrite | [6 empty] | galena, bismuthinite, marcasite, iron oxides, pyroxene, actinolite, quartz | thin sections and polished blocks examined using optical microscope, BSE detector, and EDS prior to analysis | EMPA, LA-ICPMS | JEOL JXA-8230 electron probe microanalyzer; RESOlution-LR 193 nm ArF excimer laser ablation system coupled to an Agilent 7700x ICP-MS | Laboratory of Mineral Resources Research Center, Fuzhou University; Adelaide Microscopy, the University of Adelaide | EPMA point analysis: accelerating voltage 15 kV, beam current 20 nA, beam diameter ~5 μm; EPMA mapping: accelerating voltage 20 kV, working current 50 nA, dwell time ~10 ms; BSE imaging: accelerating voltage 20 kV, beam current 10 nA; LA-ICP-MS: energy density 3~3.5 J/cm2, spot sizes 29 to 51 μm, repetition rates 5 Hz (polished thin-section) and 10 Hz (polished blocks), ~30 s background acquisition, ~40 s sample data acquisition | STDGL3 (Danyushevsky et al. 2011) and GSD-1G (USGS) | 3.2453 | [19 empty] | 2248.6609 | [5 empty] | 3.2405 | [5 empty] | 278.5382 | [9 empty] | 121554.426 |  | 0.005 |  |  |  | 0.21098 | [7 empty] | 449.5711 | [13 empty] | 311.8553 | [15 empty] | 0.89966 | [17 empty] | 0.049928 | [9 empty] | 1.1935 | [35 empty] | CHN | Tibet
| Lawu |  | Magmatic hydrothermal | Skarn | Cu-Pb-Zn skarn | Cu, Pb, Zn | In, Sn | Cu, Pb, Zn, In, Sn |  |  | 18-128 A1 SP - 7.d |  | underground mine |  |  |  |  | ore material | drill core | underground mining tunnels and drill cores | mineral separate | [5 empty] | mineralisation |  |  |  | sphalerite, chalcopyrite, pyrrhotite, pyrite, arsenopyrite | [6 empty] | galena, bismuthinite, marcasite, iron oxides, pyroxene, actinolite, quartz | thin sections and polished blocks examined using optical microscope, BSE detector, and EDS prior to analysis | EMPA, LA-ICPMS | JEOL JXA-8230 electron probe microanalyzer; RESOlution-LR 193 nm ArF excimer laser ablation system coupled to an Agilent 7700x ICP-MS | Laboratory of Mineral Resources Research Center, Fuzhou University; Adelaide Microscopy, the University of Adelaide | EPMA point analysis: accelerating voltage 15 kV, beam current 20 nA, beam diameter ~5 μm; EPMA mapping: accelerating voltage 20 kV, working current 50 nA, dwell time ~10 ms; BSE imaging: accelerating voltage 20 kV, beam current 10 nA; LA-ICP-MS: energy density 3~3.5 J/cm2, spot sizes 29 to 51 μm, repetition rates 5 Hz (polished thin-section) and 10 Hz (polished blocks), ~30 s background acquisition, ~40 s sample data acquisition | STDGL3 (Danyushevsky et al. 2011) and GSD-1G (USGS) | 3.9403 | [19 empty] | 2253.9115 | [5 empty] | 3.2979 | [5 empty] | 268.9163 | [9 empty] | 121371.8382 |  | 0.01 |  |  |  | 0.19446 | [7 empty] | 441.5779 | [13 empty] | 322.5078 | [15 empty] | 0.6706 | [17 empty] | 0.071224 | [9 empty] | 2.2913 | [35 empty] | CHN | Tibet
| Lawu |  | Magmatic hydrothermal | Skarn | Cu-Pb-Zn skarn | Cu, Pb, Zn | In, Sn | Cu, Pb, Zn, In, Sn |  |  | 18-128 A1 SP - 8.d |  | underground mine |  |  |  |  | ore material | drill core | underground mining tunnels and drill cores | mineral separate | [5 empty] | mineralisation |  |  |  | sphalerite, chalcopyrite, pyrrhotite, pyrite, arsenopyrite | [6 empty] | galena, bismuthinite, marcasite, iron oxides, pyroxene, actinolite, quartz | thin sections and polished blocks examined using optical microscope, BSE detector, and EDS prior to analysis | EMPA, LA-ICPMS | JEOL JXA-8230 electron probe microanalyzer; RESOlution-LR 193 nm ArF excimer laser ablation system coupled to an Agilent 7700x ICP-MS | Laboratory of Mineral Resources Research Center, Fuzhou University; Adelaide Microscopy, the University of Adelaide | EPMA point analysis: accelerating voltage 15 kV, beam current 20 nA, beam diameter ~5 μm; EPMA mapping: accelerating voltage 20 kV, working current 50 nA, dwell time ~10 ms; BSE imaging: accelerating voltage 20 kV, beam current 10 nA; LA-ICP-MS: energy density 3~3.5 J/cm2, spot sizes 29 to 51 μm, repetition rates 5 Hz (polished thin-section) and 10 Hz (polished blocks), ~30 s background acquisition, ~40 s sample data acquisition | STDGL3 (Danyushevsky et al. 2011) and GSD-1G (USGS) | 4.3225 | [19 empty] | 2239.424 | [5 empty] | 3.2419 | [5 empty] | 276.2374 | [9 empty] | 122150.3993 |  | 0.005 |  |  |  | 0.21047 | [7 empty] | 444.604 | [13 empty] | 297.0783 | [15 empty] | 0.077188 | [17 empty] | 0.071224 | [9 empty] | 2.2954 | [35 empty] | CHN | Tibet
| Lawu |  | Magmatic hydrothermal | Skarn | Cu-Pb-Zn skarn | Cu, Pb, Zn | In, Sn | Cu, Pb, Zn, In, Sn |  |  | 18-128 A1 SP - 9.d |  | underground mine |  |  |  |  | ore material | drill core | underground mining tunnels and drill cores | mineral separate | [5 empty] | mineralisation |  |  |  | sphalerite, chalcopyrite, pyrrhotite, pyrite, arsenopyrite | [6 empty] | galena, bismuthinite, marcasite, iron oxides, pyroxene, actinolite, quartz | thin sections and polished blocks examined using optical microscope, BSE detector, and EDS prior to analysis | EMPA, LA-ICPMS | JEOL JXA-8230 electron probe microanalyzer; RESOlution-LR 193 nm ArF excimer laser ablation system coupled to an Agilent 7700x ICP-MS | Laboratory of Mineral Resources Research Center, Fuzhou University; Adelaide Microscopy, the University of Adelaide | EPMA point analysis: accelerating voltage 15 kV, beam current 20 nA, beam diameter ~5 μm; EPMA mapping: accelerating voltage 20 kV, working current 50 nA, dwell time ~10 ms; BSE imaging: accelerating voltage 20 kV, beam current 10 nA; LA-ICP-MS: energy density 3~3.5 J/cm2, spot sizes 29 to 51 μm, repetition rates 5 Hz (polished thin-section) and 10 Hz (polished blocks), ~30 s background acquisition, ~40 s sample data acquisition | STDGL3 (Danyushevsky et al. 2011) and GSD-1G (USGS) | 5.5835 | [19 empty] | 2234.3576 | [5 empty] | 3.2461 | [5 empty] | 278.0301 | [9 empty] | 120832.8356 |  | 0.01 |  |  |  | 0.24418 | [7 empty] | 444.1207 | [13 empty] | 314.9671 | [15 empty] | 0.073492 | [17 empty] | 0.071224 | [9 empty] | 2.0626 | [35 empty] | CHN | Tibet
| Lawu |  | Magmatic hydrothermal | Skarn | Cu-Pb-Zn skarn | Cu, Pb, Zn | In, Sn | Cu, Pb, Zn, In, Sn |  |  | 18-128 A1 SP - 10.d |  | underground mine |  |  |  |  | ore material | drill core | underground mining tunnels and drill cores | mineral separate | [5 empty] | mineralisation |  |  |  | sphalerite, chalcopyrite, pyrrhotite, pyrite, arsenopyrite | [6 empty] | galena, bismuthinite, marcasite, iron oxides, pyroxene, actinolite, quartz | thin sections and polished blocks examined using optical microscope, BSE detector, and EDS prior to analysis | EMPA, LA-ICPMS | JEOL JXA-8230 electron probe microanalyzer; RESOlution-LR 193 nm ArF excimer laser ablation system coupled to an Agilent 7700x ICP-MS | Laboratory of Mineral Resources Research Center, Fuzhou University; Adelaide Microscopy, the University of Adelaide | EPMA point analysis: accelerating voltage 15 kV, beam current 20 nA, beam diameter ~5 μm; EPMA mapping: accelerating voltage 20 kV, working current 50 nA, dwell time ~10 ms; BSE imaging: accelerating voltage 20 kV, beam current 10 nA; LA-ICP-MS: energy density 3~3.5 J/cm2, spot sizes 29 to 51 μm, repetition rates 5 Hz (polished thin-section) and 10 Hz (polished blocks), ~30 s background acquisition, ~40 s sample data acquisition | STDGL3 (Danyushevsky et al. 2011) and GSD-1G (USGS) | 5.0677 | [19 empty] | 2232.8473 | [5 empty] | 3.2214 | [5 empty] | 282.4234 | [9 empty] | 121739.2191 |  | 0.01 |  |  |  | 0.23464 | [7 empty] | 442.238 | [13 empty] | 334.9271 | [15 empty] | 0.10193 | [17 empty] | 0.071224 | [9 empty] | 2.4377 | [35 empty] | CHN | Tibet
| Lawu |  | Magmatic hydrothermal | Skarn | Cu-Pb-Zn skarn | Cu, Pb, Zn | In, Sn | Cu, Pb, Zn, In, Sn |  |  | 18-128 A1 SP - 11.d |  | underground mine |  |  |  |  | ore material | drill core | underground mining tunnels and drill cores | mineral separate | [5 empty] | mineralisation |  |  |  | sphalerite, chalcopyrite, pyrrhotite, pyrite, arsenopyrite | [6 empty] | galena, bismuthinite, marcasite, iron oxides, pyroxene, actinolite, quartz | thin sections and polished blocks examined using optical microscope, BSE detector, and EDS prior to analysis | EMPA, LA-ICPMS | JEOL JXA-8230 electron probe microanalyzer; RESOlution-LR 193 nm ArF excimer laser ablation system coupled to an Agilent 7700x ICP-MS | Laboratory of Mineral Resources Research Center, Fuzhou University; Adelaide Microscopy, the University of Adelaide | EPMA point analysis: accelerating voltage 15 kV, beam current 20 nA, beam diameter ~5 μm; EPMA mapping: accelerating voltage 20 kV, working current 50 nA, dwell time ~10 ms; BSE imaging: accelerating voltage 20 kV, beam current 10 nA; LA-ICP-MS: energy density 3~3.5 J/cm2, spot sizes 29 to 51 μm, repetition rates 5 Hz (polished thin-section) and 10 Hz (polished blocks), ~30 s background acquisition, ~40 s sample data acquisition | STDGL3 (Danyushevsky et al. 2011) and GSD-1G (USGS) | 5.1416 | [19 empty] | 2301.6661 | [5 empty] | 3.3377 | [5 empty] | 283.8979 | [9 empty] | 122125.2833 |  | 0.01 |  |  |  | 0.23676 | [7 empty] | 456.5202 | [13 empty] | 321.5194 | [15 empty] | 0.087784 | [17 empty] | 0.071224 | [9 empty] | 2.7223 | [35 empty] | CHN | Tibet
| Lawu |  | Magmatic hydrothermal | Skarn | Cu-Pb-Zn skarn | Cu, Pb, Zn | In, Sn | Cu, Pb, Zn, In, Sn |  |  | 18-128 A1 SP - 12.d |  | underground mine |  |  |  |  | ore material | drill core | underground mining tunnels and drill cores | mineral separate | [5 empty] | mineralisation |  |  |  | sphalerite, chalcopyrite, pyrrhotite, pyrite, arsenopyrite | [6 empty] | galena, bismuthinite, marcasite, iron oxides, pyroxene, actinolite, quartz | thin sections and polished blocks examined using optical microscope, BSE detector, and EDS prior to analysis | EMPA, LA-ICPMS | JEOL JXA-8230 electron probe microanalyzer; RESOlution-LR 193 nm ArF excimer laser ablation system coupled to an Agilent 7700x ICP-MS | Laboratory of Mineral Resources Research Center, Fuzhou University; Adelaide Microscopy, the University of Adelaide | EPMA point analysis: accelerating voltage 15 kV, beam current 20 nA, beam diameter ~5 μm; EPMA mapping: accelerating voltage 20 kV, working current 50 nA, dwell time ~10 ms; BSE imaging: accelerating voltage 20 kV, beam current 10 nA; LA-ICP-MS: energy density 3~3.5 J/cm2, spot sizes 29 to 51 μm, repetition rates 5 Hz (polished thin-section) and 10 Hz (polished blocks), ~30 s background acquisition, ~40 s sample data acquisition | STDGL3 (Danyushevsky et al. 2011) and GSD-1G (USGS) | 6.1233 | [19 empty] | 2264.9591 | [5 empty] | 3.3479 | [5 empty] | 379.434 | [9 empty] | 122855.1095 |  | 0.01 |  |  |  | 0.23171 | [7 empty] | 442.186 | [13 empty] | 363.6162 | [15 empty] | 2.5037 | [17 empty] | 0.056284 | [9 empty] | 7.3752 | [35 empty] | CHN | Tibet
| Lawu |  | Magmatic hydrothermal | Skarn | Cu-Pb-Zn skarn | Cu, Pb, Zn | In, Sn | Cu, Pb, Zn, In, Sn |  |  | 18-128 A1 SP - 13.d |  | underground mine |  |  |  |  | ore material | drill core | underground mining tunnels and drill cores | mineral separate | [5 empty] | mineralisation |  |  |  | sphalerite, chalcopyrite, pyrrhotite, pyrite, arsenopyrite | [6 empty] | galena, bismuthinite, marcasite, iron oxides, pyroxene, actinolite, quartz | thin sections and polished blocks examined using optical microscope, BSE detector, and EDS prior to analysis | EMPA, LA-ICPMS | JEOL JXA-8230 electron probe microanalyzer; RESOlution-LR 193 nm ArF excimer laser ablation system coupled to an Agilent 7700x ICP-MS | Laboratory of Mineral Resources Research Center, Fuzhou University; Adelaide Microscopy, the University of Adelaide | EPMA point analysis: accelerating voltage 15 kV, beam current 20 nA, beam diameter ~5 μm; EPMA mapping: accelerating voltage 20 kV, working current 50 nA, dwell time ~10 ms; BSE imaging: accelerating voltage 20 kV, beam current 10 nA; LA-ICP-MS: energy density 3~3.5 J/cm2, spot sizes 29 to 51 μm, repetition rates 5 Hz (polished thin-section) and 10 Hz (polished blocks), ~30 s background acquisition, ~40 s sample data acquisition | STDGL3 (Danyushevsky et al. 2011) and GSD-1G (USGS) | 7.509 | [19 empty] | 2229.595 | [5 empty] | 3.1576 | [5 empty] | 298.9159 | [9 empty] | 121876.8258 |  | 0.016148 |  |  |  | 0.22404 | [7 empty] | 441.0952 | [13 empty] | 302.9592 | [15 empty] | 1.5615 | [17 empty] | 0.024067 | [9 empty] | 2.3663 | [35 empty] | CHN | Tibet
| Lawu |  | Magmatic hydrothermal | Skarn | Cu-Pb-Zn skarn | Cu, Pb, Zn | In, Sn | Cu, Pb, Zn, In, Sn |  |  | 18-128 A1 SP - 14.d |  | underground mine |  |  |  |  | ore material | drill core | underground mining tunnels and drill cores | mineral separate | [5 empty] | mineralisation |  |  |  | sphalerite, chalcopyrite, pyrrhotite, pyrite, arsenopyrite | [6 empty] | galena, bismuthinite, marcasite, iron oxides, pyroxene, actinolite, quartz | thin sections and polished blocks examined using optical microscope, BSE detector, and EDS prior to analysis | EMPA, LA-ICPMS | JEOL JXA-8230 electron probe microanalyzer; RESOlution-LR 193 nm ArF excimer laser ablation system coupled to an Agilent 7700x ICP-MS | Laboratory of Mineral Resources Research Center, Fuzhou University; Adelaide Microscopy, the University of Adelaide | EPMA point analysis: accelerating voltage 15 kV, beam current 20 nA, beam diameter ~5 μm; EPMA mapping: accelerating voltage 20 kV, working current 50 nA, dwell time ~10 ms; BSE imaging: accelerating voltage 20 kV, beam current 10 nA; LA-ICP-MS: energy density 3~3.5 J/cm2, spot sizes 29 to 51 μm, repetition rates 5 Hz (polished thin-section) and 10 Hz (polished blocks), ~30 s background acquisition, ~40 s sample data acquisition | STDGL3 (Danyushevsky et al. 2011) and GSD-1G (USGS) | 6.1238 | [19 empty] | 2226.0277 | [5 empty] | 3.2408 | [5 empty] | 293.4177 | [9 empty] | 122475.0588 |  | 0.016148 |  |  |  | 0.22279 | [7 empty] | 437.826 | [13 empty] | 350.7856 | [15 empty] | 0.32022 | [17 empty] | 0.030957 | [9 empty] | 0.87455 | [35 empty] | CHN | Tibet
| Lawu |  | Magmatic hydrothermal | Skarn | Cu-Pb-Zn skarn | Cu, Pb, Zn | In, Sn | Cu, Pb, Zn, In, Sn |  |  | 18-128 A1 SP - 15.d |  | underground mine |  |  |  |  | ore material | drill core | underground mining tunnels and drill cores | mineral separate | [5 empty] | mineralisation |  |  |  | sphalerite, chalcopyrite, pyrrhotite, pyrite, arsenopyrite | [6 empty] | galena, bismuthinite, marcasite, iron oxides, pyroxene, actinolite, quartz | thin sections and polished blocks examined using optical microscope, BSE detector, and EDS prior to analysis | EMPA, LA-ICPMS | JEOL JXA-8230 electron probe microanalyzer; RESOlution-LR 193 nm ArF excimer laser ablation system coupled to an Agilent 7700x ICP-MS | Laboratory of Mineral Resources Research Center, Fuzhou University; Adelaide Microscopy, the University of Adelaide | EPMA point analysis: accelerating voltage 15 kV, beam current 20 nA, beam diameter ~5 μm; EPMA mapping: accelerating voltage 20 kV, working current 50 nA, dwell time ~10 ms; BSE imaging: accelerating voltage 20 kV, beam current 10 nA; LA-ICP-MS: energy density 3~3.5 J/cm2, spot sizes 29 to 51 μm, repetition rates 5 Hz (polished thin-section) and 10 Hz (polished blocks), ~30 s background acquisition, ~40 s sample data acquisition | STDGL3 (Danyushevsky et al. 2011) and GSD-1G (USGS) | 4.3669 | [19 empty] | 2282.1722 | [5 empty] | 3.2562 | [5 empty] | 279.9553 | [9 empty] | 120184.2766 |  | 0.016148 |  |  |  | 0.2228 | [7 empty] | 450.7887 | [13 empty] | 255.6527 | [15 empty] | 0.057909 | [17 empty] | 0.071224 | [9 empty] | 2.8954 | [35 empty] | CHN | Tibet
| Lawu |  | Magmatic hydrothermal | Skarn | Cu-Pb-Zn skarn | Cu, Pb, Zn | In, Sn | Cu, Pb, Zn, In, Sn |  |  | 18-128 A1 SP - 16.d |  | underground mine |  |  |  |  | ore material | drill core | underground mining tunnels and drill cores | mineral separate | [5 empty] | mineralisation |  |  |  | sphalerite, chalcopyrite, pyrrhotite, pyrite, arsenopyrite | [6 empty] | galena, bismuthinite, marcasite, iron oxides, pyroxene, actinolite, quartz | thin sections and polished blocks examined using optical microscope, BSE detector, and EDS prior to analysis | EMPA, LA-ICPMS | JEOL JXA-8230 electron probe microanalyzer; RESOlution-LR 193 nm ArF excimer laser ablation system coupled to an Agilent 7700x ICP-MS | Laboratory of Mineral Resources Research Center, Fuzhou University; Adelaide Microscopy, the University of Adelaide | EPMA point analysis: accelerating voltage 15 kV, beam current 20 nA, beam diameter ~5 μm; EPMA mapping: accelerating voltage 20 kV, working current 50 nA, dwell time ~10 ms; BSE imaging: accelerating voltage 20 kV, beam current 10 nA; LA-ICP-MS: energy density 3~3.5 J/cm2, spot sizes 29 to 51 μm, repetition rates 5 Hz (polished thin-section) and 10 Hz (polished blocks), ~30 s background acquisition, ~40 s sample data acquisition | STDGL3 (Danyushevsky et al. 2011) and GSD-1G (USGS) | 4.8315 | [19 empty] | 2259.6732 | [5 empty] | 3.1961 | [5 empty] | 290.3445 | [9 empty] | 120351.1239 |  | 0.016148 |  |  |  | 0.22234 | [7 empty] | 444.4118 | [13 empty] | 300.9729 | [15 empty] | 0.78102 | [17 empty] | 0.070756 | [9 empty] | 2.2951 | [35 empty] | CHN | Tibet
| Lawu |  | Magmatic hydrothermal | Skarn | Cu-Pb-Zn skarn | Cu, Pb, Zn | In, Sn | Cu, Pb, Zn, In, Sn |  |  | 18-128 A1 SP - 17.d |  | underground mine |  |  |  |  | ore material | drill core | underground mining tunnels and drill cores | mineral separate | [5 empty] | mineralisation |  |  |  | sphalerite, chalcopyrite, pyrrhotite, pyrite, arsenopyrite | [6 empty] | galena, bismuthinite, marcasite, iron oxides, pyroxene, actinolite, quartz | thin sections and polished blocks examined using optical microscope, BSE detector, and EDS prior to analysis | EMPA, LA-ICPMS | JEOL JXA-8230 electron probe microanalyzer; RESOlution-LR 193 nm ArF excimer laser ablation system coupled to an Agilent 7700x ICP-MS | Laboratory of Mineral Resources Research Center, Fuzhou University; Adelaide Microscopy, the University of Adelaide | EPMA point analysis: accelerating voltage 15 kV, beam current 20 nA, beam diameter ~5 μm; EPMA mapping: accelerating voltage 20 kV, working current 50 nA, dwell time ~10 ms; BSE imaging: accelerating voltage 20 kV, beam current 10 nA; LA-ICP-MS: energy density 3~3.5 J/cm2, spot sizes 29 to 51 μm, repetition rates 5 Hz (polished thin-section) and 10 Hz (polished blocks), ~30 s background acquisition, ~40 s sample data acquisition | STDGL3 (Danyushevsky et al. 2011) and GSD-1G (USGS) | 3.6551 | [19 empty] | 2255.3724 | [5 empty] | 3.2612 | [5 empty] | 289.3828 | [9 empty] | 119568.7395 |  | 0.016148 |  |  |  | 0.22557 | [7 empty] | 443.6426 | [13 empty] | 301.1886 | [15 empty] | 1.7661 | [17 empty] | 0.075557 | [9 empty] | 3.4851 | [35 empty] | CHN | Tibet
| Lawu |  | Magmatic hydrothermal | Skarn | Cu-Pb-Zn skarn | Cu, Pb, Zn | In, Sn | Cu, Pb, Zn, In, Sn |  |  | 18-128 A1 SP - 18.d |  | underground mine |  |  |  |  | ore material | drill core | underground mining tunnels and drill cores | mineral separate | [5 empty] | mineralisation |  |  |  | sphalerite, chalcopyrite, pyrrhotite, pyrite, arsenopyrite | [6 empty] | galena, bismuthinite, marcasite, iron oxides, pyroxene, actinolite, quartz | thin sections and polished blocks examined using optical microscope, BSE detector, and EDS prior to analysis | EMPA, LA-ICPMS | JEOL JXA-8230 electron probe microanalyzer; RESOlution-LR 193 nm ArF excimer laser ablation system coupled to an Agilent 7700x ICP-MS | Laboratory of Mineral Resources Research Center, Fuzhou University; Adelaide Microscopy, the University of Adelaide | EPMA point analysis: accelerating voltage 15 kV, beam current 20 nA, beam diameter ~5 μm; EPMA mapping: accelerating voltage 20 kV, working current 50 nA, dwell time ~10 ms; BSE imaging: accelerating voltage 20 kV, beam current 10 nA; LA-ICP-MS: energy density 3~3.5 J/cm2, spot sizes 29 to 51 μm, repetition rates 5 Hz (polished thin-section) and 10 Hz (polished blocks), ~30 s background acquisition, ~40 s sample data acquisition | STDGL3 (Danyushevsky et al. 2011) and GSD-1G (USGS) | 6.1498 | [19 empty] | 2218.3242 | [5 empty] | 3.2019 | [5 empty] | 355.2374 | [9 empty] | 120895.324 |  | 0.016148 |  |  |  | 0.19167 | [7 empty] | 440.2295 | [13 empty] | 344.7331 | [15 empty] | 0.6706 | [17 empty] | 0.026738 | [9 empty] | 1.5823 | [35 empty] | CHN | Tibet
| Lawu |  | Magmatic hydrothermal | Skarn | Cu-Pb-Zn skarn | Cu, Pb, Zn | In, Sn | Cu, Pb, Zn, In, Sn |  |  | 18-128 A1 SP - 19.d |  | underground mine |  |  |  |  | ore material | drill core | underground mining tunnels and drill cores | mineral separate | [5 empty] | mineralisation |  |  |  | sphalerite, chalcopyrite, pyrrhotite, pyrite, arsenopyrite | [6 empty] | galena, bismuthinite, marcasite, iron oxides, pyroxene, actinolite, quartz | thin sections and polished blocks examined using optical microscope, BSE detector, and EDS prior to analysis | EMPA, LA-ICPMS | JEOL JXA-8230 electron probe microanalyzer; RESOlution-LR 193 nm ArF excimer laser ablation system coupled to an Agilent 7700x ICP-MS | Laboratory of Mineral Resources Research Center, Fuzhou University; Adelaide Microscopy, the University of Adelaide | EPMA point analysis: accelerating voltage 15 kV, beam current 20 nA, beam diameter ~5 μm; EPMA mapping: accelerating voltage 20 kV, working current 50 nA, dwell time ~10 ms; BSE imaging: accelerating voltage 20 kV, beam current 10 nA; LA-ICP-MS: energy density 3~3.5 J/cm2, spot sizes 29 to 51 μm, repetition rates 5 Hz (polished thin-section) and 10 Hz (polished blocks), ~30 s background acquisition, ~40 s sample data acquisition | STDGL3 (Danyushevsky et al. 2011) and GSD-1G (USGS) | 3.9027 | [19 empty] | 2276.9043 | [5 empty] | 3.3492 | [5 empty] | 279.3724 | [9 empty] | 122297.8709 |  | 0.016148 |  |  |  | 0.22892 | [7 empty] | 438.1594 | [13 empty] | 376.0708 | [15 empty] | 0.13041 | [17 empty] | 0.071224 | [9 empty] | 1.8238 | [35 empty] | CHN | Tibet
| Lawu |  | Magmatic hydrothermal | Skarn | Cu-Pb-Zn skarn | Cu, Pb, Zn | In, Sn | Cu, Pb, Zn, In, Sn |  |  | 18-128 A1 SP - 20.d |  | underground mine |  |  |  |  | ore material | drill core | underground mining tunnels and drill cores | mineral separate | [5 empty] | mineralisation |  |  |  | sphalerite, chalcopyrite, pyrrhotite, pyrite, arsenopyrite | [6 empty] | galena, bismuthinite, marcasite, iron oxides, pyroxene, actinolite, quartz | thin sections and polished blocks examined using optical microscope, BSE detector, and EDS prior to analysis | EMPA, LA-ICPMS | JEOL JXA-8230 electron probe microanalyzer; RESOlution-LR 193 nm ArF excimer laser ablation system coupled to an Agilent 7700x ICP-MS | Laboratory of Mineral Resources Research Center, Fuzhou University; Adelaide Microscopy, the University of Adelaide | EPMA point analysis: accelerating voltage 15 kV, beam current 20 nA, beam diameter ~5 μm; EPMA mapping: accelerating voltage 20 kV, working current 50 nA, dwell time ~10 ms; BSE imaging: accelerating voltage 20 kV, beam current 10 nA; LA-ICP-MS: energy density 3~3.5 J/cm2, spot sizes 29 to 51 μm, repetition rates 5 Hz (polished thin-section) and 10 Hz (polished blocks), ~30 s background acquisition, ~40 s sample data acquisition | STDGL3 (Danyushevsky et al. 2011) and GSD-1G (USGS) | 6.5237 | [19 empty] | 2319.162 | [5 empty] | 3.1657 | [5 empty] | 290 | [9 empty] | 110711.1291 |  | 0.086476 |  |  |  | 0.25897 | [7 empty] | 456.5254 | [13 empty] | 267.5956 | [15 empty] | 0.6706 | [17 empty] | 0.26147 | [9 empty] | 0.82203 | [35 empty] | CHN | Tibet
| Lawu |  | Magmatic hydrothermal | Skarn | Cu-Pb-Zn skarn | Cu, Pb, Zn | In, Sn | Cu, Pb, Zn, In, Sn |  |  | 18-125 a2 sp - 1.d |  | underground mine |  |  |  |  | ore material | drill core | underground mining tunnels and drill cores | mineral separate | [5 empty] | mineralisation |  |  |  | sphalerite, chalcopyrite, pyrrhotite, pyrite, arsenopyrite | [6 empty] | galena, bismuthinite, marcasite, iron oxides, pyroxene, actinolite, quartz | thin sections and polished blocks examined using optical microscope, BSE detector, and EDS prior to analysis | EMPA, LA-ICPMS | JEOL JXA-8230 electron probe microanalyzer; RESOlution-LR 193 nm ArF excimer laser ablation system coupled to an Agilent 7700x ICP-MS | Laboratory of Mineral Resources Research Center, Fuzhou University; Adelaide Microscopy, the University of Adelaide | EPMA point analysis: accelerating voltage 15 kV, beam current 20 nA, beam diameter ~5 μm; EPMA mapping: accelerating voltage 20 kV, working current 50 nA, dwell time ~10 ms; BSE imaging: accelerating voltage 20 kV, beam current 10 nA; LA-ICP-MS: energy density 3~3.5 J/cm2, spot sizes 29 to 51 μm, repetition rates 5 Hz (polished thin-section) and 10 Hz (polished blocks), ~30 s background acquisition, ~40 s sample data acquisition | STDGL3 (Danyushevsky et al. 2011) and GSD-1G (USGS) | 5.8322 | [19 empty] | 1859.1395 | [5 empty] | 3.6711 | [5 empty] | 342.4382 | [9 empty] | 120608.1387 |  | 0.047518 |  |  |  | 0.29529 | [7 empty] | 485.6499 | [13 empty] | 354.6521 | [15 empty] | 1.359 | [17 empty] | 0.062286 | [9 empty] | 0.91541 | [35 empty] | CHN | Tibet
| Lawu |  | Magmatic hydrothermal | Skarn | Cu-Pb-Zn skarn | Cu, Pb, Zn | In, Sn | Cu, Pb, Zn, In, Sn |  |  | 18-125 a2 sp - 2.d |  | underground mine |  |  |  |  | ore material | drill core | underground mining tunnels and drill cores | mineral separate | [5 empty] | mineralisation |  |  |  | sphalerite, chalcopyrite, pyrrhotite, pyrite, arsenopyrite | [6 empty] | galena, bismuthinite, marcasite, iron oxides, pyroxene, actinolite, quartz | thin sections and polished blocks examined using optical microscope, BSE detector, and EDS prior to analysis | EMPA, LA-ICPMS | JEOL JXA-8230 electron probe microanalyzer; RESOlution-LR 193 nm ArF excimer laser ablation system coupled to an Agilent 7700x ICP-MS | Laboratory of Mineral Resources Research Center, Fuzhou University; Adelaide Microscopy, the University of Adelaide | EPMA point analysis: accelerating voltage 15 kV, beam current 20 nA, beam diameter ~5 μm; EPMA mapping: accelerating voltage 20 kV, working current 50 nA, dwell time ~10 ms; BSE imaging: accelerating voltage 20 kV, beam current 10 nA; LA-ICP-MS: energy density 3~3.5 J/cm2, spot sizes 29 to 51 μm, repetition rates 5 Hz (polished thin-section) and 10 Hz (polished blocks), ~30 s background acquisition, ~40 s sample data acquisition | STDGL3 (Danyushevsky et al. 2011) and GSD-1G (USGS) | 6.1478 | [19 empty] | 2042.6409 | [5 empty] | 3.6242 | [5 empty] | 342.4382 | [9 empty] | 121249.1931 |  | 0.042388 |  |  |  | 0.26825 | [7 empty] | 481.0862 | [13 empty] | 357.4859 | [15 empty] | 1.9165 | [17 empty] | 0.062617 | [9 empty] | 1.4611 | [35 empty] | CHN | Tibet
| Lawu |  | Magmatic hydrothermal | Skarn | Cu-Pb-Zn skarn | Cu, Pb, Zn | In, Sn | Cu, Pb, Zn, In, Sn |  |  | 18-125 a2 sp - 3.d |  | underground mine |  |  |  |  | ore material | drill core | underground mining tunnels and drill cores | mineral separate | [5 empty] | mineralisation |  |  |  | sphalerite, chalcopyrite, pyrrhotite, pyrite, arsenopyrite | [6 empty] | galena, bismuthinite, marcasite, iron oxides, pyroxene, actinolite, quartz | thin sections and polished blocks examined using optical microscope, BSE detector, and EDS prior to analysis | EMPA, LA-ICPMS | JEOL JXA-8230 electron probe microanalyzer; RESOlution-LR 193 nm ArF excimer laser ablation system coupled to an Agilent 7700x ICP-MS | Laboratory of Mineral Resources Research Center, Fuzhou University; Adelaide Microscopy, the University of Adelaide | EPMA point analysis: accelerating voltage 15 kV, beam current 20 nA, beam diameter ~5 μm; EPMA mapping: accelerating voltage 20 kV, working current 50 nA, dwell time ~10 ms; BSE imaging: accelerating voltage 20 kV, beam current 10 nA; LA-ICP-MS: energy density 3~3.5 J/cm2, spot sizes 29 to 51 μm, repetition rates 5 Hz (polished thin-section) and 10 Hz (polished blocks), ~30 s background acquisition, ~40 s sample data acquisition | STDGL3 (Danyushevsky et al. 2011) and GSD-1G (USGS) | 5.0683 | [19 empty] | 2049.6075 | [5 empty] | 3.6075 | [5 empty] | 325.4787 | [9 empty] | 113837.3902 |  | 0.075908 |  |  |  | 0.2122 | [7 empty] | 509.2648 | [13 empty] | 268.56 | [15 empty] | 1.1847 | [17 empty] | 0.089965 | [9 empty] | 2.1645 | [35 empty] | CHN | Tibet
| Lawu |  | Magmatic hydrothermal | Skarn | Cu-Pb-Zn skarn | Cu, Pb, Zn | In, Sn | Cu, Pb, Zn, In, Sn |  |  | 18-125 a2 sp - 4.d |  | underground mine |  |  |  |  | ore material | drill core | underground mining tunnels and drill cores | mineral separate | [5 empty] | mineralisation |  |  |  | sphalerite, chalcopyrite, pyrrhotite, pyrite, arsenopyrite | [6 empty] | galena, bismuthinite, marcasite, iron oxides, pyroxene, actinolite, quartz | thin sections and polished blocks examined using optical microscope, BSE detector, and EDS prior to analysis | EMPA, LA-ICPMS | JEOL JXA-8230 electron probe microanalyzer; RESOlution-LR 193 nm ArF excimer laser ablation system coupled to an Agilent 7700x ICP-MS | Laboratory of Mineral Resources Research Center, Fuzhou University; Adelaide Microscopy, the University of Adelaide | EPMA point analysis: accelerating voltage 15 kV, beam current 20 nA, beam diameter ~5 μm; EPMA mapping: accelerating voltage 20 kV, working current 50 nA, dwell time ~10 ms; BSE imaging: accelerating voltage 20 kV, beam current 10 nA; LA-ICP-MS: energy density 3~3.5 J/cm2, spot sizes 29 to 51 μm, repetition rates 5 Hz (polished thin-section) and 10 Hz (polished blocks), ~30 s background acquisition, ~40 s sample data acquisition | STDGL3 (Danyushevsky et al. 2011) and GSD-1G (USGS) | 5.0584 | [19 empty] | 2218.4498 | [5 empty] | 3.7396 | [5 empty] | 298.7139 | [9 empty] | 115438.8779 |  | 0.036615 |  |  |  | 0.27032 | [7 empty] | 485.8716 | [13 empty] | 266.2862 | [15 empty] | 0.31705 | [17 empty] | 0.022582 | [9 empty] | 1.382 | [35 empty] | CHN | Tibet
| Lawu |  | Magmatic hydrothermal | Skarn | Cu-Pb-Zn skarn | Cu, Pb, Zn | In, Sn | Cu, Pb, Zn, In, Sn |  |  | 18-125 a2 sp - 5.d |  | underground mine |  |  |  |  | ore material | drill core | underground mining tunnels and drill cores | mineral separate | [5 empty] | mineralisation |  |  |  | sphalerite, chalcopyrite, pyrrhotite, pyrite, arsenopyrite | [6 empty] | galena, bismuthinite, marcasite, iron oxides, pyroxene, actinolite, quartz | thin sections and polished blocks examined using optical microscope, BSE detector, and EDS prior to analysis | EMPA, LA-ICPMS | JEOL JXA-8230 electron probe microanalyzer; RESOlution-LR 193 nm ArF excimer laser ablation system coupled to an Agilent 7700x ICP-MS | Laboratory of Mineral Resources Research Center, Fuzhou University; Adelaide Microscopy, the University of Adelaide | EPMA point analysis: accelerating voltage 15 kV, beam current 20 nA, beam diameter ~5 μm; EPMA mapping: accelerating voltage 20 kV, working current 50 nA, dwell time ~10 ms; BSE imaging: accelerating voltage 20 kV, beam current 10 nA; LA-ICP-MS: energy density 3~3.5 J/cm2, spot sizes 29 to 51 μm, repetition rates 5 Hz (polished thin-section) and 10 Hz (polished blocks), ~30 s background acquisition, ~40 s sample data acquisition | STDGL3 (Danyushevsky et al. 2011) and GSD-1G (USGS) | 6.296 | [19 empty] | 1944.1173 | [5 empty] | 3.5773 | [5 empty] | 443.5793 | [9 empty] | 121912.7523 |  | 0.04792 |  |  |  | 0.31032 | [7 empty] | 509.2842 | [13 empty] | 322.2389 | [15 empty] | 0.55328 | [17 empty] | 0.26615 | [9 empty] | 2.9286 | [35 empty] | CHN | Tibet
| Lawu |  | Magmatic hydrothermal | Skarn | Cu-Pb-Zn skarn | Cu, Pb, Zn | In, Sn | Cu, Pb, Zn, In, Sn |  |  | 18-125 a4 sp - 1.d |  | underground mine |  |  |  |  | ore material | drill core | underground mining tunnels and drill cores | mineral separate | [5 empty] | mineralisation |  |  |  | sphalerite, chalcopyrite, pyrrhotite, pyrite, arsenopyrite | [6 empty] | galena, bismuthinite, marcasite, iron oxides, pyroxene, actinolite, quartz | thin sections and polished blocks examined using optical microscope, BSE detector, and EDS prior to analysis | EMPA, LA-ICPMS | JEOL JXA-8230 electron probe microanalyzer; RESOlution-LR 193 nm ArF excimer laser ablation system coupled to an Agilent 7700x ICP-MS | Laboratory of Mineral Resources Research Center, Fuzhou University; Adelaide Microscopy, the University of Adelaide | EPMA point analysis: accelerating voltage 15 kV, beam current 20 nA, beam diameter ~5 μm; EPMA mapping: accelerating voltage 20 kV, working current 50 nA, dwell time ~10 ms; BSE imaging: accelerating voltage 20 kV, beam current 10 nA; LA-ICP-MS: energy density 3~3.5 J/cm2, spot sizes 29 to 51 μm, repetition rates 5 Hz (polished thin-section) and 10 Hz (polished blocks), ~30 s background acquisition, ~40 s sample data acquisition | STDGL3 (Danyushevsky et al. 2011) and GSD-1G (USGS) | 6.5548 | [19 empty] | 1988.6075 | [5 empty] | 3.3794 | [5 empty] | 384.7716 | [9 empty] | 113355.9482 |  | 0.049104 |  |  |  | 0.28574 | [7 empty] | 664.2755 | [13 empty] | 364.4598 | [15 empty] | 0.23239 | [17 empty] | 0.10789 | [9 empty] | 2.7142 | [35 empty] | CHN | Tibet
| Lawu |  | Magmatic hydrothermal | Skarn | Cu-Pb-Zn skarn | Cu, Pb, Zn | In, Sn | Cu, Pb, Zn, In, Sn |  |  | 18-125 a4 sp - 2.d |  | underground mine |  |  |  |  | ore material | drill core | underground mining tunnels and drill cores | mineral separate | [5 empty] | mineralisation |  |  |  | sphalerite, chalcopyrite, pyrrhotite, pyrite, arsenopyrite | [6 empty] | galena, bismuthinite, marcasite, iron oxides, pyroxene, actinolite, quartz | thin sections and polished blocks examined using optical microscope, BSE detector, and EDS prior to analysis | EMPA, LA-ICPMS | JEOL JXA-8230 electron probe microanalyzer; RESOlution-LR 193 nm ArF excimer laser ablation system coupled to an Agilent 7700x ICP-MS | Laboratory of Mineral Resources Research Center, Fuzhou University; Adelaide Microscopy, the University of Adelaide | EPMA point analysis: accelerating voltage 15 kV, beam current 20 nA, beam diameter ~5 μm; EPMA mapping: accelerating voltage 20 kV, working current 50 nA, dwell time ~10 ms; BSE imaging: accelerating voltage 20 kV, beam current 10 nA; LA-ICP-MS: energy density 3~3.5 J/cm2, spot sizes 29 to 51 μm, repetition rates 5 Hz (polished thin-section) and 10 Hz (polished blocks), ~30 s background acquisition, ~40 s sample data acquisition | STDGL3 (Danyushevsky et al. 2011) and GSD-1G (USGS) | 7.5213 | [19 empty] | 2034.6873 | [5 empty] | 3.5736 | [5 empty] | 384.2986 | [9 empty] | 119555.4189 |  | 0.046968 |  |  |  | 0.29405 | [7 empty] | 633.922 | [13 empty] | 446.8828 | [15 empty] | 0.96016 | [17 empty] | 0.067355 | [9 empty] | 3.742 | [35 empty] | CHN | Tibet
| Lawu |  | Magmatic hydrothermal | Skarn | Cu-Pb-Zn skarn | Cu, Pb, Zn | In, Sn | Cu, Pb, Zn, In, Sn |  |  | 18-125 a4 sp - 3.d |  | underground mine |  |  |  |  | ore material | drill core | underground mining tunnels and drill cores | mineral separate | [5 empty] | mineralisation |  |  |  | sphalerite, chalcopyrite, pyrrhotite, pyrite, arsenopyrite | [6 empty] | galena, bismuthinite, marcasite, iron oxides, pyroxene, actinolite, quartz | thin sections and polished blocks examined using optical microscope, BSE detector, and EDS prior to analysis | EMPA, LA-ICPMS | JEOL JXA-8230 electron probe microanalyzer; RESOlution-LR 193 nm ArF excimer laser ablation system coupled to an Agilent 7700x ICP-MS | Laboratory of Mineral Resources Research Center, Fuzhou University; Adelaide Microscopy, the University of Adelaide | EPMA point analysis: accelerating voltage 15 kV, beam current 20 nA, beam diameter ~5 μm; EPMA mapping: accelerating voltage 20 kV, working current 50 nA, dwell time ~10 ms; BSE imaging: accelerating voltage 20 kV, beam current 10 nA; LA-ICP-MS: energy density 3~3.5 J/cm2, spot sizes 29 to 51 μm, repetition rates 5 Hz (polished thin-section) and 10 Hz (polished blocks), ~30 s background acquisition, ~40 s sample data acquisition | STDGL3 (Danyushevsky et al. 2011) and GSD-1G (USGS) | 8.1619 | [19 empty] | 2091.9195 | [5 empty] | 3.5372 | [5 empty] | 375.5657 | [9 empty] | 125221.2246 |  | 0.057693 |  |  |  | 0.24019 | [7 empty] | 615.7662 | [13 empty] | 500.297 | [15 empty] | 0.21556 | [17 empty] | 0.027435 | [9 empty] | 3.2236 | [35 empty] | CHN | Tibet
| Lawu |  | Magmatic hydrothermal | Skarn | Cu-Pb-Zn skarn | Cu, Pb, Zn | In, Sn | Cu, Pb, Zn, In, Sn |  |  | 18-125 a4 sp - 4.d |  | underground mine |  |  |  |  | ore material | drill core | underground mining tunnels and drill cores | mineral separate | [5 empty] | mineralisation |  |  |  | sphalerite, chalcopyrite, pyrrhotite, pyrite, arsenopyrite | [6 empty] | galena, bismuthinite, marcasite, iron oxides, pyroxene, actinolite, quartz | thin sections and polished blocks examined using optical microscope, BSE detector, and EDS prior to analysis | EMPA, LA-ICPMS | JEOL JXA-8230 electron probe microanalyzer; RESOlution-LR 193 nm ArF excimer laser ablation system coupled to an Agilent 7700x ICP-MS | Laboratory of Mineral Resources Research Center, Fuzhou University; Adelaide Microscopy, the University of Adelaide | EPMA point analysis: accelerating voltage 15 kV, beam current 20 nA, beam diameter ~5 μm; EPMA mapping: accelerating voltage 20 kV, working current 50 nA, dwell time ~10 ms; BSE imaging: accelerating voltage 20 kV, beam current 10 nA; LA-ICP-MS: energy density 3~3.5 J/cm2, spot sizes 29 to 51 μm, repetition rates 5 Hz (polished thin-section) and 10 Hz (polished blocks), ~30 s background acquisition, ~40 s sample data acquisition | STDGL3 (Danyushevsky et al. 2011) and GSD-1G (USGS) | 7.3273 | [19 empty] | 2096.8988 | [5 empty] | 3.5801 | [5 empty] | 335.8775 | [9 empty] | 125695.9019 |  | 0.082553 |  |  |  | 0.30925 | [7 empty] | 529.137 | [13 empty] | 562.0908 | [15 empty] | 0.52127 | [17 empty] | 0.045243 | [9 empty] | 2.9506 | [35 empty] | CHN | Tibet
| Lawu |  | Magmatic hydrothermal | Skarn | Cu-Pb-Zn skarn | Cu, Pb, Zn | In, Sn | Cu, Pb, Zn, In, Sn |  |  | 18-125 a4 sp - 5.d |  | underground mine |  |  |  |  | ore material | drill core | underground mining tunnels and drill cores | mineral separate | [5 empty] | mineralisation |  |  |  | sphalerite, chalcopyrite, pyrrhotite, pyrite, arsenopyrite | [6 empty] | galena, bismuthinite, marcasite, iron oxides, pyroxene, actinolite, quartz | thin sections and polished blocks examined using optical microscope, BSE detector, and EDS prior to analysis | EMPA, LA-ICPMS | JEOL JXA-8230 electron probe microanalyzer; RESOlution-LR 193 nm ArF excimer laser ablation system coupled to an Agilent 7700x ICP-MS | Laboratory of Mineral Resources Research Center, Fuzhou University; Adelaide Microscopy, the University of Adelaide | EPMA point analysis: accelerating voltage 15 kV, beam current 20 nA, beam diameter ~5 μm; EPMA mapping: accelerating voltage 20 kV, working current 50 nA, dwell time ~10 ms; BSE imaging: accelerating voltage 20 kV, beam current 10 nA; LA-ICP-MS: energy density 3~3.5 J/cm2, spot sizes 29 to 51 μm, repetition rates 5 Hz (polished thin-section) and 10 Hz (polished blocks), ~30 s background acquisition, ~40 s sample data acquisition | STDGL3 (Danyushevsky et al. 2011) and GSD-1G (USGS) | 12.2583 | [19 empty] | 2187.1964 | [5 empty] | 3.3684 | [5 empty] | 342.0175 | [9 empty] | 114184.5204 |  | 0.046637 |  |  |  | 0.22312 | [7 empty] | 518.1686 | [13 empty] | 375.0756 | [15 empty] | 2.4302 | [17 empty] | 0.20103 | [9 empty] | 3.5381 | [35 empty] | CHN | Tibet
| Lawu |  | Magmatic hydrothermal | Skarn | Cu-Pb-Zn skarn | Cu, Pb, Zn | In, Sn | Cu, Pb, Zn, In, Sn |  |  | 18-125 a7 sp - 1.d |  | underground mine |  |  |  |  | ore material | drill core | underground mining tunnels and drill cores | mineral separate | [5 empty] | mineralisation |  |  |  | sphalerite, chalcopyrite, pyrrhotite, pyrite, arsenopyrite | [6 empty] | galena, bismuthinite, marcasite, iron oxides, pyroxene, actinolite, quartz | thin sections and polished blocks examined using optical microscope, BSE detector, and EDS prior to analysis | EMPA, LA-ICPMS | JEOL JXA-8230 electron probe microanalyzer; RESOlution-LR 193 nm ArF excimer laser ablation system coupled to an Agilent 7700x ICP-MS | Laboratory of Mineral Resources Research Center, Fuzhou University; Adelaide Microscopy, the University of Adelaide | EPMA point analysis: accelerating voltage 15 kV, beam current 20 nA, beam diameter ~5 μm; EPMA mapping: accelerating voltage 20 kV, working current 50 nA, dwell time ~10 ms; BSE imaging: accelerating voltage 20 kV, beam current 10 nA; LA-ICP-MS: energy density 3~3.5 J/cm2, spot sizes 29 to 51 μm, repetition rates 5 Hz (polished thin-section) and 10 Hz (polished blocks), ~30 s background acquisition, ~40 s sample data acquisition | STDGL3 (Danyushevsky et al. 2011) and GSD-1G (USGS) | 4.8069 | [19 empty] | 2175.5386 | [5 empty] | 3.2737 | [5 empty] | 287.4819 | [9 empty] | 132397.0624 |  | 0.030192 |  |  |  | 0.27449 | [7 empty] | 429.0072 | [13 empty] | 907.4068 | [15 empty] | 0.11396 | [17 empty] | 0.031079 | [9 empty] | 2.7039 | [35 empty] | CHN | Tibet
| Lawu |  | Magmatic hydrothermal | Skarn | Cu-Pb-Zn skarn | Cu, Pb, Zn | In, Sn | Cu, Pb, Zn, In, Sn |  |  | 18-125 a7 sp - 2.d |  | underground mine |  |  |  |  | ore material | drill core | underground mining tunnels and drill cores | mineral separate | [5 empty] | mineralisation |  |  |  | sphalerite, chalcopyrite, pyrrhotite, pyrite, arsenopyrite | [6 empty] | galena, bismuthinite, marcasite, iron oxides, pyroxene, actinolite, quartz | thin sections and polished blocks examined using optical microscope, BSE detector, and EDS prior to analysis | EMPA, LA-ICPMS | JEOL JXA-8230 electron probe microanalyzer; RESOlution-LR 193 nm ArF excimer laser ablation system coupled to an Agilent 7700x ICP-MS | Laboratory of Mineral Resources Research Center, Fuzhou University; Adelaide Microscopy, the University of Adelaide | EPMA point analysis: accelerating voltage 15 kV, beam current 20 nA, beam diameter ~5 μm; EPMA mapping: accelerating voltage 20 kV, working current 50 nA, dwell time ~10 ms; BSE imaging: accelerating voltage 20 kV, beam current 10 nA; LA-ICP-MS: energy density 3~3.5 J/cm2, spot sizes 29 to 51 μm, repetition rates 5 Hz (polished thin-section) and 10 Hz (polished blocks), ~30 s background acquisition, ~40 s sample data acquisition | STDGL3 (Danyushevsky et al. 2011) and GSD-1G (USGS) | 4.5117 | [19 empty] | 2196.5994 | [5 empty] | 3.3578 | [5 empty] | 286.9198 | [9 empty] | 132856.3218 |  | 0.028853 |  |  |  | 0.20857 | [7 empty] | 450.8484 | [13 empty] | 1125.8482 | [15 empty] | 0.11643 | [17 empty] | 0.10789 | [9 empty] | 2.0511 | [35 empty] | CHN | Tibet
| Lawu |  | Magmatic hydrothermal | Skarn | Cu-Pb-Zn skarn | Cu, Pb, Zn | In, Sn | Cu, Pb, Zn, In, Sn |  |  | 18-125 a7 sp - 3.d |  | underground mine |  |  |  |  | ore material | drill core | underground mining tunnels and drill cores | mineral separate | [5 empty] | mineralisation |  |  |  | sphalerite, chalcopyrite, pyrrhotite, pyrite, arsenopyrite | [6 empty] | galena, bismuthinite, marcasite, iron oxides, pyroxene, actinolite, quartz | thin sections and polished blocks examined using optical microscope, BSE detector, and EDS prior to analysis | EMPA, LA-ICPMS | JEOL JXA-8230 electron probe microanalyzer; RESOlution-LR 193 nm ArF excimer laser ablation system coupled to an Agilent 7700x ICP-MS | Laboratory of Mineral Resources Research Center, Fuzhou University; Adelaide Microscopy, the University of Adelaide | EPMA point analysis: accelerating voltage 15 kV, beam current 20 nA, beam diameter ~5 μm; EPMA mapping: accelerating voltage 20 kV, working current 50 nA, dwell time ~10 ms; BSE imaging: accelerating voltage 20 kV, beam current 10 nA; LA-ICP-MS: energy density 3~3.5 J/cm2, spot sizes 29 to 51 μm, repetition rates 5 Hz (polished thin-section) and 10 Hz (polished blocks), ~30 s background acquisition, ~40 s sample data acquisition | STDGL3 (Danyushevsky et al. 2011) and GSD-1G (USGS) | 4.7012 | [19 empty] | 2177.8596 | [5 empty] | 3.4237 | [5 empty] | 279.6163 | [9 empty] | 130610.2587 |  | 0.02872 |  |  |  | 0.22433 | [7 empty] | 426.7074 | [13 empty] | 868.3845 | [15 empty] | 0.16556 | [17 empty] | 0.019724 | [9 empty] | 2.1053 | [35 empty] | CHN | Tibet
| Lawu |  | Magmatic hydrothermal | Skarn | Cu-Pb-Zn skarn | Cu, Pb, Zn | In, Sn | Cu, Pb, Zn, In, Sn |  |  | 18-125 a7 sp - 4.d |  | underground mine |  |  |  |  | ore material | drill core | underground mining tunnels and drill cores | mineral separate | [5 empty] | mineralisation |  |  |  | sphalerite, chalcopyrite, pyrrhotite, pyrite, arsenopyrite | [6 empty] | galena, bismuthinite, marcasite, iron oxides, pyroxene, actinolite, quartz | thin sections and polished blocks examined using optical microscope, BSE detector, and EDS prior to analysis | EMPA, LA-ICPMS | JEOL JXA-8230 electron probe microanalyzer; RESOlution-LR 193 nm ArF excimer laser ablation system coupled to an Agilent 7700x ICP-MS | Laboratory of Mineral Resources Research Center, Fuzhou University; Adelaide Microscopy, the University of Adelaide | EPMA point analysis: accelerating voltage 15 kV, beam current 20 nA, beam diameter ~5 μm; EPMA mapping: accelerating voltage 20 kV, working current 50 nA, dwell time ~10 ms; BSE imaging: accelerating voltage 20 kV, beam current 10 nA; LA-ICP-MS: energy density 3~3.5 J/cm2, spot sizes 29 to 51 μm, repetition rates 5 Hz (polished thin-section) and 10 Hz (polished blocks), ~30 s background acquisition, ~40 s sample data acquisition | STDGL3 (Danyushevsky et al. 2011) and GSD-1G (USGS) | 9.9543 | [19 empty] | 2051.0517 | [5 empty] | 3.4292 | [5 empty] | 342.4382 | [9 empty] | 137381.7664 |  | 0.029646 |  |  |  | 0.211 | [7 empty] | 460.2662 | [13 empty] | 1280.2949 | [15 empty] | 0.96016 | [17 empty] | 0.15265 | [9 empty] | 3.3862 | [35 empty] | CHN | Tibet
| Lawu |  | Magmatic hydrothermal | Skarn | Cu-Pb-Zn skarn | Cu, Pb, Zn | In, Sn | Cu, Pb, Zn, In, Sn |  |  | 18-125 a7 sp - 5.d |  | underground mine |  |  |  |  | ore material | drill core | underground mining tunnels and drill cores | mineral separate | [5 empty] | mineralisation |  |  |  | sphalerite, chalcopyrite, pyrrhotite, pyrite, arsenopyrite | [6 empty] | galena, bismuthinite, marcasite, iron oxides, pyroxene, actinolite, quartz | thin sections and polished blocks examined using optical microscope, BSE detector, and EDS prior to analysis | EMPA, LA-ICPMS | JEOL JXA-8230 electron probe microanalyzer; RESOlution-LR 193 nm ArF excimer laser ablation system coupled to an Agilent 7700x ICP-MS | Laboratory of Mineral Resources Research Center, Fuzhou University; Adelaide Microscopy, the University of Adelaide | EPMA point analysis: accelerating voltage 15 kV, beam current 20 nA, beam diameter ~5 μm; EPMA mapping: accelerating voltage 20 kV, working current 50 nA, dwell time ~10 ms; BSE imaging: accelerating voltage 20 kV, beam current 10 nA; LA-ICP-MS: energy density 3~3.5 J/cm2, spot sizes 29 to 51 μm, repetition rates 5 Hz (polished thin-section) and 10 Hz (polished blocks), ~30 s background acquisition, ~40 s sample data acquisition | STDGL3 (Danyushevsky et al. 2011) and GSD-1G (USGS) | 6.5308 | [19 empty] | 2177.6496 | [5 empty] | 3.4092 | [5 empty] | 342.4382 | [9 empty] | 136156.3672 |  | 0.017731 |  |  |  | 0.20772 | [7 empty] | 447.8198 | [13 empty] | 1144.2249 | [15 empty] | 0.12891 | [17 empty] | 0.10789 | [9 empty] | 2.802 | [35 empty] | CHN | Tibet
| Lawu |  | Magmatic hydrothermal | Skarn | Cu-Pb-Zn skarn | Cu, Pb, Zn | In, Sn | Cu, Pb, Zn, In, Sn |  |  | 18-125 a7 sp - 6.d |  | underground mine |  |  |  |  | ore material | drill core | underground mining tunnels and drill cores | mineral separate | [5 empty] | mineralisation |  |  |  | sphalerite, chalcopyrite, pyrrhotite, pyrite, arsenopyrite | [6 empty] | galena, bismuthinite, marcasite, iron oxides, pyroxene, actinolite, quartz | thin sections and polished blocks examined using optical microscope, BSE detector, and EDS prior to analysis | EMPA, LA-ICPMS | JEOL JXA-8230 electron probe microanalyzer; RESOlution-LR 193 nm ArF excimer laser ablation system coupled to an Agilent 7700x ICP-MS | Laboratory of Mineral Resources Research Center, Fuzhou University; Adelaide Microscopy, the University of Adelaide | EPMA point analysis: accelerating voltage 15 kV, beam current 20 nA, beam diameter ~5 μm; EPMA mapping: accelerating voltage 20 kV, working current 50 nA, dwell time ~10 ms; BSE imaging: accelerating voltage 20 kV, beam current 10 nA; LA-ICP-MS: energy density 3~3.5 J/cm2, spot sizes 29 to 51 μm, repetition rates 5 Hz (polished thin-section) and 10 Hz (polished blocks), ~30 s background acquisition, ~40 s sample data acquisition | STDGL3 (Danyushevsky et al. 2011) and GSD-1G (USGS) | 6.5028 | [19 empty] | 2146.7204 | [5 empty] | 3.4204 | [5 empty] | 308.734 | [9 empty] | 127073.1183 |  | 0.032987 |  |  |  | 0.2157 | [7 empty] | 484.5287 | [13 empty] | 628.306 | [15 empty] | 0.19588 | [17 empty] | 0.020881 | [9 empty] | 1.6704 | [35 empty] | CHN | Tibet
| Lawu |  | Magmatic hydrothermal | Skarn | Cu-Pb-Zn skarn | Cu, Pb, Zn | In, Sn | Cu, Pb, Zn, In, Sn |  |  | 18-125 a7 sp - 7.d |  | underground mine |  |  |  |  | ore material | drill core | underground mining tunnels and drill cores | mineral separate | [5 empty] | mineralisation |  |  |  | sphalerite, chalcopyrite, pyrrhotite, pyrite, arsenopyrite | [6 empty] | galena, bismuthinite, marcasite, iron oxides, pyroxene, actinolite, quartz | thin sections and polished blocks examined using optical microscope, BSE detector, and EDS prior to analysis | EMPA, LA-ICPMS | JEOL JXA-8230 electron probe microanalyzer; RESOlution-LR 193 nm ArF excimer laser ablation system coupled to an Agilent 7700x ICP-MS | Laboratory of Mineral Resources Research Center, Fuzhou University; Adelaide Microscopy, the University of Adelaide | EPMA point analysis: accelerating voltage 15 kV, beam current 20 nA, beam diameter ~5 μm; EPMA mapping: accelerating voltage 20 kV, working current 50 nA, dwell time ~10 ms; BSE imaging: accelerating voltage 20 kV, beam current 10 nA; LA-ICP-MS: energy density 3~3.5 J/cm2, spot sizes 29 to 51 μm, repetition rates 5 Hz (polished thin-section) and 10 Hz (polished blocks), ~30 s background acquisition, ~40 s sample data acquisition | STDGL3 (Danyushevsky et al. 2011) and GSD-1G (USGS) | 6.9444 | [19 empty] | 2093.8153 | [5 empty] | 3.593 | [5 empty] | 342.4382 | [9 empty] | 134264.7242 |  | 0.026801 |  |  |  | 0.29208 | [7 empty] | 544.4302 | [13 empty] | 1247.044 | [15 empty] | 0.22167 | [17 empty] | 0.10789 | [9 empty] | 3.4459 | [35 empty] | CHN | Tibet
| Lawu |  | Magmatic hydrothermal | Skarn | Cu-Pb-Zn skarn | Cu, Pb, Zn | In, Sn | Cu, Pb, Zn, In, Sn |  |  | 18-125 a7 sp - 8.d |  | underground mine |  |  |  |  | ore material | drill core | underground mining tunnels and drill cores | mineral separate | [5 empty] | mineralisation |  |  |  | sphalerite, chalcopyrite, pyrrhotite, pyrite, arsenopyrite | [6 empty] | galena, bismuthinite, marcasite, iron oxides, pyroxene, actinolite, quartz | thin sections and polished blocks examined using optical microscope, BSE detector, and EDS prior to analysis | EMPA, LA-ICPMS | JEOL JXA-8230 electron probe microanalyzer; RESOlution-LR 193 nm ArF excimer laser ablation system coupled to an Agilent 7700x ICP-MS | Laboratory of Mineral Resources Research Center, Fuzhou University; Adelaide Microscopy, the University of Adelaide | EPMA point analysis: accelerating voltage 15 kV, beam current 20 nA, beam diameter ~5 μm; EPMA mapping: accelerating voltage 20 kV, working current 50 nA, dwell time ~10 ms; BSE imaging: accelerating voltage 20 kV, beam current 10 nA; LA-ICP-MS: energy density 3~3.5 J/cm2, spot sizes 29 to 51 μm, repetition rates 5 Hz (polished thin-section) and 10 Hz (polished blocks), ~30 s background acquisition, ~40 s sample data acquisition | STDGL3 (Danyushevsky et al. 2011) and GSD-1G (USGS) | 5.7474 | [19 empty] | 2142.5866 | [5 empty] | 3.4424 | [5 empty] | 322.2003 | [9 empty] | 129773.7265 |  | 0.031077 |  |  |  | 0.30454 | [7 empty] | 515.7191 | [13 empty] | 930.4512 | [15 empty] | 0.13912 | [17 empty] | 0.10789 | [9 empty] | 3.3916 | [35 empty] | CHN | Tibet
| Lawu |  | Magmatic hydrothermal | Skarn | Cu-Pb-Zn skarn | Cu, Pb, Zn | In, Sn | Cu, Pb, Zn, In, Sn |  |  | 18-125 a7 sp - 9.d |  | underground mine |  |  |  |  | ore material | drill core | underground mining tunnels and drill cores | mineral separate | [5 empty] | mineralisation |  |  |  | sphalerite, chalcopyrite, pyrrhotite, pyrite, arsenopyrite | [6 empty] | galena, bismuthinite, marcasite, iron oxides, pyroxene, actinolite, quartz | thin sections and polished blocks examined using optical microscope, BSE detector, and EDS prior to analysis | EMPA, LA-ICPMS | JEOL JXA-8230 electron probe microanalyzer; RESOlution-LR 193 nm ArF excimer laser ablation system coupled to an Agilent 7700x ICP-MS | Laboratory of Mineral Resources Research Center, Fuzhou University; Adelaide Microscopy, the University of Adelaide | EPMA point analysis: accelerating voltage 15 kV, beam current 20 nA, beam diameter ~5 μm; EPMA mapping: accelerating voltage 20 kV, working current 50 nA, dwell time ~10 ms; BSE imaging: accelerating voltage 20 kV, beam current 10 nA; LA-ICP-MS: energy density 3~3.5 J/cm2, spot sizes 29 to 51 μm, repetition rates 5 Hz (polished thin-section) and 10 Hz (polished blocks), ~30 s background acquisition, ~40 s sample data acquisition | STDGL3 (Danyushevsky et al. 2011) and GSD-1G (USGS) | 6.6386 | [19 empty] | 2097.3796 | [5 empty] | 3.4127 | [5 empty] | 375.4953 | [9 empty] | 132564.3456 |  | 0.030675 |  |  |  | 0.27831 | [7 empty] | 522.9576 | [13 empty] | 1405.514 | [15 empty] | 0.081945 | [17 empty] | 0.10789 | [9 empty] | 2.9251 | [35 empty] | CHN | Tibet
| Lawu |  | Magmatic hydrothermal | Skarn | Cu-Pb-Zn skarn | Cu, Pb, Zn | In, Sn | Cu, Pb, Zn, In, Sn |  |  | 18-125 a7 sp - 10.d |  | underground mine |  |  |  |  | ore material | drill core | underground mining tunnels and drill cores | mineral separate | [5 empty] | mineralisation |  |  |  | sphalerite, chalcopyrite, pyrrhotite, pyrite, arsenopyrite | [6 empty] | galena, bismuthinite, marcasite, iron oxides, pyroxene, actinolite, quartz | thin sections and polished blocks examined using optical microscope, BSE detector, and EDS prior to analysis | EMPA, LA-ICPMS | JEOL JXA-8230 electron probe microanalyzer; RESOlution-LR 193 nm ArF excimer laser ablation system coupled to an Agilent 7700x ICP-MS | Laboratory of Mineral Resources Research Center, Fuzhou University; Adelaide Microscopy, the University of Adelaide | EPMA point analysis: accelerating voltage 15 kV, beam current 20 nA, beam diameter ~5 μm; EPMA mapping: accelerating voltage 20 kV, working current 50 nA, dwell time ~10 ms; BSE imaging: accelerating voltage 20 kV, beam current 10 nA; LA-ICP-MS: energy density 3~3.5 J/cm2, spot sizes 29 to 51 μm, repetition rates 5 Hz (polished thin-section) and 10 Hz (polished blocks), ~30 s background acquisition, ~40 s sample data acquisition | STDGL3 (Danyushevsky et al. 2011) and GSD-1G (USGS) | 4.9352 | [19 empty] | 2140.5744 | [5 empty] | 3.3793 | [5 empty] | 276.9864 | [9 empty] | 126650.6499 |  | 0.019195 |  |  |  | 0.23177 | [7 empty] | 441.9277 | [13 empty] | 636.92 | [15 empty] | 0.96016 | [17 empty] | 0.10789 | [9 empty] | 1.7888 | [35 empty] | CHN | Tibet
| Lawu |  | Magmatic hydrothermal | Skarn | Cu-Pb-Zn skarn | Cu, Pb, Zn | In, Sn | Cu, Pb, Zn, In, Sn |  |  | 18-125 a7 sp - 11.d |  | underground mine |  |  |  |  | ore material | drill core | underground mining tunnels and drill cores | mineral separate | [5 empty] | mineralisation |  |  |  | sphalerite, chalcopyrite, pyrrhotite, pyrite, arsenopyrite | [6 empty] | galena, bismuthinite, marcasite, iron oxides, pyroxene, actinolite, quartz | thin sections and polished blocks examined using optical microscope, BSE detector, and EDS prior to analysis | EMPA, LA-ICPMS | JEOL JXA-8230 electron probe microanalyzer; RESOlution-LR 193 nm ArF excimer laser ablation system coupled to an Agilent 7700x ICP-MS | Laboratory of Mineral Resources Research Center, Fuzhou University; Adelaide Microscopy, the University of Adelaide | EPMA point analysis: accelerating voltage 15 kV, beam current 20 nA, beam diameter ~5 μm; EPMA mapping: accelerating voltage 20 kV, working current 50 nA, dwell time ~10 ms; BSE imaging: accelerating voltage 20 kV, beam current 10 nA; LA-ICP-MS: energy density 3~3.5 J/cm2, spot sizes 29 to 51 μm, repetition rates 5 Hz (polished thin-section) and 10 Hz (polished blocks), ~30 s background acquisition, ~40 s sample data acquisition | STDGL3 (Danyushevsky et al. 2011) and GSD-1G (USGS) | 8.8206 | [19 empty] | 1955.4594 | [5 empty] | 3.4063 | [5 empty] | 342.4382 | [9 empty] | 134358.9824 |  | 0.03798 |  |  |  | 0.27687 | [7 empty] | 527.5025 | [13 empty] | 1268.9459 | [15 empty] | 0.96016 | [17 empty] | 0.038899 | [9 empty] | 3.5535 | [35 empty] | CHN | Tibet
| Lawu |  | Magmatic hydrothermal | Skarn | Cu-Pb-Zn skarn | Cu, Pb, Zn | In, Sn | Cu, Pb, Zn, In, Sn |  |  | 18-125 a7 sp - 12.d |  | underground mine |  |  |  |  | ore material | drill core | underground mining tunnels and drill cores | mineral separate | [5 empty] | mineralisation |  |  |  | sphalerite, chalcopyrite, pyrrhotite, pyrite, arsenopyrite | [6 empty] | galena, bismuthinite, marcasite, iron oxides, pyroxene, actinolite, quartz | thin sections and polished blocks examined using optical microscope, BSE detector, and EDS prior to analysis | EMPA, LA-ICPMS | JEOL JXA-8230 electron probe microanalyzer; RESOlution-LR 193 nm ArF excimer laser ablation system coupled to an Agilent 7700x ICP-MS | Laboratory of Mineral Resources Research Center, Fuzhou University; Adelaide Microscopy, the University of Adelaide | EPMA point analysis: accelerating voltage 15 kV, beam current 20 nA, beam diameter ~5 μm; EPMA mapping: accelerating voltage 20 kV, working current 50 nA, dwell time ~10 ms; BSE imaging: accelerating voltage 20 kV, beam current 10 nA; LA-ICP-MS: energy density 3~3.5 J/cm2, spot sizes 29 to 51 μm, repetition rates 5 Hz (polished thin-section) and 10 Hz (polished blocks), ~30 s background acquisition, ~40 s sample data acquisition | STDGL3 (Danyushevsky et al. 2011) and GSD-1G (USGS) | 6.9778 | [19 empty] | 2141.6479 | [5 empty] | 3.6585 | [5 empty] | 335.0179 | [9 empty] | 131335.2198 |  | 0.037119 |  |  |  | 0.24856 | [7 empty] | 534.2052 | [13 empty] | 1232.1669 | [15 empty] | 0.34632 | [17 empty] | 0.10789 | [9 empty] | 2.3122 | [35 empty] | CHN | Tibet
| Lawu |  | Magmatic hydrothermal | Skarn | Cu-Pb-Zn skarn | Cu, Pb, Zn | In, Sn | Cu, Pb, Zn, In, Sn |  |  | 18-125 a7 sp - 13.d |  | underground mine |  |  |  |  | ore material | drill core | underground mining tunnels and drill cores | mineral separate | [5 empty] | mineralisation |  |  |  | sphalerite, chalcopyrite, pyrrhotite, pyrite, arsenopyrite | [6 empty] | galena, bismuthinite, marcasite, iron oxides, pyroxene, actinolite, quartz | thin sections and polished blocks examined using optical microscope, BSE detector, and EDS prior to analysis | EMPA, LA-ICPMS | JEOL JXA-8230 electron probe microanalyzer; RESOlution-LR 193 nm ArF excimer laser ablation system coupled to an Agilent 7700x ICP-MS | Laboratory of Mineral Resources Research Center, Fuzhou University; Adelaide Microscopy, the University of Adelaide | EPMA point analysis: accelerating voltage 15 kV, beam current 20 nA, beam diameter ~5 μm; EPMA mapping: accelerating voltage 20 kV, working current 50 nA, dwell time ~10 ms; BSE imaging: accelerating voltage 20 kV, beam current 10 nA; LA-ICP-MS: energy density 3~3.5 J/cm2, spot sizes 29 to 51 μm, repetition rates 5 Hz (polished thin-section) and 10 Hz (polished blocks), ~30 s background acquisition, ~40 s sample data acquisition | STDGL3 (Danyushevsky et al. 2011) and GSD-1G (USGS) | 6.8227 | [19 empty] | 1966.1148 | [5 empty] | 3.7688 | [5 empty] | 427.9492 | [9 empty] | 130529.5986 |  | 0.037914 |  |  |  | 0.26603 | [7 empty] | 484.4775 | [13 empty] | 516.3988 | [15 empty] | 0.41365 | [17 empty] | 0.10214 | [9 empty] | 2.8598 | [35 empty] | CHN | Tibet
| Lawu |  | Magmatic hydrothermal | Skarn | Cu-Pb-Zn skarn | Cu, Pb, Zn | In, Sn | Cu, Pb, Zn, In, Sn |  |  | 18-125 a7 sp - 14.d |  | underground mine |  |  |  |  | ore material | drill core | underground mining tunnels and drill cores | mineral separate | [5 empty] | mineralisation |  |  |  | sphalerite, chalcopyrite, pyrrhotite, pyrite, arsenopyrite | [6 empty] | galena, bismuthinite, marcasite, iron oxides, pyroxene, actinolite, quartz | thin sections and polished blocks examined using optical microscope, BSE detector, and EDS prior to analysis | EMPA, LA-ICPMS | JEOL JXA-8230 electron probe microanalyzer; RESOlution-LR 193 nm ArF excimer laser ablation system coupled to an Agilent 7700x ICP-MS | Laboratory of Mineral Resources Research Center, Fuzhou University; Adelaide Microscopy, the University of Adelaide | EPMA point analysis: accelerating voltage 15 kV, beam current 20 nA, beam diameter ~5 μm; EPMA mapping: accelerating voltage 20 kV, working current 50 nA, dwell time ~10 ms; BSE imaging: accelerating voltage 20 kV, beam current 10 nA; LA-ICP-MS: energy density 3~3.5 J/cm2, spot sizes 29 to 51 μm, repetition rates 5 Hz (polished thin-section) and 10 Hz (polished blocks), ~30 s background acquisition, ~40 s sample data acquisition | STDGL3 (Danyushevsky et al. 2011) and GSD-1G (USGS) | 5.9905 | [19 empty] | 1875.187 | [5 empty] | 3.6693 | [5 empty] | 306.1116 | [9 empty] | 129539.9426 |  | 0.046375 |  |  |  | 0.31418 | [7 empty] | 490.9844 | [13 empty] | 423.4882 | [15 empty] | 0.39531 | [17 empty] | 0.10789 | [9 empty] | 1.4576 | [35 empty] | CHN | Tibet
| Lawu |  | Magmatic hydrothermal | Skarn | Cu-Pb-Zn skarn | Cu, Pb, Zn | In, Sn | Cu, Pb, Zn, In, Sn |  |  | 18-125 a7 sp - 15.d |  | underground mine |  |  |  |  | ore material | drill core | underground mining tunnels and drill cores | mineral separate | [5 empty] | mineralisation |  |  |  | sphalerite, chalcopyrite, pyrrhotite, pyrite, arsenopyrite | [6 empty] | galena, bismuthinite, marcasite, iron oxides, pyroxene, actinolite, quartz | thin sections and polished blocks examined using optical microscope, BSE detector, and EDS prior to analysis | EMPA, LA-ICPMS | JEOL JXA-8230 electron probe microanalyzer; RESOlution-LR 193 nm ArF excimer laser ablation system coupled to an Agilent 7700x ICP-MS | Laboratory of Mineral Resources Research Center, Fuzhou University; Adelaide Microscopy, the University of Adelaide | EPMA point analysis: accelerating voltage 15 kV, beam current 20 nA, beam diameter ~5 μm; EPMA mapping: accelerating voltage 20 kV, working current 50 nA, dwell time ~10 ms; BSE imaging: accelerating voltage 20 kV, beam current 10 nA; LA-ICP-MS: energy density 3~3.5 J/cm2, spot sizes 29 to 51 μm, repetition rates 5 Hz (polished thin-section) and 10 Hz (polished blocks), ~30 s background acquisition, ~40 s sample data acquisition | STDGL3 (Danyushevsky et al. 2011) and GSD-1G (USGS) | 6.3474 | [19 empty] | 2143.5546 | [5 empty] | 3.6376 | [5 empty] | 318.2119 | [9 empty] | 134749.7698 |  | 0.02 |  |  |  | 0.3829 | [7 empty] | 512.5259 | [13 empty] | 796.1624 | [15 empty] | 0.12442 | [17 empty] | 0.10789 | [9 empty] | 2.9101 | [35 empty] | CHN | Tibet
| Lawu |  | Magmatic hydrothermal | Skarn | Cu-Pb-Zn skarn | Cu, Pb, Zn | In, Sn | Cu, Pb, Zn, In, Sn |  |  | 18-125 a7 sp - 16.d |  | underground mine |  |  |  |  | ore material | drill core | underground mining tunnels and drill cores | mineral separate | [5 empty] | mineralisation |  |  |  | sphalerite, chalcopyrite, pyrrhotite, pyrite, arsenopyrite | [6 empty] | galena, bismuthinite, marcasite, iron oxides, pyroxene, actinolite, quartz | thin sections and polished blocks examined using optical microscope, BSE detector, and EDS prior to analysis | EMPA, LA-ICPMS | JEOL JXA-8230 electron probe microanalyzer; RESOlution-LR 193 nm ArF excimer laser ablation system coupled to an Agilent 7700x ICP-MS | Laboratory of Mineral Resources Research Center, Fuzhou University; Adelaide Microscopy, the University of Adelaide | EPMA point analysis: accelerating voltage 15 kV, beam current 20 nA, beam diameter ~5 μm; EPMA mapping: accelerating voltage 20 kV, working current 50 nA, dwell time ~10 ms; BSE imaging: accelerating voltage 20 kV, beam current 10 nA; LA-ICP-MS: energy density 3~3.5 J/cm2, spot sizes 29 to 51 μm, repetition rates 5 Hz (polished thin-section) and 10 Hz (polished blocks), ~30 s background acquisition, ~40 s sample data acquisition | STDGL3 (Danyushevsky et al. 2011) and GSD-1G (USGS) | 4.711 | [19 empty] | 1890.677 | [5 empty] | 3.7082 | [5 empty] | 303.1351 | [9 empty] | 133496.4179 |  | 0.061065 |  |  |  | 0.27202 | [7 empty] | 477.137 | [13 empty] | 709.265 | [15 empty] | 0.43872 | [17 empty] | 0.024025 | [9 empty] | 3.1337 | [35 empty] | CHN | Tibet
| Lawu |  | Magmatic hydrothermal | Skarn | Cu-Pb-Zn skarn | Cu, Pb, Zn | In, Sn | Cu, Pb, Zn, In, Sn |  |  | 18-125 a7 sp - 17.d |  | underground mine |  |  |  |  | ore material | drill core | underground mining tunnels and drill cores | mineral separate | [5 empty] | mineralisation |  |  |  | sphalerite, chalcopyrite, pyrrhotite, pyrite, arsenopyrite | [6 empty] | galena, bismuthinite, marcasite, iron oxides, pyroxene, actinolite, quartz | thin sections and polished blocks examined using optical microscope, BSE detector, and EDS prior to analysis | EMPA, LA-ICPMS | JEOL JXA-8230 electron probe microanalyzer; RESOlution-LR 193 nm ArF excimer laser ablation system coupled to an Agilent 7700x ICP-MS | Laboratory of Mineral Resources Research Center, Fuzhou University; Adelaide Microscopy, the University of Adelaide | EPMA point analysis: accelerating voltage 15 kV, beam current 20 nA, beam diameter ~5 μm; EPMA mapping: accelerating voltage 20 kV, working current 50 nA, dwell time ~10 ms; BSE imaging: accelerating voltage 20 kV, beam current 10 nA; LA-ICP-MS: energy density 3~3.5 J/cm2, spot sizes 29 to 51 μm, repetition rates 5 Hz (polished thin-section) and 10 Hz (polished blocks), ~30 s background acquisition, ~40 s sample data acquisition | STDGL3 (Danyushevsky et al. 2011) and GSD-1G (USGS) | 9.2004 | [19 empty] | 1913.6497 | [5 empty] | 3.4867 | [5 empty] | 595.5592 | [9 empty] | 128785.9032 |  | 0.025081 |  |  |  | 0.27141 | [7 empty] | 534.3566 | [13 empty] | 1318.0905 | [15 empty] | 1.4713 | [17 empty] | 0.25394 | [9 empty] | 2.5898 | [35 empty] | CHN | Tibet
| Lawu |  | Magmatic hydrothermal | Skarn | Cu-Pb-Zn skarn | Cu, Pb, Zn | In, Sn | Cu, Pb, Zn, In, Sn |  |  | 18-125-1SP - 1.d |  | underground mine |  |  |  |  | ore material | drill core | underground mining tunnels and drill cores | mineral separate | [5 empty] | mineralisation |  |  |  | sphalerite, chalcopyrite, pyrrhotite, pyrite, arsenopyrite | [6 empty] | galena, bismuthinite, marcasite, iron oxides, pyroxene, actinolite, quartz | thin sections and polished blocks examined using optical microscope, BSE detector, and EDS prior to analysis | EMPA, LA-ICPMS | JEOL JXA-8230 electron probe microanalyzer; RESOlution-LR 193 nm ArF excimer laser ablation system coupled to an Agilent 7700x ICP-MS | Laboratory of Mineral Resources Research Center, Fuzhou University; Adelaide Microscopy, the University of Adelaide | EPMA point analysis: accelerating voltage 15 kV, beam current 20 nA, beam diameter ~5 μm; EPMA mapping: accelerating voltage 20 kV, working current 50 nA, dwell time ~10 ms; BSE imaging: accelerating voltage 20 kV, beam current 10 nA; LA-ICP-MS: energy density 3~3.5 J/cm2, spot sizes 29 to 51 μm, repetition rates 5 Hz (polished thin-section) and 10 Hz (polished blocks), ~30 s background acquisition, ~40 s sample data acquisition | STDGL3 (Danyushevsky et al. 2011) and GSD-1G (USGS) | 8.4389 | [19 empty] | 2289.9246 | [5 empty] | 3.3971 | [5 empty] | 340.4331 | [9 empty] | 114855.7179 |  | 0.04773 |  |  |  | 0.26119 | [7 empty] | 522.5762 | [13 empty] | 527.9049 | [15 empty] | 1.4469 | [17 empty] | 0.085378 | [9 empty] | 2.7321 | [35 empty] | CHN | Tibet
| Lawu |  | Magmatic hydrothermal | Skarn | Cu-Pb-Zn skarn | Cu, Pb, Zn | In, Sn | Cu, Pb, Zn, In, Sn |  |  | 18-125-1SP - 2.d |  | underground mine |  |  |  |  | ore material | drill core | underground mining tunnels and drill cores | mineral separate | [5 empty] | mineralisation |  |  |  | sphalerite, chalcopyrite, pyrrhotite, pyrite, arsenopyrite | [6 empty] | galena, bismuthinite, marcasite, iron oxides, pyroxene, actinolite, quartz | thin sections and polished blocks examined using optical microscope, BSE detector, and EDS prior to analysis | EMPA, LA-ICPMS | JEOL JXA-8230 electron probe microanalyzer; RESOlution-LR 193 nm ArF excimer laser ablation system coupled to an Agilent 7700x ICP-MS | Laboratory of Mineral Resources Research Center, Fuzhou University; Adelaide Microscopy, the University of Adelaide | EPMA point analysis: accelerating voltage 15 kV, beam current 20 nA, beam diameter ~5 μm; EPMA mapping: accelerating voltage 20 kV, working current 50 nA, dwell time ~10 ms; BSE imaging: accelerating voltage 20 kV, beam current 10 nA; LA-ICP-MS: energy density 3~3.5 J/cm2, spot sizes 29 to 51 μm, repetition rates 5 Hz (polished thin-section) and 10 Hz (polished blocks), ~30 s background acquisition, ~40 s sample data acquisition | STDGL3 (Danyushevsky et al. 2011) and GSD-1G (USGS) | 10.1415 | [19 empty] | 2340.6337 | [5 empty] | 3.5642 | [5 empty] | 342.4382 | [9 empty] | 117399.1305 |  | 0.031429 |  |  |  | 0.26158 | [7 empty] | 515.4277 | [13 empty] | 512.4959 | [15 empty] | 0.96016 | [17 empty] | 0.12769 | [9 empty] | 2.517 | [35 empty] | CHN | Tibet
| Lawu |  | Magmatic hydrothermal | Skarn | Cu-Pb-Zn skarn | Cu, Pb, Zn | In, Sn | Cu, Pb, Zn, In, Sn |  |  | 18-125-1SP - 3.d |  | underground mine |  |  |  |  | ore material | drill core | underground mining tunnels and drill cores | mineral separate | [5 empty] | mineralisation |  |  |  | sphalerite, chalcopyrite, pyrrhotite, pyrite, arsenopyrite | [6 empty] | galena, bismuthinite, marcasite, iron oxides, pyroxene, actinolite, quartz | thin sections and polished blocks examined using optical microscope, BSE detector, and EDS prior to analysis | EMPA, LA-ICPMS | JEOL JXA-8230 electron probe microanalyzer; RESOlution-LR 193 nm ArF excimer laser ablation system coupled to an Agilent 7700x ICP-MS | Laboratory of Mineral Resources Research Center, Fuzhou University; Adelaide Microscopy, the University of Adelaide | EPMA point analysis: accelerating voltage 15 kV, beam current 20 nA, beam diameter ~5 μm; EPMA mapping: accelerating voltage 20 kV, working current 50 nA, dwell time ~10 ms; BSE imaging: accelerating voltage 20 kV, beam current 10 nA; LA-ICP-MS: energy density 3~3.5 J/cm2, spot sizes 29 to 51 μm, repetition rates 5 Hz (polished thin-section) and 10 Hz (polished blocks), ~30 s background acquisition, ~40 s sample data acquisition | STDGL3 (Danyushevsky et al. 2011) and GSD-1G (USGS) | 9.522 | [19 empty] | 2327.7 | [5 empty] | 3.5383 | [5 empty] | 523.3388 | [9 empty] | 118376.4689 |  | 0.038719 |  |  |  | 0.29518 | [7 empty] | 502.3305 | [13 empty] | 430.342 | [15 empty] | 0.94571 | [17 empty] | 0.10789 | [9 empty] | 2.2341 | [35 empty] | CHN | Tibet
| Lawu |  | Magmatic hydrothermal | Skarn | Cu-Pb-Zn skarn | Cu, Pb, Zn | In, Sn | Cu, Pb, Zn, In, Sn |  |  | 18-125-1SP - 4.d |  | underground mine |  |  |  |  | ore material | drill core | underground mining tunnels and drill cores | mineral separate | [5 empty] | mineralisation |  |  |  | sphalerite, chalcopyrite, pyrrhotite, pyrite, arsenopyrite | [6 empty] | galena, bismuthinite, marcasite, iron oxides, pyroxene, actinolite, quartz | thin sections and polished blocks examined using optical microscope, BSE detector, and EDS prior to analysis | EMPA, LA-ICPMS | JEOL JXA-8230 electron probe microanalyzer; RESOlution-LR 193 nm ArF excimer laser ablation system coupled to an Agilent 7700x ICP-MS | Laboratory of Mineral Resources Research Center, Fuzhou University; Adelaide Microscopy, the University of Adelaide | EPMA point analysis: accelerating voltage 15 kV, beam current 20 nA, beam diameter ~5 μm; EPMA mapping: accelerating voltage 20 kV, working current 50 nA, dwell time ~10 ms; BSE imaging: accelerating voltage 20 kV, beam current 10 nA; LA-ICP-MS: energy density 3~3.5 J/cm2, spot sizes 29 to 51 μm, repetition rates 5 Hz (polished thin-section) and 10 Hz (polished blocks), ~30 s background acquisition, ~40 s sample data acquisition | STDGL3 (Danyushevsky et al. 2011) and GSD-1G (USGS) | 13.4927 | [19 empty] | 2256.1782 | [5 empty] | 3.5117 | [5 empty] | 326.3659 | [9 empty] | 108930.7052 |  | 0.02763 |  |  |  | 0.24597 | [7 empty] | 504.6796 | [13 empty] | 298.8349 | [15 empty] | 0.96016 | [17 empty] | 0.22161 | [9 empty] | 5.5914 | [35 empty] | CHN | Tibet
| Lawu |  | Magmatic hydrothermal | Skarn | Cu-Pb-Zn skarn | Cu, Pb, Zn | In, Sn | Cu, Pb, Zn, In, Sn |  |  | 18-125-1SP - 5.d |  | underground mine |  |  |  |  | ore material | drill core | underground mining tunnels and drill cores | mineral separate | [5 empty] | mineralisation |  |  |  | sphalerite, chalcopyrite, pyrrhotite, pyrite, arsenopyrite | [6 empty] | galena, bismuthinite, marcasite, iron oxides, pyroxene, actinolite, quartz | thin sections and polished blocks examined using optical microscope, BSE detector, and EDS prior to analysis | EMPA, LA-ICPMS | JEOL JXA-8230 electron probe microanalyzer; RESOlution-LR 193 nm ArF excimer laser ablation system coupled to an Agilent 7700x ICP-MS | Laboratory of Mineral Resources Research Center, Fuzhou University; Adelaide Microscopy, the University of Adelaide | EPMA point analysis: accelerating voltage 15 kV, beam current 20 nA, beam diameter ~5 μm; EPMA mapping: accelerating voltage 20 kV, working current 50 nA, dwell time ~10 ms; BSE imaging: accelerating voltage 20 kV, beam current 10 nA; LA-ICP-MS: energy density 3~3.5 J/cm2, spot sizes 29 to 51 μm, repetition rates 5 Hz (polished thin-section) and 10 Hz (polished blocks), ~30 s background acquisition, ~40 s sample data acquisition | STDGL3 (Danyushevsky et al. 2011) and GSD-1G (USGS) | 13.6995 | [19 empty] | 2342.4421 | [5 empty] | 3.5511 | [5 empty] | 342.4382 | [9 empty] | 115184.3394 |  | 0.043981 |  |  |  | 0.23615 | [7 empty] | 517.4641 | [13 empty] | 493.0034 | [15 empty] | 0.96016 | [17 empty] | 0.12888 | [9 empty] | 3.47 | [35 empty] | CHN | Tibet
| Lawu |  | Magmatic hydrothermal | Skarn | Cu-Pb-Zn skarn | Cu, Pb, Zn | In, Sn | Cu, Pb, Zn, In, Sn |  |  | 18-125-1SP - 6.d |  | underground mine |  |  |  |  | ore material | drill core | underground mining tunnels and drill cores | mineral separate | [5 empty] | mineralisation |  |  |  | sphalerite, chalcopyrite, pyrrhotite, pyrite, arsenopyrite | [6 empty] | galena, bismuthinite, marcasite, iron oxides, pyroxene, actinolite, quartz | thin sections and polished blocks examined using optical microscope, BSE detector, and EDS prior to analysis | EMPA, LA-ICPMS | JEOL JXA-8230 electron probe microanalyzer; RESOlution-LR 193 nm ArF excimer laser ablation system coupled to an Agilent 7700x ICP-MS | Laboratory of Mineral Resources Research Center, Fuzhou University; Adelaide Microscopy, the University of Adelaide | EPMA point analysis: accelerating voltage 15 kV, beam current 20 nA, beam diameter ~5 μm; EPMA mapping: accelerating voltage 20 kV, working current 50 nA, dwell time ~10 ms; BSE imaging: accelerating voltage 20 kV, beam current 10 nA; LA-ICP-MS: energy density 3~3.5 J/cm2, spot sizes 29 to 51 μm, repetition rates 5 Hz (polished thin-section) and 10 Hz (polished blocks), ~30 s background acquisition, ~40 s sample data acquisition | STDGL3 (Danyushevsky et al. 2011) and GSD-1G (USGS) | 6.8069 | [19 empty] | 2278.3338 | [5 empty] | 3.6479 | [5 empty] | 297.4416 | [9 empty] | 115681.7884 |  | 0.038559 |  |  |  | 0.25544 | [7 empty] | 474.1751 | [13 empty] | 389.3172 | [15 empty] | 0.33401 | [17 empty] | 0.10789 | [9 empty] | 2.0747 | [35 empty] | CHN | Tibet
| Lawu |  | Magmatic hydrothermal | Skarn | Cu-Pb-Zn skarn | Cu, Pb, Zn | In, Sn | Cu, Pb, Zn, In, Sn |  |  | 18-125-1SP - 7.d |  | underground mine |  |  |  |  | ore material | drill core | underground mining tunnels and drill cores | mineral separate | [5 empty] | mineralisation |  |  |  | sphalerite, chalcopyrite, pyrrhotite, pyrite, arsenopyrite | [6 empty] | galena, bismuthinite, marcasite, iron oxides, pyroxene, actinolite, quartz | thin sections and polished blocks examined using optical microscope, BSE detector, and EDS prior to analysis | EMPA, LA-ICPMS | JEOL JXA-8230 electron probe microanalyzer; RESOlution-LR 193 nm ArF excimer laser ablation system coupled to an Agilent 7700x ICP-MS | Laboratory of Mineral Resources Research Center, Fuzhou University; Adelaide Microscopy, the University of Adelaide | EPMA point analysis: accelerating voltage 15 kV, beam current 20 nA, beam diameter ~5 μm; EPMA mapping: accelerating voltage 20 kV, working current 50 nA, dwell time ~10 ms; BSE imaging: accelerating voltage 20 kV, beam current 10 nA; LA-ICP-MS: energy density 3~3.5 J/cm2, spot sizes 29 to 51 μm, repetition rates 5 Hz (polished thin-section) and 10 Hz (polished blocks), ~30 s background acquisition, ~40 s sample data acquisition | STDGL3 (Danyushevsky et al. 2011) and GSD-1G (USGS) | 6.3307 | [19 empty] | 2218.1323 | [5 empty] | 3.489 | [5 empty] | 416.671 | [9 empty] | 121299.6589 |  | 0.053012 |  |  |  | 0.42474 | [7 empty] | 496.436 | [13 empty] | 277.7174 | [15 empty] | 3.2935 | [17 empty] | 0.26196 | [9 empty] | 3.6637 | [35 empty] | CHN | Tibet
| Lawu |  | Magmatic hydrothermal | Skarn | Cu-Pb-Zn skarn | Cu, Pb, Zn | In, Sn | Cu, Pb, Zn, In, Sn |  |  | 18-125-1SP - 8.d |  | underground mine |  |  |  |  | ore material | drill core | underground mining tunnels and drill cores | mineral separate | [5 empty] | mineralisation |  |  |  | sphalerite, chalcopyrite, pyrrhotite, pyrite, arsenopyrite | [6 empty] | galena, bismuthinite, marcasite, iron oxides, pyroxene, actinolite, quartz | thin sections and polished blocks examined using optical microscope, BSE detector, and EDS prior to analysis | EMPA, LA-ICPMS | JEOL JXA-8230 electron probe microanalyzer; RESOlution-LR 193 nm ArF excimer laser ablation system coupled to an Agilent 7700x ICP-MS | Laboratory of Mineral Resources Research Center, Fuzhou University; Adelaide Microscopy, the University of Adelaide | EPMA point analysis: accelerating voltage 15 kV, beam current 20 nA, beam diameter ~5 μm; EPMA mapping: accelerating voltage 20 kV, working current 50 nA, dwell time ~10 ms; BSE imaging: accelerating voltage 20 kV, beam current 10 nA; LA-ICP-MS: energy density 3~3.5 J/cm2, spot sizes 29 to 51 μm, repetition rates 5 Hz (polished thin-section) and 10 Hz (polished blocks), ~30 s background acquisition, ~40 s sample data acquisition | STDGL3 (Danyushevsky et al. 2011) and GSD-1G (USGS) | 7.1126 | [19 empty] | 2235.1693 | [5 empty] | 3.5241 | [5 empty] | 342.4382 | [9 empty] | 102827.4448 |  | 0.021873 |  |  |  | 0.27724 | [7 empty] | 479.0834 | [13 empty] | 257.0686 | [15 empty] | 6.0747 | [17 empty] | 0.26471 | [9 empty] | 0.48517 | [35 empty] | CHN | Tibet
| Lawu |  | Magmatic hydrothermal | Skarn | Cu-Pb-Zn skarn | Cu, Pb, Zn | In, Sn | Cu, Pb, Zn, In, Sn |  |  | 18-125-1SP - 9.d |  | underground mine |  |  |  |  | ore material | drill core | underground mining tunnels and drill cores | mineral separate | [5 empty] | mineralisation |  |  |  | sphalerite, chalcopyrite, pyrrhotite, pyrite, arsenopyrite | [6 empty] | galena, bismuthinite, marcasite, iron oxides, pyroxene, actinolite, quartz | thin sections and polished blocks examined using optical microscope, BSE detector, and EDS prior to analysis | EMPA, LA-ICPMS | JEOL JXA-8230 electron probe microanalyzer; RESOlution-LR 193 nm ArF excimer laser ablation system coupled to an Agilent 7700x ICP-MS | Laboratory of Mineral Resources Research Center, Fuzhou University; Adelaide Microscopy, the University of Adelaide | EPMA point analysis: accelerating voltage 15 kV, beam current 20 nA, beam diameter ~5 μm; EPMA mapping: accelerating voltage 20 kV, working current 50 nA, dwell time ~10 ms; BSE imaging: accelerating voltage 20 kV, beam current 10 nA; LA-ICP-MS: energy density 3~3.5 J/cm2, spot sizes 29 to 51 μm, repetition rates 5 Hz (polished thin-section) and 10 Hz (polished blocks), ~30 s background acquisition, ~40 s sample data acquisition | STDGL3 (Danyushevsky et al. 2011) and GSD-1G (USGS) | 4.285 | [19 empty] | 2252.9548 | [5 empty] | 3.4832 | [5 empty] | 319.8145 | [9 empty] | 113850.387 |  | 0.035865 |  |  |  | 0.24194 | [7 empty] | 482.7711 | [13 empty] | 317.5873 | [15 empty] | 1.2383 | [17 empty] | 0.062359 | [9 empty] | 0.59776 | [35 empty] | CHN | Tibet
| Lawu |  | Magmatic hydrothermal | Skarn | Cu-Pb-Zn skarn | Cu, Pb, Zn | In, Sn | Cu, Pb, Zn, In, Sn |  |  | 18-125-1SP - 10.d |  | underground mine |  |  |  |  | ore material | drill core | underground mining tunnels and drill cores | mineral separate | [5 empty] | mineralisation |  |  |  | sphalerite, chalcopyrite, pyrrhotite, pyrite, arsenopyrite | [6 empty] | galena, bismuthinite, marcasite, iron oxides, pyroxene, actinolite, quartz | thin sections and polished blocks examined using optical microscope, BSE detector, and EDS prior to analysis | EMPA, LA-ICPMS | JEOL JXA-8230 electron probe microanalyzer; RESOlution-LR 193 nm ArF excimer laser ablation system coupled to an Agilent 7700x ICP-MS | Laboratory of Mineral Resources Research Center, Fuzhou University; Adelaide Microscopy, the University of Adelaide | EPMA point analysis: accelerating voltage 15 kV, beam current 20 nA, beam diameter ~5 μm; EPMA mapping: accelerating voltage 20 kV, working current 50 nA, dwell time ~10 ms; BSE imaging: accelerating voltage 20 kV, beam current 10 nA; LA-ICP-MS: energy density 3~3.5 J/cm2, spot sizes 29 to 51 μm, repetition rates 5 Hz (polished thin-section) and 10 Hz (polished blocks), ~30 s background acquisition, ~40 s sample data acquisition | STDGL3 (Danyushevsky et al. 2011) and GSD-1G (USGS) | 6.1567 | [19 empty] | 2315.8009 | [5 empty] | 3.4456 | [5 empty] | 324.6111 | [9 empty] | 115880.7172 |  | 0.038038 |  |  |  | 0.24281 | [7 empty] | 480.0908 | [13 empty] | 338.6655 | [15 empty] | 1.1778 | [17 empty] | 0.10789 | [9 empty] | 1.2341 | [35 empty] | CHN | Tibet
| Lawu |  | Magmatic hydrothermal | Skarn | Cu-Pb-Zn skarn | Cu, Pb, Zn | In, Sn | Cu, Pb, Zn, In, Sn |  |  | 18-125-1SP - 11.d |  | underground mine |  |  |  |  | ore material | drill core | underground mining tunnels and drill cores | mineral separate | [5 empty] | mineralisation |  |  |  | sphalerite, chalcopyrite, pyrrhotite, pyrite, arsenopyrite | [6 empty] | galena, bismuthinite, marcasite, iron oxides, pyroxene, actinolite, quartz | thin sections and polished blocks examined using optical microscope, BSE detector, and EDS prior to analysis | EMPA, LA-ICPMS | JEOL JXA-8230 electron probe microanalyzer; RESOlution-LR 193 nm ArF excimer laser ablation system coupled to an Agilent 7700x ICP-MS | Laboratory of Mineral Resources Research Center, Fuzhou University; Adelaide Microscopy, the University of Adelaide | EPMA point analysis: accelerating voltage 15 kV, beam current 20 nA, beam diameter ~5 μm; EPMA mapping: accelerating voltage 20 kV, working current 50 nA, dwell time ~10 ms; BSE imaging: accelerating voltage 20 kV, beam current 10 nA; LA-ICP-MS: energy density 3~3.5 J/cm2, spot sizes 29 to 51 μm, repetition rates 5 Hz (polished thin-section) and 10 Hz (polished blocks), ~30 s background acquisition, ~40 s sample data acquisition | STDGL3 (Danyushevsky et al. 2011) and GSD-1G (USGS) | 5.819 | [19 empty] | 1881.5798 | [5 empty] | 3.6738 | [5 empty] | 359.3326 | [9 empty] | 114235.5802 |  | 0.027592 |  |  |  | 0.21991 | [7 empty] | 470.1321 | [13 empty] | 300.7846 | [15 empty] | 0.5095 | [17 empty] | 0.10789 | [9 empty] | 1.9665 | [35 empty] | CHN | Tibet
| Lawu |  | Magmatic hydrothermal | Skarn | Cu-Pb-Zn skarn | Cu, Pb, Zn | In, Sn | Cu, Pb, Zn, In, Sn |  |  | 18-125-1SP - 12.d |  | underground mine |  |  |  |  | ore material | drill core | underground mining tunnels and drill cores | mineral separate | [5 empty] | mineralisation |  |  |  | sphalerite, chalcopyrite, pyrrhotite, pyrite, arsenopyrite | [6 empty] | galena, bismuthinite, marcasite, iron oxides, pyroxene, actinolite, quartz | thin sections and polished blocks examined using optical microscope, BSE detector, and EDS prior to analysis | EMPA, LA-ICPMS | JEOL JXA-8230 electron probe microanalyzer; RESOlution-LR 193 nm ArF excimer laser ablation system coupled to an Agilent 7700x ICP-MS | Laboratory of Mineral Resources Research Center, Fuzhou University; Adelaide Microscopy, the University of Adelaide | EPMA point analysis: accelerating voltage 15 kV, beam current 20 nA, beam diameter ~5 μm; EPMA mapping: accelerating voltage 20 kV, working current 50 nA, dwell time ~10 ms; BSE imaging: accelerating voltage 20 kV, beam current 10 nA; LA-ICP-MS: energy density 3~3.5 J/cm2, spot sizes 29 to 51 μm, repetition rates 5 Hz (polished thin-section) and 10 Hz (polished blocks), ~30 s background acquisition, ~40 s sample data acquisition | STDGL3 (Danyushevsky et al. 2011) and GSD-1G (USGS) | 11.9998 | [19 empty] | 1306.6502 | [5 empty] | 1.04 | [5 empty] | 342.4382 | [9 empty] | 34079.5709 |  | 0.10735 |  |  |  | 0.665 | [7 empty] | 499.1128 | [13 empty] | 112.5319 | [15 empty] | 0.96016 | [17 empty] | 0.10789 | [9 empty] | 2.5227 | [35 empty] | CHN | Tibet
| Lawu |  | Magmatic hydrothermal | Skarn | Cu-Pb-Zn skarn | Cu, Pb, Zn | In, Sn | Cu, Pb, Zn, In, Sn |  |  | 18-125-1SP - 13.d |  | underground mine |  |  |  |  | ore material | drill core | underground mining tunnels and drill cores | mineral separate | [5 empty] | mineralisation |  |  |  | sphalerite, chalcopyrite, pyrrhotite, pyrite, arsenopyrite | [6 empty] | galena, bismuthinite, marcasite, iron oxides, pyroxene, actinolite, quartz | thin sections and polished blocks examined using optical microscope, BSE detector, and EDS prior to analysis | EMPA, LA-ICPMS | JEOL JXA-8230 electron probe microanalyzer; RESOlution-LR 193 nm ArF excimer laser ablation system coupled to an Agilent 7700x ICP-MS | Laboratory of Mineral Resources Research Center, Fuzhou University; Adelaide Microscopy, the University of Adelaide | EPMA point analysis: accelerating voltage 15 kV, beam current 20 nA, beam diameter ~5 μm; EPMA mapping: accelerating voltage 20 kV, working current 50 nA, dwell time ~10 ms; BSE imaging: accelerating voltage 20 kV, beam current 10 nA; LA-ICP-MS: energy density 3~3.5 J/cm2, spot sizes 29 to 51 μm, repetition rates 5 Hz (polished thin-section) and 10 Hz (polished blocks), ~30 s background acquisition, ~40 s sample data acquisition | STDGL3 (Danyushevsky et al. 2011) and GSD-1G (USGS) | 13.5905 | [19 empty] | 2054.8575 | [5 empty] | 3.7516 | [5 empty] | 314.5356 | [9 empty] | 104004.2719 |  | 0.029635 |  |  |  | 0.22969 | [7 empty] | 483.1744 | [13 empty] | 202.0678 | [15 empty] | 0.96016 | [17 empty] | 0.25065 | [9 empty] | 1.53 | [35 empty] | CHN | Tibet
| Lawu |  | Magmatic hydrothermal | Skarn | Cu-Pb-Zn skarn | Cu, Pb, Zn | In, Sn | Cu, Pb, Zn, In, Sn |  |  | 18-125-1SP - 14.d |  | underground mine |  |  |  |  | ore material | drill core | underground mining tunnels and drill cores | mineral separate | [5 empty] | mineralisation |  |  |  | sphalerite, chalcopyrite, pyrrhotite, pyrite, arsenopyrite | [6 empty] | galena, bismuthinite, marcasite, iron oxides, pyroxene, actinolite, quartz | thin sections and polished blocks examined using optical microscope, BSE detector, and EDS prior to analysis | EMPA, LA-ICPMS | JEOL JXA-8230 electron probe microanalyzer; RESOlution-LR 193 nm ArF excimer laser ablation system coupled to an Agilent 7700x ICP-MS | Laboratory of Mineral Resources Research Center, Fuzhou University; Adelaide Microscopy, the University of Adelaide | EPMA point analysis: accelerating voltage 15 kV, beam current 20 nA, beam diameter ~5 μm; EPMA mapping: accelerating voltage 20 kV, working current 50 nA, dwell time ~10 ms; BSE imaging: accelerating voltage 20 kV, beam current 10 nA; LA-ICP-MS: energy density 3~3.5 J/cm2, spot sizes 29 to 51 μm, repetition rates 5 Hz (polished thin-section) and 10 Hz (polished blocks), ~30 s background acquisition, ~40 s sample data acquisition | STDGL3 (Danyushevsky et al. 2011) and GSD-1G (USGS) | 5.1007 | [19 empty] | 2007.4403 | [5 empty] | 3.6408 | [5 empty] | 309.602 | [9 empty] | 116614.03 |  | 0.054336 |  |  |  | 0.21499 | [7 empty] | 485.048 | [13 empty] | 317.8143 | [15 empty] | 1.9344 | [17 empty] | 0.039236 | [9 empty] | 2.5093 | [35 empty] | CHN | Tibet
| Lawu |  | Magmatic hydrothermal | Skarn | Cu-Pb-Zn skarn | Cu, Pb, Zn | In, Sn | Cu, Pb, Zn, In, Sn |  |  | 18-125-1SP - 15.d |  | underground mine |  |  |  |  | ore material | drill core | underground mining tunnels and drill cores | mineral separate | [5 empty] | mineralisation |  |  |  | sphalerite, chalcopyrite, pyrrhotite, pyrite, arsenopyrite | [6 empty] | galena, bismuthinite, marcasite, iron oxides, pyroxene, actinolite, quartz | thin sections and polished blocks examined using optical microscope, BSE detector, and EDS prior to analysis | EMPA, LA-ICPMS | JEOL JXA-8230 electron probe microanalyzer; RESOlution-LR 193 nm ArF excimer laser ablation system coupled to an Agilent 7700x ICP-MS | Laboratory of Mineral Resources Research Center, Fuzhou University; Adelaide Microscopy, the University of Adelaide | EPMA point analysis: accelerating voltage 15 kV, beam current 20 nA, beam diameter ~5 μm; EPMA mapping: accelerating voltage 20 kV, working current 50 nA, dwell time ~10 ms; BSE imaging: accelerating voltage 20 kV, beam current 10 nA; LA-ICP-MS: energy density 3~3.5 J/cm2, spot sizes 29 to 51 μm, repetition rates 5 Hz (polished thin-section) and 10 Hz (polished blocks), ~30 s background acquisition, ~40 s sample data acquisition | STDGL3 (Danyushevsky et al. 2011) and GSD-1G (USGS) | 3.7428 | [19 empty] | 1932.0688 | [5 empty] | 3.7801 | [5 empty] | 286.0768 | [9 empty] | 119284.2449 |  | 0.054208 |  |  |  | 0.27299 | [7 empty] | 464.858 | [13 empty] | 374 | [15 empty] | 0.70003 | [17 empty] | 0.10789 | [9 empty] | 2.7534 | [35 empty] | CHN | Tibet
| Lawu |  | Magmatic hydrothermal | Skarn | Cu-Pb-Zn skarn | Cu, Pb, Zn | In, Sn | Cu, Pb, Zn, In, Sn |  |  | 18-125-1SP - 16.d |  | underground mine |  |  |  |  | ore material | drill core | underground mining tunnels and drill cores | mineral separate | [5 empty] | mineralisation |  |  |  | sphalerite, chalcopyrite, pyrrhotite, pyrite, arsenopyrite | [6 empty] | galena, bismuthinite, marcasite, iron oxides, pyroxene, actinolite, quartz | thin sections and polished blocks examined using optical microscope, BSE detector, and EDS prior to analysis | EMPA, LA-ICPMS | JEOL JXA-8230 electron probe microanalyzer; RESOlution-LR 193 nm ArF excimer laser ablation system coupled to an Agilent 7700x ICP-MS | Laboratory of Mineral Resources Research Center, Fuzhou University; Adelaide Microscopy, the University of Adelaide | EPMA point analysis: accelerating voltage 15 kV, beam current 20 nA, beam diameter ~5 μm; EPMA mapping: accelerating voltage 20 kV, working current 50 nA, dwell time ~10 ms; BSE imaging: accelerating voltage 20 kV, beam current 10 nA; LA-ICP-MS: energy density 3~3.5 J/cm2, spot sizes 29 to 51 μm, repetition rates 5 Hz (polished thin-section) and 10 Hz (polished blocks), ~30 s background acquisition, ~40 s sample data acquisition | STDGL3 (Danyushevsky et al. 2011) and GSD-1G (USGS) | 6.0064 | [19 empty] | 1983.4167 | [5 empty] | 3.6675 | [5 empty] | 342.4382 | [9 empty] | 119566.3462 |  | 0.055476 |  |  |  | 0.25392 | [7 empty] | 475.5377 | [13 empty] | 324.8313 | [15 empty] | 1.7682 | [17 empty] | 0.058006 | [9 empty] | 2.8816 | [35 empty] | CHN | Tibet
| Lawu |  | Magmatic hydrothermal | Skarn | Cu-Pb-Zn skarn | Cu, Pb, Zn | In, Sn | Cu, Pb, Zn, In, Sn |  |  | 18-125-1SP - 17.d |  | underground mine |  |  |  |  | ore material | drill core | underground mining tunnels and drill cores | mineral separate | [5 empty] | mineralisation |  |  |  | sphalerite, chalcopyrite, pyrrhotite, pyrite, arsenopyrite | [6 empty] | galena, bismuthinite, marcasite, iron oxides, pyroxene, actinolite, quartz | thin sections and polished blocks examined using optical microscope, BSE detector, and EDS prior to analysis | EMPA, LA-ICPMS | JEOL JXA-8230 electron probe microanalyzer; RESOlution-LR 193 nm ArF excimer laser ablation system coupled to an Agilent 7700x ICP-MS | Laboratory of Mineral Resources Research Center, Fuzhou University; Adelaide Microscopy, the University of Adelaide | EPMA point analysis: accelerating voltage 15 kV, beam current 20 nA, beam diameter ~5 μm; EPMA mapping: accelerating voltage 20 kV, working current 50 nA, dwell time ~10 ms; BSE imaging: accelerating voltage 20 kV, beam current 10 nA; LA-ICP-MS: energy density 3~3.5 J/cm2, spot sizes 29 to 51 μm, repetition rates 5 Hz (polished thin-section) and 10 Hz (polished blocks), ~30 s background acquisition, ~40 s sample data acquisition | STDGL3 (Danyushevsky et al. 2011) and GSD-1G (USGS) | 5.5231 | [19 empty] | 1954.6495 | [5 empty] | 3.4582 | [5 empty] | 323.2689 | [9 empty] | 128104.7186 |  | 0.065521 |  |  |  | 0.32521 | [7 empty] | 492.0884 | [13 empty] | 510.6146 | [15 empty] | 1.3933 | [17 empty] | 0.10789 | [9 empty] | 2.3456 | [35 empty] | CHN | Tibet
| Lawu |  | Magmatic hydrothermal | Skarn | Cu-Pb-Zn skarn | Cu, Pb, Zn | In, Sn | Cu, Pb, Zn, In, Sn |  |  | 18-125-1SP - 18.d |  | underground mine |  |  |  |  | ore material | drill core | underground mining tunnels and drill cores | mineral separate | [5 empty] | mineralisation |  |  |  | sphalerite, chalcopyrite, pyrrhotite, pyrite, arsenopyrite | [6 empty] | galena, bismuthinite, marcasite, iron oxides, pyroxene, actinolite, quartz | thin sections and polished blocks examined using optical microscope, BSE detector, and EDS prior to analysis | EMPA, LA-ICPMS | JEOL JXA-8230 electron probe microanalyzer; RESOlution-LR 193 nm ArF excimer laser ablation system coupled to an Agilent 7700x ICP-MS | Laboratory of Mineral Resources Research Center, Fuzhou University; Adelaide Microscopy, the University of Adelaide | EPMA point analysis: accelerating voltage 15 kV, beam current 20 nA, beam diameter ~5 μm; EPMA mapping: accelerating voltage 20 kV, working current 50 nA, dwell time ~10 ms; BSE imaging: accelerating voltage 20 kV, beam current 10 nA; LA-ICP-MS: energy density 3~3.5 J/cm2, spot sizes 29 to 51 μm, repetition rates 5 Hz (polished thin-section) and 10 Hz (polished blocks), ~30 s background acquisition, ~40 s sample data acquisition | STDGL3 (Danyushevsky et al. 2011) and GSD-1G (USGS) | 4.3472 | [19 empty] | 1874.137 | [5 empty] | 3.8994 | [5 empty] | 291.5221 | [9 empty] | 119220.8601 |  | 0.069796 |  |  |  | 0.23845 | [7 empty] | 468.1702 | [13 empty] | 337.1394 | [15 empty] | 0.45711 | [17 empty] | 0.052241 | [9 empty] | 2.5281 | [35 empty] | CHN | Tibet
| Lawu |  | Magmatic hydrothermal | Skarn | Cu-Pb-Zn skarn | Cu, Pb, Zn | In, Sn | Cu, Pb, Zn, In, Sn |  |  | 18-125-1SP - 19.d |  | underground mine |  |  |  |  | ore material | drill core | underground mining tunnels and drill cores | mineral separate | [5 empty] | mineralisation |  |  |  | sphalerite, chalcopyrite, pyrrhotite, pyrite, arsenopyrite | [6 empty] | galena, bismuthinite, marcasite, iron oxides, pyroxene, actinolite, quartz | thin sections and polished blocks examined using optical microscope, BSE detector, and EDS prior to analysis | EMPA, LA-ICPMS | JEOL JXA-8230 electron probe microanalyzer; RESOlution-LR 193 nm ArF excimer laser ablation system coupled to an Agilent 7700x ICP-MS | Laboratory of Mineral Resources Research Center, Fuzhou University; Adelaide Microscopy, the University of Adelaide | EPMA point analysis: accelerating voltage 15 kV, beam current 20 nA, beam diameter ~5 μm; EPMA mapping: accelerating voltage 20 kV, working current 50 nA, dwell time ~10 ms; BSE imaging: accelerating voltage 20 kV, beam current 10 nA; LA-ICP-MS: energy density 3~3.5 J/cm2, spot sizes 29 to 51 μm, repetition rates 5 Hz (polished thin-section) and 10 Hz (polished blocks), ~30 s background acquisition, ~40 s sample data acquisition | STDGL3 (Danyushevsky et al. 2011) and GSD-1G (USGS) | 3.5414 | [19 empty] | 2074.258 | [5 empty] | 3.7181 | [5 empty] | 295.2603 | [9 empty] | 111805.22 |  | 0.047598 |  |  |  | 0.23903 | [7 empty] | 462.939 | [13 empty] | 285.7245 | [15 empty] | 1.3123 | [17 empty] | 0.08661 | [9 empty] | 2.4408 | [35 empty] | CHN | Tibet
| Lawu |  | Magmatic hydrothermal | Skarn | Cu-Pb-Zn skarn | Cu, Pb, Zn | In, Sn | Cu, Pb, Zn, In, Sn |  |  | 18-125-1SP - 20.d |  | underground mine |  |  |  |  | ore material | drill core | underground mining tunnels and drill cores | mineral separate | [5 empty] | mineralisation |  |  |  | sphalerite, chalcopyrite, pyrrhotite, pyrite, arsenopyrite | [6 empty] | galena, bismuthinite, marcasite, iron oxides, pyroxene, actinolite, quartz | thin sections and polished blocks examined using optical microscope, BSE detector, and EDS prior to analysis | EMPA, LA-ICPMS | JEOL JXA-8230 electron probe microanalyzer; RESOlution-LR 193 nm ArF excimer laser ablation system coupled to an Agilent 7700x ICP-MS | Laboratory of Mineral Resources Research Center, Fuzhou University; Adelaide Microscopy, the University of Adelaide | EPMA point analysis: accelerating voltage 15 kV, beam current 20 nA, beam diameter ~5 μm; EPMA mapping: accelerating voltage 20 kV, working current 50 nA, dwell time ~10 ms; BSE imaging: accelerating voltage 20 kV, beam current 10 nA; LA-ICP-MS: energy density 3~3.5 J/cm2, spot sizes 29 to 51 μm, repetition rates 5 Hz (polished thin-section) and 10 Hz (polished blocks), ~30 s background acquisition, ~40 s sample data acquisition | STDGL3 (Danyushevsky et al. 2011) and GSD-1G (USGS) | 3.9056 | [19 empty] | 2079.2661 | [5 empty] | 3.7508 | [5 empty] | 285.7808 | [9 empty] | 109942.1608 |  | 0.039911 |  |  |  | 0.27104 | [7 empty] | 464.38 | [13 empty] | 324.4928 | [15 empty] | 0.81725 | [17 empty] | 0.10925 | [9 empty] | 2.3829 | [35 empty] | CHN | Tibet
| Lawu |  | Magmatic hydrothermal | Skarn | Cu-Pb-Zn skarn | Cu, Pb, Zn | In, Sn | Cu, Pb, Zn, In, Sn |  |  | 18-1 a1 sp - 1.d |  | underground mine |  |  |  |  | ore material | drill core | underground mining tunnels and drill cores | mineral separate | [5 empty] | mineralisation |  |  |  | sphalerite, chalcopyrite, pyrrhotite, pyrite, arsenopyrite | [6 empty] | galena, bismuthinite, marcasite, iron oxides, pyroxene, actinolite, quartz | thin sections and polished blocks examined using optical microscope, BSE detector, and EDS prior to analysis | EMPA, LA-ICPMS | JEOL JXA-8230 electron probe microanalyzer; RESOlution-LR 193 nm ArF excimer laser ablation system coupled to an Agilent 7700x ICP-MS | Laboratory of Mineral Resources Research Center, Fuzhou University; Adelaide Microscopy, the University of Adelaide | EPMA point analysis: accelerating voltage 15 kV, beam current 20 nA, beam diameter ~5 μm; EPMA mapping: accelerating voltage 20 kV, working current 50 nA, dwell time ~10 ms; BSE imaging: accelerating voltage 20 kV, beam current 10 nA; LA-ICP-MS: energy density 3~3.5 J/cm2, spot sizes 29 to 51 μm, repetition rates 5 Hz (polished thin-section) and 10 Hz (polished blocks), ~30 s background acquisition, ~40 s sample data acquisition | STDGL3 (Danyushevsky et al. 2011) and GSD-1G (USGS) | 4.6546 | [19 empty] | 2160.895 | [5 empty] | 50.4875 | [5 empty] | 49.4884 | [9 empty] | 114155.9698 |  | 0.27072 |  |  |  | 0.36064 | [7 empty] | 45.9791 | [13 empty] | 1589.7157 | [15 empty] | 0.40742 | [17 empty] | 0.11344 | [9 empty] | 4.1154 | [35 empty] | CHN | Tibet
| Lawu |  | Magmatic hydrothermal | Skarn | Cu-Pb-Zn skarn | Cu, Pb, Zn | In, Sn | Cu, Pb, Zn, In, Sn |  |  | 18-1 a1 sp - 2.d |  | underground mine |  |  |  |  | ore material | drill core | underground mining tunnels and drill cores | mineral separate | [5 empty] | mineralisation |  |  |  | sphalerite, chalcopyrite, pyrrhotite, pyrite, arsenopyrite | [6 empty] | galena, bismuthinite, marcasite, iron oxides, pyroxene, actinolite, quartz | thin sections and polished blocks examined using optical microscope, BSE detector, and EDS prior to analysis | EMPA, LA-ICPMS | JEOL JXA-8230 electron probe microanalyzer; RESOlution-LR 193 nm ArF excimer laser ablation system coupled to an Agilent 7700x ICP-MS | Laboratory of Mineral Resources Research Center, Fuzhou University; Adelaide Microscopy, the University of Adelaide | EPMA point analysis: accelerating voltage 15 kV, beam current 20 nA, beam diameter ~5 μm; EPMA mapping: accelerating voltage 20 kV, working current 50 nA, dwell time ~10 ms; BSE imaging: accelerating voltage 20 kV, beam current 10 nA; LA-ICP-MS: energy density 3~3.5 J/cm2, spot sizes 29 to 51 μm, repetition rates 5 Hz (polished thin-section) and 10 Hz (polished blocks), ~30 s background acquisition, ~40 s sample data acquisition | STDGL3 (Danyushevsky et al. 2011) and GSD-1G (USGS) | 4.6546 | [19 empty] | 2164.067 | [5 empty] | 51.5535 | [5 empty] | 49.4884 | [9 empty] | 105544.4295 |  | 0.31074 |  |  |  | 0.30221 | [7 empty] | 47.9492 | [13 empty] | 1585.0129 | [15 empty] | 0.27328 | [17 empty] | 0.059087 | [9 empty] | 4.1154 | [35 empty] | CHN | Tibet
| Lawu |  | Magmatic hydrothermal | Skarn | Cu-Pb-Zn skarn | Cu, Pb, Zn | In, Sn | Cu, Pb, Zn, In, Sn |  |  | 18-1 a1 sp - 3.d |  | underground mine |  |  |  |  | ore material | drill core | underground mining tunnels and drill cores | mineral separate | [5 empty] | mineralisation |  |  |  | sphalerite, chalcopyrite, pyrrhotite, pyrite, arsenopyrite | [6 empty] | galena, bismuthinite, marcasite, iron oxides, pyroxene, actinolite, quartz | thin sections and polished blocks examined using optical microscope, BSE detector, and EDS prior to analysis | EMPA, LA-ICPMS | JEOL JXA-8230 electron probe microanalyzer; RESOlution-LR 193 nm ArF excimer laser ablation system coupled to an Agilent 7700x ICP-MS | Laboratory of Mineral Resources Research Center, Fuzhou University; Adelaide Microscopy, the University of Adelaide | EPMA point analysis: accelerating voltage 15 kV, beam current 20 nA, beam diameter ~5 μm; EPMA mapping: accelerating voltage 20 kV, working current 50 nA, dwell time ~10 ms; BSE imaging: accelerating voltage 20 kV, beam current 10 nA; LA-ICP-MS: energy density 3~3.5 J/cm2, spot sizes 29 to 51 μm, repetition rates 5 Hz (polished thin-section) and 10 Hz (polished blocks), ~30 s background acquisition, ~40 s sample data acquisition | STDGL3 (Danyushevsky et al. 2011) and GSD-1G (USGS) | 4.6546 | [19 empty] | 2211.5919 | [5 empty] | 47.8565 | [5 empty] | 49.4884 | [9 empty] | 101164.0463 |  | 0.28122 |  |  |  | 0.34014 | [7 empty] | 49.1696 | [13 empty] | 1245.2593 | [15 empty] | 0.71572 | [17 empty] | 0.20955 | [9 empty] | 4.1154 | [35 empty] | CHN | Tibet
| Lawu |  | Magmatic hydrothermal | Skarn | Cu-Pb-Zn skarn | Cu, Pb, Zn | In, Sn | Cu, Pb, Zn, In, Sn |  |  | 18-1 a1 sp - 4.d |  | underground mine |  |  |  |  | ore material | drill core | underground mining tunnels and drill cores | mineral separate | [5 empty] | mineralisation |  |  |  | sphalerite, chalcopyrite, pyrrhotite, pyrite, arsenopyrite | [6 empty] | galena, bismuthinite, marcasite, iron oxides, pyroxene, actinolite, quartz | thin sections and polished blocks examined using optical microscope, BSE detector, and EDS prior to analysis | EMPA, LA-ICPMS | JEOL JXA-8230 electron probe microanalyzer; RESOlution-LR 193 nm ArF excimer laser ablation system coupled to an Agilent 7700x ICP-MS | Laboratory of Mineral Resources Research Center, Fuzhou University; Adelaide Microscopy, the University of Adelaide | EPMA point analysis: accelerating voltage 15 kV, beam current 20 nA, beam diameter ~5 μm; EPMA mapping: accelerating voltage 20 kV, working current 50 nA, dwell time ~10 ms; BSE imaging: accelerating voltage 20 kV, beam current 10 nA; LA-ICP-MS: energy density 3~3.5 J/cm2, spot sizes 29 to 51 μm, repetition rates 5 Hz (polished thin-section) and 10 Hz (polished blocks), ~30 s background acquisition, ~40 s sample data acquisition | STDGL3 (Danyushevsky et al. 2011) and GSD-1G (USGS) | 4.6546 | [19 empty] | 2211.7013 | [5 empty] | 52.0872 | [5 empty] | 49.4884 | [9 empty] | 104101.4854 |  | 0.26307 |  |  |  | 0.2888 | [7 empty] | 44.9668 | [13 empty] | 1685.7301 | [15 empty] | 0.71756 | [17 empty] | 0.099803 | [9 empty] | 4.1154 | [35 empty] | CHN | Tibet
| Lawu |  | Magmatic hydrothermal | Skarn | Cu-Pb-Zn skarn | Cu, Pb, Zn | In, Sn | Cu, Pb, Zn, In, Sn |  |  | 18-1 a1 sp - 5.d |  | underground mine |  |  |  |  | ore material | drill core | underground mining tunnels and drill cores | mineral separate | [5 empty] | mineralisation |  |  |  | sphalerite, chalcopyrite, pyrrhotite, pyrite, arsenopyrite | [6 empty] | galena, bismuthinite, marcasite, iron oxides, pyroxene, actinolite, quartz | thin sections and polished blocks examined using optical microscope, BSE detector, and EDS prior to analysis | EMPA, LA-ICPMS | JEOL JXA-8230 electron probe microanalyzer; RESOlution-LR 193 nm ArF excimer laser ablation system coupled to an Agilent 7700x ICP-MS | Laboratory of Mineral Resources Research Center, Fuzhou University; Adelaide Microscopy, the University of Adelaide | EPMA point analysis: accelerating voltage 15 kV, beam current 20 nA, beam diameter ~5 μm; EPMA mapping: accelerating voltage 20 kV, working current 50 nA, dwell time ~10 ms; BSE imaging: accelerating voltage 20 kV, beam current 10 nA; LA-ICP-MS: energy density 3~3.5 J/cm2, spot sizes 29 to 51 μm, repetition rates 5 Hz (polished thin-section) and 10 Hz (polished blocks), ~30 s background acquisition, ~40 s sample data acquisition | STDGL3 (Danyushevsky et al. 2011) and GSD-1G (USGS) | 4.6546 | [19 empty] | 2280.5901 | [5 empty] | 51.5124 | [5 empty] | 49.4884 | [9 empty] | 96476.1186 |  | 0.24367 |  |  |  | 0.35792 | [7 empty] | 43.8441 | [13 empty] | 1600.7339 | [15 empty] | 0.69538 | [17 empty] | 0.10735 | [9 empty] | 4.1154 | [35 empty] | CHN | Tibet
| Lawu |  | Magmatic hydrothermal | Skarn | Cu-Pb-Zn skarn | Cu, Pb, Zn | In, Sn | Cu, Pb, Zn, In, Sn |  |  | 18-1 a1 sp - 6.d |  | underground mine |  |  |  |  | ore material | drill core | underground mining tunnels and drill cores | mineral separate | [5 empty] | mineralisation |  |  |  | sphalerite, chalcopyrite, pyrrhotite, pyrite, arsenopyrite | [6 empty] | galena, bismuthinite, marcasite, iron oxides, pyroxene, actinolite, quartz | thin sections and polished blocks examined using optical microscope, BSE detector, and EDS prior to analysis | EMPA, LA-ICPMS | JEOL JXA-8230 electron probe microanalyzer; RESOlution-LR 193 nm ArF excimer laser ablation system coupled to an Agilent 7700x ICP-MS | Laboratory of Mineral Resources Research Center, Fuzhou University; Adelaide Microscopy, the University of Adelaide | EPMA point analysis: accelerating voltage 15 kV, beam current 20 nA, beam diameter ~5 μm; EPMA mapping: accelerating voltage 20 kV, working current 50 nA, dwell time ~10 ms; BSE imaging: accelerating voltage 20 kV, beam current 10 nA; LA-ICP-MS: energy density 3~3.5 J/cm2, spot sizes 29 to 51 μm, repetition rates 5 Hz (polished thin-section) and 10 Hz (polished blocks), ~30 s background acquisition, ~40 s sample data acquisition | STDGL3 (Danyushevsky et al. 2011) and GSD-1G (USGS) | 4.6546 | [19 empty] | 2187.1039 | [5 empty] | 48.143 | [5 empty] | 49.4884 | [9 empty] | 95285.715 |  | 0.43371 |  |  |  | 0.49343 | [7 empty] | 50.4564 | [13 empty] | 1308.2615 | [15 empty] | 1.1976 | [17 empty] | 0.3314 | [9 empty] | 4.1154 | [35 empty] | CHN | Tibet
| Lawu |  | Magmatic hydrothermal | Skarn | Cu-Pb-Zn skarn | Cu, Pb, Zn | In, Sn | Cu, Pb, Zn, In, Sn |  |  | 18-1 a1 sp - 7.d |  | underground mine |  |  |  |  | ore material | drill core | underground mining tunnels and drill cores | mineral separate | [5 empty] | mineralisation |  |  |  | sphalerite, chalcopyrite, pyrrhotite, pyrite, arsenopyrite | [6 empty] | galena, bismuthinite, marcasite, iron oxides, pyroxene, actinolite, quartz | thin sections and polished blocks examined using optical microscope, BSE detector, and EDS prior to analysis | EMPA, LA-ICPMS | JEOL JXA-8230 electron probe microanalyzer; RESOlution-LR 193 nm ArF excimer laser ablation system coupled to an Agilent 7700x ICP-MS | Laboratory of Mineral Resources Research Center, Fuzhou University; Adelaide Microscopy, the University of Adelaide | EPMA point analysis: accelerating voltage 15 kV, beam current 20 nA, beam diameter ~5 μm; EPMA mapping: accelerating voltage 20 kV, working current 50 nA, dwell time ~10 ms; BSE imaging: accelerating voltage 20 kV, beam current 10 nA; LA-ICP-MS: energy density 3~3.5 J/cm2, spot sizes 29 to 51 μm, repetition rates 5 Hz (polished thin-section) and 10 Hz (polished blocks), ~30 s background acquisition, ~40 s sample data acquisition | STDGL3 (Danyushevsky et al. 2011) and GSD-1G (USGS) | 4.6546 | [19 empty] | 2205.81 | [5 empty] | 53.4919 | [5 empty] | 49.4884 | [9 empty] | 119624.3806 |  | 0.1563 |  |  |  | 0.33148 | [7 empty] | 40.7404 | [13 empty] | 1980.6248 | [15 empty] | 0.27792 | [17 empty] | 0.12471 | [9 empty] | 4.1154 | [35 empty] | CHN | Tibet
| Lawu |  | Magmatic hydrothermal | Skarn | Cu-Pb-Zn skarn | Cu, Pb, Zn | In, Sn | Cu, Pb, Zn, In, Sn |  |  | 18-1 a1 sp - 8.d |  | underground mine |  |  |  |  | ore material | drill core | underground mining tunnels and drill cores | mineral separate | [5 empty] | mineralisation |  |  |  | sphalerite, chalcopyrite, pyrrhotite, pyrite, arsenopyrite | [6 empty] | galena, bismuthinite, marcasite, iron oxides, pyroxene, actinolite, quartz | thin sections and polished blocks examined using optical microscope, BSE detector, and EDS prior to analysis | EMPA, LA-ICPMS | JEOL JXA-8230 electron probe microanalyzer; RESOlution-LR 193 nm ArF excimer laser ablation system coupled to an Agilent 7700x ICP-MS | Laboratory of Mineral Resources Research Center, Fuzhou University; Adelaide Microscopy, the University of Adelaide | EPMA point analysis: accelerating voltage 15 kV, beam current 20 nA, beam diameter ~5 μm; EPMA mapping: accelerating voltage 20 kV, working current 50 nA, dwell time ~10 ms; BSE imaging: accelerating voltage 20 kV, beam current 10 nA; LA-ICP-MS: energy density 3~3.5 J/cm2, spot sizes 29 to 51 μm, repetition rates 5 Hz (polished thin-section) and 10 Hz (polished blocks), ~30 s background acquisition, ~40 s sample data acquisition | STDGL3 (Danyushevsky et al. 2011) and GSD-1G (USGS) | 4.6546 | [19 empty] | 2134.5844 | [5 empty] | 52.7937 | [5 empty] | 49.4884 | [9 empty] | 130522.9384 |  | 0.24575 |  |  |  | 0.23616 | [7 empty] | 42.9574 | [13 empty] | 1890.7102 | [15 empty] | 1.4706 | [17 empty] | 2.7402 | [9 empty] | 4.1154 | [35 empty] | CHN | Tibet
| Lawu |  | Magmatic hydrothermal | Skarn | Cu-Pb-Zn skarn | Cu, Pb, Zn | In, Sn | Cu, Pb, Zn, In, Sn |  |  | 18-1 a1 sp - 9.d |  | underground mine |  |  |  |  | ore material | drill core | underground mining tunnels and drill cores | mineral separate | [5 empty] | mineralisation |  |  |  | sphalerite, chalcopyrite, pyrrhotite, pyrite, arsenopyrite | [6 empty] | galena, bismuthinite, marcasite, iron oxides, pyroxene, actinolite, quartz | thin sections and polished blocks examined using optical microscope, BSE detector, and EDS prior to analysis | EMPA, LA-ICPMS | JEOL JXA-8230 electron probe microanalyzer; RESOlution-LR 193 nm ArF excimer laser ablation system coupled to an Agilent 7700x ICP-MS | Laboratory of Mineral Resources Research Center, Fuzhou University; Adelaide Microscopy, the University of Adelaide | EPMA point analysis: accelerating voltage 15 kV, beam current 20 nA, beam diameter ~5 μm; EPMA mapping: accelerating voltage 20 kV, working current 50 nA, dwell time ~10 ms; BSE imaging: accelerating voltage 20 kV, beam current 10 nA; LA-ICP-MS: energy density 3~3.5 J/cm2, spot sizes 29 to 51 μm, repetition rates 5 Hz (polished thin-section) and 10 Hz (polished blocks), ~30 s background acquisition, ~40 s sample data acquisition | STDGL3 (Danyushevsky et al. 2011) and GSD-1G (USGS) | 4.6546 | [19 empty] | 2212.2808 | [5 empty] | 46.5968 | [5 empty] | 49.4884 | [9 empty] | 87041.5555 |  | 0.2465 |  |  |  | 1.005 | [7 empty] | 46.2493 | [13 empty] | 1163.3966 | [15 empty] | 0.80402 | [17 empty] | 0.66393 | [9 empty] | 4.1154 | [35 empty] | CHN | Tibet
| Lawu |  | Magmatic hydrothermal | Skarn | Cu-Pb-Zn skarn | Cu, Pb, Zn | In, Sn | Cu, Pb, Zn, In, Sn |  |  | 18-1 a1 sp - 10.d |  | underground mine |  |  |  |  | ore material | drill core | underground mining tunnels and drill cores | mineral separate | [5 empty] | mineralisation |  |  |  | sphalerite, chalcopyrite, pyrrhotite, pyrite, arsenopyrite | [6 empty] | galena, bismuthinite, marcasite, iron oxides, pyroxene, actinolite, quartz | thin sections and polished blocks examined using optical microscope, BSE detector, and EDS prior to analysis | EMPA, LA-ICPMS | JEOL JXA-8230 electron probe microanalyzer; RESOlution-LR 193 nm ArF excimer laser ablation system coupled to an Agilent 7700x ICP-MS | Laboratory of Mineral Resources Research Center, Fuzhou University; Adelaide Microscopy, the University of Adelaide | EPMA point analysis: accelerating voltage 15 kV, beam current 20 nA, beam diameter ~5 μm; EPMA mapping: accelerating voltage 20 kV, working current 50 nA, dwell time ~10 ms; BSE imaging: accelerating voltage 20 kV, beam current 10 nA; LA-ICP-MS: energy density 3~3.5 J/cm2, spot sizes 29 to 51 μm, repetition rates 5 Hz (polished thin-section) and 10 Hz (polished blocks), ~30 s background acquisition, ~40 s sample data acquisition | STDGL3 (Danyushevsky et al. 2011) and GSD-1G (USGS) | 4.6546 | [19 empty] | 2239.3368 | [5 empty] | 53.2582 | [5 empty] | 49.4884 | [9 empty] | 111266.0739 |  | 0.14058 |  |  |  | 0.23098 | [7 empty] | 46.2596 | [13 empty] | 1652.2506 | [15 empty] | 1.0745 | [17 empty] | 0.12471 | [9 empty] | 4.1154 | [35 empty] | CHN | Tibet
| Lawu |  | Magmatic hydrothermal | Skarn | Cu-Pb-Zn skarn | Cu, Pb, Zn | In, Sn | Cu, Pb, Zn, In, Sn |  |  | 18-1 a1 sp - 11.d |  | underground mine |  |  |  |  | ore material | drill core | underground mining tunnels and drill cores | mineral separate | [5 empty] | mineralisation |  |  |  | sphalerite, chalcopyrite, pyrrhotite, pyrite, arsenopyrite | [6 empty] | galena, bismuthinite, marcasite, iron oxides, pyroxene, actinolite, quartz | thin sections and polished blocks examined using optical microscope, BSE detector, and EDS prior to analysis | EMPA, LA-ICPMS | JEOL JXA-8230 electron probe microanalyzer; RESOlution-LR 193 nm ArF excimer laser ablation system coupled to an Agilent 7700x ICP-MS | Laboratory of Mineral Resources Research Center, Fuzhou University; Adelaide Microscopy, the University of Adelaide | EPMA point analysis: accelerating voltage 15 kV, beam current 20 nA, beam diameter ~5 μm; EPMA mapping: accelerating voltage 20 kV, working current 50 nA, dwell time ~10 ms; BSE imaging: accelerating voltage 20 kV, beam current 10 nA; LA-ICP-MS: energy density 3~3.5 J/cm2, spot sizes 29 to 51 μm, repetition rates 5 Hz (polished thin-section) and 10 Hz (polished blocks), ~30 s background acquisition, ~40 s sample data acquisition | STDGL3 (Danyushevsky et al. 2011) and GSD-1G (USGS) | 4.6546 | [19 empty] | 2235.5664 | [5 empty] | 50.1537 | [5 empty] | 49.4884 | [9 empty] | 88176.2175 |  | 0.30645 |  |  |  | 0.46896 | [7 empty] | 44.8972 | [13 empty] | 1301.9721 | [15 empty] | 0.20733 | [17 empty] | 0.42021 | [9 empty] | 4.1154 | [35 empty] | CHN | Tibet
| Lawu |  | Magmatic hydrothermal | Skarn | Cu-Pb-Zn skarn | Cu, Pb, Zn | In, Sn | Cu, Pb, Zn, In, Sn |  |  | 18-1 a1 sp - 12.d |  | underground mine |  |  |  |  | ore material | drill core | underground mining tunnels and drill cores | mineral separate | [5 empty] | mineralisation |  |  |  | sphalerite, chalcopyrite, pyrrhotite, pyrite, arsenopyrite | [6 empty] | galena, bismuthinite, marcasite, iron oxides, pyroxene, actinolite, quartz | thin sections and polished blocks examined using optical microscope, BSE detector, and EDS prior to analysis | EMPA, LA-ICPMS | JEOL JXA-8230 electron probe microanalyzer; RESOlution-LR 193 nm ArF excimer laser ablation system coupled to an Agilent 7700x ICP-MS | Laboratory of Mineral Resources Research Center, Fuzhou University; Adelaide Microscopy, the University of Adelaide | EPMA point analysis: accelerating voltage 15 kV, beam current 20 nA, beam diameter ~5 μm; EPMA mapping: accelerating voltage 20 kV, working current 50 nA, dwell time ~10 ms; BSE imaging: accelerating voltage 20 kV, beam current 10 nA; LA-ICP-MS: energy density 3~3.5 J/cm2, spot sizes 29 to 51 μm, repetition rates 5 Hz (polished thin-section) and 10 Hz (polished blocks), ~30 s background acquisition, ~40 s sample data acquisition | STDGL3 (Danyushevsky et al. 2011) and GSD-1G (USGS) | 4.6546 | [19 empty] | 2050.3749 | [5 empty] | 53.8199 | [5 empty] | 49.4884 | [9 empty] | 138076.612 |  | 0.098335 |  |  |  | 0.36214 | [7 empty] | 58.1831 | [13 empty] | 1821.3745 | [15 empty] | 2.3093 | [17 empty] | 0.12368 | [9 empty] | 4.1154 | [35 empty] | CHN | Tibet
| Lawu |  | Magmatic hydrothermal | Skarn | Cu-Pb-Zn skarn | Cu, Pb, Zn | In, Sn | Cu, Pb, Zn, In, Sn |  |  | 18-1 a1 sp - 13.d |  | underground mine |  |  |  |  | ore material | drill core | underground mining tunnels and drill cores | mineral separate | [5 empty] | mineralisation |  |  |  | sphalerite, chalcopyrite, pyrrhotite, pyrite, arsenopyrite | [6 empty] | galena, bismuthinite, marcasite, iron oxides, pyroxene, actinolite, quartz | thin sections and polished blocks examined using optical microscope, BSE detector, and EDS prior to analysis | EMPA, LA-ICPMS | JEOL JXA-8230 electron probe microanalyzer; RESOlution-LR 193 nm ArF excimer laser ablation system coupled to an Agilent 7700x ICP-MS | Laboratory of Mineral Resources Research Center, Fuzhou University; Adelaide Microscopy, the University of Adelaide | EPMA point analysis: accelerating voltage 15 kV, beam current 20 nA, beam diameter ~5 μm; EPMA mapping: accelerating voltage 20 kV, working current 50 nA, dwell time ~10 ms; BSE imaging: accelerating voltage 20 kV, beam current 10 nA; LA-ICP-MS: energy density 3~3.5 J/cm2, spot sizes 29 to 51 μm, repetition rates 5 Hz (polished thin-section) and 10 Hz (polished blocks), ~30 s background acquisition, ~40 s sample data acquisition | STDGL3 (Danyushevsky et al. 2011) and GSD-1G (USGS) | 4.6546 | [19 empty] | 2247.8788 | [5 empty] | 54.2131 | [5 empty] | 49.4884 | [9 empty] | 119368.9647 |  | 0.089699 |  |  |  | 0.33525 | [7 empty] | 56.0704 | [13 empty] | 2052.4111 | [15 empty] | 0.42852 | [17 empty] | 0.10776 | [9 empty] | 4.1154 | [35 empty] | CHN | Tibet
| Lawu |  | Magmatic hydrothermal | Skarn | Cu-Pb-Zn skarn | Cu, Pb, Zn | In, Sn | Cu, Pb, Zn, In, Sn |  |  | 18-1 a2 sp - 1.d |  | underground mine |  |  |  |  | ore material | drill core | underground mining tunnels and drill cores | mineral separate | [5 empty] | mineralisation |  |  |  | sphalerite, chalcopyrite, pyrrhotite, pyrite, arsenopyrite | [6 empty] | galena, bismuthinite, marcasite, iron oxides, pyroxene, actinolite, quartz | thin sections and polished blocks examined using optical microscope, BSE detector, and EDS prior to analysis | EMPA, LA-ICPMS | JEOL JXA-8230 electron probe microanalyzer; RESOlution-LR 193 nm ArF excimer laser ablation system coupled to an Agilent 7700x ICP-MS | Laboratory of Mineral Resources Research Center, Fuzhou University; Adelaide Microscopy, the University of Adelaide | EPMA point analysis: accelerating voltage 15 kV, beam current 20 nA, beam diameter ~5 μm; EPMA mapping: accelerating voltage 20 kV, working current 50 nA, dwell time ~10 ms; BSE imaging: accelerating voltage 20 kV, beam current 10 nA; LA-ICP-MS: energy density 3~3.5 J/cm2, spot sizes 29 to 51 μm, repetition rates 5 Hz (polished thin-section) and 10 Hz (polished blocks), ~30 s background acquisition, ~40 s sample data acquisition | STDGL3 (Danyushevsky et al. 2011) and GSD-1G (USGS) | 4.6546 | [19 empty] | 2175.3764 | [5 empty] | 52.2021 | [5 empty] | 49.4884 | [9 empty] | 82064.7531 |  | 0.26468 |  |  |  | 0.80974 | [7 empty] | 45.3715 | [13 empty] | 1168.0875 | [15 empty] | 0.39798 | [17 empty] | 0.47091 | [9 empty] | 4.1154 | [35 empty] | CHN | Tibet
| Lawu |  | Magmatic hydrothermal | Skarn | Cu-Pb-Zn skarn | Cu, Pb, Zn | In, Sn | Cu, Pb, Zn, In, Sn |  |  | 18-1 a2 sp - 2.d |  | underground mine |  |  |  |  | ore material | drill core | underground mining tunnels and drill cores | mineral separate | [5 empty] | mineralisation |  |  |  | sphalerite, chalcopyrite, pyrrhotite, pyrite, arsenopyrite | [6 empty] | galena, bismuthinite, marcasite, iron oxides, pyroxene, actinolite, quartz | thin sections and polished blocks examined using optical microscope, BSE detector, and EDS prior to analysis | EMPA, LA-ICPMS | JEOL JXA-8230 electron probe microanalyzer; RESOlution-LR 193 nm ArF excimer laser ablation system coupled to an Agilent 7700x ICP-MS | Laboratory of Mineral Resources Research Center, Fuzhou University; Adelaide Microscopy, the University of Adelaide | EPMA point analysis: accelerating voltage 15 kV, beam current 20 nA, beam diameter ~5 μm; EPMA mapping: accelerating voltage 20 kV, working current 50 nA, dwell time ~10 ms; BSE imaging: accelerating voltage 20 kV, beam current 10 nA; LA-ICP-MS: energy density 3~3.5 J/cm2, spot sizes 29 to 51 μm, repetition rates 5 Hz (polished thin-section) and 10 Hz (polished blocks), ~30 s background acquisition, ~40 s sample data acquisition | STDGL3 (Danyushevsky et al. 2011) and GSD-1G (USGS) | 4.6546 | [19 empty] | 2173.9241 | [5 empty] | 49.2756 | [5 empty] | 49.4884 | [9 empty] | 78151.8892 |  | 0.19146 |  |  |  | 0.62347 | [7 empty] | 45.5926 | [13 empty] | 1068.6409 | [15 empty] | 0.4047 | [17 empty] | 0.34455 | [9 empty] | 4.1154 | [35 empty] | CHN | Tibet
| Lawu |  | Magmatic hydrothermal | Skarn | Cu-Pb-Zn skarn | Cu, Pb, Zn | In, Sn | Cu, Pb, Zn, In, Sn |  |  | 18-1 a2 sp - 3.d |  | underground mine |  |  |  |  | ore material | drill core | underground mining tunnels and drill cores | mineral separate | [5 empty] | mineralisation |  |  |  | sphalerite, chalcopyrite, pyrrhotite, pyrite, arsenopyrite | [6 empty] | galena, bismuthinite, marcasite, iron oxides, pyroxene, actinolite, quartz | thin sections and polished blocks examined using optical microscope, BSE detector, and EDS prior to analysis | EMPA, LA-ICPMS | JEOL JXA-8230 electron probe microanalyzer; RESOlution-LR 193 nm ArF excimer laser ablation system coupled to an Agilent 7700x ICP-MS | Laboratory of Mineral Resources Research Center, Fuzhou University; Adelaide Microscopy, the University of Adelaide | EPMA point analysis: accelerating voltage 15 kV, beam current 20 nA, beam diameter ~5 μm; EPMA mapping: accelerating voltage 20 kV, working current 50 nA, dwell time ~10 ms; BSE imaging: accelerating voltage 20 kV, beam current 10 nA; LA-ICP-MS: energy density 3~3.5 J/cm2, spot sizes 29 to 51 μm, repetition rates 5 Hz (polished thin-section) and 10 Hz (polished blocks), ~30 s background acquisition, ~40 s sample data acquisition | STDGL3 (Danyushevsky et al. 2011) and GSD-1G (USGS) | 4.6546 | [19 empty] | 2185.3587 | [5 empty] | 50.7547 | [5 empty] | 49.4884 | [9 empty] | 74160.0005 |  | 0.24276 |  |  |  | 0.60978 | [7 empty] | 46.3593 | [13 empty] | 937.7685 | [15 empty] | 0.97046 | [17 empty] | 1.1677 | [9 empty] | 4.1154 | [35 empty] | CHN | Tibet
| Lawu |  | Magmatic hydrothermal | Skarn | Cu-Pb-Zn skarn | Cu, Pb, Zn | In, Sn | Cu, Pb, Zn, In, Sn |  |  | 18-1 a2 sp - 4.d |  | underground mine |  |  |  |  | ore material | drill core | underground mining tunnels and drill cores | mineral separate | [5 empty] | mineralisation |  |  |  | sphalerite, chalcopyrite, pyrrhotite, pyrite, arsenopyrite | [6 empty] | galena, bismuthinite, marcasite, iron oxides, pyroxene, actinolite, quartz | thin sections and polished blocks examined using optical microscope, BSE detector, and EDS prior to analysis | EMPA, LA-ICPMS | JEOL JXA-8230 electron probe microanalyzer; RESOlution-LR 193 nm ArF excimer laser ablation system coupled to an Agilent 7700x ICP-MS | Laboratory of Mineral Resources Research Center, Fuzhou University; Adelaide Microscopy, the University of Adelaide | EPMA point analysis: accelerating voltage 15 kV, beam current 20 nA, beam diameter ~5 μm; EPMA mapping: accelerating voltage 20 kV, working current 50 nA, dwell time ~10 ms; BSE imaging: accelerating voltage 20 kV, beam current 10 nA; LA-ICP-MS: energy density 3~3.5 J/cm2, spot sizes 29 to 51 μm, repetition rates 5 Hz (polished thin-section) and 10 Hz (polished blocks), ~30 s background acquisition, ~40 s sample data acquisition | STDGL3 (Danyushevsky et al. 2011) and GSD-1G (USGS) | 4.6546 | [19 empty] | 2221.1325 | [5 empty] | 50.6431 | [5 empty] | 49.4884 | [9 empty] | 77565.9413 |  | 0.22855 |  |  |  | 0.65628 | [7 empty] | 44.4191 | [13 empty] | 1136.0778 | [15 empty] | 0.96455 | [17 empty] | 1.2213 | [9 empty] | 4.1154 | [35 empty] | CHN | Tibet
| Lawu |  | Magmatic hydrothermal | Skarn | Cu-Pb-Zn skarn | Cu, Pb, Zn | In, Sn | Cu, Pb, Zn, In, Sn |  |  | 18-1 a2 sp - 5.d |  | underground mine |  |  |  |  | ore material | drill core | underground mining tunnels and drill cores | mineral separate | [5 empty] | mineralisation |  |  |  | sphalerite, chalcopyrite, pyrrhotite, pyrite, arsenopyrite | [6 empty] | galena, bismuthinite, marcasite, iron oxides, pyroxene, actinolite, quartz | thin sections and polished blocks examined using optical microscope, BSE detector, and EDS prior to analysis | EMPA, LA-ICPMS | JEOL JXA-8230 electron probe microanalyzer; RESOlution-LR 193 nm ArF excimer laser ablation system coupled to an Agilent 7700x ICP-MS | Laboratory of Mineral Resources Research Center, Fuzhou University; Adelaide Microscopy, the University of Adelaide | EPMA point analysis: accelerating voltage 15 kV, beam current 20 nA, beam diameter ~5 μm; EPMA mapping: accelerating voltage 20 kV, working current 50 nA, dwell time ~10 ms; BSE imaging: accelerating voltage 20 kV, beam current 10 nA; LA-ICP-MS: energy density 3~3.5 J/cm2, spot sizes 29 to 51 μm, repetition rates 5 Hz (polished thin-section) and 10 Hz (polished blocks), ~30 s background acquisition, ~40 s sample data acquisition | STDGL3 (Danyushevsky et al. 2011) and GSD-1G (USGS) | 4.6546 | [19 empty] | 2094.5976 | [5 empty] | 51.9145 | [5 empty] | 49.4884 | [9 empty] | 80461.8276 |  | 0.4439 |  |  |  | 1.0291 | [7 empty] | 45.5531 | [13 empty] | 1356.9839 | [15 empty] | 1.25 | [17 empty] | 1.6441 | [9 empty] | 4.1154 | [35 empty] | CHN | Tibet
| Lawu |  | Magmatic hydrothermal | Skarn | Cu-Pb-Zn skarn | Cu, Pb, Zn | In, Sn | Cu, Pb, Zn, In, Sn |  |  | 18-1 a2 sp - 6.d |  | underground mine |  |  |  |  | ore material | drill core | underground mining tunnels and drill cores | mineral separate | [5 empty] | mineralisation |  |  |  | sphalerite, chalcopyrite, pyrrhotite, pyrite, arsenopyrite | [6 empty] | galena, bismuthinite, marcasite, iron oxides, pyroxene, actinolite, quartz | thin sections and polished blocks examined using optical microscope, BSE detector, and EDS prior to analysis | EMPA, LA-ICPMS | JEOL JXA-8230 electron probe microanalyzer; RESOlution-LR 193 nm ArF excimer laser ablation system coupled to an Agilent 7700x ICP-MS | Laboratory of Mineral Resources Research Center, Fuzhou University; Adelaide Microscopy, the University of Adelaide | EPMA point analysis: accelerating voltage 15 kV, beam current 20 nA, beam diameter ~5 μm; EPMA mapping: accelerating voltage 20 kV, working current 50 nA, dwell time ~10 ms; BSE imaging: accelerating voltage 20 kV, beam current 10 nA; LA-ICP-MS: energy density 3~3.5 J/cm2, spot sizes 29 to 51 μm, repetition rates 5 Hz (polished thin-section) and 10 Hz (polished blocks), ~30 s background acquisition, ~40 s sample data acquisition | STDGL3 (Danyushevsky et al. 2011) and GSD-1G (USGS) | 4.6546 | [19 empty] | 2088.3033 | [5 empty] | 51.7609 | [5 empty] | 49.4884 | [9 empty] | 79791.0549 |  | 0.36867 |  |  |  | 1.1646 | [7 empty] | 45.1563 | [13 empty] | 1231.7639 | [15 empty] | 1.0888 | [17 empty] | 1.3066 | [9 empty] | 4.1154 | [35 empty] | CHN | Tibet
| Lawu |  | Magmatic hydrothermal | Skarn | Cu-Pb-Zn skarn | Cu, Pb, Zn | In, Sn | Cu, Pb, Zn, In, Sn |  |  | 18-1 a2 sp - 7.d |  | underground mine |  |  |  |  | ore material | drill core | underground mining tunnels and drill cores | mineral separate | [5 empty] | mineralisation |  |  |  | sphalerite, chalcopyrite, pyrrhotite, pyrite, arsenopyrite | [6 empty] | galena, bismuthinite, marcasite, iron oxides, pyroxene, actinolite, quartz | thin sections and polished blocks examined using optical microscope, BSE detector, and EDS prior to analysis | EMPA, LA-ICPMS | JEOL JXA-8230 electron probe microanalyzer; RESOlution-LR 193 nm ArF excimer laser ablation system coupled to an Agilent 7700x ICP-MS | Laboratory of Mineral Resources Research Center, Fuzhou University; Adelaide Microscopy, the University of Adelaide | EPMA point analysis: accelerating voltage 15 kV, beam current 20 nA, beam diameter ~5 μm; EPMA mapping: accelerating voltage 20 kV, working current 50 nA, dwell time ~10 ms; BSE imaging: accelerating voltage 20 kV, beam current 10 nA; LA-ICP-MS: energy density 3~3.5 J/cm2, spot sizes 29 to 51 μm, repetition rates 5 Hz (polished thin-section) and 10 Hz (polished blocks), ~30 s background acquisition, ~40 s sample data acquisition | STDGL3 (Danyushevsky et al. 2011) and GSD-1G (USGS) | 4.6546 | [19 empty] | 2129.9407 | [5 empty] | 51.773 | [5 empty] | 49.4884 | [9 empty] | 83503.0262 |  | 0.36324 |  |  |  | 1.0317 | [7 empty] | 44.3682 | [13 empty] | 1234.1385 | [15 empty] | 0.57792 | [17 empty] | 0.65447 | [9 empty] | 4.1154 | [35 empty] | CHN | Tibet
| Lawu |  | Magmatic hydrothermal | Skarn | Cu-Pb-Zn skarn | Cu, Pb, Zn | In, Sn | Cu, Pb, Zn, In, Sn |  |  | 18-1 a2 sp - 8.d |  | underground mine |  |  |  |  | ore material | drill core | underground mining tunnels and drill cores | mineral separate | [5 empty] | mineralisation |  |  |  | sphalerite, chalcopyrite, pyrrhotite, pyrite, arsenopyrite | [6 empty] | galena, bismuthinite, marcasite, iron oxides, pyroxene, actinolite, quartz | thin sections and polished blocks examined using optical microscope, BSE detector, and EDS prior to analysis | EMPA, LA-ICPMS | JEOL JXA-8230 electron probe microanalyzer; RESOlution-LR 193 nm ArF excimer laser ablation system coupled to an Agilent 7700x ICP-MS | Laboratory of Mineral Resources Research Center, Fuzhou University; Adelaide Microscopy, the University of Adelaide | EPMA point analysis: accelerating voltage 15 kV, beam current 20 nA, beam diameter ~5 μm; EPMA mapping: accelerating voltage 20 kV, working current 50 nA, dwell time ~10 ms; BSE imaging: accelerating voltage 20 kV, beam current 10 nA; LA-ICP-MS: energy density 3~3.5 J/cm2, spot sizes 29 to 51 μm, repetition rates 5 Hz (polished thin-section) and 10 Hz (polished blocks), ~30 s background acquisition, ~40 s sample data acquisition | STDGL3 (Danyushevsky et al. 2011) and GSD-1G (USGS) | 4.6546 | [19 empty] | 2177.7386 | [5 empty] | 54.1842 | [5 empty] | 49.4884 | [9 empty] | 123491.6051 |  | 0.073816 |  |  |  | 0.38992 | [7 empty] | 50.9882 | [13 empty] | 1892.5585 | [15 empty] | 1.0284 | [17 empty] | 0.12531 | [9 empty] | 4.1154 | [35 empty] | CHN | Tibet
| Lawu |  | Magmatic hydrothermal | Skarn | Cu-Pb-Zn skarn | Cu, Pb, Zn | In, Sn | Cu, Pb, Zn, In, Sn |  |  | 18-3 a1 sp - 1.d |  | underground mine |  |  |  |  | ore material | drill core | underground mining tunnels and drill cores | mineral separate | [5 empty] | mineralisation |  |  |  | sphalerite, chalcopyrite, pyrrhotite, pyrite, arsenopyrite | [6 empty] | galena, bismuthinite, marcasite, iron oxides, pyroxene, actinolite, quartz | thin sections and polished blocks examined using optical microscope, BSE detector, and EDS prior to analysis | EMPA, LA-ICPMS | JEOL JXA-8230 electron probe microanalyzer; RESOlution-LR 193 nm ArF excimer laser ablation system coupled to an Agilent 7700x ICP-MS | Laboratory of Mineral Resources Research Center, Fuzhou University; Adelaide Microscopy, the University of Adelaide | EPMA point analysis: accelerating voltage 15 kV, beam current 20 nA, beam diameter ~5 μm; EPMA mapping: accelerating voltage 20 kV, working current 50 nA, dwell time ~10 ms; BSE imaging: accelerating voltage 20 kV, beam current 10 nA; LA-ICP-MS: energy density 3~3.5 J/cm2, spot sizes 29 to 51 μm, repetition rates 5 Hz (polished thin-section) and 10 Hz (polished blocks), ~30 s background acquisition, ~40 s sample data acquisition | STDGL3 (Danyushevsky et al. 2011) and GSD-1G (USGS) | 4.6546 | [19 empty] | 2448.4376 | [5 empty] | 21.4794 | [5 empty] | 49.4884 | [9 empty] | 127044.9296 |  | 0.11173 |  |  |  | 0.30521 | [7 empty] | 51.2537 | [13 empty] | 2673.3667 | [15 empty] | 0.1368 | [17 empty] | 0.12471 | [9 empty] | 4.3652 | [35 empty] | CHN | Tibet
| Lawu |  | Magmatic hydrothermal | Skarn | Cu-Pb-Zn skarn | Cu, Pb, Zn | In, Sn | Cu, Pb, Zn, In, Sn |  |  | 18-3 a1 sp - 2.d |  | underground mine |  |  |  |  | ore material | drill core | underground mining tunnels and drill cores | mineral separate | [5 empty] | mineralisation |  |  |  | sphalerite, chalcopyrite, pyrrhotite, pyrite, arsenopyrite | [6 empty] | galena, bismuthinite, marcasite, iron oxides, pyroxene, actinolite, quartz | thin sections and polished blocks examined using optical microscope, BSE detector, and EDS prior to analysis | EMPA, LA-ICPMS | JEOL JXA-8230 electron probe microanalyzer; RESOlution-LR 193 nm ArF excimer laser ablation system coupled to an Agilent 7700x ICP-MS | Laboratory of Mineral Resources Research Center, Fuzhou University; Adelaide Microscopy, the University of Adelaide | EPMA point analysis: accelerating voltage 15 kV, beam current 20 nA, beam diameter ~5 μm; EPMA mapping: accelerating voltage 20 kV, working current 50 nA, dwell time ~10 ms; BSE imaging: accelerating voltage 20 kV, beam current 10 nA; LA-ICP-MS: energy density 3~3.5 J/cm2, spot sizes 29 to 51 μm, repetition rates 5 Hz (polished thin-section) and 10 Hz (polished blocks), ~30 s background acquisition, ~40 s sample data acquisition | STDGL3 (Danyushevsky et al. 2011) and GSD-1G (USGS) | 6.6028 | [19 empty] | 2430.2975 | [5 empty] | 20.9677 | [5 empty] | 49.4884 | [9 empty] | 107586.5879 |  | 0.081607 |  |  |  | 0.34107 | [7 empty] | 51.3834 | [13 empty] | 2150.226 | [15 empty] | 0.36289 | [17 empty] | 0.131 | [9 empty] | 4.969 | [35 empty] | CHN | Tibet
| Lawu |  | Magmatic hydrothermal | Skarn | Cu-Pb-Zn skarn | Cu, Pb, Zn | In, Sn | Cu, Pb, Zn, In, Sn |  |  | 18-3 a1 sp - 3.d |  | underground mine |  |  |  |  | ore material | drill core | underground mining tunnels and drill cores | mineral separate | [5 empty] | mineralisation |  |  |  | sphalerite, chalcopyrite, pyrrhotite, pyrite, arsenopyrite | [6 empty] | galena, bismuthinite, marcasite, iron oxides, pyroxene, actinolite, quartz | thin sections and polished blocks examined using optical microscope, BSE detector, and EDS prior to analysis | EMPA, LA-ICPMS | JEOL JXA-8230 electron probe microanalyzer; RESOlution-LR 193 nm ArF excimer laser ablation system coupled to an Agilent 7700x ICP-MS | Laboratory of Mineral Resources Research Center, Fuzhou University; Adelaide Microscopy, the University of Adelaide | EPMA point analysis: accelerating voltage 15 kV, beam current 20 nA, beam diameter ~5 μm; EPMA mapping: accelerating voltage 20 kV, working current 50 nA, dwell time ~10 ms; BSE imaging: accelerating voltage 20 kV, beam current 10 nA; LA-ICP-MS: energy density 3~3.5 J/cm2, spot sizes 29 to 51 μm, repetition rates 5 Hz (polished thin-section) and 10 Hz (polished blocks), ~30 s background acquisition, ~40 s sample data acquisition | STDGL3 (Danyushevsky et al. 2011) and GSD-1G (USGS) | 6.9636 | [19 empty] | 2471.3985 | [5 empty] | 21.4114 | [5 empty] | 49.4884 | [9 empty] | 121948.4973 |  | 0.11836 |  |  |  | 0.21721 | [7 empty] | 51.5192 | [13 empty] | 2604.5263 | [15 empty] | 0.1368 | [17 empty] | 0.043523 | [9 empty] | 4.3096 | [35 empty] | CHN | Tibet
| Lawu |  | Magmatic hydrothermal | Skarn | Cu-Pb-Zn skarn | Cu, Pb, Zn | In, Sn | Cu, Pb, Zn, In, Sn |  |  | 18-3 a1 sp - 4.d |  | underground mine |  |  |  |  | ore material | drill core | underground mining tunnels and drill cores | mineral separate | [5 empty] | mineralisation |  |  |  | sphalerite, chalcopyrite, pyrrhotite, pyrite, arsenopyrite | [6 empty] | galena, bismuthinite, marcasite, iron oxides, pyroxene, actinolite, quartz | thin sections and polished blocks examined using optical microscope, BSE detector, and EDS prior to analysis | EMPA, LA-ICPMS | JEOL JXA-8230 electron probe microanalyzer; RESOlution-LR 193 nm ArF excimer laser ablation system coupled to an Agilent 7700x ICP-MS | Laboratory of Mineral Resources Research Center, Fuzhou University; Adelaide Microscopy, the University of Adelaide | EPMA point analysis: accelerating voltage 15 kV, beam current 20 nA, beam diameter ~5 μm; EPMA mapping: accelerating voltage 20 kV, working current 50 nA, dwell time ~10 ms; BSE imaging: accelerating voltage 20 kV, beam current 10 nA; LA-ICP-MS: energy density 3~3.5 J/cm2, spot sizes 29 to 51 μm, repetition rates 5 Hz (polished thin-section) and 10 Hz (polished blocks), ~30 s background acquisition, ~40 s sample data acquisition | STDGL3 (Danyushevsky et al. 2011) and GSD-1G (USGS) | 4.3713 | [19 empty] | 2484.2762 | [5 empty] | 21.6477 | [5 empty] | 49.4884 | [9 empty] | 119208.5511 |  | 0.12095 |  |  |  | 0.27813 | [7 empty] | 51.1934 | [13 empty] | 2507.634 | [15 empty] | 0.1368 | [17 empty] | 0.12471 | [9 empty] | 3.2784 | [35 empty] | CHN | Tibet
| Lawu |  | Magmatic hydrothermal | Skarn | Cu-Pb-Zn skarn | Cu, Pb, Zn | In, Sn | Cu, Pb, Zn, In, Sn |  |  | 18-3 a1 sp - 5.d |  | underground mine |  |  |  |  | ore material | drill core | underground mining tunnels and drill cores | mineral separate | [5 empty] | mineralisation |  |  |  | sphalerite, chalcopyrite, pyrrhotite, pyrite, arsenopyrite | [6 empty] | galena, bismuthinite, marcasite, iron oxides, pyroxene, actinolite, quartz | thin sections and polished blocks examined using optical microscope, BSE detector, and EDS prior to analysis | EMPA, LA-ICPMS | JEOL JXA-8230 electron probe microanalyzer; RESOlution-LR 193 nm ArF excimer laser ablation system coupled to an Agilent 7700x ICP-MS | Laboratory of Mineral Resources Research Center, Fuzhou University; Adelaide Microscopy, the University of Adelaide | EPMA point analysis: accelerating voltage 15 kV, beam current 20 nA, beam diameter ~5 μm; EPMA mapping: accelerating voltage 20 kV, working current 50 nA, dwell time ~10 ms; BSE imaging: accelerating voltage 20 kV, beam current 10 nA; LA-ICP-MS: energy density 3~3.5 J/cm2, spot sizes 29 to 51 μm, repetition rates 5 Hz (polished thin-section) and 10 Hz (polished blocks), ~30 s background acquisition, ~40 s sample data acquisition | STDGL3 (Danyushevsky et al. 2011) and GSD-1G (USGS) | 3.8401 | [19 empty] | 2446.6255 | [5 empty] | 21.5573 | [5 empty] | 49.4884 | [9 empty] | 117757.7581 |  | 0.17028 |  |  |  | 0.31701 | [7 empty] | 51.8184 | [13 empty] | 2479.5878 | [15 empty] | 0.1368 | [17 empty] | 0.12471 | [9 empty] | 3.6671 | [35 empty] | CHN | Tibet
| Lawu |  | Magmatic hydrothermal | Skarn | Cu-Pb-Zn skarn | Cu, Pb, Zn | In, Sn | Cu, Pb, Zn, In, Sn |  |  | 18-3 a1 sp - 6.d |  | underground mine |  |  |  |  | ore material | drill core | underground mining tunnels and drill cores | mineral separate | [5 empty] | mineralisation |  |  |  | sphalerite, chalcopyrite, pyrrhotite, pyrite, arsenopyrite | [6 empty] | galena, bismuthinite, marcasite, iron oxides, pyroxene, actinolite, quartz | thin sections and polished blocks examined using optical microscope, BSE detector, and EDS prior to analysis | EMPA, LA-ICPMS | JEOL JXA-8230 electron probe microanalyzer; RESOlution-LR 193 nm ArF excimer laser ablation system coupled to an Agilent 7700x ICP-MS | Laboratory of Mineral Resources Research Center, Fuzhou University; Adelaide Microscopy, the University of Adelaide | EPMA point analysis: accelerating voltage 15 kV, beam current 20 nA, beam diameter ~5 μm; EPMA mapping: accelerating voltage 20 kV, working current 50 nA, dwell time ~10 ms; BSE imaging: accelerating voltage 20 kV, beam current 10 nA; LA-ICP-MS: energy density 3~3.5 J/cm2, spot sizes 29 to 51 μm, repetition rates 5 Hz (polished thin-section) and 10 Hz (polished blocks), ~30 s background acquisition, ~40 s sample data acquisition | STDGL3 (Danyushevsky et al. 2011) and GSD-1G (USGS) | 6.5153 | [19 empty] | 2295.3185 | [5 empty] | 20.5435 | [5 empty] | 43.4353 | [9 empty] | 109662.6572 |  | 0.27133 |  |  |  | 0.518 | [7 empty] | 52.1651 | [13 empty] | 2449.5675 | [15 empty] | 0.21641 | [17 empty] | 0.33766 | [9 empty] | 4.1154 | [35 empty] | CHN | Tibet
| Lawu |  | Magmatic hydrothermal | Skarn | Cu-Pb-Zn skarn | Cu, Pb, Zn | In, Sn | Cu, Pb, Zn, In, Sn |  |  | 18-3 a1 sp - 7.d |  | underground mine |  |  |  |  | ore material | drill core | underground mining tunnels and drill cores | mineral separate | [5 empty] | mineralisation |  |  |  | sphalerite, chalcopyrite, pyrrhotite, pyrite, arsenopyrite | [6 empty] | galena, bismuthinite, marcasite, iron oxides, pyroxene, actinolite, quartz | thin sections and polished blocks examined using optical microscope, BSE detector, and EDS prior to analysis | EMPA, LA-ICPMS | JEOL JXA-8230 electron probe microanalyzer; RESOlution-LR 193 nm ArF excimer laser ablation system coupled to an Agilent 7700x ICP-MS | Laboratory of Mineral Resources Research Center, Fuzhou University; Adelaide Microscopy, the University of Adelaide | EPMA point analysis: accelerating voltage 15 kV, beam current 20 nA, beam diameter ~5 μm; EPMA mapping: accelerating voltage 20 kV, working current 50 nA, dwell time ~10 ms; BSE imaging: accelerating voltage 20 kV, beam current 10 nA; LA-ICP-MS: energy density 3~3.5 J/cm2, spot sizes 29 to 51 μm, repetition rates 5 Hz (polished thin-section) and 10 Hz (polished blocks), ~30 s background acquisition, ~40 s sample data acquisition | STDGL3 (Danyushevsky et al. 2011) and GSD-1G (USGS) | 4.8818 | [19 empty] | 2453.6565 | [5 empty] | 21.4496 | [5 empty] | 46.8237 | [9 empty] | 113988.1384 |  | 0.2454 |  |  |  | 0.30906 | [7 empty] | 52.9374 | [13 empty] | 2362.7212 | [15 empty] | 0.1368 | [17 empty] | 0.12471 | [9 empty] | 3.7092 | [35 empty] | CHN | Tibet
| Lawu |  | Magmatic hydrothermal | Skarn | Cu-Pb-Zn skarn | Cu, Pb, Zn | In, Sn | Cu, Pb, Zn, In, Sn |  |  | 18-3 a1 sp - 8.d |  | underground mine |  |  |  |  | ore material | drill core | underground mining tunnels and drill cores | mineral separate | [5 empty] | mineralisation |  |  |  | sphalerite, chalcopyrite, pyrrhotite, pyrite, arsenopyrite | [6 empty] | galena, bismuthinite, marcasite, iron oxides, pyroxene, actinolite, quartz | thin sections and polished blocks examined using optical microscope, BSE detector, and EDS prior to analysis | EMPA, LA-ICPMS | JEOL JXA-8230 electron probe microanalyzer; RESOlution-LR 193 nm ArF excimer laser ablation system coupled to an Agilent 7700x ICP-MS | Laboratory of Mineral Resources Research Center, Fuzhou University; Adelaide Microscopy, the University of Adelaide | EPMA point analysis: accelerating voltage 15 kV, beam current 20 nA, beam diameter ~5 μm; EPMA mapping: accelerating voltage 20 kV, working current 50 nA, dwell time ~10 ms; BSE imaging: accelerating voltage 20 kV, beam current 10 nA; LA-ICP-MS: energy density 3~3.5 J/cm2, spot sizes 29 to 51 μm, repetition rates 5 Hz (polished thin-section) and 10 Hz (polished blocks), ~30 s background acquisition, ~40 s sample data acquisition | STDGL3 (Danyushevsky et al. 2011) and GSD-1G (USGS) | 5.6719 | [19 empty] | 2376.5835 | [5 empty] | 21.1234 | [5 empty] | 59.2705 | [9 empty] | 117635.5341 |  | 0.41592 |  |  |  | 0.30694 | [7 empty] | 53.0386 | [13 empty] | 2597.2016 | [15 empty] | 0.080674 | [17 empty] | 0.10372 | [9 empty] | 5.8777 | [35 empty] | CHN | Tibet
| Lawu |  | Magmatic hydrothermal | Skarn | Cu-Pb-Zn skarn | Cu, Pb, Zn | In, Sn | Cu, Pb, Zn, In, Sn |  |  | 18-3 a1 sp - 9.d |  | underground mine |  |  |  |  | ore material | drill core | underground mining tunnels and drill cores | mineral separate | [5 empty] | mineralisation |  |  |  | sphalerite, chalcopyrite, pyrrhotite, pyrite, arsenopyrite | [6 empty] | galena, bismuthinite, marcasite, iron oxides, pyroxene, actinolite, quartz | thin sections and polished blocks examined using optical microscope, BSE detector, and EDS prior to analysis | EMPA, LA-ICPMS | JEOL JXA-8230 electron probe microanalyzer; RESOlution-LR 193 nm ArF excimer laser ablation system coupled to an Agilent 7700x ICP-MS | Laboratory of Mineral Resources Research Center, Fuzhou University; Adelaide Microscopy, the University of Adelaide | EPMA point analysis: accelerating voltage 15 kV, beam current 20 nA, beam diameter ~5 μm; EPMA mapping: accelerating voltage 20 kV, working current 50 nA, dwell time ~10 ms; BSE imaging: accelerating voltage 20 kV, beam current 10 nA; LA-ICP-MS: energy density 3~3.5 J/cm2, spot sizes 29 to 51 μm, repetition rates 5 Hz (polished thin-section) and 10 Hz (polished blocks), ~30 s background acquisition, ~40 s sample data acquisition | STDGL3 (Danyushevsky et al. 2011) and GSD-1G (USGS) | 5.0581 | [19 empty] | 2462.2972 | [5 empty] | 21.9798 | [5 empty] | 69.8997 | [9 empty] | 125485.8316 |  | 0.53571 |  |  |  | 0.31892 | [7 empty] | 41.1536 | [13 empty] | 2566.7956 | [15 empty] | 0.094839 | [17 empty] | 0.12471 | [9 empty] | 5.4445 | [35 empty] | CHN | Tibet
| Lawu |  | Magmatic hydrothermal | Skarn | Cu-Pb-Zn skarn | Cu, Pb, Zn | In, Sn | Cu, Pb, Zn, In, Sn |  |  | 18-3 a1 sp - 10.d |  | underground mine |  |  |  |  | ore material | drill core | underground mining tunnels and drill cores | mineral separate | [5 empty] | mineralisation |  |  |  | sphalerite, chalcopyrite, pyrrhotite, pyrite, arsenopyrite | [6 empty] | galena, bismuthinite, marcasite, iron oxides, pyroxene, actinolite, quartz | thin sections and polished blocks examined using optical microscope, BSE detector, and EDS prior to analysis | EMPA, LA-ICPMS | JEOL JXA-8230 electron probe microanalyzer; RESOlution-LR 193 nm ArF excimer laser ablation system coupled to an Agilent 7700x ICP-MS | Laboratory of Mineral Resources Research Center, Fuzhou University; Adelaide Microscopy, the University of Adelaide | EPMA point analysis: accelerating voltage 15 kV, beam current 20 nA, beam diameter ~5 μm; EPMA mapping: accelerating voltage 20 kV, working current 50 nA, dwell time ~10 ms; BSE imaging: accelerating voltage 20 kV, beam current 10 nA; LA-ICP-MS: energy density 3~3.5 J/cm2, spot sizes 29 to 51 μm, repetition rates 5 Hz (polished thin-section) and 10 Hz (polished blocks), ~30 s background acquisition, ~40 s sample data acquisition | STDGL3 (Danyushevsky et al. 2011) and GSD-1G (USGS) | 9.088 | [19 empty] | 2360.16 | [5 empty] | 21.9457 | [5 empty] | 49.4884 | [9 empty] | 139193.916 |  | 0.17421 |  |  |  | 0.22811 | [7 empty] | 30.1972 | [13 empty] | 2766.3451 | [15 empty] | 0.40911 | [17 empty] | 0.12471 | [9 empty] | 6.4288 | [35 empty] | CHN | Tibet
| Lawu |  | Magmatic hydrothermal | Skarn | Cu-Pb-Zn skarn | Cu, Pb, Zn | In, Sn | Cu, Pb, Zn, In, Sn |  |  | 18-3 a2 sp - 1.d |  | underground mine |  |  |  |  | ore material | drill core | underground mining tunnels and drill cores | mineral separate | [5 empty] | mineralisation |  |  |  | sphalerite, chalcopyrite, pyrrhotite, pyrite, arsenopyrite | [6 empty] | galena, bismuthinite, marcasite, iron oxides, pyroxene, actinolite, quartz | thin sections and polished blocks examined using optical microscope, BSE detector, and EDS prior to analysis | EMPA, LA-ICPMS | JEOL JXA-8230 electron probe microanalyzer; RESOlution-LR 193 nm ArF excimer laser ablation system coupled to an Agilent 7700x ICP-MS | Laboratory of Mineral Resources Research Center, Fuzhou University; Adelaide Microscopy, the University of Adelaide | EPMA point analysis: accelerating voltage 15 kV, beam current 20 nA, beam diameter ~5 μm; EPMA mapping: accelerating voltage 20 kV, working current 50 nA, dwell time ~10 ms; BSE imaging: accelerating voltage 20 kV, beam current 10 nA; LA-ICP-MS: energy density 3~3.5 J/cm2, spot sizes 29 to 51 μm, repetition rates 5 Hz (polished thin-section) and 10 Hz (polished blocks), ~30 s background acquisition, ~40 s sample data acquisition | STDGL3 (Danyushevsky et al. 2011) and GSD-1G (USGS) | 2.8807 | [19 empty] | 2384.0223 | [5 empty] | 19.5759 | [5 empty] | 40.798 | [9 empty] | 101391.8988 |  | 0.23717 |  |  |  | 0.30633 | [7 empty] | 56.8342 | [13 empty] | 1858.9697 | [15 empty] | 0.09082 | [17 empty] | 0.055343 | [9 empty] | 2.6395 | [35 empty] | CHN | Tibet
| Lawu |  | Magmatic hydrothermal | Skarn | Cu-Pb-Zn skarn | Cu, Pb, Zn | In, Sn | Cu, Pb, Zn, In, Sn |  |  | 18-3 a2 sp - 2.d |  | underground mine |  |  |  |  | ore material | drill core | underground mining tunnels and drill cores | mineral separate | [5 empty] | mineralisation |  |  |  | sphalerite, chalcopyrite, pyrrhotite, pyrite, arsenopyrite | [6 empty] | galena, bismuthinite, marcasite, iron oxides, pyroxene, actinolite, quartz | thin sections and polished blocks examined using optical microscope, BSE detector, and EDS prior to analysis | EMPA, LA-ICPMS | JEOL JXA-8230 electron probe microanalyzer; RESOlution-LR 193 nm ArF excimer laser ablation system coupled to an Agilent 7700x ICP-MS | Laboratory of Mineral Resources Research Center, Fuzhou University; Adelaide Microscopy, the University of Adelaide | EPMA point analysis: accelerating voltage 15 kV, beam current 20 nA, beam diameter ~5 μm; EPMA mapping: accelerating voltage 20 kV, working current 50 nA, dwell time ~10 ms; BSE imaging: accelerating voltage 20 kV, beam current 10 nA; LA-ICP-MS: energy density 3~3.5 J/cm2, spot sizes 29 to 51 μm, repetition rates 5 Hz (polished thin-section) and 10 Hz (polished blocks), ~30 s background acquisition, ~40 s sample data acquisition | STDGL3 (Danyushevsky et al. 2011) and GSD-1G (USGS) | 3.3033 | [19 empty] | 2363.6904 | [5 empty] | 19.1278 | [5 empty] | 44.8052 | [9 empty] | 101953.3236 |  | 0.4215 |  |  |  | 0.53153 | [7 empty] | 57.0455 | [13 empty] | 1903.5092 | [15 empty] | 0.082761 | [17 empty] | 0.28039 | [9 empty] | 4.1154 | [35 empty] | CHN | Tibet
| Lawu |  | Magmatic hydrothermal | Skarn | Cu-Pb-Zn skarn | Cu, Pb, Zn | In, Sn | Cu, Pb, Zn, In, Sn |  |  | 18-3 a2 sp - 3.d |  | underground mine |  |  |  |  | ore material | drill core | underground mining tunnels and drill cores | mineral separate | [5 empty] | mineralisation |  |  |  | sphalerite, chalcopyrite, pyrrhotite, pyrite, arsenopyrite | [6 empty] | galena, bismuthinite, marcasite, iron oxides, pyroxene, actinolite, quartz | thin sections and polished blocks examined using optical microscope, BSE detector, and EDS prior to analysis | EMPA, LA-ICPMS | JEOL JXA-8230 electron probe microanalyzer; RESOlution-LR 193 nm ArF excimer laser ablation system coupled to an Agilent 7700x ICP-MS | Laboratory of Mineral Resources Research Center, Fuzhou University; Adelaide Microscopy, the University of Adelaide | EPMA point analysis: accelerating voltage 15 kV, beam current 20 nA, beam diameter ~5 μm; EPMA mapping: accelerating voltage 20 kV, working current 50 nA, dwell time ~10 ms; BSE imaging: accelerating voltage 20 kV, beam current 10 nA; LA-ICP-MS: energy density 3~3.5 J/cm2, spot sizes 29 to 51 μm, repetition rates 5 Hz (polished thin-section) and 10 Hz (polished blocks), ~30 s background acquisition, ~40 s sample data acquisition | STDGL3 (Danyushevsky et al. 2011) and GSD-1G (USGS) | 2.5484 | [19 empty] | 2355.7117 | [5 empty] | 19.3991 | [5 empty] | 40.309 | [9 empty] | 100878.3933 |  | 0.52338 |  |  |  | 0.54357 | [7 empty] | 56.5964 | [13 empty] | 1908.8536 | [15 empty] | 0.069888 | [17 empty] | 0.17154 | [9 empty] | 4.1154 | [35 empty] | CHN | Tibet
| Lawu |  | Magmatic hydrothermal | Skarn | Cu-Pb-Zn skarn | Cu, Pb, Zn | In, Sn | Cu, Pb, Zn, In, Sn |  |  | 18-3 a2 sp - 4.d |  | underground mine |  |  |  |  | ore material | drill core | underground mining tunnels and drill cores | mineral separate | [5 empty] | mineralisation |  |  |  | sphalerite, chalcopyrite, pyrrhotite, pyrite, arsenopyrite | [6 empty] | galena, bismuthinite, marcasite, iron oxides, pyroxene, actinolite, quartz | thin sections and polished blocks examined using optical microscope, BSE detector, and EDS prior to analysis | EMPA, LA-ICPMS | JEOL JXA-8230 electron probe microanalyzer; RESOlution-LR 193 nm ArF excimer laser ablation system coupled to an Agilent 7700x ICP-MS | Laboratory of Mineral Resources Research Center, Fuzhou University; Adelaide Microscopy, the University of Adelaide | EPMA point analysis: accelerating voltage 15 kV, beam current 20 nA, beam diameter ~5 μm; EPMA mapping: accelerating voltage 20 kV, working current 50 nA, dwell time ~10 ms; BSE imaging: accelerating voltage 20 kV, beam current 10 nA; LA-ICP-MS: energy density 3~3.5 J/cm2, spot sizes 29 to 51 μm, repetition rates 5 Hz (polished thin-section) and 10 Hz (polished blocks), ~30 s background acquisition, ~40 s sample data acquisition | STDGL3 (Danyushevsky et al. 2011) and GSD-1G (USGS) | 3.2923 | [19 empty] | 2452.2316 | [5 empty] | 20.2704 | [5 empty] | 44.2169 | [9 empty] | 105485.821 |  | 0.40692 |  |  |  | 0.32568 | [7 empty] | 58.7077 | [13 empty] | 1985.7023 | [15 empty] | 0.10261 | [17 empty] | 0.042814 | [9 empty] | 2.4655 | [35 empty] | CHN | Tibet
| Lawu |  | Magmatic hydrothermal | Skarn | Cu-Pb-Zn skarn | Cu, Pb, Zn | In, Sn | Cu, Pb, Zn, In, Sn |  |  | 18-3 a2 sp - 5.d |  | underground mine |  |  |  |  | ore material | drill core | underground mining tunnels and drill cores | mineral separate | [5 empty] | mineralisation |  |  |  | sphalerite, chalcopyrite, pyrrhotite, pyrite, arsenopyrite | [6 empty] | galena, bismuthinite, marcasite, iron oxides, pyroxene, actinolite, quartz | thin sections and polished blocks examined using optical microscope, BSE detector, and EDS prior to analysis | EMPA, LA-ICPMS | JEOL JXA-8230 electron probe microanalyzer; RESOlution-LR 193 nm ArF excimer laser ablation system coupled to an Agilent 7700x ICP-MS | Laboratory of Mineral Resources Research Center, Fuzhou University; Adelaide Microscopy, the University of Adelaide | EPMA point analysis: accelerating voltage 15 kV, beam current 20 nA, beam diameter ~5 μm; EPMA mapping: accelerating voltage 20 kV, working current 50 nA, dwell time ~10 ms; BSE imaging: accelerating voltage 20 kV, beam current 10 nA; LA-ICP-MS: energy density 3~3.5 J/cm2, spot sizes 29 to 51 μm, repetition rates 5 Hz (polished thin-section) and 10 Hz (polished blocks), ~30 s background acquisition, ~40 s sample data acquisition | STDGL3 (Danyushevsky et al. 2011) and GSD-1G (USGS) | 3.0854 | [19 empty] | 2471.4946 | [5 empty] | 20.3275 | [5 empty] | 54.5275 | [9 empty] | 112763.9147 |  | 0.31528 |  |  |  | 0.31738 | [7 empty] | 60.3531 | [13 empty] | 2230.0268 | [15 empty] | 0.073387 | [17 empty] | 0.058394 | [9 empty] | 4.3243 | [35 empty] | CHN | Tibet
| Lawu |  | Magmatic hydrothermal | Skarn | Cu-Pb-Zn skarn | Cu, Pb, Zn | In, Sn | Cu, Pb, Zn, In, Sn |  |  | 18-3 a2 sp - 6.d |  | underground mine |  |  |  |  | ore material | drill core | underground mining tunnels and drill cores | mineral separate | [5 empty] | mineralisation |  |  |  | sphalerite, chalcopyrite, pyrrhotite, pyrite, arsenopyrite | [6 empty] | galena, bismuthinite, marcasite, iron oxides, pyroxene, actinolite, quartz | thin sections and polished blocks examined using optical microscope, BSE detector, and EDS prior to analysis | EMPA, LA-ICPMS | JEOL JXA-8230 electron probe microanalyzer; RESOlution-LR 193 nm ArF excimer laser ablation system coupled to an Agilent 7700x ICP-MS | Laboratory of Mineral Resources Research Center, Fuzhou University; Adelaide Microscopy, the University of Adelaide | EPMA point analysis: accelerating voltage 15 kV, beam current 20 nA, beam diameter ~5 μm; EPMA mapping: accelerating voltage 20 kV, working current 50 nA, dwell time ~10 ms; BSE imaging: accelerating voltage 20 kV, beam current 10 nA; LA-ICP-MS: energy density 3~3.5 J/cm2, spot sizes 29 to 51 μm, repetition rates 5 Hz (polished thin-section) and 10 Hz (polished blocks), ~30 s background acquisition, ~40 s sample data acquisition | STDGL3 (Danyushevsky et al. 2011) and GSD-1G (USGS) | 3.8028 | [19 empty] | 2528.2508 | [5 empty] | 20.6176 | [5 empty] | 49.4884 | [9 empty] | 115132.8982 |  | 0.38194 |  |  |  | 0.26727 | [7 empty] | 58.8252 | [13 empty] | 2343.7481 | [15 empty] | 0.1368 | [17 empty] | 0.12471 | [9 empty] | 3.2711 | [35 empty] | CHN | Tibet
| Lawu |  | Magmatic hydrothermal | Skarn | Cu-Pb-Zn skarn | Cu, Pb, Zn | In, Sn | Cu, Pb, Zn, In, Sn |  |  | 18-3 a2 sp - 7.d |  | underground mine |  |  |  |  | ore material | drill core | underground mining tunnels and drill cores | mineral separate | [5 empty] | mineralisation |  |  |  | sphalerite, chalcopyrite, pyrrhotite, pyrite, arsenopyrite | [6 empty] | galena, bismuthinite, marcasite, iron oxides, pyroxene, actinolite, quartz | thin sections and polished blocks examined using optical microscope, BSE detector, and EDS prior to analysis | EMPA, LA-ICPMS | JEOL JXA-8230 electron probe microanalyzer; RESOlution-LR 193 nm ArF excimer laser ablation system coupled to an Agilent 7700x ICP-MS | Laboratory of Mineral Resources Research Center, Fuzhou University; Adelaide Microscopy, the University of Adelaide | EPMA point analysis: accelerating voltage 15 kV, beam current 20 nA, beam diameter ~5 μm; EPMA mapping: accelerating voltage 20 kV, working current 50 nA, dwell time ~10 ms; BSE imaging: accelerating voltage 20 kV, beam current 10 nA; LA-ICP-MS: energy density 3~3.5 J/cm2, spot sizes 29 to 51 μm, repetition rates 5 Hz (polished thin-section) and 10 Hz (polished blocks), ~30 s background acquisition, ~40 s sample data acquisition | STDGL3 (Danyushevsky et al. 2011) and GSD-1G (USGS) | 3.9652 | [19 empty] | 2465.3712 | [5 empty] | 20.5382 | [5 empty] | 53.423 | [9 empty] | 113098.4091 |  | 0.36456 |  |  |  | 0.37644 | [7 empty] | 63.6301 | [13 empty] | 2212.1067 | [15 empty] | 0.1108 | [17 empty] | 0.071231 | [9 empty] | 4.7487 | [35 empty] | CHN | Tibet
| Lawu |  | Magmatic hydrothermal | Skarn | Cu-Pb-Zn skarn | Cu, Pb, Zn | In, Sn | Cu, Pb, Zn, In, Sn |  |  | 18-3 a2 sp - 8.d |  | underground mine |  |  |  |  | ore material | drill core | underground mining tunnels and drill cores | mineral separate | [5 empty] | mineralisation |  |  |  | sphalerite, chalcopyrite, pyrrhotite, pyrite, arsenopyrite | [6 empty] | galena, bismuthinite, marcasite, iron oxides, pyroxene, actinolite, quartz | thin sections and polished blocks examined using optical microscope, BSE detector, and EDS prior to analysis | EMPA, LA-ICPMS | JEOL JXA-8230 electron probe microanalyzer; RESOlution-LR 193 nm ArF excimer laser ablation system coupled to an Agilent 7700x ICP-MS | Laboratory of Mineral Resources Research Center, Fuzhou University; Adelaide Microscopy, the University of Adelaide | EPMA point analysis: accelerating voltage 15 kV, beam current 20 nA, beam diameter ~5 μm; EPMA mapping: accelerating voltage 20 kV, working current 50 nA, dwell time ~10 ms; BSE imaging: accelerating voltage 20 kV, beam current 10 nA; LA-ICP-MS: energy density 3~3.5 J/cm2, spot sizes 29 to 51 μm, repetition rates 5 Hz (polished thin-section) and 10 Hz (polished blocks), ~30 s background acquisition, ~40 s sample data acquisition | STDGL3 (Danyushevsky et al. 2011) and GSD-1G (USGS) | 4.6546 | [19 empty] | 2268.3767 | [5 empty] | 20.2765 | [5 empty] | 49.4884 | [9 empty] | 132306.5411 |  | 2.373 |  |  |  | 2.0369 | [7 empty] | 68.5368 | [13 empty] | 2785.9369 | [15 empty] | 0.1368 | [17 empty] | 0.16018 | [9 empty] | 4.1154 | [35 empty] | CHN | Tibet
| Lawu |  | Magmatic hydrothermal | Skarn | Cu-Pb-Zn skarn | Cu, Pb, Zn | In, Sn | Cu, Pb, Zn, In, Sn |  |  | 18-3 a2 sp - 9.d |  | underground mine |  |  |  |  | ore material | drill core | underground mining tunnels and drill cores | mineral separate | [5 empty] | mineralisation |  |  |  | sphalerite, chalcopyrite, pyrrhotite, pyrite, arsenopyrite | [6 empty] | galena, bismuthinite, marcasite, iron oxides, pyroxene, actinolite, quartz | thin sections and polished blocks examined using optical microscope, BSE detector, and EDS prior to analysis | EMPA, LA-ICPMS | JEOL JXA-8230 electron probe microanalyzer; RESOlution-LR 193 nm ArF excimer laser ablation system coupled to an Agilent 7700x ICP-MS | Laboratory of Mineral Resources Research Center, Fuzhou University; Adelaide Microscopy, the University of Adelaide | EPMA point analysis: accelerating voltage 15 kV, beam current 20 nA, beam diameter ~5 μm; EPMA mapping: accelerating voltage 20 kV, working current 50 nA, dwell time ~10 ms; BSE imaging: accelerating voltage 20 kV, beam current 10 nA; LA-ICP-MS: energy density 3~3.5 J/cm2, spot sizes 29 to 51 μm, repetition rates 5 Hz (polished thin-section) and 10 Hz (polished blocks), ~30 s background acquisition, ~40 s sample data acquisition | STDGL3 (Danyushevsky et al. 2011) and GSD-1G (USGS) | 3.2573 | [19 empty] | 2486.0882 | [5 empty] | 20.3422 | [5 empty] | 46.8636 | [9 empty] | 114085.42 |  | 0.36947 |  |  |  | 0.34991 | [7 empty] | 57.7298 | [13 empty] | 2299.2723 | [15 empty] | 0.063869 | [17 empty] | 0.040716 | [9 empty] | 3.1056 | [35 empty] | CHN | Tibet
| Lawu |  | Magmatic hydrothermal | Skarn | Cu-Pb-Zn skarn | Cu, Pb, Zn | In, Sn | Cu, Pb, Zn, In, Sn |  |  | 18-3 a2 sp - 10.d |  | underground mine |  |  |  |  | ore material | drill core | underground mining tunnels and drill cores | mineral separate | [5 empty] | mineralisation |  |  |  | sphalerite, chalcopyrite, pyrrhotite, pyrite, arsenopyrite | [6 empty] | galena, bismuthinite, marcasite, iron oxides, pyroxene, actinolite, quartz | thin sections and polished blocks examined using optical microscope, BSE detector, and EDS prior to analysis | EMPA, LA-ICPMS | JEOL JXA-8230 electron probe microanalyzer; RESOlution-LR 193 nm ArF excimer laser ablation system coupled to an Agilent 7700x ICP-MS | Laboratory of Mineral Resources Research Center, Fuzhou University; Adelaide Microscopy, the University of Adelaide | EPMA point analysis: accelerating voltage 15 kV, beam current 20 nA, beam diameter ~5 μm; EPMA mapping: accelerating voltage 20 kV, working current 50 nA, dwell time ~10 ms; BSE imaging: accelerating voltage 20 kV, beam current 10 nA; LA-ICP-MS: energy density 3~3.5 J/cm2, spot sizes 29 to 51 μm, repetition rates 5 Hz (polished thin-section) and 10 Hz (polished blocks), ~30 s background acquisition, ~40 s sample data acquisition | STDGL3 (Danyushevsky et al. 2011) and GSD-1G (USGS) | 4.6546 | [19 empty] | 2484.1177 | [5 empty] | 20.2135 | [5 empty] | 49.4884 | [9 empty] | 116425.1938 |  | 0.2886 |  |  |  | 0.42426 | [7 empty] | 52.632 | [13 empty] | 2357.0195 | [15 empty] | 0.020368 | [17 empty] | 0.12471 | [9 empty] | 3.2426 | [35 empty] | CHN | Tibet
| Lawu |  | Magmatic hydrothermal | Skarn | Cu-Pb-Zn skarn | Cu, Pb, Zn | In, Sn | Cu, Pb, Zn, In, Sn |  |  | 18-11 a1 sp - 1.d |  | underground mine |  |  |  |  | ore material | drill core | underground mining tunnels and drill cores | mineral separate | [5 empty] | mineralisation |  |  |  | sphalerite, chalcopyrite, pyrrhotite, pyrite, arsenopyrite | [6 empty] | galena, bismuthinite, marcasite, iron oxides, pyroxene, actinolite, quartz | thin sections and polished blocks examined using optical microscope, BSE detector, and EDS prior to analysis | EMPA, LA-ICPMS | JEOL JXA-8230 electron probe microanalyzer; RESOlution-LR 193 nm ArF excimer laser ablation system coupled to an Agilent 7700x ICP-MS | Laboratory of Mineral Resources Research Center, Fuzhou University; Adelaide Microscopy, the University of Adelaide | EPMA point analysis: accelerating voltage 15 kV, beam current 20 nA, beam diameter ~5 μm; EPMA mapping: accelerating voltage 20 kV, working current 50 nA, dwell time ~10 ms; BSE imaging: accelerating voltage 20 kV, beam current 10 nA; LA-ICP-MS: energy density 3~3.5 J/cm2, spot sizes 29 to 51 μm, repetition rates 5 Hz (polished thin-section) and 10 Hz (polished blocks), ~30 s background acquisition, ~40 s sample data acquisition | STDGL3 (Danyushevsky et al. 2011) and GSD-1G (USGS) | 5.7622 | [19 empty] | 2204.1141 | [5 empty] | 42.6097 | [5 empty] | 45.5497 | [9 empty] | 70135.194 |  | 0.18202 |  |  |  | 0.27984 | [7 empty] | 13.8567 | [13 empty] | 1368.4386 | [15 empty] | 0.77781 | [17 empty] | 0.025487 | [9 empty] | 2.4439 | [35 empty] | CHN | Tibet
| Lawu |  | Magmatic hydrothermal | Skarn | Cu-Pb-Zn skarn | Cu, Pb, Zn | In, Sn | Cu, Pb, Zn, In, Sn |  |  | 18-11 a1 sp - 2.d |  | underground mine |  |  |  |  | ore material | drill core | underground mining tunnels and drill cores | mineral separate | [5 empty] | mineralisation |  |  |  | sphalerite, chalcopyrite, pyrrhotite, pyrite, arsenopyrite | [6 empty] | galena, bismuthinite, marcasite, iron oxides, pyroxene, actinolite, quartz | thin sections and polished blocks examined using optical microscope, BSE detector, and EDS prior to analysis | EMPA, LA-ICPMS | JEOL JXA-8230 electron probe microanalyzer; RESOlution-LR 193 nm ArF excimer laser ablation system coupled to an Agilent 7700x ICP-MS | Laboratory of Mineral Resources Research Center, Fuzhou University; Adelaide Microscopy, the University of Adelaide | EPMA point analysis: accelerating voltage 15 kV, beam current 20 nA, beam diameter ~5 μm; EPMA mapping: accelerating voltage 20 kV, working current 50 nA, dwell time ~10 ms; BSE imaging: accelerating voltage 20 kV, beam current 10 nA; LA-ICP-MS: energy density 3~3.5 J/cm2, spot sizes 29 to 51 μm, repetition rates 5 Hz (polished thin-section) and 10 Hz (polished blocks), ~30 s background acquisition, ~40 s sample data acquisition | STDGL3 (Danyushevsky et al. 2011) and GSD-1G (USGS) | 5.7622 | [19 empty] | 2214.7276 | [5 empty] | 64.6335 | [5 empty] | 45.5497 | [9 empty] | 66513.4429 |  | 0.13901 |  |  |  | 0.28678 | [7 empty] | 13.794 | [13 empty] | 1097.5166 | [15 empty] | 1.0572 | [17 empty] | 0.070721 | [9 empty] | 0.40463 | [35 empty] | CHN | Tibet
| Lawu |  | Magmatic hydrothermal | Skarn | Cu-Pb-Zn skarn | Cu, Pb, Zn | In, Sn | Cu, Pb, Zn, In, Sn |  |  | 18-11 a1 sp - 3.d |  | underground mine |  |  |  |  | ore material | drill core | underground mining tunnels and drill cores | mineral separate | [5 empty] | mineralisation |  |  |  | sphalerite, chalcopyrite, pyrrhotite, pyrite, arsenopyrite | [6 empty] | galena, bismuthinite, marcasite, iron oxides, pyroxene, actinolite, quartz | thin sections and polished blocks examined using optical microscope, BSE detector, and EDS prior to analysis | EMPA, LA-ICPMS | JEOL JXA-8230 electron probe microanalyzer; RESOlution-LR 193 nm ArF excimer laser ablation system coupled to an Agilent 7700x ICP-MS | Laboratory of Mineral Resources Research Center, Fuzhou University; Adelaide Microscopy, the University of Adelaide | EPMA point analysis: accelerating voltage 15 kV, beam current 20 nA, beam diameter ~5 μm; EPMA mapping: accelerating voltage 20 kV, working current 50 nA, dwell time ~10 ms; BSE imaging: accelerating voltage 20 kV, beam current 10 nA; LA-ICP-MS: energy density 3~3.5 J/cm2, spot sizes 29 to 51 μm, repetition rates 5 Hz (polished thin-section) and 10 Hz (polished blocks), ~30 s background acquisition, ~40 s sample data acquisition | STDGL3 (Danyushevsky et al. 2011) and GSD-1G (USGS) | 5.7622 | [19 empty] | 2282.6774 | [5 empty] | 48.1809 | [5 empty] | 45.5497 | [9 empty] | 66589.2923 |  | 0.13174 |  |  |  | 0.30908 | [7 empty] | 13.34 | [13 empty] | 1395.5969 | [15 empty] | 0.42122 | [17 empty] | 0.11938 | [9 empty] | 1.0136 | [35 empty] | CHN | Tibet
| Lawu |  | Magmatic hydrothermal | Skarn | Cu-Pb-Zn skarn | Cu, Pb, Zn | In, Sn | Cu, Pb, Zn, In, Sn |  |  | 18-11 a1 sp - 4.d |  | underground mine |  |  |  |  | ore material | drill core | underground mining tunnels and drill cores | mineral separate | [5 empty] | mineralisation |  |  |  | sphalerite, chalcopyrite, pyrrhotite, pyrite, arsenopyrite | [6 empty] | galena, bismuthinite, marcasite, iron oxides, pyroxene, actinolite, quartz | thin sections and polished blocks examined using optical microscope, BSE detector, and EDS prior to analysis | EMPA, LA-ICPMS | JEOL JXA-8230 electron probe microanalyzer; RESOlution-LR 193 nm ArF excimer laser ablation system coupled to an Agilent 7700x ICP-MS | Laboratory of Mineral Resources Research Center, Fuzhou University; Adelaide Microscopy, the University of Adelaide | EPMA point analysis: accelerating voltage 15 kV, beam current 20 nA, beam diameter ~5 μm; EPMA mapping: accelerating voltage 20 kV, working current 50 nA, dwell time ~10 ms; BSE imaging: accelerating voltage 20 kV, beam current 10 nA; LA-ICP-MS: energy density 3~3.5 J/cm2, spot sizes 29 to 51 μm, repetition rates 5 Hz (polished thin-section) and 10 Hz (polished blocks), ~30 s background acquisition, ~40 s sample data acquisition | STDGL3 (Danyushevsky et al. 2011) and GSD-1G (USGS) | 5.7622 | [19 empty] | 2224.7849 | [5 empty] | 48.4718 | [5 empty] | 45.5497 | [9 empty] | 67913.5237 |  | 0.15029 |  |  |  | 0.30812 | [7 empty] | 13.5259 | [13 empty] | 1399.9509 | [15 empty] | 0.53929 | [17 empty] | 0.44788 | [9 empty] | 2.8335 | [35 empty] | CHN | Tibet
| Lawu |  | Magmatic hydrothermal | Skarn | Cu-Pb-Zn skarn | Cu, Pb, Zn | In, Sn | Cu, Pb, Zn, In, Sn |  |  | 18-11 a1 sp - 5.d |  | underground mine |  |  |  |  | ore material | drill core | underground mining tunnels and drill cores | mineral separate | [5 empty] | mineralisation |  |  |  | sphalerite, chalcopyrite, pyrrhotite, pyrite, arsenopyrite | [6 empty] | galena, bismuthinite, marcasite, iron oxides, pyroxene, actinolite, quartz | thin sections and polished blocks examined using optical microscope, BSE detector, and EDS prior to analysis | EMPA, LA-ICPMS | JEOL JXA-8230 electron probe microanalyzer; RESOlution-LR 193 nm ArF excimer laser ablation system coupled to an Agilent 7700x ICP-MS | Laboratory of Mineral Resources Research Center, Fuzhou University; Adelaide Microscopy, the University of Adelaide | EPMA point analysis: accelerating voltage 15 kV, beam current 20 nA, beam diameter ~5 μm; EPMA mapping: accelerating voltage 20 kV, working current 50 nA, dwell time ~10 ms; BSE imaging: accelerating voltage 20 kV, beam current 10 nA; LA-ICP-MS: energy density 3~3.5 J/cm2, spot sizes 29 to 51 μm, repetition rates 5 Hz (polished thin-section) and 10 Hz (polished blocks), ~30 s background acquisition, ~40 s sample data acquisition | STDGL3 (Danyushevsky et al. 2011) and GSD-1G (USGS) | 5.7622 | [19 empty] | 2271.4344 | [5 empty] | 62.8306 | [5 empty] | 45.5497 | [9 empty] | 64390.5298 |  | 0.14692 |  |  |  | 0.23736 | [7 empty] | 13.2839 | [13 empty] | 1189.8815 | [15 empty] | 0.07193 | [17 empty] | 0.11938 | [9 empty] | 0.47838 | [35 empty] | CHN | Tibet
| Lawu |  | Magmatic hydrothermal | Skarn | Cu-Pb-Zn skarn | Cu, Pb, Zn | In, Sn | Cu, Pb, Zn, In, Sn |  |  | 18-11 a1 sp - 6.d |  | underground mine |  |  |  |  | ore material | drill core | underground mining tunnels and drill cores | mineral separate | [5 empty] | mineralisation |  |  |  | sphalerite, chalcopyrite, pyrrhotite, pyrite, arsenopyrite | [6 empty] | galena, bismuthinite, marcasite, iron oxides, pyroxene, actinolite, quartz | thin sections and polished blocks examined using optical microscope, BSE detector, and EDS prior to analysis | EMPA, LA-ICPMS | JEOL JXA-8230 electron probe microanalyzer; RESOlution-LR 193 nm ArF excimer laser ablation system coupled to an Agilent 7700x ICP-MS | Laboratory of Mineral Resources Research Center, Fuzhou University; Adelaide Microscopy, the University of Adelaide | EPMA point analysis: accelerating voltage 15 kV, beam current 20 nA, beam diameter ~5 μm; EPMA mapping: accelerating voltage 20 kV, working current 50 nA, dwell time ~10 ms; BSE imaging: accelerating voltage 20 kV, beam current 10 nA; LA-ICP-MS: energy density 3~3.5 J/cm2, spot sizes 29 to 51 μm, repetition rates 5 Hz (polished thin-section) and 10 Hz (polished blocks), ~30 s background acquisition, ~40 s sample data acquisition | STDGL3 (Danyushevsky et al. 2011) and GSD-1G (USGS) | 5.7622 | [19 empty] | 2211.533 | [5 empty] | 43.757 | [5 empty] | 45.5497 | [9 empty] | 67675.8256 |  | 0.18476 |  |  |  | 0.30412 | [7 empty] | 13.6552 | [13 empty] | 1341.9488 | [15 empty] | 0.45451 | [17 empty] | 0.036434 | [9 empty] | 2.0303 | [35 empty] | CHN | Tibet
| Lawu |  | Magmatic hydrothermal | Skarn | Cu-Pb-Zn skarn | Cu, Pb, Zn | In, Sn | Cu, Pb, Zn, In, Sn |  |  | 18-11 a1 sp - 7.d |  | underground mine |  |  |  |  | ore material | drill core | underground mining tunnels and drill cores | mineral separate | [5 empty] | mineralisation |  |  |  | sphalerite, chalcopyrite, pyrrhotite, pyrite, arsenopyrite | [6 empty] | galena, bismuthinite, marcasite, iron oxides, pyroxene, actinolite, quartz | thin sections and polished blocks examined using optical microscope, BSE detector, and EDS prior to analysis | EMPA, LA-ICPMS | JEOL JXA-8230 electron probe microanalyzer; RESOlution-LR 193 nm ArF excimer laser ablation system coupled to an Agilent 7700x ICP-MS | Laboratory of Mineral Resources Research Center, Fuzhou University; Adelaide Microscopy, the University of Adelaide | EPMA point analysis: accelerating voltage 15 kV, beam current 20 nA, beam diameter ~5 μm; EPMA mapping: accelerating voltage 20 kV, working current 50 nA, dwell time ~10 ms; BSE imaging: accelerating voltage 20 kV, beam current 10 nA; LA-ICP-MS: energy density 3~3.5 J/cm2, spot sizes 29 to 51 μm, repetition rates 5 Hz (polished thin-section) and 10 Hz (polished blocks), ~30 s background acquisition, ~40 s sample data acquisition | STDGL3 (Danyushevsky et al. 2011) and GSD-1G (USGS) | 5.7622 | [19 empty] | 2218.9073 | [5 empty] | 57.9553 | [5 empty] | 45.5497 | [9 empty] | 63605.2526 |  | 0.14508 |  |  |  | 0.3026 | [7 empty] | 14.2432 | [13 empty] | 1244.7111 | [15 empty] | 1.5238 | [17 empty] | 0.1695 | [9 empty] | 2.0117 | [35 empty] | CHN | Tibet
| Lawu |  | Magmatic hydrothermal | Skarn | Cu-Pb-Zn skarn | Cu, Pb, Zn | In, Sn | Cu, Pb, Zn, In, Sn |  |  | 18-11 a1 sp - 8.d |  | underground mine |  |  |  |  | ore material | drill core | underground mining tunnels and drill cores | mineral separate | [5 empty] | mineralisation |  |  |  | sphalerite, chalcopyrite, pyrrhotite, pyrite, arsenopyrite | [6 empty] | galena, bismuthinite, marcasite, iron oxides, pyroxene, actinolite, quartz | thin sections and polished blocks examined using optical microscope, BSE detector, and EDS prior to analysis | EMPA, LA-ICPMS | JEOL JXA-8230 electron probe microanalyzer; RESOlution-LR 193 nm ArF excimer laser ablation system coupled to an Agilent 7700x ICP-MS | Laboratory of Mineral Resources Research Center, Fuzhou University; Adelaide Microscopy, the University of Adelaide | EPMA point analysis: accelerating voltage 15 kV, beam current 20 nA, beam diameter ~5 μm; EPMA mapping: accelerating voltage 20 kV, working current 50 nA, dwell time ~10 ms; BSE imaging: accelerating voltage 20 kV, beam current 10 nA; LA-ICP-MS: energy density 3~3.5 J/cm2, spot sizes 29 to 51 μm, repetition rates 5 Hz (polished thin-section) and 10 Hz (polished blocks), ~30 s background acquisition, ~40 s sample data acquisition | STDGL3 (Danyushevsky et al. 2011) and GSD-1G (USGS) | 5.7622 | [19 empty] | 2208.8492 | [5 empty] | 57.9302 | [5 empty] | 45.5497 | [9 empty] | 63195.0305 |  | 0.1978 |  |  |  | 0.24482 | [7 empty] | 14.3161 | [13 empty] | 1212.443 | [15 empty] | 0.81312 | [17 empty] | 0.11938 | [9 empty] | 1.1389 | [35 empty] | CHN | Tibet
| Lawu |  | Magmatic hydrothermal | Skarn | Cu-Pb-Zn skarn | Cu, Pb, Zn | In, Sn | Cu, Pb, Zn, In, Sn |  |  | 18-11 a1 sp - 9.d |  | underground mine |  |  |  |  | ore material | drill core | underground mining tunnels and drill cores | mineral separate | [5 empty] | mineralisation |  |  |  | sphalerite, chalcopyrite, pyrrhotite, pyrite, arsenopyrite | [6 empty] | galena, bismuthinite, marcasite, iron oxides, pyroxene, actinolite, quartz | thin sections and polished blocks examined using optical microscope, BSE detector, and EDS prior to analysis | EMPA, LA-ICPMS | JEOL JXA-8230 electron probe microanalyzer; RESOlution-LR 193 nm ArF excimer laser ablation system coupled to an Agilent 7700x ICP-MS | Laboratory of Mineral Resources Research Center, Fuzhou University; Adelaide Microscopy, the University of Adelaide | EPMA point analysis: accelerating voltage 15 kV, beam current 20 nA, beam diameter ~5 μm; EPMA mapping: accelerating voltage 20 kV, working current 50 nA, dwell time ~10 ms; BSE imaging: accelerating voltage 20 kV, beam current 10 nA; LA-ICP-MS: energy density 3~3.5 J/cm2, spot sizes 29 to 51 μm, repetition rates 5 Hz (polished thin-section) and 10 Hz (polished blocks), ~30 s background acquisition, ~40 s sample data acquisition | STDGL3 (Danyushevsky et al. 2011) and GSD-1G (USGS) | 5.7622 | [19 empty] | 2243.6458 | [5 empty] | 47.9245 | [5 empty] | 45.5497 | [9 empty] | 68292.865 |  | 0.19245 |  |  |  | 0.2897 | [7 empty] | 13.6906 | [13 empty] | 1340.1211 | [15 empty] | 0.11581 | [17 empty] | 0.11938 | [9 empty] | 1.0405 | [35 empty] | CHN | Tibet
| Lawu |  | Magmatic hydrothermal | Skarn | Cu-Pb-Zn skarn | Cu, Pb, Zn | In, Sn | Cu, Pb, Zn, In, Sn |  |  | 18-11 a1 sp - 10.d |  | underground mine |  |  |  |  | ore material | drill core | underground mining tunnels and drill cores | mineral separate | [5 empty] | mineralisation |  |  |  | sphalerite, chalcopyrite, pyrrhotite, pyrite, arsenopyrite | [6 empty] | galena, bismuthinite, marcasite, iron oxides, pyroxene, actinolite, quartz | thin sections and polished blocks examined using optical microscope, BSE detector, and EDS prior to analysis | EMPA, LA-ICPMS | JEOL JXA-8230 electron probe microanalyzer; RESOlution-LR 193 nm ArF excimer laser ablation system coupled to an Agilent 7700x ICP-MS | Laboratory of Mineral Resources Research Center, Fuzhou University; Adelaide Microscopy, the University of Adelaide | EPMA point analysis: accelerating voltage 15 kV, beam current 20 nA, beam diameter ~5 μm; EPMA mapping: accelerating voltage 20 kV, working current 50 nA, dwell time ~10 ms; BSE imaging: accelerating voltage 20 kV, beam current 10 nA; LA-ICP-MS: energy density 3~3.5 J/cm2, spot sizes 29 to 51 μm, repetition rates 5 Hz (polished thin-section) and 10 Hz (polished blocks), ~30 s background acquisition, ~40 s sample data acquisition | STDGL3 (Danyushevsky et al. 2011) and GSD-1G (USGS) | 5.7622 | [19 empty] | 2252.6353 | [5 empty] | 55.1059 | [5 empty] | 45.5497 | [9 empty] | 64447.7491 |  | 0.16459 |  |  |  | 0.27994 | [7 empty] | 14.1919 | [13 empty] | 1252.0038 | [15 empty] | 0.2021 | [17 empty] | 0.11938 | [9 empty] | 0.69479 | [35 empty] | CHN | Tibet
| Lawu |  | Magmatic hydrothermal | Skarn | Cu-Pb-Zn skarn | Cu, Pb, Zn | In, Sn | Cu, Pb, Zn, In, Sn |  |  | 18-11 a1 sp - 11.d |  | underground mine |  |  |  |  | ore material | drill core | underground mining tunnels and drill cores | mineral separate | [5 empty] | mineralisation |  |  |  | sphalerite, chalcopyrite, pyrrhotite, pyrite, arsenopyrite | [6 empty] | galena, bismuthinite, marcasite, iron oxides, pyroxene, actinolite, quartz | thin sections and polished blocks examined using optical microscope, BSE detector, and EDS prior to analysis | EMPA, LA-ICPMS | JEOL JXA-8230 electron probe microanalyzer; RESOlution-LR 193 nm ArF excimer laser ablation system coupled to an Agilent 7700x ICP-MS | Laboratory of Mineral Resources Research Center, Fuzhou University; Adelaide Microscopy, the University of Adelaide | EPMA point analysis: accelerating voltage 15 kV, beam current 20 nA, beam diameter ~5 μm; EPMA mapping: accelerating voltage 20 kV, working current 50 nA, dwell time ~10 ms; BSE imaging: accelerating voltage 20 kV, beam current 10 nA; LA-ICP-MS: energy density 3~3.5 J/cm2, spot sizes 29 to 51 μm, repetition rates 5 Hz (polished thin-section) and 10 Hz (polished blocks), ~30 s background acquisition, ~40 s sample data acquisition | STDGL3 (Danyushevsky et al. 2011) and GSD-1G (USGS) | 5.7622 | [19 empty] | 2259.1063 | [5 empty] | 46.07 | [5 empty] | 45.5497 | [9 empty] | 68011.1819 |  | 0.19759 |  |  |  | 0.28857 | [7 empty] | 13.7525 | [13 empty] | 1415.7859 | [15 empty] | 0.30482 | [17 empty] | 0.11938 | [9 empty] | 1.3959 | [35 empty] | CHN | Tibet
| Lawu |  | Magmatic hydrothermal | Skarn | Cu-Pb-Zn skarn | Cu, Pb, Zn | In, Sn | Cu, Pb, Zn, In, Sn |  |  | 18-11 a2 sp - 1.d |  | underground mine |  |  |  |  | ore material | drill core | underground mining tunnels and drill cores | mineral separate | [5 empty] | mineralisation |  |  |  | sphalerite, chalcopyrite, pyrrhotite, pyrite, arsenopyrite | [6 empty] | galena, bismuthinite, marcasite, iron oxides, pyroxene, actinolite, quartz | thin sections and polished blocks examined using optical microscope, BSE detector, and EDS prior to analysis | EMPA, LA-ICPMS | JEOL JXA-8230 electron probe microanalyzer; RESOlution-LR 193 nm ArF excimer laser ablation system coupled to an Agilent 7700x ICP-MS | Laboratory of Mineral Resources Research Center, Fuzhou University; Adelaide Microscopy, the University of Adelaide | EPMA point analysis: accelerating voltage 15 kV, beam current 20 nA, beam diameter ~5 μm; EPMA mapping: accelerating voltage 20 kV, working current 50 nA, dwell time ~10 ms; BSE imaging: accelerating voltage 20 kV, beam current 10 nA; LA-ICP-MS: energy density 3~3.5 J/cm2, spot sizes 29 to 51 μm, repetition rates 5 Hz (polished thin-section) and 10 Hz (polished blocks), ~30 s background acquisition, ~40 s sample data acquisition | STDGL3 (Danyushevsky et al. 2011) and GSD-1G (USGS) | 6.8576 | [19 empty] | 2222.2476 | [5 empty] | 43.6665 | [5 empty] | 48.1889 | [9 empty] | 68854.4613 |  | 0.28931 |  |  |  | 0.24036 | [7 empty] | 13.8598 | [13 empty] | 1326.7689 | [15 empty] | 0.06765 | [17 empty] | 0.11938 | [9 empty] | 3.7902 | [35 empty] | CHN | Tibet
| Lawu |  | Magmatic hydrothermal | Skarn | Cu-Pb-Zn skarn | Cu, Pb, Zn | In, Sn | Cu, Pb, Zn, In, Sn |  |  | 18-11 a2 sp - 2.d |  | underground mine |  |  |  |  | ore material | drill core | underground mining tunnels and drill cores | mineral separate | [5 empty] | mineralisation |  |  |  | sphalerite, chalcopyrite, pyrrhotite, pyrite, arsenopyrite | [6 empty] | galena, bismuthinite, marcasite, iron oxides, pyroxene, actinolite, quartz | thin sections and polished blocks examined using optical microscope, BSE detector, and EDS prior to analysis | EMPA, LA-ICPMS | JEOL JXA-8230 electron probe microanalyzer; RESOlution-LR 193 nm ArF excimer laser ablation system coupled to an Agilent 7700x ICP-MS | Laboratory of Mineral Resources Research Center, Fuzhou University; Adelaide Microscopy, the University of Adelaide | EPMA point analysis: accelerating voltage 15 kV, beam current 20 nA, beam diameter ~5 μm; EPMA mapping: accelerating voltage 20 kV, working current 50 nA, dwell time ~10 ms; BSE imaging: accelerating voltage 20 kV, beam current 10 nA; LA-ICP-MS: energy density 3~3.5 J/cm2, spot sizes 29 to 51 μm, repetition rates 5 Hz (polished thin-section) and 10 Hz (polished blocks), ~30 s background acquisition, ~40 s sample data acquisition | STDGL3 (Danyushevsky et al. 2011) and GSD-1G (USGS) | 5.7622 | [19 empty] | 2248.1453 | [5 empty] | 47.3481 | [5 empty] | 45.5497 | [9 empty] | 66127.1571 |  | 0.17336 |  |  |  | 0.26866 | [7 empty] | 13.5115 | [13 empty] | 1324.7681 | [15 empty] | 0.63457 | [17 empty] | 0.11938 | [9 empty] | 2.3496 | [35 empty] | CHN | Tibet
| Lawu |  | Magmatic hydrothermal | Skarn | Cu-Pb-Zn skarn | Cu, Pb, Zn | In, Sn | Cu, Pb, Zn, In, Sn |  |  | 18-11 a2 sp - 3.d |  | underground mine |  |  |  |  | ore material | drill core | underground mining tunnels and drill cores | mineral separate | [5 empty] | mineralisation |  |  |  | sphalerite, chalcopyrite, pyrrhotite, pyrite, arsenopyrite | [6 empty] | galena, bismuthinite, marcasite, iron oxides, pyroxene, actinolite, quartz | thin sections and polished blocks examined using optical microscope, BSE detector, and EDS prior to analysis | EMPA, LA-ICPMS | JEOL JXA-8230 electron probe microanalyzer; RESOlution-LR 193 nm ArF excimer laser ablation system coupled to an Agilent 7700x ICP-MS | Laboratory of Mineral Resources Research Center, Fuzhou University; Adelaide Microscopy, the University of Adelaide | EPMA point analysis: accelerating voltage 15 kV, beam current 20 nA, beam diameter ~5 μm; EPMA mapping: accelerating voltage 20 kV, working current 50 nA, dwell time ~10 ms; BSE imaging: accelerating voltage 20 kV, beam current 10 nA; LA-ICP-MS: energy density 3~3.5 J/cm2, spot sizes 29 to 51 μm, repetition rates 5 Hz (polished thin-section) and 10 Hz (polished blocks), ~30 s background acquisition, ~40 s sample data acquisition | STDGL3 (Danyushevsky et al. 2011) and GSD-1G (USGS) | 5.7622 | [19 empty] | 2240.8256 | [5 empty] | 47.3495 | [5 empty] | 45.5497 | [9 empty] | 67215.722 |  | 0.2564 |  |  |  | 0.33917 | [7 empty] | 13.6365 | [13 empty] | 1336.1726 | [15 empty] | 0.25421 | [17 empty] | 0.11938 | [9 empty] | 1.5289 | [35 empty] | CHN | Tibet
| Lawu |  | Magmatic hydrothermal | Skarn | Cu-Pb-Zn skarn | Cu, Pb, Zn | In, Sn | Cu, Pb, Zn, In, Sn |  |  | 18-11 a2 sp - 4.d |  | underground mine |  |  |  |  | ore material | drill core | underground mining tunnels and drill cores | mineral separate | [5 empty] | mineralisation |  |  |  | sphalerite, chalcopyrite, pyrrhotite, pyrite, arsenopyrite | [6 empty] | galena, bismuthinite, marcasite, iron oxides, pyroxene, actinolite, quartz | thin sections and polished blocks examined using optical microscope, BSE detector, and EDS prior to analysis | EMPA, LA-ICPMS | JEOL JXA-8230 electron probe microanalyzer; RESOlution-LR 193 nm ArF excimer laser ablation system coupled to an Agilent 7700x ICP-MS | Laboratory of Mineral Resources Research Center, Fuzhou University; Adelaide Microscopy, the University of Adelaide | EPMA point analysis: accelerating voltage 15 kV, beam current 20 nA, beam diameter ~5 μm; EPMA mapping: accelerating voltage 20 kV, working current 50 nA, dwell time ~10 ms; BSE imaging: accelerating voltage 20 kV, beam current 10 nA; LA-ICP-MS: energy density 3~3.5 J/cm2, spot sizes 29 to 51 μm, repetition rates 5 Hz (polished thin-section) and 10 Hz (polished blocks), ~30 s background acquisition, ~40 s sample data acquisition | STDGL3 (Danyushevsky et al. 2011) and GSD-1G (USGS) | 5.7622 | [19 empty] | 2251.8266 | [5 empty] | 46.815 | [5 empty] | 45.5497 | [9 empty] | 67764.5675 |  | 0.14911 |  |  |  | 0.30125 | [7 empty] | 13.5923 | [13 empty] | 1371.0696 | [15 empty] | 0.082084 | [17 empty] | 0.11938 | [9 empty] | 1.4848 | [35 empty] | CHN | Tibet
| Lawu |  | Magmatic hydrothermal | Skarn | Cu-Pb-Zn skarn | Cu, Pb, Zn | In, Sn | Cu, Pb, Zn, In, Sn |  |  | 18-11 a2 sp - 5.d |  | underground mine |  |  |  |  | ore material | drill core | underground mining tunnels and drill cores | mineral separate | [5 empty] | mineralisation |  |  |  | sphalerite, chalcopyrite, pyrrhotite, pyrite, arsenopyrite | [6 empty] | galena, bismuthinite, marcasite, iron oxides, pyroxene, actinolite, quartz | thin sections and polished blocks examined using optical microscope, BSE detector, and EDS prior to analysis | EMPA, LA-ICPMS | JEOL JXA-8230 electron probe microanalyzer; RESOlution-LR 193 nm ArF excimer laser ablation system coupled to an Agilent 7700x ICP-MS | Laboratory of Mineral Resources Research Center, Fuzhou University; Adelaide Microscopy, the University of Adelaide | EPMA point analysis: accelerating voltage 15 kV, beam current 20 nA, beam diameter ~5 μm; EPMA mapping: accelerating voltage 20 kV, working current 50 nA, dwell time ~10 ms; BSE imaging: accelerating voltage 20 kV, beam current 10 nA; LA-ICP-MS: energy density 3~3.5 J/cm2, spot sizes 29 to 51 μm, repetition rates 5 Hz (polished thin-section) and 10 Hz (polished blocks), ~30 s background acquisition, ~40 s sample data acquisition | STDGL3 (Danyushevsky et al. 2011) and GSD-1G (USGS) | 5.7622 | [19 empty] | 2235.9158 | [5 empty] | 48.9712 | [5 empty] | 45.5497 | [9 empty] | 67231.2994 |  | 0.10851 |  |  |  | 0.29786 | [7 empty] | 13.3498 | [13 empty] | 1276.3089 | [15 empty] | 0.51577 | [17 empty] | 0.048863 | [9 empty] | 1.2379 | [35 empty] | CHN | Tibet
| Lawu |  | Magmatic hydrothermal | Skarn | Cu-Pb-Zn skarn | Cu, Pb, Zn | In, Sn | Cu, Pb, Zn, In, Sn |  |  | 18-11 a2 sp - 6.d |  | underground mine |  |  |  |  | ore material | drill core | underground mining tunnels and drill cores | mineral separate | [5 empty] | mineralisation |  |  |  | sphalerite, chalcopyrite, pyrrhotite, pyrite, arsenopyrite | [6 empty] | galena, bismuthinite, marcasite, iron oxides, pyroxene, actinolite, quartz | thin sections and polished blocks examined using optical microscope, BSE detector, and EDS prior to analysis | EMPA, LA-ICPMS | JEOL JXA-8230 electron probe microanalyzer; RESOlution-LR 193 nm ArF excimer laser ablation system coupled to an Agilent 7700x ICP-MS | Laboratory of Mineral Resources Research Center, Fuzhou University; Adelaide Microscopy, the University of Adelaide | EPMA point analysis: accelerating voltage 15 kV, beam current 20 nA, beam diameter ~5 μm; EPMA mapping: accelerating voltage 20 kV, working current 50 nA, dwell time ~10 ms; BSE imaging: accelerating voltage 20 kV, beam current 10 nA; LA-ICP-MS: energy density 3~3.5 J/cm2, spot sizes 29 to 51 μm, repetition rates 5 Hz (polished thin-section) and 10 Hz (polished blocks), ~30 s background acquisition, ~40 s sample data acquisition | STDGL3 (Danyushevsky et al. 2011) and GSD-1G (USGS) | 5.7536 | [19 empty] | 2232.3273 | [5 empty] | 45.3938 | [5 empty] | 70.0521 | [9 empty] | 69398.2913 |  | 0.32204 |  |  |  | 0.22287 | [7 empty] | 13.6 | [13 empty] | 1374.0488 | [15 empty] | 0.086865 | [17 empty] | 0.11938 | [9 empty] | 1.9157 | [35 empty] | CHN | Tibet
| Lawu |  | Magmatic hydrothermal | Skarn | Cu-Pb-Zn skarn | Cu, Pb, Zn | In, Sn | Cu, Pb, Zn, In, Sn |  |  | 18-11 a3 sp - 1.d |  | underground mine |  |  |  |  | ore material | drill core | underground mining tunnels and drill cores | mineral separate | [5 empty] | mineralisation |  |  |  | sphalerite, chalcopyrite, pyrrhotite, pyrite, arsenopyrite | [6 empty] | galena, bismuthinite, marcasite, iron oxides, pyroxene, actinolite, quartz | thin sections and polished blocks examined using optical microscope, BSE detector, and EDS prior to analysis | EMPA, LA-ICPMS | JEOL JXA-8230 electron probe microanalyzer; RESOlution-LR 193 nm ArF excimer laser ablation system coupled to an Agilent 7700x ICP-MS | Laboratory of Mineral Resources Research Center, Fuzhou University; Adelaide Microscopy, the University of Adelaide | EPMA point analysis: accelerating voltage 15 kV, beam current 20 nA, beam diameter ~5 μm; EPMA mapping: accelerating voltage 20 kV, working current 50 nA, dwell time ~10 ms; BSE imaging: accelerating voltage 20 kV, beam current 10 nA; LA-ICP-MS: energy density 3~3.5 J/cm2, spot sizes 29 to 51 μm, repetition rates 5 Hz (polished thin-section) and 10 Hz (polished blocks), ~30 s background acquisition, ~40 s sample data acquisition | STDGL3 (Danyushevsky et al. 2011) and GSD-1G (USGS) | 5.7622 | [19 empty] | 2253.7482 | [5 empty] | 51.5357 | [5 empty] | 45.5497 | [9 empty] | 65668.035 |  | 0.094643 |  |  |  | 0.28675 | [7 empty] | 13.1571 | [13 empty] | 1254.1446 | [15 empty] | 0.18825 | [17 empty] | 0.11938 | [9 empty] | 0.45517 | [35 empty] | CHN | Tibet
| Lawu |  | Magmatic hydrothermal | Skarn | Cu-Pb-Zn skarn | Cu, Pb, Zn | In, Sn | Cu, Pb, Zn, In, Sn |  |  | 18-11 a3 sp - 2.d |  | underground mine |  |  |  |  | ore material | drill core | underground mining tunnels and drill cores | mineral separate | [5 empty] | mineralisation |  |  |  | sphalerite, chalcopyrite, pyrrhotite, pyrite, arsenopyrite | [6 empty] | galena, bismuthinite, marcasite, iron oxides, pyroxene, actinolite, quartz | thin sections and polished blocks examined using optical microscope, BSE detector, and EDS prior to analysis | EMPA, LA-ICPMS | JEOL JXA-8230 electron probe microanalyzer; RESOlution-LR 193 nm ArF excimer laser ablation system coupled to an Agilent 7700x ICP-MS | Laboratory of Mineral Resources Research Center, Fuzhou University; Adelaide Microscopy, the University of Adelaide | EPMA point analysis: accelerating voltage 15 kV, beam current 20 nA, beam diameter ~5 μm; EPMA mapping: accelerating voltage 20 kV, working current 50 nA, dwell time ~10 ms; BSE imaging: accelerating voltage 20 kV, beam current 10 nA; LA-ICP-MS: energy density 3~3.5 J/cm2, spot sizes 29 to 51 μm, repetition rates 5 Hz (polished thin-section) and 10 Hz (polished blocks), ~30 s background acquisition, ~40 s sample data acquisition | STDGL3 (Danyushevsky et al. 2011) and GSD-1G (USGS) | 5.1622 | [19 empty] | 2256.6337 | [5 empty] | 46.3051 | [5 empty] | 27.265 | [9 empty] | 67526.3314 |  | 0.080082 |  |  |  | 0.32396 | [7 empty] | 13.4836 | [13 empty] | 1329.7143 | [15 empty] | 0.0309 | [17 empty] | 0.11938 | [9 empty] | 0.54712 | [35 empty] | CHN | Tibet
| Lawu |  | Magmatic hydrothermal | Skarn | Cu-Pb-Zn skarn | Cu, Pb, Zn | In, Sn | Cu, Pb, Zn, In, Sn |  |  | 18-11 a3 sp - 3.d |  | underground mine |  |  |  |  | ore material | drill core | underground mining tunnels and drill cores | mineral separate | [5 empty] | mineralisation |  |  |  | sphalerite, chalcopyrite, pyrrhotite, pyrite, arsenopyrite | [6 empty] | galena, bismuthinite, marcasite, iron oxides, pyroxene, actinolite, quartz | thin sections and polished blocks examined using optical microscope, BSE detector, and EDS prior to analysis | EMPA, LA-ICPMS | JEOL JXA-8230 electron probe microanalyzer; RESOlution-LR 193 nm ArF excimer laser ablation system coupled to an Agilent 7700x ICP-MS | Laboratory of Mineral Resources Research Center, Fuzhou University; Adelaide Microscopy, the University of Adelaide | EPMA point analysis: accelerating voltage 15 kV, beam current 20 nA, beam diameter ~5 μm; EPMA mapping: accelerating voltage 20 kV, working current 50 nA, dwell time ~10 ms; BSE imaging: accelerating voltage 20 kV, beam current 10 nA; LA-ICP-MS: energy density 3~3.5 J/cm2, spot sizes 29 to 51 μm, repetition rates 5 Hz (polished thin-section) and 10 Hz (polished blocks), ~30 s background acquisition, ~40 s sample data acquisition | STDGL3 (Danyushevsky et al. 2011) and GSD-1G (USGS) | 5.7622 | [19 empty] | 2229.5398 | [5 empty] | 44.3786 | [5 empty] | 45.5497 | [9 empty] | 68537.3629 |  | 0.098765 |  |  |  | 0.31363 | [7 empty] | 13.4715 | [13 empty] | 1354.789 | [15 empty] | 0.17065 | [17 empty] | 0.11938 | [9 empty] | 0.87355 | [35 empty] | CHN | Tibet
| Lawu |  | Magmatic hydrothermal | Skarn | Cu-Pb-Zn skarn | Cu, Pb, Zn | In, Sn | Cu, Pb, Zn, In, Sn |  |  | 18-11 a3 sp - 4.d |  | underground mine |  |  |  |  | ore material | drill core | underground mining tunnels and drill cores | mineral separate | [5 empty] | mineralisation |  |  |  | sphalerite, chalcopyrite, pyrrhotite, pyrite, arsenopyrite | [6 empty] | galena, bismuthinite, marcasite, iron oxides, pyroxene, actinolite, quartz | thin sections and polished blocks examined using optical microscope, BSE detector, and EDS prior to analysis | EMPA, LA-ICPMS | JEOL JXA-8230 electron probe microanalyzer; RESOlution-LR 193 nm ArF excimer laser ablation system coupled to an Agilent 7700x ICP-MS | Laboratory of Mineral Resources Research Center, Fuzhou University; Adelaide Microscopy, the University of Adelaide | EPMA point analysis: accelerating voltage 15 kV, beam current 20 nA, beam diameter ~5 μm; EPMA mapping: accelerating voltage 20 kV, working current 50 nA, dwell time ~10 ms; BSE imaging: accelerating voltage 20 kV, beam current 10 nA; LA-ICP-MS: energy density 3~3.5 J/cm2, spot sizes 29 to 51 μm, repetition rates 5 Hz (polished thin-section) and 10 Hz (polished blocks), ~30 s background acquisition, ~40 s sample data acquisition | STDGL3 (Danyushevsky et al. 2011) and GSD-1G (USGS) | 5.3464 | [19 empty] | 2238.6227 | [5 empty] | 44.9578 | [5 empty] | 36.6927 | [9 empty] | 68845.0611 |  | 0.095399 |  |  |  | 0.27775 | [7 empty] | 13.3541 | [13 empty] | 1373.7508 | [15 empty] | 0.1325 | [17 empty] | 0.12046 | [9 empty] | 4.3549 | [35 empty] | CHN | Tibet
| Lawu |  | Magmatic hydrothermal | Skarn | Cu-Pb-Zn skarn | Cu, Pb, Zn | In, Sn | Cu, Pb, Zn, In, Sn |  |  | 18-11 a3 sp - 5.d |  | underground mine |  |  |  |  | ore material | drill core | underground mining tunnels and drill cores | mineral separate | [5 empty] | mineralisation |  |  |  | sphalerite, chalcopyrite, pyrrhotite, pyrite, arsenopyrite | [6 empty] | galena, bismuthinite, marcasite, iron oxides, pyroxene, actinolite, quartz | thin sections and polished blocks examined using optical microscope, BSE detector, and EDS prior to analysis | EMPA, LA-ICPMS | JEOL JXA-8230 electron probe microanalyzer; RESOlution-LR 193 nm ArF excimer laser ablation system coupled to an Agilent 7700x ICP-MS | Laboratory of Mineral Resources Research Center, Fuzhou University; Adelaide Microscopy, the University of Adelaide | EPMA point analysis: accelerating voltage 15 kV, beam current 20 nA, beam diameter ~5 μm; EPMA mapping: accelerating voltage 20 kV, working current 50 nA, dwell time ~10 ms; BSE imaging: accelerating voltage 20 kV, beam current 10 nA; LA-ICP-MS: energy density 3~3.5 J/cm2, spot sizes 29 to 51 μm, repetition rates 5 Hz (polished thin-section) and 10 Hz (polished blocks), ~30 s background acquisition, ~40 s sample data acquisition | STDGL3 (Danyushevsky et al. 2011) and GSD-1G (USGS) | 5.6914 | [19 empty] | 2230.4371 | [5 empty] | 52.9979 | [5 empty] | 45.5497 | [9 empty] | 64659.1798 |  | 0.1217 |  |  |  | 0.31387 | [7 empty] | 13.6446 | [13 empty] | 1229.9168 | [15 empty] | 0.17666 | [17 empty] | 0.03568 | [9 empty] | 0.61874 | [35 empty] | CHN | Tibet
| Lawu |  | Magmatic hydrothermal | Skarn | Cu-Pb-Zn skarn | Cu, Pb, Zn | In, Sn | Cu, Pb, Zn, In, Sn |  |  | 18-130 A1SP - 1.d |  | underground mine |  |  |  |  | ore material | drill core | underground mining tunnels and drill cores | mineral separate | [5 empty] | mineralisation |  |  |  | sphalerite, chalcopyrite, pyrrhotite, pyrite, arsenopyrite | [6 empty] | galena, bismuthinite, marcasite, iron oxides, pyroxene, actinolite, quartz | thin sections and polished blocks examined using optical microscope, BSE detector, and EDS prior to analysis | EMPA, LA-ICPMS | JEOL JXA-8230 electron probe microanalyzer; RESOlution-LR 193 nm ArF excimer laser ablation system coupled to an Agilent 7700x ICP-MS | Laboratory of Mineral Resources Research Center, Fuzhou University; Adelaide Microscopy, the University of Adelaide | EPMA point analysis: accelerating voltage 15 kV, beam current 20 nA, beam diameter ~5 μm; EPMA mapping: accelerating voltage 20 kV, working current 50 nA, dwell time ~10 ms; BSE imaging: accelerating voltage 20 kV, beam current 10 nA; LA-ICP-MS: energy density 3~3.5 J/cm2, spot sizes 29 to 51 μm, repetition rates 5 Hz (polished thin-section) and 10 Hz (polished blocks), ~30 s background acquisition, ~40 s sample data acquisition | STDGL3 (Danyushevsky et al. 2011) and GSD-1G (USGS) | 123.0508 | [19 empty] | 2844.0908 | [5 empty] | 23.3533 | [5 empty] | 49.4884 | [9 empty] | 74432.5426 |  | 0.20315 |  |  |  | 1.1896 | [7 empty] | 29.9354 | [13 empty] | 647.9921 | [15 empty] | 22.2319 | [17 empty] | 6.5251 | [9 empty] | 4.5 | [35 empty] | CHN | Tibet
| Lawu |  | Magmatic hydrothermal | Skarn | Cu-Pb-Zn skarn | Cu, Pb, Zn | In, Sn | Cu, Pb, Zn, In, Sn |  |  | 18-130 A1SP - 2.d |  | underground mine |  |  |  |  | ore material | drill core | underground mining tunnels and drill cores | mineral separate | [5 empty] | mineralisation |  |  |  | sphalerite, chalcopyrite, pyrrhotite, pyrite, arsenopyrite | [6 empty] | galena, bismuthinite, marcasite, iron oxides, pyroxene, actinolite, quartz | thin sections and polished blocks examined using optical microscope, BSE detector, and EDS prior to analysis | EMPA, LA-ICPMS | JEOL JXA-8230 electron probe microanalyzer; RESOlution-LR 193 nm ArF excimer laser ablation system coupled to an Agilent 7700x ICP-MS | Laboratory of Mineral Resources Research Center, Fuzhou University; Adelaide Microscopy, the University of Adelaide | EPMA point analysis: accelerating voltage 15 kV, beam current 20 nA, beam diameter ~5 μm; EPMA mapping: accelerating voltage 20 kV, working current 50 nA, dwell time ~10 ms; BSE imaging: accelerating voltage 20 kV, beam current 10 nA; LA-ICP-MS: energy density 3~3.5 J/cm2, spot sizes 29 to 51 μm, repetition rates 5 Hz (polished thin-section) and 10 Hz (polished blocks), ~30 s background acquisition, ~40 s sample data acquisition | STDGL3 (Danyushevsky et al. 2011) and GSD-1G (USGS) | 118.3341 | [19 empty] | 2928.1342 | [5 empty] | 20.4794 | [5 empty] | 49.4884 | [9 empty] | 96402.2869 |  | 0.14234 |  |  |  | 0.25945 | [7 empty] | 30.6472 | [13 empty] | 1339.2997 | [15 empty] | 2.5051 | [17 empty] | 0.77882 | [9 empty] | 3.5578 | [35 empty] | CHN | Tibet
| Lawu |  | Magmatic hydrothermal | Skarn | Cu-Pb-Zn skarn | Cu, Pb, Zn | In, Sn | Cu, Pb, Zn, In, Sn |  |  | 18-130 A1SP - 3.d |  | underground mine |  |  |  |  | ore material | drill core | underground mining tunnels and drill cores | mineral separate | [5 empty] | mineralisation |  |  |  | sphalerite, chalcopyrite, pyrrhotite, pyrite, arsenopyrite | [6 empty] | galena, bismuthinite, marcasite, iron oxides, pyroxene, actinolite, quartz | thin sections and polished blocks examined using optical microscope, BSE detector, and EDS prior to analysis | EMPA, LA-ICPMS | JEOL JXA-8230 electron probe microanalyzer; RESOlution-LR 193 nm ArF excimer laser ablation system coupled to an Agilent 7700x ICP-MS | Laboratory of Mineral Resources Research Center, Fuzhou University; Adelaide Microscopy, the University of Adelaide | EPMA point analysis: accelerating voltage 15 kV, beam current 20 nA, beam diameter ~5 μm; EPMA mapping: accelerating voltage 20 kV, working current 50 nA, dwell time ~10 ms; BSE imaging: accelerating voltage 20 kV, beam current 10 nA; LA-ICP-MS: energy density 3~3.5 J/cm2, spot sizes 29 to 51 μm, repetition rates 5 Hz (polished thin-section) and 10 Hz (polished blocks), ~30 s background acquisition, ~40 s sample data acquisition | STDGL3 (Danyushevsky et al. 2011) and GSD-1G (USGS) | 5.7622 | [19 empty] | 3100.1824 | [5 empty] | 26.3109 | [5 empty] | 49.4884 | [9 empty] | 94486.2983 |  | 0.35564 |  |  |  | 0.26125 | [7 empty] | 28.8834 | [13 empty] | 1027.025 | [15 empty] | 10.2989 | [17 empty] | 1.4235 | [9 empty] | 10.9295 | [35 empty] | CHN | Tibet
| Lawu |  | Magmatic hydrothermal | Skarn | Cu-Pb-Zn skarn | Cu, Pb, Zn | In, Sn | Cu, Pb, Zn, In, Sn |  |  | 18-130 A1SP - 4.d |  | underground mine |  |  |  |  | ore material | drill core | underground mining tunnels and drill cores | mineral separate | [5 empty] | mineralisation |  |  |  | sphalerite, chalcopyrite, pyrrhotite, pyrite, arsenopyrite | [6 empty] | galena, bismuthinite, marcasite, iron oxides, pyroxene, actinolite, quartz | thin sections and polished blocks examined using optical microscope, BSE detector, and EDS prior to analysis | EMPA, LA-ICPMS | JEOL JXA-8230 electron probe microanalyzer; RESOlution-LR 193 nm ArF excimer laser ablation system coupled to an Agilent 7700x ICP-MS | Laboratory of Mineral Resources Research Center, Fuzhou University; Adelaide Microscopy, the University of Adelaide | EPMA point analysis: accelerating voltage 15 kV, beam current 20 nA, beam diameter ~5 μm; EPMA mapping: accelerating voltage 20 kV, working current 50 nA, dwell time ~10 ms; BSE imaging: accelerating voltage 20 kV, beam current 10 nA; LA-ICP-MS: energy density 3~3.5 J/cm2, spot sizes 29 to 51 μm, repetition rates 5 Hz (polished thin-section) and 10 Hz (polished blocks), ~30 s background acquisition, ~40 s sample data acquisition | STDGL3 (Danyushevsky et al. 2011) and GSD-1G (USGS) | 110.0879 | [19 empty] | 2601.5292 | [5 empty] | 30.5353 | [5 empty] | 49.4884 | [9 empty] | 99340.2451 |  | 0.40984 |  |  |  | 6.5792 | [7 empty] | 36.4331 | [13 empty] | 1777.879 | [15 empty] | 5.3939 | [17 empty] | 2.8928 | [9 empty] | 4.5 | [35 empty] | CHN | Tibet
| Lawu |  | Magmatic hydrothermal | Skarn | Cu-Pb-Zn skarn | Cu, Pb, Zn | In, Sn | Cu, Pb, Zn, In, Sn |  |  | 18-130 A1SP - 5.d |  | underground mine |  |  |  |  | ore material | drill core | underground mining tunnels and drill cores | mineral separate | [5 empty] | mineralisation |  |  |  | sphalerite, chalcopyrite, pyrrhotite, pyrite, arsenopyrite | [6 empty] | galena, bismuthinite, marcasite, iron oxides, pyroxene, actinolite, quartz | thin sections and polished blocks examined using optical microscope, BSE detector, and EDS prior to analysis | EMPA, LA-ICPMS | JEOL JXA-8230 electron probe microanalyzer; RESOlution-LR 193 nm ArF excimer laser ablation system coupled to an Agilent 7700x ICP-MS | Laboratory of Mineral Resources Research Center, Fuzhou University; Adelaide Microscopy, the University of Adelaide | EPMA point analysis: accelerating voltage 15 kV, beam current 20 nA, beam diameter ~5 μm; EPMA mapping: accelerating voltage 20 kV, working current 50 nA, dwell time ~10 ms; BSE imaging: accelerating voltage 20 kV, beam current 10 nA; LA-ICP-MS: energy density 3~3.5 J/cm2, spot sizes 29 to 51 μm, repetition rates 5 Hz (polished thin-section) and 10 Hz (polished blocks), ~30 s background acquisition, ~40 s sample data acquisition | STDGL3 (Danyushevsky et al. 2011) and GSD-1G (USGS) | 68.3087 | [19 empty] | 2839.6004 | [5 empty] | 26.9278 | [5 empty] | 49.4884 | [9 empty] | 102983.6731 |  | 0.42168 |  |  |  | 0.92154 | [7 empty] | 34.7258 | [13 empty] | 1849.3327 | [15 empty] | 2.3013 | [17 empty] | 0.80179 | [9 empty] | 4.5 | [35 empty] | CHN | Tibet
| Lawu |  | Magmatic hydrothermal | Skarn | Cu-Pb-Zn skarn | Cu, Pb, Zn | In, Sn | Cu, Pb, Zn, In, Sn |  |  | 18-130 A1SP - 6.d |  | underground mine |  |  |  |  | ore material | drill core | underground mining tunnels and drill cores | mineral separate | [5 empty] | mineralisation |  |  |  | sphalerite, chalcopyrite, pyrrhotite, pyrite, arsenopyrite | [6 empty] | galena, bismuthinite, marcasite, iron oxides, pyroxene, actinolite, quartz | thin sections and polished blocks examined using optical microscope, BSE detector, and EDS prior to analysis | EMPA, LA-ICPMS | JEOL JXA-8230 electron probe microanalyzer; RESOlution-LR 193 nm ArF excimer laser ablation system coupled to an Agilent 7700x ICP-MS | Laboratory of Mineral Resources Research Center, Fuzhou University; Adelaide Microscopy, the University of Adelaide | EPMA point analysis: accelerating voltage 15 kV, beam current 20 nA, beam diameter ~5 μm; EPMA mapping: accelerating voltage 20 kV, working current 50 nA, dwell time ~10 ms; BSE imaging: accelerating voltage 20 kV, beam current 10 nA; LA-ICP-MS: energy density 3~3.5 J/cm2, spot sizes 29 to 51 μm, repetition rates 5 Hz (polished thin-section) and 10 Hz (polished blocks), ~30 s background acquisition, ~40 s sample data acquisition | STDGL3 (Danyushevsky et al. 2011) and GSD-1G (USGS) | 5.7622 | [19 empty] | 3004.0569 | [5 empty] | 25.1393 | [5 empty] | 49.4884 | [9 empty] | 84596.0203 |  | 0.24671 |  |  |  | 0.32076 | [7 empty] | 27.4431 | [13 empty] | 804.9025 | [15 empty] | 9.4946 | [17 empty] | 2.8997 | [9 empty] | 6.0047 | [35 empty] | CHN | Tibet
| Lawu |  | Magmatic hydrothermal | Skarn | Cu-Pb-Zn skarn | Cu, Pb, Zn | In, Sn | Cu, Pb, Zn, In, Sn |  |  | 18-130 A1SP - 7.d |  | underground mine |  |  |  |  | ore material | drill core | underground mining tunnels and drill cores | mineral separate | [5 empty] | mineralisation |  |  |  | sphalerite, chalcopyrite, pyrrhotite, pyrite, arsenopyrite | [6 empty] | galena, bismuthinite, marcasite, iron oxides, pyroxene, actinolite, quartz | thin sections and polished blocks examined using optical microscope, BSE detector, and EDS prior to analysis | EMPA, LA-ICPMS | JEOL JXA-8230 electron probe microanalyzer; RESOlution-LR 193 nm ArF excimer laser ablation system coupled to an Agilent 7700x ICP-MS | Laboratory of Mineral Resources Research Center, Fuzhou University; Adelaide Microscopy, the University of Adelaide | EPMA point analysis: accelerating voltage 15 kV, beam current 20 nA, beam diameter ~5 μm; EPMA mapping: accelerating voltage 20 kV, working current 50 nA, dwell time ~10 ms; BSE imaging: accelerating voltage 20 kV, beam current 10 nA; LA-ICP-MS: energy density 3~3.5 J/cm2, spot sizes 29 to 51 μm, repetition rates 5 Hz (polished thin-section) and 10 Hz (polished blocks), ~30 s background acquisition, ~40 s sample data acquisition | STDGL3 (Danyushevsky et al. 2011) and GSD-1G (USGS) | 103.6771 | [19 empty] | 3150.1893 | [5 empty] | 23.7643 | [5 empty] | 49.4884 | [9 empty] | 83908.8927 |  | 0.23383 |  |  |  | 0.73389 | [7 empty] | 35.1903 | [13 empty] | 1230.2113 | [15 empty] | 5.659 | [17 empty] | 1.3532 | [9 empty] | 6.9401 | [35 empty] | CHN | Tibet
| Lawu |  | Magmatic hydrothermal | Skarn | Cu-Pb-Zn skarn | Cu, Pb, Zn | In, Sn | Cu, Pb, Zn, In, Sn |  |  | 18-130 A1SP - 8.d |  | underground mine |  |  |  |  | ore material | drill core | underground mining tunnels and drill cores | mineral separate | [5 empty] | mineralisation |  |  |  | sphalerite, chalcopyrite, pyrrhotite, pyrite, arsenopyrite | [6 empty] | galena, bismuthinite, marcasite, iron oxides, pyroxene, actinolite, quartz | thin sections and polished blocks examined using optical microscope, BSE detector, and EDS prior to analysis | EMPA, LA-ICPMS | JEOL JXA-8230 electron probe microanalyzer; RESOlution-LR 193 nm ArF excimer laser ablation system coupled to an Agilent 7700x ICP-MS | Laboratory of Mineral Resources Research Center, Fuzhou University; Adelaide Microscopy, the University of Adelaide | EPMA point analysis: accelerating voltage 15 kV, beam current 20 nA, beam diameter ~5 μm; EPMA mapping: accelerating voltage 20 kV, working current 50 nA, dwell time ~10 ms; BSE imaging: accelerating voltage 20 kV, beam current 10 nA; LA-ICP-MS: energy density 3~3.5 J/cm2, spot sizes 29 to 51 μm, repetition rates 5 Hz (polished thin-section) and 10 Hz (polished blocks), ~30 s background acquisition, ~40 s sample data acquisition | STDGL3 (Danyushevsky et al. 2011) and GSD-1G (USGS) | 74.8622 | [19 empty] | 2970.2133 | [5 empty] | 25.5366 | [5 empty] | 49.4884 | [9 empty] | 96029.4516 |  | 0.17182 |  |  |  | 1.6992 | [7 empty] | 31.0271 | [13 empty] | 1447.7241 | [15 empty] | 2.8935 | [17 empty] | 0.92048 | [9 empty] | 4.5 | [35 empty] | CHN | Tibet
| Lawu |  | Magmatic hydrothermal | Skarn | Cu-Pb-Zn skarn | Cu, Pb, Zn | In, Sn | Cu, Pb, Zn, In, Sn |  |  | 18-130 A1SP - 9.d |  | underground mine |  |  |  |  | ore material | drill core | underground mining tunnels and drill cores | mineral separate | [5 empty] | mineralisation |  |  |  | sphalerite, chalcopyrite, pyrrhotite, pyrite, arsenopyrite | [6 empty] | galena, bismuthinite, marcasite, iron oxides, pyroxene, actinolite, quartz | thin sections and polished blocks examined using optical microscope, BSE detector, and EDS prior to analysis | EMPA, LA-ICPMS | JEOL JXA-8230 electron probe microanalyzer; RESOlution-LR 193 nm ArF excimer laser ablation system coupled to an Agilent 7700x ICP-MS | Laboratory of Mineral Resources Research Center, Fuzhou University; Adelaide Microscopy, the University of Adelaide | EPMA point analysis: accelerating voltage 15 kV, beam current 20 nA, beam diameter ~5 μm; EPMA mapping: accelerating voltage 20 kV, working current 50 nA, dwell time ~10 ms; BSE imaging: accelerating voltage 20 kV, beam current 10 nA; LA-ICP-MS: energy density 3~3.5 J/cm2, spot sizes 29 to 51 μm, repetition rates 5 Hz (polished thin-section) and 10 Hz (polished blocks), ~30 s background acquisition, ~40 s sample data acquisition | STDGL3 (Danyushevsky et al. 2011) and GSD-1G (USGS) | 119.985 | [19 empty] | 2981.8973 | [5 empty] | 36.3874 | [5 empty] | 49.4884 | [9 empty] | 92274.6059 |  | 0.23452 |  |  |  | 0.26209 | [7 empty] | 35.3649 | [13 empty] | 1159.7304 | [15 empty] | 6.4471 | [17 empty] | 1.5581 | [9 empty] | 4.2452 | [35 empty] | CHN | Tibet
| Lawu |  | Magmatic hydrothermal | Skarn | Cu-Pb-Zn skarn | Cu, Pb, Zn | In, Sn | Cu, Pb, Zn, In, Sn |  |  | 18-130 A1SP - 10.d |  | underground mine |  |  |  |  | ore material | drill core | underground mining tunnels and drill cores | mineral separate | [5 empty] | mineralisation |  |  |  | sphalerite, chalcopyrite, pyrrhotite, pyrite, arsenopyrite | [6 empty] | galena, bismuthinite, marcasite, iron oxides, pyroxene, actinolite, quartz | thin sections and polished blocks examined using optical microscope, BSE detector, and EDS prior to analysis | EMPA, LA-ICPMS | JEOL JXA-8230 electron probe microanalyzer; RESOlution-LR 193 nm ArF excimer laser ablation system coupled to an Agilent 7700x ICP-MS | Laboratory of Mineral Resources Research Center, Fuzhou University; Adelaide Microscopy, the University of Adelaide | EPMA point analysis: accelerating voltage 15 kV, beam current 20 nA, beam diameter ~5 μm; EPMA mapping: accelerating voltage 20 kV, working current 50 nA, dwell time ~10 ms; BSE imaging: accelerating voltage 20 kV, beam current 10 nA; LA-ICP-MS: energy density 3~3.5 J/cm2, spot sizes 29 to 51 μm, repetition rates 5 Hz (polished thin-section) and 10 Hz (polished blocks), ~30 s background acquisition, ~40 s sample data acquisition | STDGL3 (Danyushevsky et al. 2011) and GSD-1G (USGS) | 95.6398 | [19 empty] | 2962.3813 | [5 empty] | 38.6851 | [5 empty] | 49.4884 | [9 empty] | 121266.3538 |  | 0.63472 |  |  |  | 0.23051 | [7 empty] | 27.5946 | [13 empty] | 1885.8205 | [15 empty] | 2.7932 | [17 empty] | 0.37275 | [9 empty] | 5.4318 | [35 empty] | CHN | Tibet
| Lawu |  | Magmatic hydrothermal | Skarn | Cu-Pb-Zn skarn | Cu, Pb, Zn | In, Sn | Cu, Pb, Zn, In, Sn |  |  | 18-130 A1SP - 11.d |  | underground mine |  |  |  |  | ore material | drill core | underground mining tunnels and drill cores | mineral separate | [5 empty] | mineralisation |  |  |  | sphalerite, chalcopyrite, pyrrhotite, pyrite, arsenopyrite | [6 empty] | galena, bismuthinite, marcasite, iron oxides, pyroxene, actinolite, quartz | thin sections and polished blocks examined using optical microscope, BSE detector, and EDS prior to analysis | EMPA, LA-ICPMS | JEOL JXA-8230 electron probe microanalyzer; RESOlution-LR 193 nm ArF excimer laser ablation system coupled to an Agilent 7700x ICP-MS | Laboratory of Mineral Resources Research Center, Fuzhou University; Adelaide Microscopy, the University of Adelaide | EPMA point analysis: accelerating voltage 15 kV, beam current 20 nA, beam diameter ~5 μm; EPMA mapping: accelerating voltage 20 kV, working current 50 nA, dwell time ~10 ms; BSE imaging: accelerating voltage 20 kV, beam current 10 nA; LA-ICP-MS: energy density 3~3.5 J/cm2, spot sizes 29 to 51 μm, repetition rates 5 Hz (polished thin-section) and 10 Hz (polished blocks), ~30 s background acquisition, ~40 s sample data acquisition | STDGL3 (Danyushevsky et al. 2011) and GSD-1G (USGS) | 64.5902 | [19 empty] | 2515.8838 | [5 empty] | 31.7684 | [5 empty] | 49.4884 | [9 empty] | 124038.3387 |  | 0.81302 |  |  |  | 8.8482 | [7 empty] | 37.0746 | [13 empty] | 2592.3887 | [15 empty] | 2.2701 | [17 empty] | 1.0686 | [9 empty] | 4.5 | [35 empty] | CHN | Tibet
| Lawu |  | Magmatic hydrothermal | Skarn | Cu-Pb-Zn skarn | Cu, Pb, Zn | In, Sn | Cu, Pb, Zn, In, Sn |  |  | 18-130 A1SP - 12.d |  | underground mine |  |  |  |  | ore material | drill core | underground mining tunnels and drill cores | mineral separate | [5 empty] | mineralisation |  |  |  | sphalerite, chalcopyrite, pyrrhotite, pyrite, arsenopyrite | [6 empty] | galena, bismuthinite, marcasite, iron oxides, pyroxene, actinolite, quartz | thin sections and polished blocks examined using optical microscope, BSE detector, and EDS prior to analysis | EMPA, LA-ICPMS | JEOL JXA-8230 electron probe microanalyzer; RESOlution-LR 193 nm ArF excimer laser ablation system coupled to an Agilent 7700x ICP-MS | Laboratory of Mineral Resources Research Center, Fuzhou University; Adelaide Microscopy, the University of Adelaide | EPMA point analysis: accelerating voltage 15 kV, beam current 20 nA, beam diameter ~5 μm; EPMA mapping: accelerating voltage 20 kV, working current 50 nA, dwell time ~10 ms; BSE imaging: accelerating voltage 20 kV, beam current 10 nA; LA-ICP-MS: energy density 3~3.5 J/cm2, spot sizes 29 to 51 μm, repetition rates 5 Hz (polished thin-section) and 10 Hz (polished blocks), ~30 s background acquisition, ~40 s sample data acquisition | STDGL3 (Danyushevsky et al. 2011) and GSD-1G (USGS) | 85.9828 | [19 empty] | 2812.6221 | [5 empty] | 31.1527 | [5 empty] | 49.4884 | [9 empty] | 105767.424 |  | 0.70118 |  |  |  | 2.6308 | [7 empty] | 38.5841 | [13 empty] | 2213.7368 | [15 empty] | 3.7216 | [17 empty] | 0.97319 | [9 empty] | 4.5 | [35 empty] | CHN | Tibet
| Lawu |  | Magmatic hydrothermal | Skarn | Cu-Pb-Zn skarn | Cu, Pb, Zn | In, Sn | Cu, Pb, Zn, In, Sn |  |  | 18-130 A1SP - 13.d |  | underground mine |  |  |  |  | ore material | drill core | underground mining tunnels and drill cores | mineral separate | [5 empty] | mineralisation |  |  |  | sphalerite, chalcopyrite, pyrrhotite, pyrite, arsenopyrite | [6 empty] | galena, bismuthinite, marcasite, iron oxides, pyroxene, actinolite, quartz | thin sections and polished blocks examined using optical microscope, BSE detector, and EDS prior to analysis | EMPA, LA-ICPMS | JEOL JXA-8230 electron probe microanalyzer; RESOlution-LR 193 nm ArF excimer laser ablation system coupled to an Agilent 7700x ICP-MS | Laboratory of Mineral Resources Research Center, Fuzhou University; Adelaide Microscopy, the University of Adelaide | EPMA point analysis: accelerating voltage 15 kV, beam current 20 nA, beam diameter ~5 μm; EPMA mapping: accelerating voltage 20 kV, working current 50 nA, dwell time ~10 ms; BSE imaging: accelerating voltage 20 kV, beam current 10 nA; LA-ICP-MS: energy density 3~3.5 J/cm2, spot sizes 29 to 51 μm, repetition rates 5 Hz (polished thin-section) and 10 Hz (polished blocks), ~30 s background acquisition, ~40 s sample data acquisition | STDGL3 (Danyushevsky et al. 2011) and GSD-1G (USGS) | 122.101 | [19 empty] | 2937.44 | [5 empty] | 38.025 | [5 empty] | 49.4884 | [9 empty] | 84623.5987 |  | 0.21002 |  |  |  | 0.37221 | [7 empty] | 36.2776 | [13 empty] | 798.3197 | [15 empty] | 8.6335 | [17 empty] | 2.5327 | [9 empty] | 7.9661 | [35 empty] | CHN | Tibet
| Lawu |  | Magmatic hydrothermal | Skarn | Cu-Pb-Zn skarn | Cu, Pb, Zn | In, Sn | Cu, Pb, Zn, In, Sn |  |  | 18-130 A1SP - 14.d |  | underground mine |  |  |  |  | ore material | drill core | underground mining tunnels and drill cores | mineral separate | [5 empty] | mineralisation |  |  |  | sphalerite, chalcopyrite, pyrrhotite, pyrite, arsenopyrite | [6 empty] | galena, bismuthinite, marcasite, iron oxides, pyroxene, actinolite, quartz | thin sections and polished blocks examined using optical microscope, BSE detector, and EDS prior to analysis | EMPA, LA-ICPMS | JEOL JXA-8230 electron probe microanalyzer; RESOlution-LR 193 nm ArF excimer laser ablation system coupled to an Agilent 7700x ICP-MS | Laboratory of Mineral Resources Research Center, Fuzhou University; Adelaide Microscopy, the University of Adelaide | EPMA point analysis: accelerating voltage 15 kV, beam current 20 nA, beam diameter ~5 μm; EPMA mapping: accelerating voltage 20 kV, working current 50 nA, dwell time ~10 ms; BSE imaging: accelerating voltage 20 kV, beam current 10 nA; LA-ICP-MS: energy density 3~3.5 J/cm2, spot sizes 29 to 51 μm, repetition rates 5 Hz (polished thin-section) and 10 Hz (polished blocks), ~30 s background acquisition, ~40 s sample data acquisition | STDGL3 (Danyushevsky et al. 2011) and GSD-1G (USGS) | 5.7622 | [19 empty] | 2873.9268 | [5 empty] | 33.2848 | [5 empty] | 49.4884 | [9 empty] | 112388.8344 |  | 0.26676 |  |  |  | 0.24609 | [7 empty] | 39.5709 | [13 empty] | 1403.4399 | [15 empty] | 3.3978 | [17 empty] | 0.76024 | [9 empty] | 9.2047 | [35 empty] | CHN | Tibet
| Lawu |  | Magmatic hydrothermal | Skarn | Cu-Pb-Zn skarn | Cu, Pb, Zn | In, Sn | Cu, Pb, Zn, In, Sn |  |  | 18-130 A1SP - 15.d |  | underground mine |  |  |  |  | ore material | drill core | underground mining tunnels and drill cores | mineral separate | [5 empty] | mineralisation |  |  |  | sphalerite, chalcopyrite, pyrrhotite, pyrite, arsenopyrite | [6 empty] | galena, bismuthinite, marcasite, iron oxides, pyroxene, actinolite, quartz | thin sections and polished blocks examined using optical microscope, BSE detector, and EDS prior to analysis | EMPA, LA-ICPMS | JEOL JXA-8230 electron probe microanalyzer; RESOlution-LR 193 nm ArF excimer laser ablation system coupled to an Agilent 7700x ICP-MS | Laboratory of Mineral Resources Research Center, Fuzhou University; Adelaide Microscopy, the University of Adelaide | EPMA point analysis: accelerating voltage 15 kV, beam current 20 nA, beam diameter ~5 μm; EPMA mapping: accelerating voltage 20 kV, working current 50 nA, dwell time ~10 ms; BSE imaging: accelerating voltage 20 kV, beam current 10 nA; LA-ICP-MS: energy density 3~3.5 J/cm2, spot sizes 29 to 51 μm, repetition rates 5 Hz (polished thin-section) and 10 Hz (polished blocks), ~30 s background acquisition, ~40 s sample data acquisition | STDGL3 (Danyushevsky et al. 2011) and GSD-1G (USGS) | 63.8678 | [19 empty] | 2936.592 | [5 empty] | 29.8972 | [5 empty] | 49.4884 | [9 empty] | 109471.8996 |  | 0.43387 |  |  |  | 0.26993 | [7 empty] | 38.9823 | [13 empty] | 1766.6042 | [15 empty] | 1.7057 | [17 empty] | 0.21363 | [9 empty] | 3.4535 | [35 empty] | CHN | Tibet
| Lawu |  | Magmatic hydrothermal | Skarn | Cu-Pb-Zn skarn | Cu, Pb, Zn | In, Sn | Cu, Pb, Zn, In, Sn |  |  | 4329-265 a5 sp - 1.d |  | underground mine |  |  |  |  | ore material | drill core | underground mining tunnels and drill cores | mineral separate | [5 empty] | mineralisation |  |  |  | sphalerite, chalcopyrite, pyrrhotite, pyrite, arsenopyrite | [6 empty] | galena, bismuthinite, marcasite, iron oxides, pyroxene, actinolite, quartz | thin sections and polished blocks examined using optical microscope, BSE detector, and EDS prior to analysis | EMPA, LA-ICPMS | JEOL JXA-8230 electron probe microanalyzer; RESOlution-LR 193 nm ArF excimer laser ablation system coupled to an Agilent 7700x ICP-MS | Laboratory of Mineral Resources Research Center, Fuzhou University; Adelaide Microscopy, the University of Adelaide | EPMA point analysis: accelerating voltage 15 kV, beam current 20 nA, beam diameter ~5 μm; EPMA mapping: accelerating voltage 20 kV, working current 50 nA, dwell time ~10 ms; BSE imaging: accelerating voltage 20 kV, beam current 10 nA; LA-ICP-MS: energy density 3~3.5 J/cm2, spot sizes 29 to 51 μm, repetition rates 5 Hz (polished thin-section) and 10 Hz (polished blocks), ~30 s background acquisition, ~40 s sample data acquisition | STDGL3 (Danyushevsky et al. 2011) and GSD-1G (USGS) | 6.8551 | [19 empty] | 1730.2579 | [5 empty] | 116.2078 | [5 empty] | 123.757 | [9 empty] | 58103.8768 |  | 2.2214 |  |  |  | 0.24511 | [7 empty] | 152.0803 | [13 empty] | 566.7338 | [15 empty] | 7.534 | [17 empty] | 0.069918 | [9 empty] | 0.58586 | [35 empty] | CHN | Tibet
| Lawu |  | Magmatic hydrothermal | Skarn | Cu-Pb-Zn skarn | Cu, Pb, Zn | In, Sn | Cu, Pb, Zn, In, Sn |  |  | 4329-265 a5 sp - 2.d |  | underground mine |  |  |  |  | ore material | drill core | underground mining tunnels and drill cores | mineral separate | [5 empty] | mineralisation |  |  |  | sphalerite, chalcopyrite, pyrrhotite, pyrite, arsenopyrite | [6 empty] | galena, bismuthinite, marcasite, iron oxides, pyroxene, actinolite, quartz | thin sections and polished blocks examined using optical microscope, BSE detector, and EDS prior to analysis | EMPA, LA-ICPMS | JEOL JXA-8230 electron probe microanalyzer; RESOlution-LR 193 nm ArF excimer laser ablation system coupled to an Agilent 7700x ICP-MS | Laboratory of Mineral Resources Research Center, Fuzhou University; Adelaide Microscopy, the University of Adelaide | EPMA point analysis: accelerating voltage 15 kV, beam current 20 nA, beam diameter ~5 μm; EPMA mapping: accelerating voltage 20 kV, working current 50 nA, dwell time ~10 ms; BSE imaging: accelerating voltage 20 kV, beam current 10 nA; LA-ICP-MS: energy density 3~3.5 J/cm2, spot sizes 29 to 51 μm, repetition rates 5 Hz (polished thin-section) and 10 Hz (polished blocks), ~30 s background acquisition, ~40 s sample data acquisition | STDGL3 (Danyushevsky et al. 2011) and GSD-1G (USGS) | 4.4764 | [19 empty] | 1708.2002 | [5 empty] | 113.1469 | [5 empty] | 151.5464 | [9 empty] | 56188.752 |  | 2.1149 |  |  |  | 0.20595 | [7 empty] | 152.529 | [13 empty] | 537.7955 | [15 empty] | 0.97301 | [17 empty] | 0.032641 | [9 empty] | 0.5922 | [35 empty] | CHN | Tibet
| Lawu |  | Magmatic hydrothermal | Skarn | Cu-Pb-Zn skarn | Cu, Pb, Zn | In, Sn | Cu, Pb, Zn, In, Sn |  |  | 4329-265 a5 sp - 3.d |  | underground mine |  |  |  |  | ore material | drill core | underground mining tunnels and drill cores | mineral separate | [5 empty] | mineralisation |  |  |  | sphalerite, chalcopyrite, pyrrhotite, pyrite, arsenopyrite | [6 empty] | galena, bismuthinite, marcasite, iron oxides, pyroxene, actinolite, quartz | thin sections and polished blocks examined using optical microscope, BSE detector, and EDS prior to analysis | EMPA, LA-ICPMS | JEOL JXA-8230 electron probe microanalyzer; RESOlution-LR 193 nm ArF excimer laser ablation system coupled to an Agilent 7700x ICP-MS | Laboratory of Mineral Resources Research Center, Fuzhou University; Adelaide Microscopy, the University of Adelaide | EPMA point analysis: accelerating voltage 15 kV, beam current 20 nA, beam diameter ~5 μm; EPMA mapping: accelerating voltage 20 kV, working current 50 nA, dwell time ~10 ms; BSE imaging: accelerating voltage 20 kV, beam current 10 nA; LA-ICP-MS: energy density 3~3.5 J/cm2, spot sizes 29 to 51 μm, repetition rates 5 Hz (polished thin-section) and 10 Hz (polished blocks), ~30 s background acquisition, ~40 s sample data acquisition | STDGL3 (Danyushevsky et al. 2011) and GSD-1G (USGS) | 7.8917 | [19 empty] | 1726.6309 | [5 empty] | 118.7195 | [5 empty] | 119.7164 | [9 empty] | 60570.3113 |  | 2.4359 |  |  |  | 0.24505 | [7 empty] | 146.4237 | [13 empty] | 592.0476 | [15 empty] | 1.952 | [17 empty] | 0.037699 | [9 empty] | 0.96845 | [35 empty] | CHN | Tibet
| Lawu |  | Magmatic hydrothermal | Skarn | Cu-Pb-Zn skarn | Cu, Pb, Zn | In, Sn | Cu, Pb, Zn, In, Sn |  |  | 4329-265 a5 sp - 4.d |  | underground mine |  |  |  |  | ore material | drill core | underground mining tunnels and drill cores | mineral separate | [5 empty] | mineralisation |  |  |  | sphalerite, chalcopyrite, pyrrhotite, pyrite, arsenopyrite | [6 empty] | galena, bismuthinite, marcasite, iron oxides, pyroxene, actinolite, quartz | thin sections and polished blocks examined using optical microscope, BSE detector, and EDS prior to analysis | EMPA, LA-ICPMS | JEOL JXA-8230 electron probe microanalyzer; RESOlution-LR 193 nm ArF excimer laser ablation system coupled to an Agilent 7700x ICP-MS | Laboratory of Mineral Resources Research Center, Fuzhou University; Adelaide Microscopy, the University of Adelaide | EPMA point analysis: accelerating voltage 15 kV, beam current 20 nA, beam diameter ~5 μm; EPMA mapping: accelerating voltage 20 kV, working current 50 nA, dwell time ~10 ms; BSE imaging: accelerating voltage 20 kV, beam current 10 nA; LA-ICP-MS: energy density 3~3.5 J/cm2, spot sizes 29 to 51 μm, repetition rates 5 Hz (polished thin-section) and 10 Hz (polished blocks), ~30 s background acquisition, ~40 s sample data acquisition | STDGL3 (Danyushevsky et al. 2011) and GSD-1G (USGS) | 5 | [19 empty] | 1699.9639 | [5 empty] | 134.2369 | [5 empty] | 123.757 | [9 empty] | 57326.207 |  | 2.0574 |  |  |  | 0.25373 | [7 empty] | 145.9844 | [13 empty] | 603.8678 | [15 empty] | 7.534 | [17 empty] | 0.18792 | [9 empty] | 0.88011 | [35 empty] | CHN | Tibet
| Lawu |  | Magmatic hydrothermal | Skarn | Cu-Pb-Zn skarn | Cu, Pb, Zn | In, Sn | Cu, Pb, Zn, In, Sn |  |  | 4329-265 a5 sp - 5.d |  | underground mine |  |  |  |  | ore material | drill core | underground mining tunnels and drill cores | mineral separate | [5 empty] | mineralisation |  |  |  | sphalerite, chalcopyrite, pyrrhotite, pyrite, arsenopyrite | [6 empty] | galena, bismuthinite, marcasite, iron oxides, pyroxene, actinolite, quartz | thin sections and polished blocks examined using optical microscope, BSE detector, and EDS prior to analysis | EMPA, LA-ICPMS | JEOL JXA-8230 electron probe microanalyzer; RESOlution-LR 193 nm ArF excimer laser ablation system coupled to an Agilent 7700x ICP-MS | Laboratory of Mineral Resources Research Center, Fuzhou University; Adelaide Microscopy, the University of Adelaide | EPMA point analysis: accelerating voltage 15 kV, beam current 20 nA, beam diameter ~5 μm; EPMA mapping: accelerating voltage 20 kV, working current 50 nA, dwell time ~10 ms; BSE imaging: accelerating voltage 20 kV, beam current 10 nA; LA-ICP-MS: energy density 3~3.5 J/cm2, spot sizes 29 to 51 μm, repetition rates 5 Hz (polished thin-section) and 10 Hz (polished blocks), ~30 s background acquisition, ~40 s sample data acquisition | STDGL3 (Danyushevsky et al. 2011) and GSD-1G (USGS) | 7.4107 | [19 empty] | 1738.5637 | [5 empty] | 115.0145 | [5 empty] | 123.757 | [9 empty] | 58301.5569 |  | 2.011 |  |  |  | 0.13914 | [7 empty] | 148.9553 | [13 empty] | 583.9026 | [15 empty] | 7.534 | [17 empty] | 0.059672 | [9 empty] | 0.39674 | [35 empty] | CHN | Tibet
| Lawu |  | Magmatic hydrothermal | Skarn | Cu-Pb-Zn skarn | Cu, Pb, Zn | In, Sn | Cu, Pb, Zn, In, Sn |  |  | 4329-265 a5 sp - 6.d |  | underground mine |  |  |  |  | ore material | drill core | underground mining tunnels and drill cores | mineral separate | [5 empty] | mineralisation |  |  |  | sphalerite, chalcopyrite, pyrrhotite, pyrite, arsenopyrite | [6 empty] | galena, bismuthinite, marcasite, iron oxides, pyroxene, actinolite, quartz | thin sections and polished blocks examined using optical microscope, BSE detector, and EDS prior to analysis | EMPA, LA-ICPMS | JEOL JXA-8230 electron probe microanalyzer; RESOlution-LR 193 nm ArF excimer laser ablation system coupled to an Agilent 7700x ICP-MS | Laboratory of Mineral Resources Research Center, Fuzhou University; Adelaide Microscopy, the University of Adelaide | EPMA point analysis: accelerating voltage 15 kV, beam current 20 nA, beam diameter ~5 μm; EPMA mapping: accelerating voltage 20 kV, working current 50 nA, dwell time ~10 ms; BSE imaging: accelerating voltage 20 kV, beam current 10 nA; LA-ICP-MS: energy density 3~3.5 J/cm2, spot sizes 29 to 51 μm, repetition rates 5 Hz (polished thin-section) and 10 Hz (polished blocks), ~30 s background acquisition, ~40 s sample data acquisition | STDGL3 (Danyushevsky et al. 2011) and GSD-1G (USGS) | 4.738 | [19 empty] | 1743.6339 | [5 empty] | 114.7154 | [5 empty] | 123.757 | [9 empty] | 59888.2337 |  | 2.0278 |  |  |  | 0.22779 | [7 empty] | 149.0984 | [13 empty] | 602.9412 | [15 empty] | 1.0288 | [17 empty] | 0.34 | [9 empty] | 1.1265 | [35 empty] | CHN | Tibet
| Lawu |  | Magmatic hydrothermal | Skarn | Cu-Pb-Zn skarn | Cu, Pb, Zn | In, Sn | Cu, Pb, Zn, In, Sn |  |  | 4329-265 a5 sp - 7.d |  | underground mine |  |  |  |  | ore material | drill core | underground mining tunnels and drill cores | mineral separate | [5 empty] | mineralisation |  |  |  | sphalerite, chalcopyrite, pyrrhotite, pyrite, arsenopyrite | [6 empty] | galena, bismuthinite, marcasite, iron oxides, pyroxene, actinolite, quartz | thin sections and polished blocks examined using optical microscope, BSE detector, and EDS prior to analysis | EMPA, LA-ICPMS | JEOL JXA-8230 electron probe microanalyzer; RESOlution-LR 193 nm ArF excimer laser ablation system coupled to an Agilent 7700x ICP-MS | Laboratory of Mineral Resources Research Center, Fuzhou University; Adelaide Microscopy, the University of Adelaide | EPMA point analysis: accelerating voltage 15 kV, beam current 20 nA, beam diameter ~5 μm; EPMA mapping: accelerating voltage 20 kV, working current 50 nA, dwell time ~10 ms; BSE imaging: accelerating voltage 20 kV, beam current 10 nA; LA-ICP-MS: energy density 3~3.5 J/cm2, spot sizes 29 to 51 μm, repetition rates 5 Hz (polished thin-section) and 10 Hz (polished blocks), ~30 s background acquisition, ~40 s sample data acquisition | STDGL3 (Danyushevsky et al. 2011) and GSD-1G (USGS) | 7.4891 | [19 empty] | 1751.9456 | [5 empty] | 114.0432 | [5 empty] | 123.757 | [9 empty] | 57418.7072 |  | 2.1555 |  |  |  | 0.15884 | [7 empty] | 150.8455 | [13 empty] | 542.1025 | [15 empty] | 7.534 | [17 empty] | 0.23825 | [9 empty] | 0.42488 | [35 empty] | CHN | Tibet
| Lawu |  | Magmatic hydrothermal | Skarn | Cu-Pb-Zn skarn | Cu, Pb, Zn | In, Sn | Cu, Pb, Zn, In, Sn |  |  | 4329-265 a5 sp - 8.d |  | underground mine |  |  |  |  | ore material | drill core | underground mining tunnels and drill cores | mineral separate | [5 empty] | mineralisation |  |  |  | sphalerite, chalcopyrite, pyrrhotite, pyrite, arsenopyrite | [6 empty] | galena, bismuthinite, marcasite, iron oxides, pyroxene, actinolite, quartz | thin sections and polished blocks examined using optical microscope, BSE detector, and EDS prior to analysis | EMPA, LA-ICPMS | JEOL JXA-8230 electron probe microanalyzer; RESOlution-LR 193 nm ArF excimer laser ablation system coupled to an Agilent 7700x ICP-MS | Laboratory of Mineral Resources Research Center, Fuzhou University; Adelaide Microscopy, the University of Adelaide | EPMA point analysis: accelerating voltage 15 kV, beam current 20 nA, beam diameter ~5 μm; EPMA mapping: accelerating voltage 20 kV, working current 50 nA, dwell time ~10 ms; BSE imaging: accelerating voltage 20 kV, beam current 10 nA; LA-ICP-MS: energy density 3~3.5 J/cm2, spot sizes 29 to 51 μm, repetition rates 5 Hz (polished thin-section) and 10 Hz (polished blocks), ~30 s background acquisition, ~40 s sample data acquisition | STDGL3 (Danyushevsky et al. 2011) and GSD-1G (USGS) | 6.6116 | [19 empty] | 1716.2206 | [5 empty] | 113.565 | [5 empty] | 123.757 | [9 empty] | 59455.0786 |  | 2.1414 |  |  |  | 0.27384 | [7 empty] | 148.35 | [13 empty] | 585.9985 | [15 empty] | 7.534 | [17 empty] | 0.2393 | [9 empty] | 1.25 | [35 empty] | CHN | Tibet
| Lawu |  | Magmatic hydrothermal | Skarn | Cu-Pb-Zn skarn | Cu, Pb, Zn | In, Sn | Cu, Pb, Zn, In, Sn |  |  | 4329-265 a5 sp - 9.d |  | underground mine |  |  |  |  | ore material | drill core | underground mining tunnels and drill cores | mineral separate | [5 empty] | mineralisation |  |  |  | sphalerite, chalcopyrite, pyrrhotite, pyrite, arsenopyrite | [6 empty] | galena, bismuthinite, marcasite, iron oxides, pyroxene, actinolite, quartz | thin sections and polished blocks examined using optical microscope, BSE detector, and EDS prior to analysis | EMPA, LA-ICPMS | JEOL JXA-8230 electron probe microanalyzer; RESOlution-LR 193 nm ArF excimer laser ablation system coupled to an Agilent 7700x ICP-MS | Laboratory of Mineral Resources Research Center, Fuzhou University; Adelaide Microscopy, the University of Adelaide | EPMA point analysis: accelerating voltage 15 kV, beam current 20 nA, beam diameter ~5 μm; EPMA mapping: accelerating voltage 20 kV, working current 50 nA, dwell time ~10 ms; BSE imaging: accelerating voltage 20 kV, beam current 10 nA; LA-ICP-MS: energy density 3~3.5 J/cm2, spot sizes 29 to 51 μm, repetition rates 5 Hz (polished thin-section) and 10 Hz (polished blocks), ~30 s background acquisition, ~40 s sample data acquisition | STDGL3 (Danyushevsky et al. 2011) and GSD-1G (USGS) | 5.5706 | [19 empty] | 1737.4135 | [5 empty] | 112.9489 | [5 empty] | 123.757 | [9 empty] | 61395.4048 |  | 1.7674 |  |  |  | 0.25475 | [7 empty] | 146.3045 | [13 empty] | 615.5675 | [15 empty] | 0.69463 | [17 empty] | 0.34 | [9 empty] | 0.83304 | [35 empty] | CHN | Tibet
| Lawu |  | Magmatic hydrothermal | Skarn | Cu-Pb-Zn skarn | Cu, Pb, Zn | In, Sn | Cu, Pb, Zn, In, Sn |  |  | 4329-265 a5 sp - 10.d |  | underground mine |  |  |  |  | ore material | drill core | underground mining tunnels and drill cores | mineral separate | [5 empty] | mineralisation |  |  |  | sphalerite, chalcopyrite, pyrrhotite, pyrite, arsenopyrite | [6 empty] | galena, bismuthinite, marcasite, iron oxides, pyroxene, actinolite, quartz | thin sections and polished blocks examined using optical microscope, BSE detector, and EDS prior to analysis | EMPA, LA-ICPMS | JEOL JXA-8230 electron probe microanalyzer; RESOlution-LR 193 nm ArF excimer laser ablation system coupled to an Agilent 7700x ICP-MS | Laboratory of Mineral Resources Research Center, Fuzhou University; Adelaide Microscopy, the University of Adelaide | EPMA point analysis: accelerating voltage 15 kV, beam current 20 nA, beam diameter ~5 μm; EPMA mapping: accelerating voltage 20 kV, working current 50 nA, dwell time ~10 ms; BSE imaging: accelerating voltage 20 kV, beam current 10 nA; LA-ICP-MS: energy density 3~3.5 J/cm2, spot sizes 29 to 51 μm, repetition rates 5 Hz (polished thin-section) and 10 Hz (polished blocks), ~30 s background acquisition, ~40 s sample data acquisition | STDGL3 (Danyushevsky et al. 2011) and GSD-1G (USGS) | 4.9923 | [19 empty] | 1761.231 | [5 empty] | 119.7985 | [5 empty] | 123.757 | [9 empty] | 62882.4705 |  | 1.6934 |  |  |  | 0.20874 | [7 empty] | 148.7837 | [13 empty] | 629.5205 | [15 empty] | 0.62882 | [17 empty] | 0.036529 | [9 empty] | 0.62882 | [35 empty] | CHN | Tibet
| Lawu |  | Magmatic hydrothermal | Skarn | Cu-Pb-Zn skarn | Cu, Pb, Zn | In, Sn | Cu, Pb, Zn, In, Sn |  |  | 4329-265 a6 sp - 1.d |  | underground mine |  |  |  |  | ore material | drill core | underground mining tunnels and drill cores | mineral separate | [5 empty] | mineralisation |  |  |  | sphalerite, chalcopyrite, pyrrhotite, pyrite, arsenopyrite | [6 empty] | galena, bismuthinite, marcasite, iron oxides, pyroxene, actinolite, quartz | thin sections and polished blocks examined using optical microscope, BSE detector, and EDS prior to analysis | EMPA, LA-ICPMS | JEOL JXA-8230 electron probe microanalyzer; RESOlution-LR 193 nm ArF excimer laser ablation system coupled to an Agilent 7700x ICP-MS | Laboratory of Mineral Resources Research Center, Fuzhou University; Adelaide Microscopy, the University of Adelaide | EPMA point analysis: accelerating voltage 15 kV, beam current 20 nA, beam diameter ~5 μm; EPMA mapping: accelerating voltage 20 kV, working current 50 nA, dwell time ~10 ms; BSE imaging: accelerating voltage 20 kV, beam current 10 nA; LA-ICP-MS: energy density 3~3.5 J/cm2, spot sizes 29 to 51 μm, repetition rates 5 Hz (polished thin-section) and 10 Hz (polished blocks), ~30 s background acquisition, ~40 s sample data acquisition | STDGL3 (Danyushevsky et al. 2011) and GSD-1G (USGS) | 2.7035 | [19 empty] | 1698.12 | [5 empty] | 115.8193 | [5 empty] | 109.5214 | [9 empty] | 55528.7539 |  | 2.3475 |  |  |  | 0.21505 | [7 empty] | 152.0457 | [13 empty] | 534.3971 | [15 empty] | 0.060675 | [17 empty] | 0.34 | [9 empty] | 1.4224 | [35 empty] | CHN | Tibet
| Lawu |  | Magmatic hydrothermal | Skarn | Cu-Pb-Zn skarn | Cu, Pb, Zn | In, Sn | Cu, Pb, Zn, In, Sn |  |  | 4329-265 a6 sp - 2.d |  | underground mine |  |  |  |  | ore material | drill core | underground mining tunnels and drill cores | mineral separate | [5 empty] | mineralisation |  |  |  | sphalerite, chalcopyrite, pyrrhotite, pyrite, arsenopyrite | [6 empty] | galena, bismuthinite, marcasite, iron oxides, pyroxene, actinolite, quartz | thin sections and polished blocks examined using optical microscope, BSE detector, and EDS prior to analysis | EMPA, LA-ICPMS | JEOL JXA-8230 electron probe microanalyzer; RESOlution-LR 193 nm ArF excimer laser ablation system coupled to an Agilent 7700x ICP-MS | Laboratory of Mineral Resources Research Center, Fuzhou University; Adelaide Microscopy, the University of Adelaide | EPMA point analysis: accelerating voltage 15 kV, beam current 20 nA, beam diameter ~5 μm; EPMA mapping: accelerating voltage 20 kV, working current 50 nA, dwell time ~10 ms; BSE imaging: accelerating voltage 20 kV, beam current 10 nA; LA-ICP-MS: energy density 3~3.5 J/cm2, spot sizes 29 to 51 μm, repetition rates 5 Hz (polished thin-section) and 10 Hz (polished blocks), ~30 s background acquisition, ~40 s sample data acquisition | STDGL3 (Danyushevsky et al. 2011) and GSD-1G (USGS) | 4.1028 | [19 empty] | 1708.6141 | [5 empty] | 116.8031 | [5 empty] | 114.2437 | [9 empty] | 56074.8056 |  | 1.9585 |  |  |  | 0.25982 | [7 empty] | 152.7629 | [13 empty] | 544.5383 | [15 empty] | 0.11944 | [17 empty] | 0.34 | [9 empty] | 1.2045 | [35 empty] | CHN | Tibet
| Lawu |  | Magmatic hydrothermal | Skarn | Cu-Pb-Zn skarn | Cu, Pb, Zn | In, Sn | Cu, Pb, Zn, In, Sn |  |  | 4329-265 a6 sp - 3.d |  | underground mine |  |  |  |  | ore material | drill core | underground mining tunnels and drill cores | mineral separate | [5 empty] | mineralisation |  |  |  | sphalerite, chalcopyrite, pyrrhotite, pyrite, arsenopyrite | [6 empty] | galena, bismuthinite, marcasite, iron oxides, pyroxene, actinolite, quartz | thin sections and polished blocks examined using optical microscope, BSE detector, and EDS prior to analysis | EMPA, LA-ICPMS | JEOL JXA-8230 electron probe microanalyzer; RESOlution-LR 193 nm ArF excimer laser ablation system coupled to an Agilent 7700x ICP-MS | Laboratory of Mineral Resources Research Center, Fuzhou University; Adelaide Microscopy, the University of Adelaide | EPMA point analysis: accelerating voltage 15 kV, beam current 20 nA, beam diameter ~5 μm; EPMA mapping: accelerating voltage 20 kV, working current 50 nA, dwell time ~10 ms; BSE imaging: accelerating voltage 20 kV, beam current 10 nA; LA-ICP-MS: energy density 3~3.5 J/cm2, spot sizes 29 to 51 μm, repetition rates 5 Hz (polished thin-section) and 10 Hz (polished blocks), ~30 s background acquisition, ~40 s sample data acquisition | STDGL3 (Danyushevsky et al. 2011) and GSD-1G (USGS) | 6.1111 | [19 empty] | 1695.2301 | [5 empty] | 115.6754 | [5 empty] | 123.757 | [9 empty] | 55159.8272 |  | 2.2084 |  |  |  | 0.20981 | [7 empty] | 152.9507 | [13 empty] | 523.5225 | [15 empty] | 0.82396 | [17 empty] | 0.34 | [9 empty] | 1.2688 | [35 empty] | CHN | Tibet
| Lawu |  | Magmatic hydrothermal | Skarn | Cu-Pb-Zn skarn | Cu, Pb, Zn | In, Sn | Cu, Pb, Zn, In, Sn |  |  | 4329-265 a6 sp - 4.d |  | underground mine |  |  |  |  | ore material | drill core | underground mining tunnels and drill cores | mineral separate | [5 empty] | mineralisation |  |  |  | sphalerite, chalcopyrite, pyrrhotite, pyrite, arsenopyrite | [6 empty] | galena, bismuthinite, marcasite, iron oxides, pyroxene, actinolite, quartz | thin sections and polished blocks examined using optical microscope, BSE detector, and EDS prior to analysis | EMPA, LA-ICPMS | JEOL JXA-8230 electron probe microanalyzer; RESOlution-LR 193 nm ArF excimer laser ablation system coupled to an Agilent 7700x ICP-MS | Laboratory of Mineral Resources Research Center, Fuzhou University; Adelaide Microscopy, the University of Adelaide | EPMA point analysis: accelerating voltage 15 kV, beam current 20 nA, beam diameter ~5 μm; EPMA mapping: accelerating voltage 20 kV, working current 50 nA, dwell time ~10 ms; BSE imaging: accelerating voltage 20 kV, beam current 10 nA; LA-ICP-MS: energy density 3~3.5 J/cm2, spot sizes 29 to 51 μm, repetition rates 5 Hz (polished thin-section) and 10 Hz (polished blocks), ~30 s background acquisition, ~40 s sample data acquisition | STDGL3 (Danyushevsky et al. 2011) and GSD-1G (USGS) | 12.2216 | [19 empty] | 1682.1789 | [5 empty] | 115.9427 | [5 empty] | 123.757 | [9 empty] | 52130.9619 |  | 1.5874 |  |  |  | 0.26678 | [7 empty] | 149.836 | [13 empty] | 546.5459 | [15 empty] | 7.534 | [17 empty] | 0.2949 | [9 empty] | 1.269 | [35 empty] | CHN | Tibet
| Lawu |  | Magmatic hydrothermal | Skarn | Cu-Pb-Zn skarn | Cu, Pb, Zn | In, Sn | Cu, Pb, Zn, In, Sn |  |  | 4329-265 a6 sp - 5.d |  | underground mine |  |  |  |  | ore material | drill core | underground mining tunnels and drill cores | mineral separate | [5 empty] | mineralisation |  |  |  | sphalerite, chalcopyrite, pyrrhotite, pyrite, arsenopyrite | [6 empty] | galena, bismuthinite, marcasite, iron oxides, pyroxene, actinolite, quartz | thin sections and polished blocks examined using optical microscope, BSE detector, and EDS prior to analysis | EMPA, LA-ICPMS | JEOL JXA-8230 electron probe microanalyzer; RESOlution-LR 193 nm ArF excimer laser ablation system coupled to an Agilent 7700x ICP-MS | Laboratory of Mineral Resources Research Center, Fuzhou University; Adelaide Microscopy, the University of Adelaide | EPMA point analysis: accelerating voltage 15 kV, beam current 20 nA, beam diameter ~5 μm; EPMA mapping: accelerating voltage 20 kV, working current 50 nA, dwell time ~10 ms; BSE imaging: accelerating voltage 20 kV, beam current 10 nA; LA-ICP-MS: energy density 3~3.5 J/cm2, spot sizes 29 to 51 μm, repetition rates 5 Hz (polished thin-section) and 10 Hz (polished blocks), ~30 s background acquisition, ~40 s sample data acquisition | STDGL3 (Danyushevsky et al. 2011) and GSD-1G (USGS) | 12.9184 | [19 empty] | 1699.2066 | [5 empty] | 113.7698 | [5 empty] | 123.757 | [9 empty] | 53068.0953 |  | 2.2125 |  |  |  | 0.20919 | [7 empty] | 152.3803 | [13 empty] | 529.8736 | [15 empty] | 1.2478 | [17 empty] | 0.55784 | [9 empty] | 1.9891 | [35 empty] | CHN | Tibet
| Lawu |  | Magmatic hydrothermal | Skarn | Cu-Pb-Zn skarn | Cu, Pb, Zn | In, Sn | Cu, Pb, Zn, In, Sn |  |  | 4329-265 a6 sp - 6.d |  | underground mine |  |  |  |  | ore material | drill core | underground mining tunnels and drill cores | mineral separate | [5 empty] | mineralisation |  |  |  | sphalerite, chalcopyrite, pyrrhotite, pyrite, arsenopyrite | [6 empty] | galena, bismuthinite, marcasite, iron oxides, pyroxene, actinolite, quartz | thin sections and polished blocks examined using optical microscope, BSE detector, and EDS prior to analysis | EMPA, LA-ICPMS | JEOL JXA-8230 electron probe microanalyzer; RESOlution-LR 193 nm ArF excimer laser ablation system coupled to an Agilent 7700x ICP-MS | Laboratory of Mineral Resources Research Center, Fuzhou University; Adelaide Microscopy, the University of Adelaide | EPMA point analysis: accelerating voltage 15 kV, beam current 20 nA, beam diameter ~5 μm; EPMA mapping: accelerating voltage 20 kV, working current 50 nA, dwell time ~10 ms; BSE imaging: accelerating voltage 20 kV, beam current 10 nA; LA-ICP-MS: energy density 3~3.5 J/cm2, spot sizes 29 to 51 μm, repetition rates 5 Hz (polished thin-section) and 10 Hz (polished blocks), ~30 s background acquisition, ~40 s sample data acquisition | STDGL3 (Danyushevsky et al. 2011) and GSD-1G (USGS) | 12.3004 | [19 empty] | 1694.9631 | [5 empty] | 120.4691 | [5 empty] | 123.757 | [9 empty] | 57264.407 |  | 1.7933 |  |  |  | 0.24157 | [7 empty] | 150.6785 | [13 empty] | 608.8402 | [15 empty] | 4.8156 | [17 empty] | 0.1695 | [9 empty] | 0.46968 | [35 empty] | CHN | Tibet
| Lawu |  | Magmatic hydrothermal | Skarn | Cu-Pb-Zn skarn | Cu, Pb, Zn | In, Sn | Cu, Pb, Zn, In, Sn |  |  | 4329-265 a6 sp - 7.d |  | underground mine |  |  |  |  | ore material | drill core | underground mining tunnels and drill cores | mineral separate | [5 empty] | mineralisation |  |  |  | sphalerite, chalcopyrite, pyrrhotite, pyrite, arsenopyrite | [6 empty] | galena, bismuthinite, marcasite, iron oxides, pyroxene, actinolite, quartz | thin sections and polished blocks examined using optical microscope, BSE detector, and EDS prior to analysis | EMPA, LA-ICPMS | JEOL JXA-8230 electron probe microanalyzer; RESOlution-LR 193 nm ArF excimer laser ablation system coupled to an Agilent 7700x ICP-MS | Laboratory of Mineral Resources Research Center, Fuzhou University; Adelaide Microscopy, the University of Adelaide | EPMA point analysis: accelerating voltage 15 kV, beam current 20 nA, beam diameter ~5 μm; EPMA mapping: accelerating voltage 20 kV, working current 50 nA, dwell time ~10 ms; BSE imaging: accelerating voltage 20 kV, beam current 10 nA; LA-ICP-MS: energy density 3~3.5 J/cm2, spot sizes 29 to 51 μm, repetition rates 5 Hz (polished thin-section) and 10 Hz (polished blocks), ~30 s background acquisition, ~40 s sample data acquisition | STDGL3 (Danyushevsky et al. 2011) and GSD-1G (USGS) | 8.2533 | [19 empty] | 1685.2188 | [5 empty] | 119.2616 | [5 empty] | 123.757 | [9 empty] | 62482.7266 |  | 2.1134 |  |  |  | 0.20957 | [7 empty] | 155.5592 | [13 empty] | 643.235 | [15 empty] | 0.21951 | [17 empty] | 0.34 | [9 empty] | 0.69137 | [35 empty] | CHN | Tibet
| Lawu |  | Magmatic hydrothermal | Skarn | Cu-Pb-Zn skarn | Cu, Pb, Zn | In, Sn | Cu, Pb, Zn, In, Sn |  |  | 4329-265 a6 sp - 8.d |  | underground mine |  |  |  |  | ore material | drill core | underground mining tunnels and drill cores | mineral separate | [5 empty] | mineralisation |  |  |  | sphalerite, chalcopyrite, pyrrhotite, pyrite, arsenopyrite | [6 empty] | galena, bismuthinite, marcasite, iron oxides, pyroxene, actinolite, quartz | thin sections and polished blocks examined using optical microscope, BSE detector, and EDS prior to analysis | EMPA, LA-ICPMS | JEOL JXA-8230 electron probe microanalyzer; RESOlution-LR 193 nm ArF excimer laser ablation system coupled to an Agilent 7700x ICP-MS | Laboratory of Mineral Resources Research Center, Fuzhou University; Adelaide Microscopy, the University of Adelaide | EPMA point analysis: accelerating voltage 15 kV, beam current 20 nA, beam diameter ~5 μm; EPMA mapping: accelerating voltage 20 kV, working current 50 nA, dwell time ~10 ms; BSE imaging: accelerating voltage 20 kV, beam current 10 nA; LA-ICP-MS: energy density 3~3.5 J/cm2, spot sizes 29 to 51 μm, repetition rates 5 Hz (polished thin-section) and 10 Hz (polished blocks), ~30 s background acquisition, ~40 s sample data acquisition | STDGL3 (Danyushevsky et al. 2011) and GSD-1G (USGS) | 9.206 | [19 empty] | 1684.6722 | [5 empty] | 118.6507 | [5 empty] | 123.757 | [9 empty] | 60840.0617 |  | 1.4844 |  |  |  | 0.1826 | [7 empty] | 155.947 | [13 empty] | 627.2501 | [15 empty] | 0.33996 | [17 empty] | 0.34 | [9 empty] | 0.67993 | [35 empty] | CHN | Tibet
| Lawu |  | Magmatic hydrothermal | Skarn | Cu-Pb-Zn skarn | Cu, Pb, Zn | In, Sn | Cu, Pb, Zn, In, Sn |  |  | 4329-265 a6 sp - 9.d |  | underground mine |  |  |  |  | ore material | drill core | underground mining tunnels and drill cores | mineral separate | [5 empty] | mineralisation |  |  |  | sphalerite, chalcopyrite, pyrrhotite, pyrite, arsenopyrite | [6 empty] | galena, bismuthinite, marcasite, iron oxides, pyroxene, actinolite, quartz | thin sections and polished blocks examined using optical microscope, BSE detector, and EDS prior to analysis | EMPA, LA-ICPMS | JEOL JXA-8230 electron probe microanalyzer; RESOlution-LR 193 nm ArF excimer laser ablation system coupled to an Agilent 7700x ICP-MS | Laboratory of Mineral Resources Research Center, Fuzhou University; Adelaide Microscopy, the University of Adelaide | EPMA point analysis: accelerating voltage 15 kV, beam current 20 nA, beam diameter ~5 μm; EPMA mapping: accelerating voltage 20 kV, working current 50 nA, dwell time ~10 ms; BSE imaging: accelerating voltage 20 kV, beam current 10 nA; LA-ICP-MS: energy density 3~3.5 J/cm2, spot sizes 29 to 51 μm, repetition rates 5 Hz (polished thin-section) and 10 Hz (polished blocks), ~30 s background acquisition, ~40 s sample data acquisition | STDGL3 (Danyushevsky et al. 2011) and GSD-1G (USGS) | 15 | [19 empty] | 1697.9208 | [5 empty] | 120.7444 | [5 empty] | 123.757 | [9 empty] | 54222.4702 |  | 1.0976 |  |  |  | 0.24374 | [7 empty] | 145.4585 | [13 empty] | 534.7251 | [15 empty] | 7.534 | [17 empty] | 0.13724 | [9 empty] | 1.0012 | [35 empty] | CHN | Tibet
| Lawu |  | Magmatic hydrothermal | Skarn | Cu-Pb-Zn skarn | Cu, Pb, Zn | In, Sn | Cu, Pb, Zn, In, Sn |  |  | 4329-265 a6 sp - 10.d |  | underground mine |  |  |  |  | ore material | drill core | underground mining tunnels and drill cores | mineral separate | [5 empty] | mineralisation |  |  |  | sphalerite, chalcopyrite, pyrrhotite, pyrite, arsenopyrite | [6 empty] | galena, bismuthinite, marcasite, iron oxides, pyroxene, actinolite, quartz | thin sections and polished blocks examined using optical microscope, BSE detector, and EDS prior to analysis | EMPA, LA-ICPMS | JEOL JXA-8230 electron probe microanalyzer; RESOlution-LR 193 nm ArF excimer laser ablation system coupled to an Agilent 7700x ICP-MS | Laboratory of Mineral Resources Research Center, Fuzhou University; Adelaide Microscopy, the University of Adelaide | EPMA point analysis: accelerating voltage 15 kV, beam current 20 nA, beam diameter ~5 μm; EPMA mapping: accelerating voltage 20 kV, working current 50 nA, dwell time ~10 ms; BSE imaging: accelerating voltage 20 kV, beam current 10 nA; LA-ICP-MS: energy density 3~3.5 J/cm2, spot sizes 29 to 51 μm, repetition rates 5 Hz (polished thin-section) and 10 Hz (polished blocks), ~30 s background acquisition, ~40 s sample data acquisition | STDGL3 (Danyushevsky et al. 2011) and GSD-1G (USGS) | 2.832 | [19 empty] | 1688.0253 | [5 empty] | 120.3218 | [5 empty] | 123.757 | [9 empty] | 57840.8672 |  | 1.5162 |  |  |  | 0.272 | [7 empty] | 146.0887 | [13 empty] | 573.2886 | [15 empty] | 0.85601 | [17 empty] | 0.34 | [9 empty] | 1.356 | [35 empty] | CHN | Tibet
| Lawu |  | Magmatic hydrothermal | Skarn | Cu-Pb-Zn skarn | Cu, Pb, Zn | In, Sn | Cu, Pb, Zn, In, Sn |  |  | 4329-360 A4SP - 1.d |  | underground mine |  |  |  |  | ore material | drill core | underground mining tunnels and drill cores | mineral separate | [5 empty] | mineralisation |  |  |  | sphalerite, chalcopyrite, pyrrhotite, pyrite, arsenopyrite | [6 empty] | galena, bismuthinite, marcasite, iron oxides, pyroxene, actinolite, quartz | thin sections and polished blocks examined using optical microscope, BSE detector, and EDS prior to analysis | EMPA, LA-ICPMS | JEOL JXA-8230 electron probe microanalyzer; RESOlution-LR 193 nm ArF excimer laser ablation system coupled to an Agilent 7700x ICP-MS | Laboratory of Mineral Resources Research Center, Fuzhou University; Adelaide Microscopy, the University of Adelaide | EPMA point analysis: accelerating voltage 15 kV, beam current 20 nA, beam diameter ~5 μm; EPMA mapping: accelerating voltage 20 kV, working current 50 nA, dwell time ~10 ms; BSE imaging: accelerating voltage 20 kV, beam current 10 nA; LA-ICP-MS: energy density 3~3.5 J/cm2, spot sizes 29 to 51 μm, repetition rates 5 Hz (polished thin-section) and 10 Hz (polished blocks), ~30 s background acquisition, ~40 s sample data acquisition | STDGL3 (Danyushevsky et al. 2011) and GSD-1G (USGS) | 35.9373 | [19 empty] | 2479.8081 | [5 empty] | 280.2216 | [5 empty] | 123.757 | [9 empty] | 68791.4683 |  | 0.55805 |  |  |  | 0.29045 | [7 empty] | 387.5673 | [13 empty] | 1320.2989 | [15 empty] | 11.0647 | [17 empty] | 0.3912 | [9 empty] | 3.597 | [35 empty] | CHN | Tibet
| Lawu |  | Magmatic hydrothermal | Skarn | Cu-Pb-Zn skarn | Cu, Pb, Zn | In, Sn | Cu, Pb, Zn, In, Sn |  |  | 4329-360 A4SP - 2.d |  | underground mine |  |  |  |  | ore material | drill core | underground mining tunnels and drill cores | mineral separate | [5 empty] | mineralisation |  |  |  | sphalerite, chalcopyrite, pyrrhotite, pyrite, arsenopyrite | [6 empty] | galena, bismuthinite, marcasite, iron oxides, pyroxene, actinolite, quartz | thin sections and polished blocks examined using optical microscope, BSE detector, and EDS prior to analysis | EMPA, LA-ICPMS | JEOL JXA-8230 electron probe microanalyzer; RESOlution-LR 193 nm ArF excimer laser ablation system coupled to an Agilent 7700x ICP-MS | Laboratory of Mineral Resources Research Center, Fuzhou University; Adelaide Microscopy, the University of Adelaide | EPMA point analysis: accelerating voltage 15 kV, beam current 20 nA, beam diameter ~5 μm; EPMA mapping: accelerating voltage 20 kV, working current 50 nA, dwell time ~10 ms; BSE imaging: accelerating voltage 20 kV, beam current 10 nA; LA-ICP-MS: energy density 3~3.5 J/cm2, spot sizes 29 to 51 μm, repetition rates 5 Hz (polished thin-section) and 10 Hz (polished blocks), ~30 s background acquisition, ~40 s sample data acquisition | STDGL3 (Danyushevsky et al. 2011) and GSD-1G (USGS) | 69.5716 | [19 empty] | 2458.3508 | [5 empty] | 262.333 | [5 empty] | 123.757 | [9 empty] | 64591.0466 |  | 0.61426 |  |  |  | 0.32316 | [7 empty] | 389.9088 | [13 empty] | 997.6593 | [15 empty] | 7.534 | [17 empty] | 1.0584 | [9 empty] | 6.6692 | [35 empty] | CHN | Tibet
| Lawu |  | Magmatic hydrothermal | Skarn | Cu-Pb-Zn skarn | Cu, Pb, Zn | In, Sn | Cu, Pb, Zn, In, Sn |  |  | 4329-360 A4SP - 3.d |  | underground mine |  |  |  |  | ore material | drill core | underground mining tunnels and drill cores | mineral separate | [5 empty] | mineralisation |  |  |  | sphalerite, chalcopyrite, pyrrhotite, pyrite, arsenopyrite | [6 empty] | galena, bismuthinite, marcasite, iron oxides, pyroxene, actinolite, quartz | thin sections and polished blocks examined using optical microscope, BSE detector, and EDS prior to analysis | EMPA, LA-ICPMS | JEOL JXA-8230 electron probe microanalyzer; RESOlution-LR 193 nm ArF excimer laser ablation system coupled to an Agilent 7700x ICP-MS | Laboratory of Mineral Resources Research Center, Fuzhou University; Adelaide Microscopy, the University of Adelaide | EPMA point analysis: accelerating voltage 15 kV, beam current 20 nA, beam diameter ~5 μm; EPMA mapping: accelerating voltage 20 kV, working current 50 nA, dwell time ~10 ms; BSE imaging: accelerating voltage 20 kV, beam current 10 nA; LA-ICP-MS: energy density 3~3.5 J/cm2, spot sizes 29 to 51 μm, repetition rates 5 Hz (polished thin-section) and 10 Hz (polished blocks), ~30 s background acquisition, ~40 s sample data acquisition | STDGL3 (Danyushevsky et al. 2011) and GSD-1G (USGS) | 63.0117 | [19 empty] | 2400.2214 | [5 empty] | 269.5127 | [5 empty] | 123.757 | [9 empty] | 55756.613 |  | 0.59535 |  |  |  | 0.27393 | [7 empty] | 389.9137 | [13 empty] | 1019.0697 | [15 empty] | 7.534 | [17 empty] | 1.1447 | [9 empty] | 9.2502 | [35 empty] | CHN | Tibet
| Lawu |  | Magmatic hydrothermal | Skarn | Cu-Pb-Zn skarn | Cu, Pb, Zn | In, Sn | Cu, Pb, Zn, In, Sn |  |  | 4329-360 A4SP - 4.d |  | underground mine |  |  |  |  | ore material | drill core | underground mining tunnels and drill cores | mineral separate | [5 empty] | mineralisation |  |  |  | sphalerite, chalcopyrite, pyrrhotite, pyrite, arsenopyrite | [6 empty] | galena, bismuthinite, marcasite, iron oxides, pyroxene, actinolite, quartz | thin sections and polished blocks examined using optical microscope, BSE detector, and EDS prior to analysis | EMPA, LA-ICPMS | JEOL JXA-8230 electron probe microanalyzer; RESOlution-LR 193 nm ArF excimer laser ablation system coupled to an Agilent 7700x ICP-MS | Laboratory of Mineral Resources Research Center, Fuzhou University; Adelaide Microscopy, the University of Adelaide | EPMA point analysis: accelerating voltage 15 kV, beam current 20 nA, beam diameter ~5 μm; EPMA mapping: accelerating voltage 20 kV, working current 50 nA, dwell time ~10 ms; BSE imaging: accelerating voltage 20 kV, beam current 10 nA; LA-ICP-MS: energy density 3~3.5 J/cm2, spot sizes 29 to 51 μm, repetition rates 5 Hz (polished thin-section) and 10 Hz (polished blocks), ~30 s background acquisition, ~40 s sample data acquisition | STDGL3 (Danyushevsky et al. 2011) and GSD-1G (USGS) | 70.795 | [19 empty] | 2480.2863 | [5 empty] | 269.2601 | [5 empty] | 123.757 | [9 empty] | 58351.4058 |  | 0.61878 |  |  |  | 0.28473 | [7 empty] | 386.472 | [13 empty] | 1249.9855 | [15 empty] | 34.3078 | [17 empty] | 0.72482 | [9 empty] | 6.4257 | [35 empty] | CHN | Tibet
| Lawu |  | Magmatic hydrothermal | Skarn | Cu-Pb-Zn skarn | Cu, Pb, Zn | In, Sn | Cu, Pb, Zn, In, Sn |  |  | 4329-360 A4SP - 5.d |  | underground mine |  |  |  |  | ore material | drill core | underground mining tunnels and drill cores | mineral separate | [5 empty] | mineralisation |  |  |  | sphalerite, chalcopyrite, pyrrhotite, pyrite, arsenopyrite | [6 empty] | galena, bismuthinite, marcasite, iron oxides, pyroxene, actinolite, quartz | thin sections and polished blocks examined using optical microscope, BSE detector, and EDS prior to analysis | EMPA, LA-ICPMS | JEOL JXA-8230 electron probe microanalyzer; RESOlution-LR 193 nm ArF excimer laser ablation system coupled to an Agilent 7700x ICP-MS | Laboratory of Mineral Resources Research Center, Fuzhou University; Adelaide Microscopy, the University of Adelaide | EPMA point analysis: accelerating voltage 15 kV, beam current 20 nA, beam diameter ~5 μm; EPMA mapping: accelerating voltage 20 kV, working current 50 nA, dwell time ~10 ms; BSE imaging: accelerating voltage 20 kV, beam current 10 nA; LA-ICP-MS: energy density 3~3.5 J/cm2, spot sizes 29 to 51 μm, repetition rates 5 Hz (polished thin-section) and 10 Hz (polished blocks), ~30 s background acquisition, ~40 s sample data acquisition | STDGL3 (Danyushevsky et al. 2011) and GSD-1G (USGS) | 62.4373 | [19 empty] | 2518.9745 | [5 empty] | 261.4605 | [5 empty] | 123.757 | [9 empty] | 57517.1616 |  | 0.48547 |  |  |  | 0.24748 | [7 empty] | 400.0039 | [13 empty] | 1152.4222 | [15 empty] | 25.6402 | [17 empty] | 1.2751 | [9 empty] | 8.4543 | [35 empty] | CHN | Tibet
| Lawu |  | Magmatic hydrothermal | Skarn | Cu-Pb-Zn skarn | Cu, Pb, Zn | In, Sn | Cu, Pb, Zn, In, Sn |  |  | 4329-360 A4SP - 6.d |  | underground mine |  |  |  |  | ore material | drill core | underground mining tunnels and drill cores | mineral separate | [5 empty] | mineralisation |  |  |  | sphalerite, chalcopyrite, pyrrhotite, pyrite, arsenopyrite | [6 empty] | galena, bismuthinite, marcasite, iron oxides, pyroxene, actinolite, quartz | thin sections and polished blocks examined using optical microscope, BSE detector, and EDS prior to analysis | EMPA, LA-ICPMS | JEOL JXA-8230 electron probe microanalyzer; RESOlution-LR 193 nm ArF excimer laser ablation system coupled to an Agilent 7700x ICP-MS | Laboratory of Mineral Resources Research Center, Fuzhou University; Adelaide Microscopy, the University of Adelaide | EPMA point analysis: accelerating voltage 15 kV, beam current 20 nA, beam diameter ~5 μm; EPMA mapping: accelerating voltage 20 kV, working current 50 nA, dwell time ~10 ms; BSE imaging: accelerating voltage 20 kV, beam current 10 nA; LA-ICP-MS: energy density 3~3.5 J/cm2, spot sizes 29 to 51 μm, repetition rates 5 Hz (polished thin-section) and 10 Hz (polished blocks), ~30 s background acquisition, ~40 s sample data acquisition | STDGL3 (Danyushevsky et al. 2011) and GSD-1G (USGS) | 60.0387 | [19 empty] | 2405.3035 | [5 empty] | 262.1578 | [5 empty] | 123.757 | [9 empty] | 62329.1259 |  | 0.58933 |  |  |  | 0.28492 | [7 empty] | 402.3933 | [13 empty] | 1128.1572 | [15 empty] | 14.5835 | [17 empty] | 1.6145 | [9 empty] | 13.6974 | [35 empty] | CHN | Tibet
| Lawu |  | Magmatic hydrothermal | Skarn | Cu-Pb-Zn skarn | Cu, Pb, Zn | In, Sn | Cu, Pb, Zn, In, Sn |  |  | 4329-360 A4SP - 7.d |  | underground mine |  |  |  |  | ore material | drill core | underground mining tunnels and drill cores | mineral separate | [5 empty] | mineralisation |  |  |  | sphalerite, chalcopyrite, pyrrhotite, pyrite, arsenopyrite | [6 empty] | galena, bismuthinite, marcasite, iron oxides, pyroxene, actinolite, quartz | thin sections and polished blocks examined using optical microscope, BSE detector, and EDS prior to analysis | EMPA, LA-ICPMS | JEOL JXA-8230 electron probe microanalyzer; RESOlution-LR 193 nm ArF excimer laser ablation system coupled to an Agilent 7700x ICP-MS | Laboratory of Mineral Resources Research Center, Fuzhou University; Adelaide Microscopy, the University of Adelaide | EPMA point analysis: accelerating voltage 15 kV, beam current 20 nA, beam diameter ~5 μm; EPMA mapping: accelerating voltage 20 kV, working current 50 nA, dwell time ~10 ms; BSE imaging: accelerating voltage 20 kV, beam current 10 nA; LA-ICP-MS: energy density 3~3.5 J/cm2, spot sizes 29 to 51 μm, repetition rates 5 Hz (polished thin-section) and 10 Hz (polished blocks), ~30 s background acquisition, ~40 s sample data acquisition | STDGL3 (Danyushevsky et al. 2011) and GSD-1G (USGS) | 45.5839 | [19 empty] | 2460.6085 | [5 empty] | 261.9729 | [5 empty] | 123.757 | [9 empty] | 63802.0936 |  | 0.28077 |  |  |  | 0.28814 | [7 empty] | 400.5012 | [13 empty] | 1211.4711 | [15 empty] | 21.5236 | [17 empty] | 1.153 | [9 empty] | 8.2251 | [35 empty] | CHN | Tibet
| Lawu |  | Magmatic hydrothermal | Skarn | Cu-Pb-Zn skarn | Cu, Pb, Zn | In, Sn | Cu, Pb, Zn, In, Sn |  |  | 4329-360 A4SP - 8.d |  | underground mine |  |  |  |  | ore material | drill core | underground mining tunnels and drill cores | mineral separate | [5 empty] | mineralisation |  |  |  | sphalerite, chalcopyrite, pyrrhotite, pyrite, arsenopyrite | [6 empty] | galena, bismuthinite, marcasite, iron oxides, pyroxene, actinolite, quartz | thin sections and polished blocks examined using optical microscope, BSE detector, and EDS prior to analysis | EMPA, LA-ICPMS | JEOL JXA-8230 electron probe microanalyzer; RESOlution-LR 193 nm ArF excimer laser ablation system coupled to an Agilent 7700x ICP-MS | Laboratory of Mineral Resources Research Center, Fuzhou University; Adelaide Microscopy, the University of Adelaide | EPMA point analysis: accelerating voltage 15 kV, beam current 20 nA, beam diameter ~5 μm; EPMA mapping: accelerating voltage 20 kV, working current 50 nA, dwell time ~10 ms; BSE imaging: accelerating voltage 20 kV, beam current 10 nA; LA-ICP-MS: energy density 3~3.5 J/cm2, spot sizes 29 to 51 μm, repetition rates 5 Hz (polished thin-section) and 10 Hz (polished blocks), ~30 s background acquisition, ~40 s sample data acquisition | STDGL3 (Danyushevsky et al. 2011) and GSD-1G (USGS) | 29.3129 | [19 empty] | 2547.9405 | [5 empty] | 265.4518 | [5 empty] | 123.757 | [9 empty] | 68572.9776 |  | 0.34966 |  |  |  | 0.2524 | [7 empty] | 406.3193 | [13 empty] | 1317.7578 | [15 empty] | 4.0648 | [17 empty] | 0.29082 | [9 empty] | 5.6676 | [35 empty] | CHN | Tibet
| Lawu |  | Magmatic hydrothermal | Skarn | Cu-Pb-Zn skarn | Cu, Pb, Zn | In, Sn | Cu, Pb, Zn, In, Sn |  |  | 4329-360 A4SP - 9.d |  | underground mine |  |  |  |  | ore material | drill core | underground mining tunnels and drill cores | mineral separate | [5 empty] | mineralisation |  |  |  | sphalerite, chalcopyrite, pyrrhotite, pyrite, arsenopyrite | [6 empty] | galena, bismuthinite, marcasite, iron oxides, pyroxene, actinolite, quartz | thin sections and polished blocks examined using optical microscope, BSE detector, and EDS prior to analysis | EMPA, LA-ICPMS | JEOL JXA-8230 electron probe microanalyzer; RESOlution-LR 193 nm ArF excimer laser ablation system coupled to an Agilent 7700x ICP-MS | Laboratory of Mineral Resources Research Center, Fuzhou University; Adelaide Microscopy, the University of Adelaide | EPMA point analysis: accelerating voltage 15 kV, beam current 20 nA, beam diameter ~5 μm; EPMA mapping: accelerating voltage 20 kV, working current 50 nA, dwell time ~10 ms; BSE imaging: accelerating voltage 20 kV, beam current 10 nA; LA-ICP-MS: energy density 3~3.5 J/cm2, spot sizes 29 to 51 μm, repetition rates 5 Hz (polished thin-section) and 10 Hz (polished blocks), ~30 s background acquisition, ~40 s sample data acquisition | STDGL3 (Danyushevsky et al. 2011) and GSD-1G (USGS) | 23.2984 | [19 empty] | 2498.639 | [5 empty] | 288.8117 | [5 empty] | 123.757 | [9 empty] | 72972.2144 |  | 0.50119 |  |  |  | 0.21543 | [7 empty] | 385.1721 | [13 empty] | 1325.8084 | [15 empty] | 6.7697 | [17 empty] | 0.37981 | [9 empty] | 3.8244 | [35 empty] | CHN | Tibet
| Lawu |  | Magmatic hydrothermal | Skarn | Cu-Pb-Zn skarn | Cu, Pb, Zn | In, Sn | Cu, Pb, Zn, In, Sn |  |  | 4329-360 A4SP - 10.d |  | underground mine |  |  |  |  | ore material | drill core | underground mining tunnels and drill cores | mineral separate | [5 empty] | mineralisation |  |  |  | sphalerite, chalcopyrite, pyrrhotite, pyrite, arsenopyrite | [6 empty] | galena, bismuthinite, marcasite, iron oxides, pyroxene, actinolite, quartz | thin sections and polished blocks examined using optical microscope, BSE detector, and EDS prior to analysis | EMPA, LA-ICPMS | JEOL JXA-8230 electron probe microanalyzer; RESOlution-LR 193 nm ArF excimer laser ablation system coupled to an Agilent 7700x ICP-MS | Laboratory of Mineral Resources Research Center, Fuzhou University; Adelaide Microscopy, the University of Adelaide | EPMA point analysis: accelerating voltage 15 kV, beam current 20 nA, beam diameter ~5 μm; EPMA mapping: accelerating voltage 20 kV, working current 50 nA, dwell time ~10 ms; BSE imaging: accelerating voltage 20 kV, beam current 10 nA; LA-ICP-MS: energy density 3~3.5 J/cm2, spot sizes 29 to 51 μm, repetition rates 5 Hz (polished thin-section) and 10 Hz (polished blocks), ~30 s background acquisition, ~40 s sample data acquisition | STDGL3 (Danyushevsky et al. 2011) and GSD-1G (USGS) | 21.9309 | [19 empty] | 2528.1333 | [5 empty] | 285.2972 | [5 empty] | 123.757 | [9 empty] | 70580.2426 |  | 0.48891 |  |  |  | 0.33164 | [7 empty] | 393.8763 | [13 empty] | 1329.9699 | [15 empty] | 7.024 | [17 empty] | 0.36055 | [9 empty] | 7.8319 | [35 empty] | CHN | Tibet
| Lawu |  | Magmatic hydrothermal | Skarn | Cu-Pb-Zn skarn | Cu, Pb, Zn | In, Sn | Cu, Pb, Zn, In, Sn |  |  | 4329-360 A4SP - 11.d |  | underground mine |  |  |  |  | ore material | drill core | underground mining tunnels and drill cores | mineral separate | [5 empty] | mineralisation |  |  |  | sphalerite, chalcopyrite, pyrrhotite, pyrite, arsenopyrite | [6 empty] | galena, bismuthinite, marcasite, iron oxides, pyroxene, actinolite, quartz | thin sections and polished blocks examined using optical microscope, BSE detector, and EDS prior to analysis | EMPA, LA-ICPMS | JEOL JXA-8230 electron probe microanalyzer; RESOlution-LR 193 nm ArF excimer laser ablation system coupled to an Agilent 7700x ICP-MS | Laboratory of Mineral Resources Research Center, Fuzhou University; Adelaide Microscopy, the University of Adelaide | EPMA point analysis: accelerating voltage 15 kV, beam current 20 nA, beam diameter ~5 μm; EPMA mapping: accelerating voltage 20 kV, working current 50 nA, dwell time ~10 ms; BSE imaging: accelerating voltage 20 kV, beam current 10 nA; LA-ICP-MS: energy density 3~3.5 J/cm2, spot sizes 29 to 51 μm, repetition rates 5 Hz (polished thin-section) and 10 Hz (polished blocks), ~30 s background acquisition, ~40 s sample data acquisition | STDGL3 (Danyushevsky et al. 2011) and GSD-1G (USGS) | 15.8234 | [19 empty] | 2509.4443 | [5 empty] | 285.9642 | [5 empty] | 123.757 | [9 empty] | 76490.589 |  | 0.43864 |  |  |  | 0.27445 | [7 empty] | 395.793 | [13 empty] | 1408.3484 | [15 empty] | 4.9857 | [17 empty] | 0.060824 | [9 empty] | 2.009 | [35 empty] | CHN | Tibet
| Lawu |  | Magmatic hydrothermal | Skarn | Cu-Pb-Zn skarn | Cu, Pb, Zn | In, Sn | Cu, Pb, Zn, In, Sn |  |  | 4329-360 A4SP - 13.d |  | underground mine |  |  |  |  | ore material | drill core | underground mining tunnels and drill cores | mineral separate | [5 empty] | mineralisation |  |  |  | sphalerite, chalcopyrite, pyrrhotite, pyrite, arsenopyrite | [6 empty] | galena, bismuthinite, marcasite, iron oxides, pyroxene, actinolite, quartz | thin sections and polished blocks examined using optical microscope, BSE detector, and EDS prior to analysis | EMPA, LA-ICPMS | JEOL JXA-8230 electron probe microanalyzer; RESOlution-LR 193 nm ArF excimer laser ablation system coupled to an Agilent 7700x ICP-MS | Laboratory of Mineral Resources Research Center, Fuzhou University; Adelaide Microscopy, the University of Adelaide | EPMA point analysis: accelerating voltage 15 kV, beam current 20 nA, beam diameter ~5 μm; EPMA mapping: accelerating voltage 20 kV, working current 50 nA, dwell time ~10 ms; BSE imaging: accelerating voltage 20 kV, beam current 10 nA; LA-ICP-MS: energy density 3~3.5 J/cm2, spot sizes 29 to 51 μm, repetition rates 5 Hz (polished thin-section) and 10 Hz (polished blocks), ~30 s background acquisition, ~40 s sample data acquisition | STDGL3 (Danyushevsky et al. 2011) and GSD-1G (USGS) | 53.9399 | [19 empty] | 2490.7778 | [5 empty] | 256.3432 | [5 empty] | 123.757 | [9 empty] | 60911.7737 |  | 0.45039 |  |  |  | 0.28917 | [7 empty] | 407.8453 | [13 empty] | 1180.8078 | [15 empty] | 19.3743 | [17 empty] | 0.75443 | [9 empty] | 9.467 | [35 empty] | CHN | Tibet
| Lawu |  | Magmatic hydrothermal | Skarn | Cu-Pb-Zn skarn | Cu, Pb, Zn | In, Sn | Cu, Pb, Zn, In, Sn |  |  | 4329-360 A4SP - 14.d |  | underground mine |  |  |  |  | ore material | drill core | underground mining tunnels and drill cores | mineral separate | [5 empty] | mineralisation |  |  |  | sphalerite, chalcopyrite, pyrrhotite, pyrite, arsenopyrite | [6 empty] | galena, bismuthinite, marcasite, iron oxides, pyroxene, actinolite, quartz | thin sections and polished blocks examined using optical microscope, BSE detector, and EDS prior to analysis | EMPA, LA-ICPMS | JEOL JXA-8230 electron probe microanalyzer; RESOlution-LR 193 nm ArF excimer laser ablation system coupled to an Agilent 7700x ICP-MS | Laboratory of Mineral Resources Research Center, Fuzhou University; Adelaide Microscopy, the University of Adelaide | EPMA point analysis: accelerating voltage 15 kV, beam current 20 nA, beam diameter ~5 μm; EPMA mapping: accelerating voltage 20 kV, working current 50 nA, dwell time ~10 ms; BSE imaging: accelerating voltage 20 kV, beam current 10 nA; LA-ICP-MS: energy density 3~3.5 J/cm2, spot sizes 29 to 51 μm, repetition rates 5 Hz (polished thin-section) and 10 Hz (polished blocks), ~30 s background acquisition, ~40 s sample data acquisition | STDGL3 (Danyushevsky et al. 2011) and GSD-1G (USGS) | 63.7068 | [19 empty] | 2525.5434 | [5 empty] | 269.3866 | [5 empty] | 123.757 | [9 empty] | 58948.2862 |  | 0.39373 |  |  |  | 0.24075 | [7 empty] | 403.4608 | [13 empty] | 1063.91 | [15 empty] | 21.3989 | [17 empty] | 1.0369 | [9 empty] | 10.774 | [35 empty] | CHN | Tibet
| Lawu |  | Magmatic hydrothermal | Skarn | Cu-Pb-Zn skarn | Cu, Pb, Zn | In, Sn | Cu, Pb, Zn, In, Sn |  |  | 4329-360 A4SP - 15.d |  | underground mine |  |  |  |  | ore material | drill core | underground mining tunnels and drill cores | mineral separate | [5 empty] | mineralisation |  |  |  | sphalerite, chalcopyrite, pyrrhotite, pyrite, arsenopyrite | [6 empty] | galena, bismuthinite, marcasite, iron oxides, pyroxene, actinolite, quartz | thin sections and polished blocks examined using optical microscope, BSE detector, and EDS prior to analysis | EMPA, LA-ICPMS | JEOL JXA-8230 electron probe microanalyzer; RESOlution-LR 193 nm ArF excimer laser ablation system coupled to an Agilent 7700x ICP-MS | Laboratory of Mineral Resources Research Center, Fuzhou University; Adelaide Microscopy, the University of Adelaide | EPMA point analysis: accelerating voltage 15 kV, beam current 20 nA, beam diameter ~5 μm; EPMA mapping: accelerating voltage 20 kV, working current 50 nA, dwell time ~10 ms; BSE imaging: accelerating voltage 20 kV, beam current 10 nA; LA-ICP-MS: energy density 3~3.5 J/cm2, spot sizes 29 to 51 μm, repetition rates 5 Hz (polished thin-section) and 10 Hz (polished blocks), ~30 s background acquisition, ~40 s sample data acquisition | STDGL3 (Danyushevsky et al. 2011) and GSD-1G (USGS) | 28.4309 | [19 empty] | 2517.5648 | [5 empty] | 281.365 | [5 empty] | 123.757 | [9 empty] | 69815.5289 |  | 0.4944 |  |  |  | 0.2565 | [7 empty] | 405.7201 | [13 empty] | 1307.9897 | [15 empty] | 3.8525 | [17 empty] | 0.95975 | [9 empty] | 13.1892 | [35 empty] | CHN | Tibet
| Lawu |  | Magmatic hydrothermal | Skarn | Cu-Pb-Zn skarn | Cu, Pb, Zn | In, Sn | Cu, Pb, Zn, In, Sn |  |  | 18-52 a3 sp - 1.d |  | underground mine |  |  |  |  | ore material | drill core | underground mining tunnels and drill cores | mineral separate | [5 empty] | mineralisation |  |  |  | sphalerite, chalcopyrite, pyrrhotite, pyrite, arsenopyrite | [6 empty] | galena, bismuthinite, marcasite, iron oxides, pyroxene, actinolite, quartz | thin sections and polished blocks examined using optical microscope, BSE detector, and EDS prior to analysis | EMPA, LA-ICPMS | JEOL JXA-8230 electron probe microanalyzer; RESOlution-LR 193 nm ArF excimer laser ablation system coupled to an Agilent 7700x ICP-MS | Laboratory of Mineral Resources Research Center, Fuzhou University; Adelaide Microscopy, the University of Adelaide | EPMA point analysis: accelerating voltage 15 kV, beam current 20 nA, beam diameter ~5 μm; EPMA mapping: accelerating voltage 20 kV, working current 50 nA, dwell time ~10 ms; BSE imaging: accelerating voltage 20 kV, beam current 10 nA; LA-ICP-MS: energy density 3~3.5 J/cm2, spot sizes 29 to 51 μm, repetition rates 5 Hz (polished thin-section) and 10 Hz (polished blocks), ~30 s background acquisition, ~40 s sample data acquisition | STDGL3 (Danyushevsky et al. 2011) and GSD-1G (USGS) | 7.0538 | [19 empty] | 1924.0553 | [5 empty] | 158.9437 | [5 empty] | 63.309 | [9 empty] | 58558.2037 |  | 0.14726 |  |  |  | 0.22689 | [7 empty] | 101.8141 | [13 empty] | 1589.437 | [15 empty] | 1.4872 | [17 empty] | 0.1929 | [9 empty] | 0.60624 | [35 empty] | CHN | Tibet
| Lawu |  | Magmatic hydrothermal | Skarn | Cu-Pb-Zn skarn | Cu, Pb, Zn | In, Sn | Cu, Pb, Zn, In, Sn |  |  | 18-52 a3 sp - 2.d |  | underground mine |  |  |  |  | ore material | drill core | underground mining tunnels and drill cores | mineral separate | [5 empty] | mineralisation |  |  |  | sphalerite, chalcopyrite, pyrrhotite, pyrite, arsenopyrite | [6 empty] | galena, bismuthinite, marcasite, iron oxides, pyroxene, actinolite, quartz | thin sections and polished blocks examined using optical microscope, BSE detector, and EDS prior to analysis | EMPA, LA-ICPMS | JEOL JXA-8230 electron probe microanalyzer; RESOlution-LR 193 nm ArF excimer laser ablation system coupled to an Agilent 7700x ICP-MS | Laboratory of Mineral Resources Research Center, Fuzhou University; Adelaide Microscopy, the University of Adelaide | EPMA point analysis: accelerating voltage 15 kV, beam current 20 nA, beam diameter ~5 μm; EPMA mapping: accelerating voltage 20 kV, working current 50 nA, dwell time ~10 ms; BSE imaging: accelerating voltage 20 kV, beam current 10 nA; LA-ICP-MS: energy density 3~3.5 J/cm2, spot sizes 29 to 51 μm, repetition rates 5 Hz (polished thin-section) and 10 Hz (polished blocks), ~30 s background acquisition, ~40 s sample data acquisition | STDGL3 (Danyushevsky et al. 2011) and GSD-1G (USGS) | 5.0149 | [19 empty] | 2161.9823 | [5 empty] | 177.0877 | [5 empty] | 18.2947 | [9 empty] | 38633.5948 |  | 0.31161 |  |  |  | 0.23888 | [7 empty] | 22.7624 | [13 empty] | 1479.251 | [15 empty] | 0.94165 | [17 empty] | 0.1929 | [9 empty] | 0.83672 | [35 empty] | CHN | Tibet
| Lawu |  | Magmatic hydrothermal | Skarn | Cu-Pb-Zn skarn | Cu, Pb, Zn | In, Sn | Cu, Pb, Zn, In, Sn |  |  | 18-52 a3 sp - 3.d |  | underground mine |  |  |  |  | ore material | drill core | underground mining tunnels and drill cores | mineral separate | [5 empty] | mineralisation |  |  |  | sphalerite, chalcopyrite, pyrrhotite, pyrite, arsenopyrite | [6 empty] | galena, bismuthinite, marcasite, iron oxides, pyroxene, actinolite, quartz | thin sections and polished blocks examined using optical microscope, BSE detector, and EDS prior to analysis | EMPA, LA-ICPMS | JEOL JXA-8230 electron probe microanalyzer; RESOlution-LR 193 nm ArF excimer laser ablation system coupled to an Agilent 7700x ICP-MS | Laboratory of Mineral Resources Research Center, Fuzhou University; Adelaide Microscopy, the University of Adelaide | EPMA point analysis: accelerating voltage 15 kV, beam current 20 nA, beam diameter ~5 μm; EPMA mapping: accelerating voltage 20 kV, working current 50 nA, dwell time ~10 ms; BSE imaging: accelerating voltage 20 kV, beam current 10 nA; LA-ICP-MS: energy density 3~3.5 J/cm2, spot sizes 29 to 51 μm, repetition rates 5 Hz (polished thin-section) and 10 Hz (polished blocks), ~30 s background acquisition, ~40 s sample data acquisition | STDGL3 (Danyushevsky et al. 2011) and GSD-1G (USGS) | 5.7892 | [19 empty] | 2328.938 | [5 empty] | 173.3814 | [5 empty] | 14.9738 | [9 empty] | 41761.7922 |  | 0.47407 |  |  |  | 0.24332 | [7 empty] | 14.3039 | [13 empty] | 1728.8793 | [15 empty] | 0.75864 | [17 empty] | 0.047875 | [9 empty] | 1.2963 | [35 empty] | CHN | Tibet
| Lawu |  | Magmatic hydrothermal | Skarn | Cu-Pb-Zn skarn | Cu, Pb, Zn | In, Sn | Cu, Pb, Zn, In, Sn |  |  | 18-52 a3 sp - 4.d |  | underground mine |  |  |  |  | ore material | drill core | underground mining tunnels and drill cores | mineral separate | [5 empty] | mineralisation |  |  |  | sphalerite, chalcopyrite, pyrrhotite, pyrite, arsenopyrite | [6 empty] | galena, bismuthinite, marcasite, iron oxides, pyroxene, actinolite, quartz | thin sections and polished blocks examined using optical microscope, BSE detector, and EDS prior to analysis | EMPA, LA-ICPMS | JEOL JXA-8230 electron probe microanalyzer; RESOlution-LR 193 nm ArF excimer laser ablation system coupled to an Agilent 7700x ICP-MS | Laboratory of Mineral Resources Research Center, Fuzhou University; Adelaide Microscopy, the University of Adelaide | EPMA point analysis: accelerating voltage 15 kV, beam current 20 nA, beam diameter ~5 μm; EPMA mapping: accelerating voltage 20 kV, working current 50 nA, dwell time ~10 ms; BSE imaging: accelerating voltage 20 kV, beam current 10 nA; LA-ICP-MS: energy density 3~3.5 J/cm2, spot sizes 29 to 51 μm, repetition rates 5 Hz (polished thin-section) and 10 Hz (polished blocks), ~30 s background acquisition, ~40 s sample data acquisition | STDGL3 (Danyushevsky et al. 2011) and GSD-1G (USGS) | 11.6591 | [19 empty] | 2308.5192 | [5 empty] | 168.2454 | [5 empty] | 14.2379 | [9 empty] | 44042.072 |  | 0.60708 |  |  |  | 0.26809 | [7 empty] | 11.5461 | [13 empty] | 1737.8365 | [15 empty] | 3.076 | [17 empty] | 0.1929 | [9 empty] | 0.89715 | [35 empty] | CHN | Tibet
| Lawu |  | Magmatic hydrothermal | Skarn | Cu-Pb-Zn skarn | Cu, Pb, Zn | In, Sn | Cu, Pb, Zn, In, Sn |  |  | 18-52 a3 sp - 5.d |  | underground mine |  |  |  |  | ore material | drill core | underground mining tunnels and drill cores | mineral separate | [5 empty] | mineralisation |  |  |  | sphalerite, chalcopyrite, pyrrhotite, pyrite, arsenopyrite | [6 empty] | galena, bismuthinite, marcasite, iron oxides, pyroxene, actinolite, quartz | thin sections and polished blocks examined using optical microscope, BSE detector, and EDS prior to analysis | EMPA, LA-ICPMS | JEOL JXA-8230 electron probe microanalyzer; RESOlution-LR 193 nm ArF excimer laser ablation system coupled to an Agilent 7700x ICP-MS | Laboratory of Mineral Resources Research Center, Fuzhou University; Adelaide Microscopy, the University of Adelaide | EPMA point analysis: accelerating voltage 15 kV, beam current 20 nA, beam diameter ~5 μm; EPMA mapping: accelerating voltage 20 kV, working current 50 nA, dwell time ~10 ms; BSE imaging: accelerating voltage 20 kV, beam current 10 nA; LA-ICP-MS: energy density 3~3.5 J/cm2, spot sizes 29 to 51 μm, repetition rates 5 Hz (polished thin-section) and 10 Hz (polished blocks), ~30 s background acquisition, ~40 s sample data acquisition | STDGL3 (Danyushevsky et al. 2011) and GSD-1G (USGS) | 11.6156 | [19 empty] | 2159.7421 | [5 empty] | 164.5208 | [5 empty] | 13.4527 | [9 empty] | 46088.5869 |  | 0.55222 |  |  |  | 0.22831 | [7 empty] | 11.3816 | [13 empty] | 1581.8058 | [15 empty] | 1.7234 | [17 empty] | 0.080472 | [9 empty] | 0.67954 | [35 empty] | CHN | Tibet
| Lawu |  | Magmatic hydrothermal | Skarn | Cu-Pb-Zn skarn | Cu, Pb, Zn | In, Sn | Cu, Pb, Zn, In, Sn |  |  | 18-52 a3 sp - 6.d |  | underground mine |  |  |  |  | ore material | drill core | underground mining tunnels and drill cores | mineral separate | [5 empty] | mineralisation |  |  |  | sphalerite, chalcopyrite, pyrrhotite, pyrite, arsenopyrite | [6 empty] | galena, bismuthinite, marcasite, iron oxides, pyroxene, actinolite, quartz | thin sections and polished blocks examined using optical microscope, BSE detector, and EDS prior to analysis | EMPA, LA-ICPMS | JEOL JXA-8230 electron probe microanalyzer; RESOlution-LR 193 nm ArF excimer laser ablation system coupled to an Agilent 7700x ICP-MS | Laboratory of Mineral Resources Research Center, Fuzhou University; Adelaide Microscopy, the University of Adelaide | EPMA point analysis: accelerating voltage 15 kV, beam current 20 nA, beam diameter ~5 μm; EPMA mapping: accelerating voltage 20 kV, working current 50 nA, dwell time ~10 ms; BSE imaging: accelerating voltage 20 kV, beam current 10 nA; LA-ICP-MS: energy density 3~3.5 J/cm2, spot sizes 29 to 51 μm, repetition rates 5 Hz (polished thin-section) and 10 Hz (polished blocks), ~30 s background acquisition, ~40 s sample data acquisition | STDGL3 (Danyushevsky et al. 2011) and GSD-1G (USGS) | 7.6656 | [19 empty] | 2135.0875 | [5 empty] | 167.5306 | [5 empty] | 13.4071 | [9 empty] | 43814.5001 |  | 0.55227 |  |  |  | 0.22983 | [7 empty] | 13.4029 | [13 empty] | 1514.5753 | [15 empty] | 1.9473 | [17 empty] | 0.14605 | [9 empty] | 0.76888 | [35 empty] | CHN | Tibet
| Lawu |  | Magmatic hydrothermal | Skarn | Cu-Pb-Zn skarn | Cu, Pb, Zn | In, Sn | Cu, Pb, Zn, In, Sn |  |  | 18-52 a3 sp - 7.d |  | underground mine |  |  |  |  | ore material | drill core | underground mining tunnels and drill cores | mineral separate | [5 empty] | mineralisation |  |  |  | sphalerite, chalcopyrite, pyrrhotite, pyrite, arsenopyrite | [6 empty] | galena, bismuthinite, marcasite, iron oxides, pyroxene, actinolite, quartz | thin sections and polished blocks examined using optical microscope, BSE detector, and EDS prior to analysis | EMPA, LA-ICPMS | JEOL JXA-8230 electron probe microanalyzer; RESOlution-LR 193 nm ArF excimer laser ablation system coupled to an Agilent 7700x ICP-MS | Laboratory of Mineral Resources Research Center, Fuzhou University; Adelaide Microscopy, the University of Adelaide | EPMA point analysis: accelerating voltage 15 kV, beam current 20 nA, beam diameter ~5 μm; EPMA mapping: accelerating voltage 20 kV, working current 50 nA, dwell time ~10 ms; BSE imaging: accelerating voltage 20 kV, beam current 10 nA; LA-ICP-MS: energy density 3~3.5 J/cm2, spot sizes 29 to 51 μm, repetition rates 5 Hz (polished thin-section) and 10 Hz (polished blocks), ~30 s background acquisition, ~40 s sample data acquisition | STDGL3 (Danyushevsky et al. 2011) and GSD-1G (USGS) | 13.6911 | [19 empty] | 1993.3624 | [5 empty] | 163.6898 | [5 empty] | 28.2955 | [9 empty] | 50277.4245 |  | 0.41634 |  |  |  | 0.26474 | [7 empty] | 36.3171 | [13 empty] | 1397.4819 | [15 empty] | 1.7234 | [17 empty] | 0.023942 | [9 empty] | 1.0951 | [35 empty] | CHN | Tibet
| Lawu |  | Magmatic hydrothermal | Skarn | Cu-Pb-Zn skarn | Cu, Pb, Zn | In, Sn | Cu, Pb, Zn, In, Sn |  |  | 18-52 a3 sp - 8.d |  | underground mine |  |  |  |  | ore material | drill core | underground mining tunnels and drill cores | mineral separate | [5 empty] | mineralisation |  |  |  | sphalerite, chalcopyrite, pyrrhotite, pyrite, arsenopyrite | [6 empty] | galena, bismuthinite, marcasite, iron oxides, pyroxene, actinolite, quartz | thin sections and polished blocks examined using optical microscope, BSE detector, and EDS prior to analysis | EMPA, LA-ICPMS | JEOL JXA-8230 electron probe microanalyzer; RESOlution-LR 193 nm ArF excimer laser ablation system coupled to an Agilent 7700x ICP-MS | Laboratory of Mineral Resources Research Center, Fuzhou University; Adelaide Microscopy, the University of Adelaide | EPMA point analysis: accelerating voltage 15 kV, beam current 20 nA, beam diameter ~5 μm; EPMA mapping: accelerating voltage 20 kV, working current 50 nA, dwell time ~10 ms; BSE imaging: accelerating voltage 20 kV, beam current 10 nA; LA-ICP-MS: energy density 3~3.5 J/cm2, spot sizes 29 to 51 μm, repetition rates 5 Hz (polished thin-section) and 10 Hz (polished blocks), ~30 s background acquisition, ~40 s sample data acquisition | STDGL3 (Danyushevsky et al. 2011) and GSD-1G (USGS) | 10.3287 | [19 empty] | 2000.6576 | [5 empty] | 175.3759 | [5 empty] | 22.5251 | [9 empty] | 40112.1941 |  | 0.40063 |  |  |  | 0.25114 | [7 empty] | 26.4168 | [13 empty] | 1219.6371 | [15 empty] | 2.3416 | [17 empty] | 0.18394 | [9 empty] | 1.1036 | [35 empty] | CHN | Tibet
| Lawu |  | Magmatic hydrothermal | Skarn | Cu-Pb-Zn skarn | Cu, Pb, Zn | In, Sn | Cu, Pb, Zn, In, Sn |  |  | 18-52 a3 sp - 9.d |  | underground mine |  |  |  |  | ore material | drill core | underground mining tunnels and drill cores | mineral separate | [5 empty] | mineralisation |  |  |  | sphalerite, chalcopyrite, pyrrhotite, pyrite, arsenopyrite | [6 empty] | galena, bismuthinite, marcasite, iron oxides, pyroxene, actinolite, quartz | thin sections and polished blocks examined using optical microscope, BSE detector, and EDS prior to analysis | EMPA, LA-ICPMS | JEOL JXA-8230 electron probe microanalyzer; RESOlution-LR 193 nm ArF excimer laser ablation system coupled to an Agilent 7700x ICP-MS | Laboratory of Mineral Resources Research Center, Fuzhou University; Adelaide Microscopy, the University of Adelaide | EPMA point analysis: accelerating voltage 15 kV, beam current 20 nA, beam diameter ~5 μm; EPMA mapping: accelerating voltage 20 kV, working current 50 nA, dwell time ~10 ms; BSE imaging: accelerating voltage 20 kV, beam current 10 nA; LA-ICP-MS: energy density 3~3.5 J/cm2, spot sizes 29 to 51 μm, repetition rates 5 Hz (polished thin-section) and 10 Hz (polished blocks), ~30 s background acquisition, ~40 s sample data acquisition | STDGL3 (Danyushevsky et al. 2011) and GSD-1G (USGS) | 11.1721 | [19 empty] | 2340.4984 | [5 empty] | 174.9254 | [5 empty] | 16.3056 | [9 empty] | 42062.2058 |  | 0.35635 |  |  |  | 0.25149 | [7 empty] | 11.344 | [13 empty] | 1754.4465 | [15 empty] | 5.2596 | [17 empty] | 0.22626 | [9 empty] | 4.3249 | [35 empty] | CHN | Tibet
| Lawu |  | Magmatic hydrothermal | Skarn | Cu-Pb-Zn skarn | Cu, Pb, Zn | In, Sn | Cu, Pb, Zn, In, Sn |  |  | 18-52 a3 sp - 10.d |  | underground mine |  |  |  |  | ore material | drill core | underground mining tunnels and drill cores | mineral separate | [5 empty] | mineralisation |  |  |  | sphalerite, chalcopyrite, pyrrhotite, pyrite, arsenopyrite | [6 empty] | galena, bismuthinite, marcasite, iron oxides, pyroxene, actinolite, quartz | thin sections and polished blocks examined using optical microscope, BSE detector, and EDS prior to analysis | EMPA, LA-ICPMS | JEOL JXA-8230 electron probe microanalyzer; RESOlution-LR 193 nm ArF excimer laser ablation system coupled to an Agilent 7700x ICP-MS | Laboratory of Mineral Resources Research Center, Fuzhou University; Adelaide Microscopy, the University of Adelaide | EPMA point analysis: accelerating voltage 15 kV, beam current 20 nA, beam diameter ~5 μm; EPMA mapping: accelerating voltage 20 kV, working current 50 nA, dwell time ~10 ms; BSE imaging: accelerating voltage 20 kV, beam current 10 nA; LA-ICP-MS: energy density 3~3.5 J/cm2, spot sizes 29 to 51 μm, repetition rates 5 Hz (polished thin-section) and 10 Hz (polished blocks), ~30 s background acquisition, ~40 s sample data acquisition | STDGL3 (Danyushevsky et al. 2011) and GSD-1G (USGS) | 9.5313 | [19 empty] | 2144.1596 | [5 empty] | 173.8197 | [5 empty] | 17.0827 | [9 empty] | 43512.4732 |  | 0.38122 |  |  |  | 0.24657 | [7 empty] | 20.4375 | [13 empty] | 1388.2551 | [15 empty] | 2.7167 | [17 empty] | 0.1929 | [9 empty] | 0.62161 | [35 empty] | CHN | Tibet
| Lawu |  | Magmatic hydrothermal | Skarn | Cu-Pb-Zn skarn | Cu, Pb, Zn | In, Sn | Cu, Pb, Zn, In, Sn |  |  | 18-52 a4 sp - 1.d |  | underground mine |  |  |  |  | ore material | drill core | underground mining tunnels and drill cores | mineral separate | [5 empty] | mineralisation |  |  |  | sphalerite, chalcopyrite, pyrrhotite, pyrite, arsenopyrite | [6 empty] | galena, bismuthinite, marcasite, iron oxides, pyroxene, actinolite, quartz | thin sections and polished blocks examined using optical microscope, BSE detector, and EDS prior to analysis | EMPA, LA-ICPMS | JEOL JXA-8230 electron probe microanalyzer; RESOlution-LR 193 nm ArF excimer laser ablation system coupled to an Agilent 7700x ICP-MS | Laboratory of Mineral Resources Research Center, Fuzhou University; Adelaide Microscopy, the University of Adelaide | EPMA point analysis: accelerating voltage 15 kV, beam current 20 nA, beam diameter ~5 μm; EPMA mapping: accelerating voltage 20 kV, working current 50 nA, dwell time ~10 ms; BSE imaging: accelerating voltage 20 kV, beam current 10 nA; LA-ICP-MS: energy density 3~3.5 J/cm2, spot sizes 29 to 51 μm, repetition rates 5 Hz (polished thin-section) and 10 Hz (polished blocks), ~30 s background acquisition, ~40 s sample data acquisition | STDGL3 (Danyushevsky et al. 2011) and GSD-1G (USGS) | 9.3673 | [19 empty] | 1989.3385 | [5 empty] | 167.2503 | [5 empty] | 46.3099 | [9 empty] | 45945.2105 |  | 0.35395 |  |  |  | 0.25898 | [7 empty] | 70.8779 | [13 empty] | 1270.5836 | [15 empty] | 2.666 | [17 empty] | 0.1929 | [9 empty] | 0.75765 | [35 empty] | CHN | Tibet
| Lawu |  | Magmatic hydrothermal | Skarn | Cu-Pb-Zn skarn | Cu, Pb, Zn | In, Sn | Cu, Pb, Zn, In, Sn |  |  | 18-52 a4 sp - 2.d |  | underground mine |  |  |  |  | ore material | drill core | underground mining tunnels and drill cores | mineral separate | [5 empty] | mineralisation |  |  |  | sphalerite, chalcopyrite, pyrrhotite, pyrite, arsenopyrite | [6 empty] | galena, bismuthinite, marcasite, iron oxides, pyroxene, actinolite, quartz | thin sections and polished blocks examined using optical microscope, BSE detector, and EDS prior to analysis | EMPA, LA-ICPMS | JEOL JXA-8230 electron probe microanalyzer; RESOlution-LR 193 nm ArF excimer laser ablation system coupled to an Agilent 7700x ICP-MS | Laboratory of Mineral Resources Research Center, Fuzhou University; Adelaide Microscopy, the University of Adelaide | EPMA point analysis: accelerating voltage 15 kV, beam current 20 nA, beam diameter ~5 μm; EPMA mapping: accelerating voltage 20 kV, working current 50 nA, dwell time ~10 ms; BSE imaging: accelerating voltage 20 kV, beam current 10 nA; LA-ICP-MS: energy density 3~3.5 J/cm2, spot sizes 29 to 51 μm, repetition rates 5 Hz (polished thin-section) and 10 Hz (polished blocks), ~30 s background acquisition, ~40 s sample data acquisition | STDGL3 (Danyushevsky et al. 2011) and GSD-1G (USGS) | 11.6951 | [19 empty] | 2152.9687 | [5 empty] | 182.9742 | [5 empty] | 15.8106 | [9 empty] | 35517.4069 |  | 0.39702 |  |  |  | 0.22583 | [7 empty] | 11.939 | [13 empty] | 1418.1906 | [15 empty] | 1.7234 | [17 empty] | 0.025056 | [9 empty] | 1.0555 | [35 empty] | CHN | Tibet
| Lawu |  | Magmatic hydrothermal | Skarn | Cu-Pb-Zn skarn | Cu, Pb, Zn | In, Sn | Cu, Pb, Zn, In, Sn |  |  | 18-52 a4 sp - 3.d |  | underground mine |  |  |  |  | ore material | drill core | underground mining tunnels and drill cores | mineral separate | [5 empty] | mineralisation |  |  |  | sphalerite, chalcopyrite, pyrrhotite, pyrite, arsenopyrite | [6 empty] | galena, bismuthinite, marcasite, iron oxides, pyroxene, actinolite, quartz | thin sections and polished blocks examined using optical microscope, BSE detector, and EDS prior to analysis | EMPA, LA-ICPMS | JEOL JXA-8230 electron probe microanalyzer; RESOlution-LR 193 nm ArF excimer laser ablation system coupled to an Agilent 7700x ICP-MS | Laboratory of Mineral Resources Research Center, Fuzhou University; Adelaide Microscopy, the University of Adelaide | EPMA point analysis: accelerating voltage 15 kV, beam current 20 nA, beam diameter ~5 μm; EPMA mapping: accelerating voltage 20 kV, working current 50 nA, dwell time ~10 ms; BSE imaging: accelerating voltage 20 kV, beam current 10 nA; LA-ICP-MS: energy density 3~3.5 J/cm2, spot sizes 29 to 51 μm, repetition rates 5 Hz (polished thin-section) and 10 Hz (polished blocks), ~30 s background acquisition, ~40 s sample data acquisition | STDGL3 (Danyushevsky et al. 2011) and GSD-1G (USGS) | 8.8131 | [19 empty] | 2079.9449 | [5 empty] | 177.868 | [5 empty] | 16.7205 | [9 empty] | 36421.5174 |  | 0.18912 |  |  |  | 0.24481 | [7 empty] | 14.8556 | [13 empty] | 1324.5356 | [15 empty] | 2.5437 | [17 empty] | 0.88966 | [9 empty] | 2.9099 | [35 empty] | CHN | Tibet
| Lawu |  | Magmatic hydrothermal | Skarn | Cu-Pb-Zn skarn | Cu, Pb, Zn | In, Sn | Cu, Pb, Zn, In, Sn |  |  | 18-52 a4 sp - 4.d |  | underground mine |  |  |  |  | ore material | drill core | underground mining tunnels and drill cores | mineral separate | [5 empty] | mineralisation |  |  |  | sphalerite, chalcopyrite, pyrrhotite, pyrite, arsenopyrite | [6 empty] | galena, bismuthinite, marcasite, iron oxides, pyroxene, actinolite, quartz | thin sections and polished blocks examined using optical microscope, BSE detector, and EDS prior to analysis | EMPA, LA-ICPMS | JEOL JXA-8230 electron probe microanalyzer; RESOlution-LR 193 nm ArF excimer laser ablation system coupled to an Agilent 7700x ICP-MS | Laboratory of Mineral Resources Research Center, Fuzhou University; Adelaide Microscopy, the University of Adelaide | EPMA point analysis: accelerating voltage 15 kV, beam current 20 nA, beam diameter ~5 μm; EPMA mapping: accelerating voltage 20 kV, working current 50 nA, dwell time ~10 ms; BSE imaging: accelerating voltage 20 kV, beam current 10 nA; LA-ICP-MS: energy density 3~3.5 J/cm2, spot sizes 29 to 51 μm, repetition rates 5 Hz (polished thin-section) and 10 Hz (polished blocks), ~30 s background acquisition, ~40 s sample data acquisition | STDGL3 (Danyushevsky et al. 2011) and GSD-1G (USGS) | 7.5502 | [19 empty] | 2080.6105 | [5 empty] | 180.8583 | [5 empty] | 23.44 | [9 empty] | 34974.9828 |  | 0.39933 |  |  |  | 0.24139 | [7 empty] | 29.6599 | [13 empty] | 1296.6034 | [15 empty] | 1.8999 | [17 empty] | 0.1929 | [9 empty] | 0.90121 | [35 empty] | CHN | Tibet
| Lawu |  | Magmatic hydrothermal | Skarn | Cu-Pb-Zn skarn | Cu, Pb, Zn | In, Sn | Cu, Pb, Zn, In, Sn |  |  | 18-52 a4 sp - 5.d |  | underground mine |  |  |  |  | ore material | drill core | underground mining tunnels and drill cores | mineral separate | [5 empty] | mineralisation |  |  |  | sphalerite, chalcopyrite, pyrrhotite, pyrite, arsenopyrite | [6 empty] | galena, bismuthinite, marcasite, iron oxides, pyroxene, actinolite, quartz | thin sections and polished blocks examined using optical microscope, BSE detector, and EDS prior to analysis | EMPA, LA-ICPMS | JEOL JXA-8230 electron probe microanalyzer; RESOlution-LR 193 nm ArF excimer laser ablation system coupled to an Agilent 7700x ICP-MS | Laboratory of Mineral Resources Research Center, Fuzhou University; Adelaide Microscopy, the University of Adelaide | EPMA point analysis: accelerating voltage 15 kV, beam current 20 nA, beam diameter ~5 μm; EPMA mapping: accelerating voltage 20 kV, working current 50 nA, dwell time ~10 ms; BSE imaging: accelerating voltage 20 kV, beam current 10 nA; LA-ICP-MS: energy density 3~3.5 J/cm2, spot sizes 29 to 51 μm, repetition rates 5 Hz (polished thin-section) and 10 Hz (polished blocks), ~30 s background acquisition, ~40 s sample data acquisition | STDGL3 (Danyushevsky et al. 2011) and GSD-1G (USGS) | 1.3064 | [19 empty] | 2142.7233 | [5 empty] | 182.7114 | [5 empty] | 11.1287 | [9 empty] | 34613.2223 |  | 0.38368 |  |  |  | 0.27338 | [7 empty] | 12.574 | [13 empty] | 1410.7788 | [15 empty] | 0.043343 | [17 empty] | 0.016482 | [9 empty] | 0.62206 | [35 empty] | CHN | Tibet
| Lawu |  | Magmatic hydrothermal | Skarn | Cu-Pb-Zn skarn | Cu, Pb, Zn | In, Sn | Cu, Pb, Zn, In, Sn |  |  | 18-52 a4 sp - 6.d |  | underground mine |  |  |  |  | ore material | drill core | underground mining tunnels and drill cores | mineral separate | [5 empty] | mineralisation |  |  |  | sphalerite, chalcopyrite, pyrrhotite, pyrite, arsenopyrite | [6 empty] | galena, bismuthinite, marcasite, iron oxides, pyroxene, actinolite, quartz | thin sections and polished blocks examined using optical microscope, BSE detector, and EDS prior to analysis | EMPA, LA-ICPMS | JEOL JXA-8230 electron probe microanalyzer; RESOlution-LR 193 nm ArF excimer laser ablation system coupled to an Agilent 7700x ICP-MS | Laboratory of Mineral Resources Research Center, Fuzhou University; Adelaide Microscopy, the University of Adelaide | EPMA point analysis: accelerating voltage 15 kV, beam current 20 nA, beam diameter ~5 μm; EPMA mapping: accelerating voltage 20 kV, working current 50 nA, dwell time ~10 ms; BSE imaging: accelerating voltage 20 kV, beam current 10 nA; LA-ICP-MS: energy density 3~3.5 J/cm2, spot sizes 29 to 51 μm, repetition rates 5 Hz (polished thin-section) and 10 Hz (polished blocks), ~30 s background acquisition, ~40 s sample data acquisition | STDGL3 (Danyushevsky et al. 2011) and GSD-1G (USGS) | 6.032 | [19 empty] | 2261.8172 | [5 empty] | 178.6259 | [5 empty] | 14.356 | [9 empty] | 38909.294 |  | 0.41183 |  |  |  | 0.21237 | [7 empty] | 14.0582 | [13 empty] | 1616.6915 | [15 empty] | 1.2565 | [17 empty] | 0.1929 | [9 empty] | 0.87975 | [35 empty] | CHN | Tibet
| Lawu |  | Magmatic hydrothermal | Skarn | Cu-Pb-Zn skarn | Cu, Pb, Zn | In, Sn | Cu, Pb, Zn, In, Sn |  |  | 18-52 a4 sp - 7.d |  | underground mine |  |  |  |  | ore material | drill core | underground mining tunnels and drill cores | mineral separate | [5 empty] | mineralisation |  |  |  | sphalerite, chalcopyrite, pyrrhotite, pyrite, arsenopyrite | [6 empty] | galena, bismuthinite, marcasite, iron oxides, pyroxene, actinolite, quartz | thin sections and polished blocks examined using optical microscope, BSE detector, and EDS prior to analysis | EMPA, LA-ICPMS | JEOL JXA-8230 electron probe microanalyzer; RESOlution-LR 193 nm ArF excimer laser ablation system coupled to an Agilent 7700x ICP-MS | Laboratory of Mineral Resources Research Center, Fuzhou University; Adelaide Microscopy, the University of Adelaide | EPMA point analysis: accelerating voltage 15 kV, beam current 20 nA, beam diameter ~5 μm; EPMA mapping: accelerating voltage 20 kV, working current 50 nA, dwell time ~10 ms; BSE imaging: accelerating voltage 20 kV, beam current 10 nA; LA-ICP-MS: energy density 3~3.5 J/cm2, spot sizes 29 to 51 μm, repetition rates 5 Hz (polished thin-section) and 10 Hz (polished blocks), ~30 s background acquisition, ~40 s sample data acquisition | STDGL3 (Danyushevsky et al. 2011) and GSD-1G (USGS) | 5.6422 | [19 empty] | 2292.8936 | [5 empty] | 179.9977 | [5 empty] | 11.3537 | [9 empty] | 39253.3422 |  | 0.33892 |  |  |  | 0.20221 | [7 empty] | 11.7299 | [13 empty] | 1665.6709 | [15 empty] | 1.3694 | [17 empty] | 0.021461 | [9 empty] | 0.64384 | [35 empty] | CHN | Tibet
| Lawu |  | Magmatic hydrothermal | Skarn | Cu-Pb-Zn skarn | Cu, Pb, Zn | In, Sn | Cu, Pb, Zn, In, Sn |  |  | 18-52 a4 sp - 8.d |  | underground mine |  |  |  |  | ore material | drill core | underground mining tunnels and drill cores | mineral separate | [5 empty] | mineralisation |  |  |  | sphalerite, chalcopyrite, pyrrhotite, pyrite, arsenopyrite | [6 empty] | galena, bismuthinite, marcasite, iron oxides, pyroxene, actinolite, quartz | thin sections and polished blocks examined using optical microscope, BSE detector, and EDS prior to analysis | EMPA, LA-ICPMS | JEOL JXA-8230 electron probe microanalyzer; RESOlution-LR 193 nm ArF excimer laser ablation system coupled to an Agilent 7700x ICP-MS | Laboratory of Mineral Resources Research Center, Fuzhou University; Adelaide Microscopy, the University of Adelaide | EPMA point analysis: accelerating voltage 15 kV, beam current 20 nA, beam diameter ~5 μm; EPMA mapping: accelerating voltage 20 kV, working current 50 nA, dwell time ~10 ms; BSE imaging: accelerating voltage 20 kV, beam current 10 nA; LA-ICP-MS: energy density 3~3.5 J/cm2, spot sizes 29 to 51 μm, repetition rates 5 Hz (polished thin-section) and 10 Hz (polished blocks), ~30 s background acquisition, ~40 s sample data acquisition | STDGL3 (Danyushevsky et al. 2011) and GSD-1G (USGS) | 2.4303 | [19 empty] | 1874.3229 | [5 empty] | 163.9158 | [5 empty] | 24.9502 | [9 empty] | 49568.1489 |  | 0.48411 |  |  |  | 0.26929 | [7 empty] | 34.8396 | [13 empty] | 1227.4018 | [15 empty] | 0.05595 | [17 empty] | 0.1929 | [9 empty] | 0.9765 | [35 empty] | CHN | Tibet
| Lawu |  | Magmatic hydrothermal | Skarn | Cu-Pb-Zn skarn | Cu, Pb, Zn | In, Sn | Cu, Pb, Zn, In, Sn |  |  | 18-52 a4 sp - 9.d |  | underground mine |  |  |  |  | ore material | drill core | underground mining tunnels and drill cores | mineral separate | [5 empty] | mineralisation |  |  |  | sphalerite, chalcopyrite, pyrrhotite, pyrite, arsenopyrite | [6 empty] | galena, bismuthinite, marcasite, iron oxides, pyroxene, actinolite, quartz | thin sections and polished blocks examined using optical microscope, BSE detector, and EDS prior to analysis | EMPA, LA-ICPMS | JEOL JXA-8230 electron probe microanalyzer; RESOlution-LR 193 nm ArF excimer laser ablation system coupled to an Agilent 7700x ICP-MS | Laboratory of Mineral Resources Research Center, Fuzhou University; Adelaide Microscopy, the University of Adelaide | EPMA point analysis: accelerating voltage 15 kV, beam current 20 nA, beam diameter ~5 μm; EPMA mapping: accelerating voltage 20 kV, working current 50 nA, dwell time ~10 ms; BSE imaging: accelerating voltage 20 kV, beam current 10 nA; LA-ICP-MS: energy density 3~3.5 J/cm2, spot sizes 29 to 51 μm, repetition rates 5 Hz (polished thin-section) and 10 Hz (polished blocks), ~30 s background acquisition, ~40 s sample data acquisition | STDGL3 (Danyushevsky et al. 2011) and GSD-1G (USGS) | 4.3331 | [19 empty] | 2160.7492 | [5 empty] | 179.4049 | [5 empty] | 13.4198 | [9 empty] | 36670.0034 |  | 0.20175 |  |  |  | 0.21907 | [7 empty] | 12.9509 | [13 empty] | 1447.398 | [15 empty] | 0.62281 | [17 empty] | 0.1929 | [9 empty] | 0.70494 | [35 empty] | CHN | Tibet
| Lawu |  | Magmatic hydrothermal | Skarn | Cu-Pb-Zn skarn | Cu, Pb, Zn | In, Sn | Cu, Pb, Zn, In, Sn |  |  | 18-52 a4 sp - 10.d |  | underground mine |  |  |  |  | ore material | drill core | underground mining tunnels and drill cores | mineral separate | [5 empty] | mineralisation |  |  |  | sphalerite, chalcopyrite, pyrrhotite, pyrite, arsenopyrite | [6 empty] | galena, bismuthinite, marcasite, iron oxides, pyroxene, actinolite, quartz | thin sections and polished blocks examined using optical microscope, BSE detector, and EDS prior to analysis | EMPA, LA-ICPMS | JEOL JXA-8230 electron probe microanalyzer; RESOlution-LR 193 nm ArF excimer laser ablation system coupled to an Agilent 7700x ICP-MS | Laboratory of Mineral Resources Research Center, Fuzhou University; Adelaide Microscopy, the University of Adelaide | EPMA point analysis: accelerating voltage 15 kV, beam current 20 nA, beam diameter ~5 μm; EPMA mapping: accelerating voltage 20 kV, working current 50 nA, dwell time ~10 ms; BSE imaging: accelerating voltage 20 kV, beam current 10 nA; LA-ICP-MS: energy density 3~3.5 J/cm2, spot sizes 29 to 51 μm, repetition rates 5 Hz (polished thin-section) and 10 Hz (polished blocks), ~30 s background acquisition, ~40 s sample data acquisition | STDGL3 (Danyushevsky et al. 2011) and GSD-1G (USGS) | 3.316 | [19 empty] | 1870.436 | [5 empty] | 154.0223 | [5 empty] | 21.5447 | [9 empty] | 65465.2614 |  | 0.26217 |  |  |  | 0.21115 | [7 empty] | 28.3388 | [13 empty] | 1717.6838 | [15 empty] | 0.31174 | [17 empty] | 0.1929 | [9 empty] | 0.55536 | [35 empty] | CHN | Tibet
| Lawu |  | Magmatic hydrothermal | Skarn | Cu-Pb-Zn skarn | Cu, Pb, Zn | In, Sn | Cu, Pb, Zn, In, Sn |  |  | 18-52 a4 sp - 11.d |  | underground mine |  |  |  |  | ore material | drill core | underground mining tunnels and drill cores | mineral separate | [5 empty] | mineralisation |  |  |  | sphalerite, chalcopyrite, pyrrhotite, pyrite, arsenopyrite | [6 empty] | galena, bismuthinite, marcasite, iron oxides, pyroxene, actinolite, quartz | thin sections and polished blocks examined using optical microscope, BSE detector, and EDS prior to analysis | EMPA, LA-ICPMS | JEOL JXA-8230 electron probe microanalyzer; RESOlution-LR 193 nm ArF excimer laser ablation system coupled to an Agilent 7700x ICP-MS | Laboratory of Mineral Resources Research Center, Fuzhou University; Adelaide Microscopy, the University of Adelaide | EPMA point analysis: accelerating voltage 15 kV, beam current 20 nA, beam diameter ~5 μm; EPMA mapping: accelerating voltage 20 kV, working current 50 nA, dwell time ~10 ms; BSE imaging: accelerating voltage 20 kV, beam current 10 nA; LA-ICP-MS: energy density 3~3.5 J/cm2, spot sizes 29 to 51 μm, repetition rates 5 Hz (polished thin-section) and 10 Hz (polished blocks), ~30 s background acquisition, ~40 s sample data acquisition | STDGL3 (Danyushevsky et al. 2011) and GSD-1G (USGS) | 10.5366 | [19 empty] | 1950.6886 | [5 empty] | 155.2008 | [5 empty] | 20 | [9 empty] | 57666.3427 |  | 0.17842 |  |  |  | 0.26329 | [7 empty] | 105.67 | [13 empty] | 2857.8911 | [15 empty] | 1.7234 | [17 empty] | 0.46072 | [9 empty] | 2.0646 | [35 empty] | CHN | Tibet
| Lawu |  | Magmatic hydrothermal | Skarn | Cu-Pb-Zn skarn | Cu, Pb, Zn | In, Sn | Cu, Pb, Zn, In, Sn |  |  | 18-20 a1 sp - 1.d |  | underground mine |  |  |  |  | ore material | drill core | underground mining tunnels and drill cores | mineral separate | [5 empty] | mineralisation |  |  |  | sphalerite, chalcopyrite, pyrrhotite, pyrite, arsenopyrite | [6 empty] | galena, bismuthinite, marcasite, iron oxides, pyroxene, actinolite, quartz | thin sections and polished blocks examined using optical microscope, BSE detector, and EDS prior to analysis | EMPA, LA-ICPMS | JEOL JXA-8230 electron probe microanalyzer; RESOlution-LR 193 nm ArF excimer laser ablation system coupled to an Agilent 7700x ICP-MS | Laboratory of Mineral Resources Research Center, Fuzhou University; Adelaide Microscopy, the University of Adelaide | EPMA point analysis: accelerating voltage 15 kV, beam current 20 nA, beam diameter ~5 μm; EPMA mapping: accelerating voltage 20 kV, working current 50 nA, dwell time ~10 ms; BSE imaging: accelerating voltage 20 kV, beam current 10 nA; LA-ICP-MS: energy density 3~3.5 J/cm2, spot sizes 29 to 51 μm, repetition rates 5 Hz (polished thin-section) and 10 Hz (polished blocks), ~30 s background acquisition, ~40 s sample data acquisition | STDGL3 (Danyushevsky et al. 2011) and GSD-1G (USGS) | 7.2546 | [19 empty] | 1786.3311 | [5 empty] | 146.3623 | [5 empty] | 124.0014 | [9 empty] | 72037.6765 |  | 0.28807 |  |  |  | 0.37496 | [7 empty] | 187.6321 | [13 empty] | 1419.1549 | [15 empty] | 1.5 | [17 empty] | 0.5082 | [9 empty] | 1.3604 | [35 empty] | CHN | Tibet
| Lawu |  | Magmatic hydrothermal | Skarn | Cu-Pb-Zn skarn | Cu, Pb, Zn | In, Sn | Cu, Pb, Zn, In, Sn |  |  | 18-20 a1 sp - 2.d |  | underground mine |  |  |  |  | ore material | drill core | underground mining tunnels and drill cores | mineral separate | [5 empty] | mineralisation |  |  |  | sphalerite, chalcopyrite, pyrrhotite, pyrite, arsenopyrite | [6 empty] | galena, bismuthinite, marcasite, iron oxides, pyroxene, actinolite, quartz | thin sections and polished blocks examined using optical microscope, BSE detector, and EDS prior to analysis | EMPA, LA-ICPMS | JEOL JXA-8230 electron probe microanalyzer; RESOlution-LR 193 nm ArF excimer laser ablation system coupled to an Agilent 7700x ICP-MS | Laboratory of Mineral Resources Research Center, Fuzhou University; Adelaide Microscopy, the University of Adelaide | EPMA point analysis: accelerating voltage 15 kV, beam current 20 nA, beam diameter ~5 μm; EPMA mapping: accelerating voltage 20 kV, working current 50 nA, dwell time ~10 ms; BSE imaging: accelerating voltage 20 kV, beam current 10 nA; LA-ICP-MS: energy density 3~3.5 J/cm2, spot sizes 29 to 51 μm, repetition rates 5 Hz (polished thin-section) and 10 Hz (polished blocks), ~30 s background acquisition, ~40 s sample data acquisition | STDGL3 (Danyushevsky et al. 2011) and GSD-1G (USGS) | 5.4432 | [19 empty] | 2002.0306 | [5 empty] | 152.3744 | [5 empty] | 110.2175 | [9 empty] | 47997.9433 |  | 0.44775 |  |  |  | 0.28409 | [7 empty] | 170.1349 | [13 empty] | 866.8412 | [15 empty] | 2.4549 | [17 empty] | 0.15237 | [9 empty] | 1.5491 | [35 empty] | CHN | Tibet
| Lawu |  | Magmatic hydrothermal | Skarn | Cu-Pb-Zn skarn | Cu, Pb, Zn | In, Sn | Cu, Pb, Zn, In, Sn |  |  | 18-20 a1 sp - 3.d |  | underground mine |  |  |  |  | ore material | drill core | underground mining tunnels and drill cores | mineral separate | [5 empty] | mineralisation |  |  |  | sphalerite, chalcopyrite, pyrrhotite, pyrite, arsenopyrite | [6 empty] | galena, bismuthinite, marcasite, iron oxides, pyroxene, actinolite, quartz | thin sections and polished blocks examined using optical microscope, BSE detector, and EDS prior to analysis | EMPA, LA-ICPMS | JEOL JXA-8230 electron probe microanalyzer; RESOlution-LR 193 nm ArF excimer laser ablation system coupled to an Agilent 7700x ICP-MS | Laboratory of Mineral Resources Research Center, Fuzhou University; Adelaide Microscopy, the University of Adelaide | EPMA point analysis: accelerating voltage 15 kV, beam current 20 nA, beam diameter ~5 μm; EPMA mapping: accelerating voltage 20 kV, working current 50 nA, dwell time ~10 ms; BSE imaging: accelerating voltage 20 kV, beam current 10 nA; LA-ICP-MS: energy density 3~3.5 J/cm2, spot sizes 29 to 51 μm, repetition rates 5 Hz (polished thin-section) and 10 Hz (polished blocks), ~30 s background acquisition, ~40 s sample data acquisition | STDGL3 (Danyushevsky et al. 2011) and GSD-1G (USGS) | 5.908 | [19 empty] | 1983.218 | [5 empty] | 151.9079 | [5 empty] | 111.163 | [9 empty] | 50222.6272 |  | 0.47901 |  |  |  | 0.32398 | [7 empty] | 175.2646 | [13 empty] | 891.9609 | [15 empty] | 0.72632 | [17 empty] | 0.36316 | [9 empty] | 1.3109 | [35 empty] | CHN | Tibet
| Lawu |  | Magmatic hydrothermal | Skarn | Cu-Pb-Zn skarn | Cu, Pb, Zn | In, Sn | Cu, Pb, Zn, In, Sn |  |  | 18-20 a1 sp - 4.d |  | underground mine |  |  |  |  | ore material | drill core | underground mining tunnels and drill cores | mineral separate | [5 empty] | mineralisation |  |  |  | sphalerite, chalcopyrite, pyrrhotite, pyrite, arsenopyrite | [6 empty] | galena, bismuthinite, marcasite, iron oxides, pyroxene, actinolite, quartz | thin sections and polished blocks examined using optical microscope, BSE detector, and EDS prior to analysis | EMPA, LA-ICPMS | JEOL JXA-8230 electron probe microanalyzer; RESOlution-LR 193 nm ArF excimer laser ablation system coupled to an Agilent 7700x ICP-MS | Laboratory of Mineral Resources Research Center, Fuzhou University; Adelaide Microscopy, the University of Adelaide | EPMA point analysis: accelerating voltage 15 kV, beam current 20 nA, beam diameter ~5 μm; EPMA mapping: accelerating voltage 20 kV, working current 50 nA, dwell time ~10 ms; BSE imaging: accelerating voltage 20 kV, beam current 10 nA; LA-ICP-MS: energy density 3~3.5 J/cm2, spot sizes 29 to 51 μm, repetition rates 5 Hz (polished thin-section) and 10 Hz (polished blocks), ~30 s background acquisition, ~40 s sample data acquisition | STDGL3 (Danyushevsky et al. 2011) and GSD-1G (USGS) | 4.121 | [19 empty] | 1890.0571 | [5 empty] | 141.0907 | [5 empty] | 118.7397 | [9 empty] | 79206.3824 |  | 0.32586 |  |  |  | 0.26196 | [7 empty] | 190.7272 | [13 empty] | 1584.6864 | [15 empty] | 0.97786 | [17 empty] | 0.3042 | [9 empty] | 0.71942 | [35 empty] | CHN | Tibet
| Lawu |  | Magmatic hydrothermal | Skarn | Cu-Pb-Zn skarn | Cu, Pb, Zn | In, Sn | Cu, Pb, Zn, In, Sn |  |  | 18-20 a1 sp - 5.d |  | underground mine |  |  |  |  | ore material | drill core | underground mining tunnels and drill cores | mineral separate | [5 empty] | mineralisation |  |  |  | sphalerite, chalcopyrite, pyrrhotite, pyrite, arsenopyrite | [6 empty] | galena, bismuthinite, marcasite, iron oxides, pyroxene, actinolite, quartz | thin sections and polished blocks examined using optical microscope, BSE detector, and EDS prior to analysis | EMPA, LA-ICPMS | JEOL JXA-8230 electron probe microanalyzer; RESOlution-LR 193 nm ArF excimer laser ablation system coupled to an Agilent 7700x ICP-MS | Laboratory of Mineral Resources Research Center, Fuzhou University; Adelaide Microscopy, the University of Adelaide | EPMA point analysis: accelerating voltage 15 kV, beam current 20 nA, beam diameter ~5 μm; EPMA mapping: accelerating voltage 20 kV, working current 50 nA, dwell time ~10 ms; BSE imaging: accelerating voltage 20 kV, beam current 10 nA; LA-ICP-MS: energy density 3~3.5 J/cm2, spot sizes 29 to 51 μm, repetition rates 5 Hz (polished thin-section) and 10 Hz (polished blocks), ~30 s background acquisition, ~40 s sample data acquisition | STDGL3 (Danyushevsky et al. 2011) and GSD-1G (USGS) | 1.9857 | [19 empty] | 2033.5755 | [5 empty] | 150.1449 | [5 empty] | 106.4252 | [9 empty] | 49380.6118 |  | 0.43882 |  |  |  | 0.24823 | [7 empty] | 169.8779 | [13 empty] | 871.9554 | [15 empty] | 0.35707 | [17 empty] | 0.017418 | [9 empty] | 1.3935 | [35 empty] | CHN | Tibet
| Lawu |  | Magmatic hydrothermal | Skarn | Cu-Pb-Zn skarn | Cu, Pb, Zn | In, Sn | Cu, Pb, Zn, In, Sn |  |  | 18-20 a1 sp - 6.d |  | underground mine |  |  |  |  | ore material | drill core | underground mining tunnels and drill cores | mineral separate | [5 empty] | mineralisation |  |  |  | sphalerite, chalcopyrite, pyrrhotite, pyrite, arsenopyrite | [6 empty] | galena, bismuthinite, marcasite, iron oxides, pyroxene, actinolite, quartz | thin sections and polished blocks examined using optical microscope, BSE detector, and EDS prior to analysis | EMPA, LA-ICPMS | JEOL JXA-8230 electron probe microanalyzer; RESOlution-LR 193 nm ArF excimer laser ablation system coupled to an Agilent 7700x ICP-MS | Laboratory of Mineral Resources Research Center, Fuzhou University; Adelaide Microscopy, the University of Adelaide | EPMA point analysis: accelerating voltage 15 kV, beam current 20 nA, beam diameter ~5 μm; EPMA mapping: accelerating voltage 20 kV, working current 50 nA, dwell time ~10 ms; BSE imaging: accelerating voltage 20 kV, beam current 10 nA; LA-ICP-MS: energy density 3~3.5 J/cm2, spot sizes 29 to 51 μm, repetition rates 5 Hz (polished thin-section) and 10 Hz (polished blocks), ~30 s background acquisition, ~40 s sample data acquisition | STDGL3 (Danyushevsky et al. 2011) and GSD-1G (USGS) | 2.985 | [19 empty] | 2074.8692 | [5 empty] | 139.7354 | [5 empty] | 125.5409 | [9 empty] | 90218.6205 |  | 0.23042 |  |  |  | 0.25552 | [7 empty] | 204.5676 | [13 empty] | 1951.0771 | [15 empty] | 1.8839 | [17 empty] | 0.37074 | [9 empty] | 3.9429 | [35 empty] | CHN | Tibet
| Lawu |  | Magmatic hydrothermal | Skarn | Cu-Pb-Zn skarn | Cu, Pb, Zn | In, Sn | Cu, Pb, Zn, In, Sn |  |  | 18-20 a1 sp - 7.d |  | underground mine |  |  |  |  | ore material | drill core | underground mining tunnels and drill cores | mineral separate | [5 empty] | mineralisation |  |  |  | sphalerite, chalcopyrite, pyrrhotite, pyrite, arsenopyrite | [6 empty] | galena, bismuthinite, marcasite, iron oxides, pyroxene, actinolite, quartz | thin sections and polished blocks examined using optical microscope, BSE detector, and EDS prior to analysis | EMPA, LA-ICPMS | JEOL JXA-8230 electron probe microanalyzer; RESOlution-LR 193 nm ArF excimer laser ablation system coupled to an Agilent 7700x ICP-MS | Laboratory of Mineral Resources Research Center, Fuzhou University; Adelaide Microscopy, the University of Adelaide | EPMA point analysis: accelerating voltage 15 kV, beam current 20 nA, beam diameter ~5 μm; EPMA mapping: accelerating voltage 20 kV, working current 50 nA, dwell time ~10 ms; BSE imaging: accelerating voltage 20 kV, beam current 10 nA; LA-ICP-MS: energy density 3~3.5 J/cm2, spot sizes 29 to 51 μm, repetition rates 5 Hz (polished thin-section) and 10 Hz (polished blocks), ~30 s background acquisition, ~40 s sample data acquisition | STDGL3 (Danyushevsky et al. 2011) and GSD-1G (USGS) | 4.8547 | [19 empty] | 1933.7403 | [5 empty] | 144.9432 | [5 empty] | 115.9546 | [9 empty] | 66010.2815 |  | 0.38509 |  |  |  | 0.27144 | [7 empty] | 182.3258 | [13 empty] | 1197.7315 | [15 empty] | 1.5 | [17 empty] | 0.032598 | [9 empty] | 0.87781 | [35 empty] | CHN | Tibet
| Lawu |  | Magmatic hydrothermal | Skarn | Cu-Pb-Zn skarn | Cu, Pb, Zn | In, Sn | Cu, Pb, Zn, In, Sn |  |  | 18-20 a1 sp - 8.d |  | underground mine |  |  |  |  | ore material | drill core | underground mining tunnels and drill cores | mineral separate | [5 empty] | mineralisation |  |  |  | sphalerite, chalcopyrite, pyrrhotite, pyrite, arsenopyrite | [6 empty] | galena, bismuthinite, marcasite, iron oxides, pyroxene, actinolite, quartz | thin sections and polished blocks examined using optical microscope, BSE detector, and EDS prior to analysis | EMPA, LA-ICPMS | JEOL JXA-8230 electron probe microanalyzer; RESOlution-LR 193 nm ArF excimer laser ablation system coupled to an Agilent 7700x ICP-MS | Laboratory of Mineral Resources Research Center, Fuzhou University; Adelaide Microscopy, the University of Adelaide | EPMA point analysis: accelerating voltage 15 kV, beam current 20 nA, beam diameter ~5 μm; EPMA mapping: accelerating voltage 20 kV, working current 50 nA, dwell time ~10 ms; BSE imaging: accelerating voltage 20 kV, beam current 10 nA; LA-ICP-MS: energy density 3~3.5 J/cm2, spot sizes 29 to 51 μm, repetition rates 5 Hz (polished thin-section) and 10 Hz (polished blocks), ~30 s background acquisition, ~40 s sample data acquisition | STDGL3 (Danyushevsky et al. 2011) and GSD-1G (USGS) | 4.9579 | [19 empty] | 1938.066 | [5 empty] | 148.2715 | [5 empty] | 122.4933 | [9 empty] | 53343.8568 |  | 0.21318 |  |  |  | 0.31777 | [7 empty] | 191.0115 | [13 empty] | 1020.7775 | [15 empty] | 1.5 | [17 empty] | 0.56449 | [9 empty] | 1.3604 | [35 empty] | CHN | Tibet
| Lawu |  | Magmatic hydrothermal | Skarn | Cu-Pb-Zn skarn | Cu, Pb, Zn | In, Sn | Cu, Pb, Zn, In, Sn |  |  | 18-20 a1 sp - 9.d |  | underground mine |  |  |  |  | ore material | drill core | underground mining tunnels and drill cores | mineral separate | [5 empty] | mineralisation |  |  |  | sphalerite, chalcopyrite, pyrrhotite, pyrite, arsenopyrite | [6 empty] | galena, bismuthinite, marcasite, iron oxides, pyroxene, actinolite, quartz | thin sections and polished blocks examined using optical microscope, BSE detector, and EDS prior to analysis | EMPA, LA-ICPMS | JEOL JXA-8230 electron probe microanalyzer; RESOlution-LR 193 nm ArF excimer laser ablation system coupled to an Agilent 7700x ICP-MS | Laboratory of Mineral Resources Research Center, Fuzhou University; Adelaide Microscopy, the University of Adelaide | EPMA point analysis: accelerating voltage 15 kV, beam current 20 nA, beam diameter ~5 μm; EPMA mapping: accelerating voltage 20 kV, working current 50 nA, dwell time ~10 ms; BSE imaging: accelerating voltage 20 kV, beam current 10 nA; LA-ICP-MS: energy density 3~3.5 J/cm2, spot sizes 29 to 51 μm, repetition rates 5 Hz (polished thin-section) and 10 Hz (polished blocks), ~30 s background acquisition, ~40 s sample data acquisition | STDGL3 (Danyushevsky et al. 2011) and GSD-1G (USGS) | 4.6827 | [19 empty] | 1830.5238 | [5 empty] | 136.5798 | [5 empty] | 125.0148 | [9 empty] | 80457.9071 |  | 0.39691 |  |  |  | 0.27504 | [7 empty] | 193.4555 | [13 empty] | 1459.0268 | [15 empty] | 1.6844 | [17 empty] | 0.021143 | [9 empty] | 0.82728 | [35 empty] | CHN | Tibet
| Lawu |  | Magmatic hydrothermal | Skarn | Cu-Pb-Zn skarn | Cu, Pb, Zn | In, Sn | Cu, Pb, Zn, In, Sn |  |  | 18-20 a1 sp - 10.d |  | underground mine |  |  |  |  | ore material | drill core | underground mining tunnels and drill cores | mineral separate | [5 empty] | mineralisation |  |  |  | sphalerite, chalcopyrite, pyrrhotite, pyrite, arsenopyrite | [6 empty] | galena, bismuthinite, marcasite, iron oxides, pyroxene, actinolite, quartz | thin sections and polished blocks examined using optical microscope, BSE detector, and EDS prior to analysis | EMPA, LA-ICPMS | JEOL JXA-8230 electron probe microanalyzer; RESOlution-LR 193 nm ArF excimer laser ablation system coupled to an Agilent 7700x ICP-MS | Laboratory of Mineral Resources Research Center, Fuzhou University; Adelaide Microscopy, the University of Adelaide | EPMA point analysis: accelerating voltage 15 kV, beam current 20 nA, beam diameter ~5 μm; EPMA mapping: accelerating voltage 20 kV, working current 50 nA, dwell time ~10 ms; BSE imaging: accelerating voltage 20 kV, beam current 10 nA; LA-ICP-MS: energy density 3~3.5 J/cm2, spot sizes 29 to 51 μm, repetition rates 5 Hz (polished thin-section) and 10 Hz (polished blocks), ~30 s background acquisition, ~40 s sample data acquisition | STDGL3 (Danyushevsky et al. 2011) and GSD-1G (USGS) | 2.8482 | [19 empty] | 1887.8919 | [5 empty] | 140.09 | [5 empty] | 125.5409 | [9 empty] | 88246.8847 |  | 0.29183 |  |  |  | 0.27508 | [7 empty] | 201.2464 | [13 empty] | 1811.4735 | [15 empty] | 1.3354 | [17 empty] | 0.11517 | [9 empty] | 0.84045 | [35 empty] | CHN | Tibet
| Lawu |  | Magmatic hydrothermal | Skarn | Cu-Pb-Zn skarn | Cu, Pb, Zn | In, Sn | Cu, Pb, Zn, In, Sn |  |  | 18-20 a1 sp - 11.d |  | underground mine |  |  |  |  | ore material | drill core | underground mining tunnels and drill cores | mineral separate | [5 empty] | mineralisation |  |  |  | sphalerite, chalcopyrite, pyrrhotite, pyrite, arsenopyrite | [6 empty] | galena, bismuthinite, marcasite, iron oxides, pyroxene, actinolite, quartz | thin sections and polished blocks examined using optical microscope, BSE detector, and EDS prior to analysis | EMPA, LA-ICPMS | JEOL JXA-8230 electron probe microanalyzer; RESOlution-LR 193 nm ArF excimer laser ablation system coupled to an Agilent 7700x ICP-MS | Laboratory of Mineral Resources Research Center, Fuzhou University; Adelaide Microscopy, the University of Adelaide | EPMA point analysis: accelerating voltage 15 kV, beam current 20 nA, beam diameter ~5 μm; EPMA mapping: accelerating voltage 20 kV, working current 50 nA, dwell time ~10 ms; BSE imaging: accelerating voltage 20 kV, beam current 10 nA; LA-ICP-MS: energy density 3~3.5 J/cm2, spot sizes 29 to 51 μm, repetition rates 5 Hz (polished thin-section) and 10 Hz (polished blocks), ~30 s background acquisition, ~40 s sample data acquisition | STDGL3 (Danyushevsky et al. 2011) and GSD-1G (USGS) | 4.2863 | [19 empty] | 2249.9675 | [5 empty] | 152.8269 | [5 empty] | 125.5409 | [9 empty] | 80742.503 |  | 0.12563 |  |  |  | 0.29784 | [7 empty] | 203.2898 | [13 empty] | 1741.5887 | [15 empty] | 2.3069 | [17 empty] | 0.084018 | [9 empty] | 0.71059 | [35 empty] | CHN | Tibet
| Lawu |  | Magmatic hydrothermal | Skarn | Cu-Pb-Zn skarn | Cu, Pb, Zn | In, Sn | Cu, Pb, Zn, In, Sn |  |  | 18-20 a1 sp - 12.d |  | underground mine |  |  |  |  | ore material | drill core | underground mining tunnels and drill cores | mineral separate | [5 empty] | mineralisation |  |  |  | sphalerite, chalcopyrite, pyrrhotite, pyrite, arsenopyrite | [6 empty] | galena, bismuthinite, marcasite, iron oxides, pyroxene, actinolite, quartz | thin sections and polished blocks examined using optical microscope, BSE detector, and EDS prior to analysis | EMPA, LA-ICPMS | JEOL JXA-8230 electron probe microanalyzer; RESOlution-LR 193 nm ArF excimer laser ablation system coupled to an Agilent 7700x ICP-MS | Laboratory of Mineral Resources Research Center, Fuzhou University; Adelaide Microscopy, the University of Adelaide | EPMA point analysis: accelerating voltage 15 kV, beam current 20 nA, beam diameter ~5 μm; EPMA mapping: accelerating voltage 20 kV, working current 50 nA, dwell time ~10 ms; BSE imaging: accelerating voltage 20 kV, beam current 10 nA; LA-ICP-MS: energy density 3~3.5 J/cm2, spot sizes 29 to 51 μm, repetition rates 5 Hz (polished thin-section) and 10 Hz (polished blocks), ~30 s background acquisition, ~40 s sample data acquisition | STDGL3 (Danyushevsky et al. 2011) and GSD-1G (USGS) | 10.2669 | [19 empty] | 1824.2704 | [5 empty] | 138.3238 | [5 empty] | 125.5409 | [9 empty] | 81190.0574 |  | 0.24246 |  |  |  | 0.29354 | [7 empty] | 203.5485 | [13 empty] | 1681.0781 | [15 empty] | 1.5 | [17 empty] | 1.0496 | [9 empty] | 2.5345 | [35 empty] | CHN | Tibet
| Lawu |  | Magmatic hydrothermal | Skarn | Cu-Pb-Zn skarn | Cu, Pb, Zn | In, Sn | Cu, Pb, Zn, In, Sn |  |  | 18-20 a1 sp - 13.d |  | underground mine |  |  |  |  | ore material | drill core | underground mining tunnels and drill cores | mineral separate | [5 empty] | mineralisation |  |  |  | sphalerite, chalcopyrite, pyrrhotite, pyrite, arsenopyrite | [6 empty] | galena, bismuthinite, marcasite, iron oxides, pyroxene, actinolite, quartz | thin sections and polished blocks examined using optical microscope, BSE detector, and EDS prior to analysis | EMPA, LA-ICPMS | JEOL JXA-8230 electron probe microanalyzer; RESOlution-LR 193 nm ArF excimer laser ablation system coupled to an Agilent 7700x ICP-MS | Laboratory of Mineral Resources Research Center, Fuzhou University; Adelaide Microscopy, the University of Adelaide | EPMA point analysis: accelerating voltage 15 kV, beam current 20 nA, beam diameter ~5 μm; EPMA mapping: accelerating voltage 20 kV, working current 50 nA, dwell time ~10 ms; BSE imaging: accelerating voltage 20 kV, beam current 10 nA; LA-ICP-MS: energy density 3~3.5 J/cm2, spot sizes 29 to 51 μm, repetition rates 5 Hz (polished thin-section) and 10 Hz (polished blocks), ~30 s background acquisition, ~40 s sample data acquisition | STDGL3 (Danyushevsky et al. 2011) and GSD-1G (USGS) | 7.9181 | [19 empty] | 1929.0432 | [5 empty] | 139.9752 | [5 empty] | 143.3763 | [9 empty] | 60262.6725 |  | 0.041556 |  |  |  | 0.30646 | [7 empty] | 218.5119 | [13 empty] | 1141.4834 | [15 empty] | 1.5 | [17 empty] | 1.6686 | [9 empty] | 3.5392 | [35 empty] | CHN | Tibet
| Lawu |  | Magmatic hydrothermal | Skarn | Cu-Pb-Zn skarn | Cu, Pb, Zn | In, Sn | Cu, Pb, Zn, In, Sn |  |  | 18-20 a1 sp - 14.d |  | underground mine |  |  |  |  | ore material | drill core | underground mining tunnels and drill cores | mineral separate | [5 empty] | mineralisation |  |  |  | sphalerite, chalcopyrite, pyrrhotite, pyrite, arsenopyrite | [6 empty] | galena, bismuthinite, marcasite, iron oxides, pyroxene, actinolite, quartz | thin sections and polished blocks examined using optical microscope, BSE detector, and EDS prior to analysis | EMPA, LA-ICPMS | JEOL JXA-8230 electron probe microanalyzer; RESOlution-LR 193 nm ArF excimer laser ablation system coupled to an Agilent 7700x ICP-MS | Laboratory of Mineral Resources Research Center, Fuzhou University; Adelaide Microscopy, the University of Adelaide | EPMA point analysis: accelerating voltage 15 kV, beam current 20 nA, beam diameter ~5 μm; EPMA mapping: accelerating voltage 20 kV, working current 50 nA, dwell time ~10 ms; BSE imaging: accelerating voltage 20 kV, beam current 10 nA; LA-ICP-MS: energy density 3~3.5 J/cm2, spot sizes 29 to 51 μm, repetition rates 5 Hz (polished thin-section) and 10 Hz (polished blocks), ~30 s background acquisition, ~40 s sample data acquisition | STDGL3 (Danyushevsky et al. 2011) and GSD-1G (USGS) | 5.967 | [19 empty] | 2244.9836 | [5 empty] | 148.1047 | [5 empty] | 147.0344 | [9 empty] | 75858.5045 |  | 0.069229 |  |  |  | 0.29827 | [7 empty] | 220.5423 | [13 empty] | 1633.2992 | [15 empty] | 1.5 | [17 empty] | 0.020068 | [9 empty] | 0.64353 | [35 empty] | CHN | Tibet
| Lawu |  | Magmatic hydrothermal | Skarn | Cu-Pb-Zn skarn | Cu, Pb, Zn | In, Sn | Cu, Pb, Zn, In, Sn |  |  | 18-20 a1 sp - 15.d |  | underground mine |  |  |  |  | ore material | drill core | underground mining tunnels and drill cores | mineral separate | [5 empty] | mineralisation |  |  |  | sphalerite, chalcopyrite, pyrrhotite, pyrite, arsenopyrite | [6 empty] | galena, bismuthinite, marcasite, iron oxides, pyroxene, actinolite, quartz | thin sections and polished blocks examined using optical microscope, BSE detector, and EDS prior to analysis | EMPA, LA-ICPMS | JEOL JXA-8230 electron probe microanalyzer; RESOlution-LR 193 nm ArF excimer laser ablation system coupled to an Agilent 7700x ICP-MS | Laboratory of Mineral Resources Research Center, Fuzhou University; Adelaide Microscopy, the University of Adelaide | EPMA point analysis: accelerating voltage 15 kV, beam current 20 nA, beam diameter ~5 μm; EPMA mapping: accelerating voltage 20 kV, working current 50 nA, dwell time ~10 ms; BSE imaging: accelerating voltage 20 kV, beam current 10 nA; LA-ICP-MS: energy density 3~3.5 J/cm2, spot sizes 29 to 51 μm, repetition rates 5 Hz (polished thin-section) and 10 Hz (polished blocks), ~30 s background acquisition, ~40 s sample data acquisition | STDGL3 (Danyushevsky et al. 2011) and GSD-1G (USGS) | 3.1858 | [19 empty] | 2101.4163 | [5 empty] | 147.2337 | [5 empty] | 133.4138 | [9 empty] | 84804.4858 |  | 0.17376 |  |  |  | 0.21581 | [7 empty] | 207.2105 | [13 empty] | 1959.3276 | [15 empty] | 0.83757 | [17 empty] | 0.12713 | [9 empty] | 0.72989 | [35 empty] | CHN | Tibet
| Lawu |  | Magmatic hydrothermal | Skarn | Cu-Pb-Zn skarn | Cu, Pb, Zn | In, Sn | Cu, Pb, Zn, In, Sn |  |  | 18-20 a1 sp - 16.d |  | underground mine |  |  |  |  | ore material | drill core | underground mining tunnels and drill cores | mineral separate | [5 empty] | mineralisation |  |  |  | sphalerite, chalcopyrite, pyrrhotite, pyrite, arsenopyrite | [6 empty] | galena, bismuthinite, marcasite, iron oxides, pyroxene, actinolite, quartz | thin sections and polished blocks examined using optical microscope, BSE detector, and EDS prior to analysis | EMPA, LA-ICPMS | JEOL JXA-8230 electron probe microanalyzer; RESOlution-LR 193 nm ArF excimer laser ablation system coupled to an Agilent 7700x ICP-MS | Laboratory of Mineral Resources Research Center, Fuzhou University; Adelaide Microscopy, the University of Adelaide | EPMA point analysis: accelerating voltage 15 kV, beam current 20 nA, beam diameter ~5 μm; EPMA mapping: accelerating voltage 20 kV, working current 50 nA, dwell time ~10 ms; BSE imaging: accelerating voltage 20 kV, beam current 10 nA; LA-ICP-MS: energy density 3~3.5 J/cm2, spot sizes 29 to 51 μm, repetition rates 5 Hz (polished thin-section) and 10 Hz (polished blocks), ~30 s background acquisition, ~40 s sample data acquisition | STDGL3 (Danyushevsky et al. 2011) and GSD-1G (USGS) | 3.8423 | [19 empty] | 2287.7961 | [5 empty] | 153.0158 | [5 empty] | 145.71 | [9 empty] | 76710.8462 |  | 0.16615 |  |  |  | 0.38163 | [7 empty] | 228.857 | [13 empty] | 1758.8025 | [15 empty] | 2.07 | [17 empty] | 0.13935 | [9 empty] | 1.9076 | [35 empty] | CHN | Tibet
| Lawu |  | Magmatic hydrothermal | Skarn | Cu-Pb-Zn skarn | Cu, Pb, Zn | In, Sn | Cu, Pb, Zn, In, Sn |  |  | 18-20 a1 sp - 17.d |  | underground mine |  |  |  |  | ore material | drill core | underground mining tunnels and drill cores | mineral separate | [5 empty] | mineralisation |  |  |  | sphalerite, chalcopyrite, pyrrhotite, pyrite, arsenopyrite | [6 empty] | galena, bismuthinite, marcasite, iron oxides, pyroxene, actinolite, quartz | thin sections and polished blocks examined using optical microscope, BSE detector, and EDS prior to analysis | EMPA, LA-ICPMS | JEOL JXA-8230 electron probe microanalyzer; RESOlution-LR 193 nm ArF excimer laser ablation system coupled to an Agilent 7700x ICP-MS | Laboratory of Mineral Resources Research Center, Fuzhou University; Adelaide Microscopy, the University of Adelaide | EPMA point analysis: accelerating voltage 15 kV, beam current 20 nA, beam diameter ~5 μm; EPMA mapping: accelerating voltage 20 kV, working current 50 nA, dwell time ~10 ms; BSE imaging: accelerating voltage 20 kV, beam current 10 nA; LA-ICP-MS: energy density 3~3.5 J/cm2, spot sizes 29 to 51 μm, repetition rates 5 Hz (polished thin-section) and 10 Hz (polished blocks), ~30 s background acquisition, ~40 s sample data acquisition | STDGL3 (Danyushevsky et al. 2011) and GSD-1G (USGS) | 3.7849 | [19 empty] | 2321.7047 | [5 empty] | 152.769 | [5 empty] | 125.5409 | [9 empty] | 77755.8508 |  | 0.13502 |  |  |  | 0.29006 | [7 empty] | 212.1537 | [13 empty] | 1622.3134 | [15 empty] | 1.5 | [17 empty] | 0.075425 | [9 empty] | 0.54717 | [35 empty] | CHN | Tibet
| Lawu |  | Magmatic hydrothermal | Skarn | Cu-Pb-Zn skarn | Cu, Pb, Zn | In, Sn | Cu, Pb, Zn, In, Sn |  |  | 18-20 a1 sp - 18.d |  | underground mine |  |  |  |  | ore material | drill core | underground mining tunnels and drill cores | mineral separate | [5 empty] | mineralisation |  |  |  | sphalerite, chalcopyrite, pyrrhotite, pyrite, arsenopyrite | [6 empty] | galena, bismuthinite, marcasite, iron oxides, pyroxene, actinolite, quartz | thin sections and polished blocks examined using optical microscope, BSE detector, and EDS prior to analysis | EMPA, LA-ICPMS | JEOL JXA-8230 electron probe microanalyzer; RESOlution-LR 193 nm ArF excimer laser ablation system coupled to an Agilent 7700x ICP-MS | Laboratory of Mineral Resources Research Center, Fuzhou University; Adelaide Microscopy, the University of Adelaide | EPMA point analysis: accelerating voltage 15 kV, beam current 20 nA, beam diameter ~5 μm; EPMA mapping: accelerating voltage 20 kV, working current 50 nA, dwell time ~10 ms; BSE imaging: accelerating voltage 20 kV, beam current 10 nA; LA-ICP-MS: energy density 3~3.5 J/cm2, spot sizes 29 to 51 μm, repetition rates 5 Hz (polished thin-section) and 10 Hz (polished blocks), ~30 s background acquisition, ~40 s sample data acquisition | STDGL3 (Danyushevsky et al. 2011) and GSD-1G (USGS) | 6.4801 | [19 empty] | 2255.418 | [5 empty] | 151.0906 | [5 empty] | 125.5409 | [9 empty] | 79528.7333 |  | 0.11248 |  |  |  | 0.27235 | [7 empty] | 211.9211 | [13 empty] | 1670.5242 | [15 empty] | 1.5 | [17 empty] | 0.31699 | [9 empty] | 0.78687 | [35 empty] | CHN | Tibet
| Lawu |  | Magmatic hydrothermal | Skarn | Cu-Pb-Zn skarn | Cu, Pb, Zn | In, Sn | Cu, Pb, Zn, In, Sn |  |  | 18-20 a1 sp - 19.d |  | underground mine |  |  |  |  | ore material | drill core | underground mining tunnels and drill cores | mineral separate | [5 empty] | mineralisation |  |  |  | sphalerite, chalcopyrite, pyrrhotite, pyrite, arsenopyrite | [6 empty] | galena, bismuthinite, marcasite, iron oxides, pyroxene, actinolite, quartz | thin sections and polished blocks examined using optical microscope, BSE detector, and EDS prior to analysis | EMPA, LA-ICPMS | JEOL JXA-8230 electron probe microanalyzer; RESOlution-LR 193 nm ArF excimer laser ablation system coupled to an Agilent 7700x ICP-MS | Laboratory of Mineral Resources Research Center, Fuzhou University; Adelaide Microscopy, the University of Adelaide | EPMA point analysis: accelerating voltage 15 kV, beam current 20 nA, beam diameter ~5 μm; EPMA mapping: accelerating voltage 20 kV, working current 50 nA, dwell time ~10 ms; BSE imaging: accelerating voltage 20 kV, beam current 10 nA; LA-ICP-MS: energy density 3~3.5 J/cm2, spot sizes 29 to 51 μm, repetition rates 5 Hz (polished thin-section) and 10 Hz (polished blocks), ~30 s background acquisition, ~40 s sample data acquisition | STDGL3 (Danyushevsky et al. 2011) and GSD-1G (USGS) | 6.1981 | [19 empty] | 2179.4957 | [5 empty] | 146.1324 | [5 empty] | 125.5409 | [9 empty] | 88522.4963 |  | 0.18143 |  |  |  | 0.27096 | [7 empty] | 214.8816 | [13 empty] | 2003.0752 | [15 empty] | 1.5 | [17 empty] | 0.30132 | [9 empty] | 1.6159 | [35 empty] | CHN | Tibet
| Lawu |  | Magmatic hydrothermal | Skarn | Cu-Pb-Zn skarn | Cu, Pb, Zn | In, Sn | Cu, Pb, Zn, In, Sn |  |  | 18-20 a1 sp - 20.d |  | underground mine |  |  |  |  | ore material | drill core | underground mining tunnels and drill cores | mineral separate | [5 empty] | mineralisation |  |  |  | sphalerite, chalcopyrite, pyrrhotite, pyrite, arsenopyrite | [6 empty] | galena, bismuthinite, marcasite, iron oxides, pyroxene, actinolite, quartz | thin sections and polished blocks examined using optical microscope, BSE detector, and EDS prior to analysis | EMPA, LA-ICPMS | JEOL JXA-8230 electron probe microanalyzer; RESOlution-LR 193 nm ArF excimer laser ablation system coupled to an Agilent 7700x ICP-MS | Laboratory of Mineral Resources Research Center, Fuzhou University; Adelaide Microscopy, the University of Adelaide | EPMA point analysis: accelerating voltage 15 kV, beam current 20 nA, beam diameter ~5 μm; EPMA mapping: accelerating voltage 20 kV, working current 50 nA, dwell time ~10 ms; BSE imaging: accelerating voltage 20 kV, beam current 10 nA; LA-ICP-MS: energy density 3~3.5 J/cm2, spot sizes 29 to 51 μm, repetition rates 5 Hz (polished thin-section) and 10 Hz (polished blocks), ~30 s background acquisition, ~40 s sample data acquisition | STDGL3 (Danyushevsky et al. 2011) and GSD-1G (USGS) | 5.5123 | [19 empty] | 1699.9653 | [5 empty] | 136.3783 | [5 empty] | 120.4539 | [9 empty] | 77172.1652 |  | 0.41374 |  |  |  | 0.24905 | [7 empty] | 180.0863 | [13 empty] | 1399.8514 | [15 empty] | 2.5996 | [17 empty] | 0.055804 | [9 empty] | 1.8551 | [35 empty] | CHN | Tibet
| Lawu |  | Magmatic hydrothermal | Skarn | Cu-Pb-Zn skarn | Cu, Pb, Zn | In, Sn | Cu, Pb, Zn, In, Sn |  |  | 18-20 a1 sp - 21.d |  | underground mine |  |  |  |  | ore material | drill core | underground mining tunnels and drill cores | mineral separate | [5 empty] | mineralisation |  |  |  | sphalerite, chalcopyrite, pyrrhotite, pyrite, arsenopyrite | [6 empty] | galena, bismuthinite, marcasite, iron oxides, pyroxene, actinolite, quartz | thin sections and polished blocks examined using optical microscope, BSE detector, and EDS prior to analysis | EMPA, LA-ICPMS | JEOL JXA-8230 electron probe microanalyzer; RESOlution-LR 193 nm ArF excimer laser ablation system coupled to an Agilent 7700x ICP-MS | Laboratory of Mineral Resources Research Center, Fuzhou University; Adelaide Microscopy, the University of Adelaide | EPMA point analysis: accelerating voltage 15 kV, beam current 20 nA, beam diameter ~5 μm; EPMA mapping: accelerating voltage 20 kV, working current 50 nA, dwell time ~10 ms; BSE imaging: accelerating voltage 20 kV, beam current 10 nA; LA-ICP-MS: energy density 3~3.5 J/cm2, spot sizes 29 to 51 μm, repetition rates 5 Hz (polished thin-section) and 10 Hz (polished blocks), ~30 s background acquisition, ~40 s sample data acquisition | STDGL3 (Danyushevsky et al. 2011) and GSD-1G (USGS) | 2.8219 | [19 empty] | 1908.282 | [5 empty] | 142.7966 | [5 empty] | 125.5409 | [9 empty] | 92006.4557 |  | 0.18524 |  |  |  | 0.33197 | [7 empty] | 202.4902 | [13 empty] | 2055.9467 | [15 empty] | 0.69289 | [17 empty] | 0.3042 | [9 empty] | 0.60526 | [35 empty] | CHN | Tibet
| Lawu |  | Magmatic hydrothermal | Skarn | Cu-Pb-Zn skarn | Cu, Pb, Zn | In, Sn | Cu, Pb, Zn, In, Sn |  |  | 18-20 a1 sp - 22.d |  | underground mine |  |  |  |  | ore material | drill core | underground mining tunnels and drill cores | mineral separate | [5 empty] | mineralisation |  |  |  | sphalerite, chalcopyrite, pyrrhotite, pyrite, arsenopyrite | [6 empty] | galena, bismuthinite, marcasite, iron oxides, pyroxene, actinolite, quartz | thin sections and polished blocks examined using optical microscope, BSE detector, and EDS prior to analysis | EMPA, LA-ICPMS | JEOL JXA-8230 electron probe microanalyzer; RESOlution-LR 193 nm ArF excimer laser ablation system coupled to an Agilent 7700x ICP-MS | Laboratory of Mineral Resources Research Center, Fuzhou University; Adelaide Microscopy, the University of Adelaide | EPMA point analysis: accelerating voltage 15 kV, beam current 20 nA, beam diameter ~5 μm; EPMA mapping: accelerating voltage 20 kV, working current 50 nA, dwell time ~10 ms; BSE imaging: accelerating voltage 20 kV, beam current 10 nA; LA-ICP-MS: energy density 3~3.5 J/cm2, spot sizes 29 to 51 μm, repetition rates 5 Hz (polished thin-section) and 10 Hz (polished blocks), ~30 s background acquisition, ~40 s sample data acquisition | STDGL3 (Danyushevsky et al. 2011) and GSD-1G (USGS) | 4.6671 | [19 empty] | 1929.7315 | [5 empty] | 145.7174 | [5 empty] | 133.5743 | [9 empty] | 82953.5813 |  | 0.1915 |  |  |  | 0.32104 | [7 empty] | 198.722 | [13 empty] | 1719.0557 | [15 empty] | 0.64666 | [17 empty] | 0.3042 | [9 empty] | 0.82222 | [35 empty] | CHN | Tibet
| Lawu |  | Magmatic hydrothermal | Skarn | Cu-Pb-Zn skarn | Cu, Pb, Zn | In, Sn | Cu, Pb, Zn, In, Sn |  |  | 18-20 a1 sp - 23.d |  | underground mine |  |  |  |  | ore material | drill core | underground mining tunnels and drill cores | mineral separate | [5 empty] | mineralisation |  |  |  | sphalerite, chalcopyrite, pyrrhotite, pyrite, arsenopyrite | [6 empty] | galena, bismuthinite, marcasite, iron oxides, pyroxene, actinolite, quartz | thin sections and polished blocks examined using optical microscope, BSE detector, and EDS prior to analysis | EMPA, LA-ICPMS | JEOL JXA-8230 electron probe microanalyzer; RESOlution-LR 193 nm ArF excimer laser ablation system coupled to an Agilent 7700x ICP-MS | Laboratory of Mineral Resources Research Center, Fuzhou University; Adelaide Microscopy, the University of Adelaide | EPMA point analysis: accelerating voltage 15 kV, beam current 20 nA, beam diameter ~5 μm; EPMA mapping: accelerating voltage 20 kV, working current 50 nA, dwell time ~10 ms; BSE imaging: accelerating voltage 20 kV, beam current 10 nA; LA-ICP-MS: energy density 3~3.5 J/cm2, spot sizes 29 to 51 μm, repetition rates 5 Hz (polished thin-section) and 10 Hz (polished blocks), ~30 s background acquisition, ~40 s sample data acquisition | STDGL3 (Danyushevsky et al. 2011) and GSD-1G (USGS) | 4.0589 | [19 empty] | 2135.436 | [5 empty] | 149.3829 | [5 empty] | 125.5409 | [9 empty] | 79085.0554 |  | 0.48488 |  |  |  | 0.26113 | [7 empty] | 200.7968 | [13 empty] | 1742.1029 | [15 empty] | 2.4269 | [17 empty] | 0.10043 | [9 empty] | 0.80898 | [35 empty] | CHN | Tibet
| Lawu |  | Magmatic hydrothermal | Skarn | Cu-Pb-Zn skarn | Cu, Pb, Zn | In, Sn | Cu, Pb, Zn, In, Sn |  |  | 18-59 a2 sp - 1.d |  | underground mine |  |  |  |  | ore material | drill core | underground mining tunnels and drill cores | mineral separate | [5 empty] | mineralisation |  |  |  | sphalerite, chalcopyrite, pyrrhotite, pyrite, arsenopyrite | [6 empty] | galena, bismuthinite, marcasite, iron oxides, pyroxene, actinolite, quartz | thin sections and polished blocks examined using optical microscope, BSE detector, and EDS prior to analysis | EMPA, LA-ICPMS | JEOL JXA-8230 electron probe microanalyzer; RESOlution-LR 193 nm ArF excimer laser ablation system coupled to an Agilent 7700x ICP-MS | Laboratory of Mineral Resources Research Center, Fuzhou University; Adelaide Microscopy, the University of Adelaide | EPMA point analysis: accelerating voltage 15 kV, beam current 20 nA, beam diameter ~5 μm; EPMA mapping: accelerating voltage 20 kV, working current 50 nA, dwell time ~10 ms; BSE imaging: accelerating voltage 20 kV, beam current 10 nA; LA-ICP-MS: energy density 3~3.5 J/cm2, spot sizes 29 to 51 μm, repetition rates 5 Hz (polished thin-section) and 10 Hz (polished blocks), ~30 s background acquisition, ~40 s sample data acquisition | STDGL3 (Danyushevsky et al. 2011) and GSD-1G (USGS) | 6.4049 | [19 empty] | 1978.9699 | [5 empty] | 127.4933 | [5 empty] | 30.4639 | [9 empty] | 84928.2679 |  | 0.29034 |  |  |  | 0.2744 | [7 empty] | 67.0133 | [13 empty] | 1848.8541 | [15 empty] | 3.1873 | [17 empty] | 0.20576 | [9 empty] | 0.36311 | [35 empty] | CHN | Tibet
| Lawu |  | Magmatic hydrothermal | Skarn | Cu-Pb-Zn skarn | Cu, Pb, Zn | In, Sn | Cu, Pb, Zn, In, Sn |  |  | 18-59 a2 sp - 2.d |  | underground mine |  |  |  |  | ore material | drill core | underground mining tunnels and drill cores | mineral separate | [5 empty] | mineralisation |  |  |  | sphalerite, chalcopyrite, pyrrhotite, pyrite, arsenopyrite | [6 empty] | galena, bismuthinite, marcasite, iron oxides, pyroxene, actinolite, quartz | thin sections and polished blocks examined using optical microscope, BSE detector, and EDS prior to analysis | EMPA, LA-ICPMS | JEOL JXA-8230 electron probe microanalyzer; RESOlution-LR 193 nm ArF excimer laser ablation system coupled to an Agilent 7700x ICP-MS | Laboratory of Mineral Resources Research Center, Fuzhou University; Adelaide Microscopy, the University of Adelaide | EPMA point analysis: accelerating voltage 15 kV, beam current 20 nA, beam diameter ~5 μm; EPMA mapping: accelerating voltage 20 kV, working current 50 nA, dwell time ~10 ms; BSE imaging: accelerating voltage 20 kV, beam current 10 nA; LA-ICP-MS: energy density 3~3.5 J/cm2, spot sizes 29 to 51 μm, repetition rates 5 Hz (polished thin-section) and 10 Hz (polished blocks), ~30 s background acquisition, ~40 s sample data acquisition | STDGL3 (Danyushevsky et al. 2011) and GSD-1G (USGS) | 5.0053 | [19 empty] | 1820.6885 | [5 empty] | 139.4991 | [5 empty] | 36.8515 | [9 empty] | 59442.4093 |  | 0.22716 |  |  |  | 0.26439 | [7 empty] | 53.2946 | [13 empty] | 1344.8669 | [15 empty] | 1.1564 | [17 empty] | 0.027533 | [9 empty] | 0.8281 | [35 empty] | CHN | Tibet
| Lawu |  | Magmatic hydrothermal | Skarn | Cu-Pb-Zn skarn | Cu, Pb, Zn | In, Sn | Cu, Pb, Zn, In, Sn |  |  | 18-59 a2 sp - 3.d |  | underground mine |  |  |  |  | ore material | drill core | underground mining tunnels and drill cores | mineral separate | [5 empty] | mineralisation |  |  |  | sphalerite, chalcopyrite, pyrrhotite, pyrite, arsenopyrite | [6 empty] | galena, bismuthinite, marcasite, iron oxides, pyroxene, actinolite, quartz | thin sections and polished blocks examined using optical microscope, BSE detector, and EDS prior to analysis | EMPA, LA-ICPMS | JEOL JXA-8230 electron probe microanalyzer; RESOlution-LR 193 nm ArF excimer laser ablation system coupled to an Agilent 7700x ICP-MS | Laboratory of Mineral Resources Research Center, Fuzhou University; Adelaide Microscopy, the University of Adelaide | EPMA point analysis: accelerating voltage 15 kV, beam current 20 nA, beam diameter ~5 μm; EPMA mapping: accelerating voltage 20 kV, working current 50 nA, dwell time ~10 ms; BSE imaging: accelerating voltage 20 kV, beam current 10 nA; LA-ICP-MS: energy density 3~3.5 J/cm2, spot sizes 29 to 51 μm, repetition rates 5 Hz (polished thin-section) and 10 Hz (polished blocks), ~30 s background acquisition, ~40 s sample data acquisition | STDGL3 (Danyushevsky et al. 2011) and GSD-1G (USGS) | 5.3724 | [19 empty] | 1820.829 | [5 empty] | 142.3007 | [5 empty] | 30.4639 | [9 empty] | 59286.0803 |  | 0.27709 |  |  |  | 0.25166 | [7 empty] | 55.6912 | [13 empty] | 1373.0149 | [15 empty] | 1.1918 | [17 empty] | 0.39782 | [9 empty] | 3.3727 | [35 empty] | CHN | Tibet
| Lawu |  | Magmatic hydrothermal | Skarn | Cu-Pb-Zn skarn | Cu, Pb, Zn | In, Sn | Cu, Pb, Zn, In, Sn |  |  | 18-59 a2 sp - 4.d |  | underground mine |  |  |  |  | ore material | drill core | underground mining tunnels and drill cores | mineral separate | [5 empty] | mineralisation |  |  |  | sphalerite, chalcopyrite, pyrrhotite, pyrite, arsenopyrite | [6 empty] | galena, bismuthinite, marcasite, iron oxides, pyroxene, actinolite, quartz | thin sections and polished blocks examined using optical microscope, BSE detector, and EDS prior to analysis | EMPA, LA-ICPMS | JEOL JXA-8230 electron probe microanalyzer; RESOlution-LR 193 nm ArF excimer laser ablation system coupled to an Agilent 7700x ICP-MS | Laboratory of Mineral Resources Research Center, Fuzhou University; Adelaide Microscopy, the University of Adelaide | EPMA point analysis: accelerating voltage 15 kV, beam current 20 nA, beam diameter ~5 μm; EPMA mapping: accelerating voltage 20 kV, working current 50 nA, dwell time ~10 ms; BSE imaging: accelerating voltage 20 kV, beam current 10 nA; LA-ICP-MS: energy density 3~3.5 J/cm2, spot sizes 29 to 51 μm, repetition rates 5 Hz (polished thin-section) and 10 Hz (polished blocks), ~30 s background acquisition, ~40 s sample data acquisition | STDGL3 (Danyushevsky et al. 2011) and GSD-1G (USGS) | 5.7118 | [19 empty] | 2195.8754 | [5 empty] | 159.7972 | [5 empty] | 34.2041 | [9 empty] | 56249.6825 |  | 0.25868 |  |  |  | 0.227 | [7 empty] | 48.687 | [13 empty] | 1404.906 | [15 empty] | 0.61794 | [17 empty] | 0.092859 | [9 empty] | 1.1891 | [35 empty] | CHN | Tibet
| Lawu |  | Magmatic hydrothermal | Skarn | Cu-Pb-Zn skarn | Cu, Pb, Zn | In, Sn | Cu, Pb, Zn, In, Sn |  |  | 18-59 a2 sp - 5.d |  | underground mine |  |  |  |  | ore material | drill core | underground mining tunnels and drill cores | mineral separate | [5 empty] | mineralisation |  |  |  | sphalerite, chalcopyrite, pyrrhotite, pyrite, arsenopyrite | [6 empty] | galena, bismuthinite, marcasite, iron oxides, pyroxene, actinolite, quartz | thin sections and polished blocks examined using optical microscope, BSE detector, and EDS prior to analysis | EMPA, LA-ICPMS | JEOL JXA-8230 electron probe microanalyzer; RESOlution-LR 193 nm ArF excimer laser ablation system coupled to an Agilent 7700x ICP-MS | Laboratory of Mineral Resources Research Center, Fuzhou University; Adelaide Microscopy, the University of Adelaide | EPMA point analysis: accelerating voltage 15 kV, beam current 20 nA, beam diameter ~5 μm; EPMA mapping: accelerating voltage 20 kV, working current 50 nA, dwell time ~10 ms; BSE imaging: accelerating voltage 20 kV, beam current 10 nA; LA-ICP-MS: energy density 3~3.5 J/cm2, spot sizes 29 to 51 μm, repetition rates 5 Hz (polished thin-section) and 10 Hz (polished blocks), ~30 s background acquisition, ~40 s sample data acquisition | STDGL3 (Danyushevsky et al. 2011) and GSD-1G (USGS) | 5.6263 | [19 empty] | 1874.2392 | [5 empty] | 133.301 | [5 empty] | 33.1514 | [9 empty] | 75076.5673 |  | 0.25466 |  |  |  | 0.23552 | [7 empty] | 43.8606 | [13 empty] | 1635.2782 | [15 empty] | 1.1529 | [17 empty] | 0.10611 | [9 empty] | 0.50735 | [35 empty] | CHN | Tibet
| Lawu |  | Magmatic hydrothermal | Skarn | Cu-Pb-Zn skarn | Cu, Pb, Zn | In, Sn | Cu, Pb, Zn, In, Sn |  |  | 18-59 a2 sp - 6.d |  | underground mine |  |  |  |  | ore material | drill core | underground mining tunnels and drill cores | mineral separate | [5 empty] | mineralisation |  |  |  | sphalerite, chalcopyrite, pyrrhotite, pyrite, arsenopyrite | [6 empty] | galena, bismuthinite, marcasite, iron oxides, pyroxene, actinolite, quartz | thin sections and polished blocks examined using optical microscope, BSE detector, and EDS prior to analysis | EMPA, LA-ICPMS | JEOL JXA-8230 electron probe microanalyzer; RESOlution-LR 193 nm ArF excimer laser ablation system coupled to an Agilent 7700x ICP-MS | Laboratory of Mineral Resources Research Center, Fuzhou University; Adelaide Microscopy, the University of Adelaide | EPMA point analysis: accelerating voltage 15 kV, beam current 20 nA, beam diameter ~5 μm; EPMA mapping: accelerating voltage 20 kV, working current 50 nA, dwell time ~10 ms; BSE imaging: accelerating voltage 20 kV, beam current 10 nA; LA-ICP-MS: energy density 3~3.5 J/cm2, spot sizes 29 to 51 μm, repetition rates 5 Hz (polished thin-section) and 10 Hz (polished blocks), ~30 s background acquisition, ~40 s sample data acquisition | STDGL3 (Danyushevsky et al. 2011) and GSD-1G (USGS) | 5.2754 | [19 empty] | 1874.6832 | [5 empty] | 135.2091 | [5 empty] | 32.2465 | [9 empty] | 59542.9379 |  | 0.31822 |  |  |  | 0.27938 | [7 empty] | 37.9029 | [13 empty] | 1384.6208 | [15 empty] | 1.28 | [17 empty] | 0.19942 | [9 empty] | 2.4468 | [35 empty] | CHN | Tibet
| Lawu |  | Magmatic hydrothermal | Skarn | Cu-Pb-Zn skarn | Cu, Pb, Zn | In, Sn | Cu, Pb, Zn, In, Sn |  |  | 18-59 a2 sp - 7.d |  | underground mine |  |  |  |  | ore material | drill core | underground mining tunnels and drill cores | mineral separate | [5 empty] | mineralisation |  |  |  | sphalerite, chalcopyrite, pyrrhotite, pyrite, arsenopyrite | [6 empty] | galena, bismuthinite, marcasite, iron oxides, pyroxene, actinolite, quartz | thin sections and polished blocks examined using optical microscope, BSE detector, and EDS prior to analysis | EMPA, LA-ICPMS | JEOL JXA-8230 electron probe microanalyzer; RESOlution-LR 193 nm ArF excimer laser ablation system coupled to an Agilent 7700x ICP-MS | Laboratory of Mineral Resources Research Center, Fuzhou University; Adelaide Microscopy, the University of Adelaide | EPMA point analysis: accelerating voltage 15 kV, beam current 20 nA, beam diameter ~5 μm; EPMA mapping: accelerating voltage 20 kV, working current 50 nA, dwell time ~10 ms; BSE imaging: accelerating voltage 20 kV, beam current 10 nA; LA-ICP-MS: energy density 3~3.5 J/cm2, spot sizes 29 to 51 μm, repetition rates 5 Hz (polished thin-section) and 10 Hz (polished blocks), ~30 s background acquisition, ~40 s sample data acquisition | STDGL3 (Danyushevsky et al. 2011) and GSD-1G (USGS) | 3.1534 | [19 empty] | 2153.6914 | [5 empty] | 146.1813 | [5 empty] | 20.4192 | [9 empty] | 52577.7951 |  | 0.3043 |  |  |  | 0.23638 | [7 empty] | 29.0811 | [13 empty] | 1570.465 | [15 empty] | 0.41213 | [17 empty] | 1.2239 | [9 empty] | 2.2292 | [35 empty] | CHN | Tibet
| Lawu |  | Magmatic hydrothermal | Skarn | Cu-Pb-Zn skarn | Cu, Pb, Zn | In, Sn | Cu, Pb, Zn, In, Sn |  |  | 18-59 a2 sp - 8.d |  | underground mine |  |  |  |  | ore material | drill core | underground mining tunnels and drill cores | mineral separate | [5 empty] | mineralisation |  |  |  | sphalerite, chalcopyrite, pyrrhotite, pyrite, arsenopyrite | [6 empty] | galena, bismuthinite, marcasite, iron oxides, pyroxene, actinolite, quartz | thin sections and polished blocks examined using optical microscope, BSE detector, and EDS prior to analysis | EMPA, LA-ICPMS | JEOL JXA-8230 electron probe microanalyzer; RESOlution-LR 193 nm ArF excimer laser ablation system coupled to an Agilent 7700x ICP-MS | Laboratory of Mineral Resources Research Center, Fuzhou University; Adelaide Microscopy, the University of Adelaide | EPMA point analysis: accelerating voltage 15 kV, beam current 20 nA, beam diameter ~5 μm; EPMA mapping: accelerating voltage 20 kV, working current 50 nA, dwell time ~10 ms; BSE imaging: accelerating voltage 20 kV, beam current 10 nA; LA-ICP-MS: energy density 3~3.5 J/cm2, spot sizes 29 to 51 μm, repetition rates 5 Hz (polished thin-section) and 10 Hz (polished blocks), ~30 s background acquisition, ~40 s sample data acquisition | STDGL3 (Danyushevsky et al. 2011) and GSD-1G (USGS) | 6.0467 | [19 empty] | 1890.7775 | [5 empty] | 141.0003 | [5 empty] | 35.6204 | [9 empty] | 56696.3907 |  | 0.2103 |  |  |  | 0.23752 | [7 empty] | 49.3453 | [13 empty] | 1306.3064 | [15 empty] | 1.1918 | [17 empty] | 0.87536 | [9 empty] | 0.79119 | [35 empty] | CHN | Tibet
| Lawu |  | Magmatic hydrothermal | Skarn | Cu-Pb-Zn skarn | Cu, Pb, Zn | In, Sn | Cu, Pb, Zn, In, Sn |  |  | 18-59 a2 sp - 9.d |  | underground mine |  |  |  |  | ore material | drill core | underground mining tunnels and drill cores | mineral separate | [5 empty] | mineralisation |  |  |  | sphalerite, chalcopyrite, pyrrhotite, pyrite, arsenopyrite | [6 empty] | galena, bismuthinite, marcasite, iron oxides, pyroxene, actinolite, quartz | thin sections and polished blocks examined using optical microscope, BSE detector, and EDS prior to analysis | EMPA, LA-ICPMS | JEOL JXA-8230 electron probe microanalyzer; RESOlution-LR 193 nm ArF excimer laser ablation system coupled to an Agilent 7700x ICP-MS | Laboratory of Mineral Resources Research Center, Fuzhou University; Adelaide Microscopy, the University of Adelaide | EPMA point analysis: accelerating voltage 15 kV, beam current 20 nA, beam diameter ~5 μm; EPMA mapping: accelerating voltage 20 kV, working current 50 nA, dwell time ~10 ms; BSE imaging: accelerating voltage 20 kV, beam current 10 nA; LA-ICP-MS: energy density 3~3.5 J/cm2, spot sizes 29 to 51 μm, repetition rates 5 Hz (polished thin-section) and 10 Hz (polished blocks), ~30 s background acquisition, ~40 s sample data acquisition | STDGL3 (Danyushevsky et al. 2011) and GSD-1G (USGS) | 4.5065 | [19 empty] | 2298.5786 | [5 empty] | 163.6847 | [5 empty] | 22.3383 | [9 empty] | 54518.4 |  | 0.23612 |  |  |  | 0.27814 | [7 empty] | 27.4878 | [13 empty] | 1496.9898 | [15 empty] | 0.36453 | [17 empty] | 0.25185 | [9 empty] | 0.60152 | [35 empty] | CHN | Tibet
| Lawu |  | Magmatic hydrothermal | Skarn | Cu-Pb-Zn skarn | Cu, Pb, Zn | In, Sn | Cu, Pb, Zn, In, Sn |  |  | 18-59 a2 sp - 10.d |  | underground mine |  |  |  |  | ore material | drill core | underground mining tunnels and drill cores | mineral separate | [5 empty] | mineralisation |  |  |  | sphalerite, chalcopyrite, pyrrhotite, pyrite, arsenopyrite | [6 empty] | galena, bismuthinite, marcasite, iron oxides, pyroxene, actinolite, quartz | thin sections and polished blocks examined using optical microscope, BSE detector, and EDS prior to analysis | EMPA, LA-ICPMS | JEOL JXA-8230 electron probe microanalyzer; RESOlution-LR 193 nm ArF excimer laser ablation system coupled to an Agilent 7700x ICP-MS | Laboratory of Mineral Resources Research Center, Fuzhou University; Adelaide Microscopy, the University of Adelaide | EPMA point analysis: accelerating voltage 15 kV, beam current 20 nA, beam diameter ~5 μm; EPMA mapping: accelerating voltage 20 kV, working current 50 nA, dwell time ~10 ms; BSE imaging: accelerating voltage 20 kV, beam current 10 nA; LA-ICP-MS: energy density 3~3.5 J/cm2, spot sizes 29 to 51 μm, repetition rates 5 Hz (polished thin-section) and 10 Hz (polished blocks), ~30 s background acquisition, ~40 s sample data acquisition | STDGL3 (Danyushevsky et al. 2011) and GSD-1G (USGS) | 3.8196 | [19 empty] | 2348.8348 | [5 empty] | 158.2967 | [5 empty] | 19.0656 | [9 empty] | 54602.9517 |  | 0.3243 |  |  |  | 0.2072 | [7 empty] | 18.1983 | [13 empty] | 1571.294 | [15 empty] | 0.50582 | [17 empty] | 0.019455 | [9 empty] | 3.638 | [35 empty] | CHN | Tibet
| Lawu |  | Magmatic hydrothermal | Skarn | Cu-Pb-Zn skarn | Cu, Pb, Zn | In, Sn | Cu, Pb, Zn, In, Sn |  |  | 18-59 a2 sp - 11.d |  | underground mine |  |  |  |  | ore material | drill core | underground mining tunnels and drill cores | mineral separate | [5 empty] | mineralisation |  |  |  | sphalerite, chalcopyrite, pyrrhotite, pyrite, arsenopyrite | [6 empty] | galena, bismuthinite, marcasite, iron oxides, pyroxene, actinolite, quartz | thin sections and polished blocks examined using optical microscope, BSE detector, and EDS prior to analysis | EMPA, LA-ICPMS | JEOL JXA-8230 electron probe microanalyzer; RESOlution-LR 193 nm ArF excimer laser ablation system coupled to an Agilent 7700x ICP-MS | Laboratory of Mineral Resources Research Center, Fuzhou University; Adelaide Microscopy, the University of Adelaide | EPMA point analysis: accelerating voltage 15 kV, beam current 20 nA, beam diameter ~5 μm; EPMA mapping: accelerating voltage 20 kV, working current 50 nA, dwell time ~10 ms; BSE imaging: accelerating voltage 20 kV, beam current 10 nA; LA-ICP-MS: energy density 3~3.5 J/cm2, spot sizes 29 to 51 μm, repetition rates 5 Hz (polished thin-section) and 10 Hz (polished blocks), ~30 s background acquisition, ~40 s sample data acquisition | STDGL3 (Danyushevsky et al. 2011) and GSD-1G (USGS) | 4.9207 | [19 empty] | 1785.4019 | [5 empty] | 137.0985 | [5 empty] | 20.5249 | [9 empty] | 61110.0966 |  | 0.26714 |  |  |  | 0.24676 | [7 empty] | 12.7025 | [13 empty] | 1258.4906 | [15 empty] | 1.212 | [17 empty] | 0.023225 | [9 empty] | 3.9192 | [35 empty] | CHN | Tibet
| Lawu |  | Magmatic hydrothermal | Skarn | Cu-Pb-Zn skarn | Cu, Pb, Zn | In, Sn | Cu, Pb, Zn, In, Sn |  |  | 18-59 a2 sp - 12.d |  | underground mine |  |  |  |  | ore material | drill core | underground mining tunnels and drill cores | mineral separate | [5 empty] | mineralisation |  |  |  | sphalerite, chalcopyrite, pyrrhotite, pyrite, arsenopyrite | [6 empty] | galena, bismuthinite, marcasite, iron oxides, pyroxene, actinolite, quartz | thin sections and polished blocks examined using optical microscope, BSE detector, and EDS prior to analysis | EMPA, LA-ICPMS | JEOL JXA-8230 electron probe microanalyzer; RESOlution-LR 193 nm ArF excimer laser ablation system coupled to an Agilent 7700x ICP-MS | Laboratory of Mineral Resources Research Center, Fuzhou University; Adelaide Microscopy, the University of Adelaide | EPMA point analysis: accelerating voltage 15 kV, beam current 20 nA, beam diameter ~5 μm; EPMA mapping: accelerating voltage 20 kV, working current 50 nA, dwell time ~10 ms; BSE imaging: accelerating voltage 20 kV, beam current 10 nA; LA-ICP-MS: energy density 3~3.5 J/cm2, spot sizes 29 to 51 μm, repetition rates 5 Hz (polished thin-section) and 10 Hz (polished blocks), ~30 s background acquisition, ~40 s sample data acquisition | STDGL3 (Danyushevsky et al. 2011) and GSD-1G (USGS) | 3.6059 | [19 empty] | 1721.3599 | [5 empty] | 132.1895 | [5 empty] | 27.063 | [9 empty] | 64188.8858 |  | 0.29143 |  |  |  | 0.25371 | [7 empty] | 37.7284 | [13 empty] | 1359.2492 | [15 empty] | 0.18296 | [17 empty] | 0.25185 | [9 empty] | 0.76844 | [35 empty] | CHN | Tibet
| Lawu |  | Magmatic hydrothermal | Skarn | Cu-Pb-Zn skarn | Cu, Pb, Zn | In, Sn | Cu, Pb, Zn, In, Sn |  |  | 18-59 a2 sp - 13.d |  | underground mine |  |  |  |  | ore material | drill core | underground mining tunnels and drill cores | mineral separate | [5 empty] | mineralisation |  |  |  | sphalerite, chalcopyrite, pyrrhotite, pyrite, arsenopyrite | [6 empty] | galena, bismuthinite, marcasite, iron oxides, pyroxene, actinolite, quartz | thin sections and polished blocks examined using optical microscope, BSE detector, and EDS prior to analysis | EMPA, LA-ICPMS | JEOL JXA-8230 electron probe microanalyzer; RESOlution-LR 193 nm ArF excimer laser ablation system coupled to an Agilent 7700x ICP-MS | Laboratory of Mineral Resources Research Center, Fuzhou University; Adelaide Microscopy, the University of Adelaide | EPMA point analysis: accelerating voltage 15 kV, beam current 20 nA, beam diameter ~5 μm; EPMA mapping: accelerating voltage 20 kV, working current 50 nA, dwell time ~10 ms; BSE imaging: accelerating voltage 20 kV, beam current 10 nA; LA-ICP-MS: energy density 3~3.5 J/cm2, spot sizes 29 to 51 μm, repetition rates 5 Hz (polished thin-section) and 10 Hz (polished blocks), ~30 s background acquisition, ~40 s sample data acquisition | STDGL3 (Danyushevsky et al. 2011) and GSD-1G (USGS) | 7.8661 | [19 empty] | 1774.7474 | [5 empty] | 127.5794 | [5 empty] | 30.4639 | [9 empty] | 74754.2437 |  | 0.46104 |  |  |  | 0.24592 | [7 empty] | 44.8484 | [13 empty] | 1624.7062 | [15 empty] | 2.841 | [17 empty] | 0.1607 | [9 empty] | 0.65077 | [35 empty] | CHN | Tibet
| Lawu |  | Magmatic hydrothermal | Skarn | Cu-Pb-Zn skarn | Cu, Pb, Zn | In, Sn | Cu, Pb, Zn, In, Sn |  |  | 18-59 a2 sp - 14.d |  | underground mine |  |  |  |  | ore material | drill core | underground mining tunnels and drill cores | mineral separate | [5 empty] | mineralisation |  |  |  | sphalerite, chalcopyrite, pyrrhotite, pyrite, arsenopyrite | [6 empty] | galena, bismuthinite, marcasite, iron oxides, pyroxene, actinolite, quartz | thin sections and polished blocks examined using optical microscope, BSE detector, and EDS prior to analysis | EMPA, LA-ICPMS | JEOL JXA-8230 electron probe microanalyzer; RESOlution-LR 193 nm ArF excimer laser ablation system coupled to an Agilent 7700x ICP-MS | Laboratory of Mineral Resources Research Center, Fuzhou University; Adelaide Microscopy, the University of Adelaide | EPMA point analysis: accelerating voltage 15 kV, beam current 20 nA, beam diameter ~5 μm; EPMA mapping: accelerating voltage 20 kV, working current 50 nA, dwell time ~10 ms; BSE imaging: accelerating voltage 20 kV, beam current 10 nA; LA-ICP-MS: energy density 3~3.5 J/cm2, spot sizes 29 to 51 μm, repetition rates 5 Hz (polished thin-section) and 10 Hz (polished blocks), ~30 s background acquisition, ~40 s sample data acquisition | STDGL3 (Danyushevsky et al. 2011) and GSD-1G (USGS) | 3.1155 | [19 empty] | 1683.1888 | [5 empty] | 133.2172 | [5 empty] | 42.3617 | [9 empty] | 59348.6172 |  | 0.29548 |  |  |  | 0.2679 | [7 empty] | 51.0884 | [13 empty] | 1280.0129 | [15 empty] | 0.50397 | [17 empty] | 0.031014 | [9 empty] | 0.58291 | [35 empty] | CHN | Tibet
| Lawu |  | Magmatic hydrothermal | Skarn | Cu-Pb-Zn skarn | Cu, Pb, Zn | In, Sn | Cu, Pb, Zn, In, Sn |  |  | 18-59 a2 sp - 15.d |  | underground mine |  |  |  |  | ore material | drill core | underground mining tunnels and drill cores | mineral separate | [5 empty] | mineralisation |  |  |  | sphalerite, chalcopyrite, pyrrhotite, pyrite, arsenopyrite | [6 empty] | galena, bismuthinite, marcasite, iron oxides, pyroxene, actinolite, quartz | thin sections and polished blocks examined using optical microscope, BSE detector, and EDS prior to analysis | EMPA, LA-ICPMS | JEOL JXA-8230 electron probe microanalyzer; RESOlution-LR 193 nm ArF excimer laser ablation system coupled to an Agilent 7700x ICP-MS | Laboratory of Mineral Resources Research Center, Fuzhou University; Adelaide Microscopy, the University of Adelaide | EPMA point analysis: accelerating voltage 15 kV, beam current 20 nA, beam diameter ~5 μm; EPMA mapping: accelerating voltage 20 kV, working current 50 nA, dwell time ~10 ms; BSE imaging: accelerating voltage 20 kV, beam current 10 nA; LA-ICP-MS: energy density 3~3.5 J/cm2, spot sizes 29 to 51 μm, repetition rates 5 Hz (polished thin-section) and 10 Hz (polished blocks), ~30 s background acquisition, ~40 s sample data acquisition | STDGL3 (Danyushevsky et al. 2011) and GSD-1G (USGS) | 6.9959 | [19 empty] | 1654.8318 | [5 empty] | 134.2303 | [5 empty] | 56.8828 | [9 empty] | 55052.089 |  | 0.28933 |  |  |  | 0.23709 | [7 empty] | 46.7103 | [13 empty] | 1156.6169 | [15 empty] | 1.1918 | [17 empty] | 0.75844 | [9 empty] | 8.4997 | [35 empty] | CHN | Tibet
| Lawu |  | Magmatic hydrothermal | Skarn | Cu-Pb-Zn skarn | Cu, Pb, Zn | In, Sn | Cu, Pb, Zn, In, Sn |  |  | 18-59 a2 sp - 16.d |  | underground mine |  |  |  |  | ore material | drill core | underground mining tunnels and drill cores | mineral separate | [5 empty] | mineralisation |  |  |  | sphalerite, chalcopyrite, pyrrhotite, pyrite, arsenopyrite | [6 empty] | galena, bismuthinite, marcasite, iron oxides, pyroxene, actinolite, quartz | thin sections and polished blocks examined using optical microscope, BSE detector, and EDS prior to analysis | EMPA, LA-ICPMS | JEOL JXA-8230 electron probe microanalyzer; RESOlution-LR 193 nm ArF excimer laser ablation system coupled to an Agilent 7700x ICP-MS | Laboratory of Mineral Resources Research Center, Fuzhou University; Adelaide Microscopy, the University of Adelaide | EPMA point analysis: accelerating voltage 15 kV, beam current 20 nA, beam diameter ~5 μm; EPMA mapping: accelerating voltage 20 kV, working current 50 nA, dwell time ~10 ms; BSE imaging: accelerating voltage 20 kV, beam current 10 nA; LA-ICP-MS: energy density 3~3.5 J/cm2, spot sizes 29 to 51 μm, repetition rates 5 Hz (polished thin-section) and 10 Hz (polished blocks), ~30 s background acquisition, ~40 s sample data acquisition | STDGL3 (Danyushevsky et al. 2011) and GSD-1G (USGS) | 5.029 | [19 empty] | 1872.754 | [5 empty] | 119.7082 | [5 empty] | 30.4639 | [9 empty] | 86593.0203 |  | 0.22543 |  |  |  | 0.23891 | [7 empty] | 43.8888 | [13 empty] | 1912.8624 | [15 empty] | 1.6043 | [17 empty] | 0.17072 | [9 empty] | 3.4349 | [35 empty] | CHN | Tibet
| Lawu |  | Magmatic hydrothermal | Skarn | Cu-Pb-Zn skarn | Cu, Pb, Zn | In, Sn | Cu, Pb, Zn, In, Sn |  |  | 18-59 a2 sp - 17.d |  | underground mine |  |  |  |  | ore material | drill core | underground mining tunnels and drill cores | mineral separate | [5 empty] | mineralisation |  |  |  | sphalerite, chalcopyrite, pyrrhotite, pyrite, arsenopyrite | [6 empty] | galena, bismuthinite, marcasite, iron oxides, pyroxene, actinolite, quartz | thin sections and polished blocks examined using optical microscope, BSE detector, and EDS prior to analysis | EMPA, LA-ICPMS | JEOL JXA-8230 electron probe microanalyzer; RESOlution-LR 193 nm ArF excimer laser ablation system coupled to an Agilent 7700x ICP-MS | Laboratory of Mineral Resources Research Center, Fuzhou University; Adelaide Microscopy, the University of Adelaide | EPMA point analysis: accelerating voltage 15 kV, beam current 20 nA, beam diameter ~5 μm; EPMA mapping: accelerating voltage 20 kV, working current 50 nA, dwell time ~10 ms; BSE imaging: accelerating voltage 20 kV, beam current 10 nA; LA-ICP-MS: energy density 3~3.5 J/cm2, spot sizes 29 to 51 μm, repetition rates 5 Hz (polished thin-section) and 10 Hz (polished blocks), ~30 s background acquisition, ~40 s sample data acquisition | STDGL3 (Danyushevsky et al. 2011) and GSD-1G (USGS) | 5.8618 | [19 empty] | 1762.36 | [5 empty] | 126.6984 | [5 empty] | 19.4051 | [9 empty] | 80647.1246 |  | 0.29492 |  |  |  | 0.2598 | [7 empty] | 9.3725 | [13 empty] | 1696.7504 | [15 empty] | 2.2125 | [17 empty] | 0.038312 | [9 empty] | 2.8255 | [35 empty] | CHN | Tibet
| Lawu |  | Magmatic hydrothermal | Skarn | Cu-Pb-Zn skarn | Cu, Pb, Zn | In, Sn | Cu, Pb, Zn, In, Sn |  |  | 18-59 a2 sp - 18.d |  | underground mine |  |  |  |  | ore material | drill core | underground mining tunnels and drill cores | mineral separate | [5 empty] | mineralisation |  |  |  | sphalerite, chalcopyrite, pyrrhotite, pyrite, arsenopyrite | [6 empty] | galena, bismuthinite, marcasite, iron oxides, pyroxene, actinolite, quartz | thin sections and polished blocks examined using optical microscope, BSE detector, and EDS prior to analysis | EMPA, LA-ICPMS | JEOL JXA-8230 electron probe microanalyzer; RESOlution-LR 193 nm ArF excimer laser ablation system coupled to an Agilent 7700x ICP-MS | Laboratory of Mineral Resources Research Center, Fuzhou University; Adelaide Microscopy, the University of Adelaide | EPMA point analysis: accelerating voltage 15 kV, beam current 20 nA, beam diameter ~5 μm; EPMA mapping: accelerating voltage 20 kV, working current 50 nA, dwell time ~10 ms; BSE imaging: accelerating voltage 20 kV, beam current 10 nA; LA-ICP-MS: energy density 3~3.5 J/cm2, spot sizes 29 to 51 μm, repetition rates 5 Hz (polished thin-section) and 10 Hz (polished blocks), ~30 s background acquisition, ~40 s sample data acquisition | STDGL3 (Danyushevsky et al. 2011) and GSD-1G (USGS) | 7.1288 | [19 empty] | 1765.2584 | [5 empty] | 128.1604 | [5 empty] | 30.4639 | [9 empty] | 66325.1928 |  | 0.27092 |  |  |  | 0.2431 | [7 empty] | 59.5391 | [13 empty] | 1431.2693 | [15 empty] | 1.1918 | [17 empty] | 0.29145 | [9 empty] | 2.6703 | [35 empty] | CHN | Tibet
| Lawu |  | Magmatic hydrothermal | Skarn | Cu-Pb-Zn skarn | Cu, Pb, Zn | In, Sn | Cu, Pb, Zn, In, Sn |  |  | 18-59 a2 sp - 19.d |  | underground mine |  |  |  |  | ore material | drill core | underground mining tunnels and drill cores | mineral separate | [5 empty] | mineralisation |  |  |  | sphalerite, chalcopyrite, pyrrhotite, pyrite, arsenopyrite | [6 empty] | galena, bismuthinite, marcasite, iron oxides, pyroxene, actinolite, quartz | thin sections and polished blocks examined using optical microscope, BSE detector, and EDS prior to analysis | EMPA, LA-ICPMS | JEOL JXA-8230 electron probe microanalyzer; RESOlution-LR 193 nm ArF excimer laser ablation system coupled to an Agilent 7700x ICP-MS | Laboratory of Mineral Resources Research Center, Fuzhou University; Adelaide Microscopy, the University of Adelaide | EPMA point analysis: accelerating voltage 15 kV, beam current 20 nA, beam diameter ~5 μm; EPMA mapping: accelerating voltage 20 kV, working current 50 nA, dwell time ~10 ms; BSE imaging: accelerating voltage 20 kV, beam current 10 nA; LA-ICP-MS: energy density 3~3.5 J/cm2, spot sizes 29 to 51 μm, repetition rates 5 Hz (polished thin-section) and 10 Hz (polished blocks), ~30 s background acquisition, ~40 s sample data acquisition | STDGL3 (Danyushevsky et al. 2011) and GSD-1G (USGS) | 4.2284 | [19 empty] | 1953.686 | [5 empty] | 147.268 | [5 empty] | 17.8385 | [9 empty] | 48973.0166 |  | 0.23511 |  |  |  | 0.24319 | [7 empty] | 18.8235 | [13 empty] | 1128.3569 | [15 empty] | 1.1918 | [17 empty] | 0.18438 | [9 empty] | 2.4545 | [35 empty] | CHN | Tibet
| Lawu |  | Magmatic hydrothermal | Skarn | Cu-Pb-Zn skarn | Cu, Pb, Zn | In, Sn | Cu, Pb, Zn, In, Sn |  |  | 18-59 a2 sp - 20.d |  | underground mine |  |  |  |  | ore material | drill core | underground mining tunnels and drill cores | mineral separate | [5 empty] | mineralisation |  |  |  | sphalerite, chalcopyrite, pyrrhotite, pyrite, arsenopyrite | [6 empty] | galena, bismuthinite, marcasite, iron oxides, pyroxene, actinolite, quartz | thin sections and polished blocks examined using optical microscope, BSE detector, and EDS prior to analysis | EMPA, LA-ICPMS | JEOL JXA-8230 electron probe microanalyzer; RESOlution-LR 193 nm ArF excimer laser ablation system coupled to an Agilent 7700x ICP-MS | Laboratory of Mineral Resources Research Center, Fuzhou University; Adelaide Microscopy, the University of Adelaide | EPMA point analysis: accelerating voltage 15 kV, beam current 20 nA, beam diameter ~5 μm; EPMA mapping: accelerating voltage 20 kV, working current 50 nA, dwell time ~10 ms; BSE imaging: accelerating voltage 20 kV, beam current 10 nA; LA-ICP-MS: energy density 3~3.5 J/cm2, spot sizes 29 to 51 μm, repetition rates 5 Hz (polished thin-section) and 10 Hz (polished blocks), ~30 s background acquisition, ~40 s sample data acquisition | STDGL3 (Danyushevsky et al. 2011) and GSD-1G (USGS) | 7.489 | [19 empty] | 1990.8314 | [5 empty] | 133.9287 | [5 empty] | 37.6323 | [9 empty] | 52547.9635 |  | 0.13974 |  |  |  | 0.20995 | [7 empty] | 53.6926 | [13 empty] | 1213.8455 | [15 empty] | 2.2093 | [17 empty] | 0.03058 | [9 empty] | 0.49864 | [35 empty] | CHN | Tibet
| Lawu |  | Magmatic hydrothermal | Skarn | Cu-Pb-Zn skarn | Cu, Pb, Zn | In, Sn | Cu, Pb, Zn, In, Sn |  |  | 18-59 a2 sp - 21.d |  | underground mine |  |  |  |  | ore material | drill core | underground mining tunnels and drill cores | mineral separate | [5 empty] | mineralisation |  |  |  | sphalerite, chalcopyrite, pyrrhotite, pyrite, arsenopyrite | [6 empty] | galena, bismuthinite, marcasite, iron oxides, pyroxene, actinolite, quartz | thin sections and polished blocks examined using optical microscope, BSE detector, and EDS prior to analysis | EMPA, LA-ICPMS | JEOL JXA-8230 electron probe microanalyzer; RESOlution-LR 193 nm ArF excimer laser ablation system coupled to an Agilent 7700x ICP-MS | Laboratory of Mineral Resources Research Center, Fuzhou University; Adelaide Microscopy, the University of Adelaide | EPMA point analysis: accelerating voltage 15 kV, beam current 20 nA, beam diameter ~5 μm; EPMA mapping: accelerating voltage 20 kV, working current 50 nA, dwell time ~10 ms; BSE imaging: accelerating voltage 20 kV, beam current 10 nA; LA-ICP-MS: energy density 3~3.5 J/cm2, spot sizes 29 to 51 μm, repetition rates 5 Hz (polished thin-section) and 10 Hz (polished blocks), ~30 s background acquisition, ~40 s sample data acquisition | STDGL3 (Danyushevsky et al. 2011) and GSD-1G (USGS) | 2.9258 | [19 empty] | 2187.9579 | [5 empty] | 140.2848 | [5 empty] | 23.5277 | [9 empty] | 53788.6284 |  | 0.22912 |  |  |  | 0.22388 | [7 empty] | 29.4932 | [13 empty] | 1466.7303 | [15 empty] | 0.34752 | [17 empty] | 0.12074 | [9 empty] | 2.5361 | [35 empty] | CHN | Tibet
| Lawu |  | Magmatic hydrothermal | Skarn | Cu-Pb-Zn skarn | Cu, Pb, Zn | In, Sn | Cu, Pb, Zn, In, Sn |  |  | 18-59 a2 sp - 22.d |  | underground mine |  |  |  |  | ore material | drill core | underground mining tunnels and drill cores | mineral separate | [5 empty] | mineralisation |  |  |  | sphalerite, chalcopyrite, pyrrhotite, pyrite, arsenopyrite | [6 empty] | galena, bismuthinite, marcasite, iron oxides, pyroxene, actinolite, quartz | thin sections and polished blocks examined using optical microscope, BSE detector, and EDS prior to analysis | EMPA, LA-ICPMS | JEOL JXA-8230 electron probe microanalyzer; RESOlution-LR 193 nm ArF excimer laser ablation system coupled to an Agilent 7700x ICP-MS | Laboratory of Mineral Resources Research Center, Fuzhou University; Adelaide Microscopy, the University of Adelaide | EPMA point analysis: accelerating voltage 15 kV, beam current 20 nA, beam diameter ~5 μm; EPMA mapping: accelerating voltage 20 kV, working current 50 nA, dwell time ~10 ms; BSE imaging: accelerating voltage 20 kV, beam current 10 nA; LA-ICP-MS: energy density 3~3.5 J/cm2, spot sizes 29 to 51 μm, repetition rates 5 Hz (polished thin-section) and 10 Hz (polished blocks), ~30 s background acquisition, ~40 s sample data acquisition | STDGL3 (Danyushevsky et al. 2011) and GSD-1G (USGS) | 3.9451 | [19 empty] | 2351.5696 | [5 empty] | 151.1978 | [5 empty] | 20.6476 | [9 empty] | 50101.7618 |  | 0.17597 |  |  |  | 0.19539 | [7 empty] | 27.297 | [13 empty] | 1524.474 | [15 empty] | 0.84495 | [17 empty] | 0.25185 | [9 empty] | 0.89731 | [35 empty] | CHN | Tibet
| Lawu |  | Magmatic hydrothermal | Skarn | Cu-Pb-Zn skarn | Cu, Pb, Zn | In, Sn | Cu, Pb, Zn, In, Sn |  |  | 18-59 a2 sp - 23.d |  | underground mine |  |  |  |  | ore material | drill core | underground mining tunnels and drill cores | mineral separate | [5 empty] | mineralisation |  |  |  | sphalerite, chalcopyrite, pyrrhotite, pyrite, arsenopyrite | [6 empty] | galena, bismuthinite, marcasite, iron oxides, pyroxene, actinolite, quartz | thin sections and polished blocks examined using optical microscope, BSE detector, and EDS prior to analysis | EMPA, LA-ICPMS | JEOL JXA-8230 electron probe microanalyzer; RESOlution-LR 193 nm ArF excimer laser ablation system coupled to an Agilent 7700x ICP-MS | Laboratory of Mineral Resources Research Center, Fuzhou University; Adelaide Microscopy, the University of Adelaide | EPMA point analysis: accelerating voltage 15 kV, beam current 20 nA, beam diameter ~5 μm; EPMA mapping: accelerating voltage 20 kV, working current 50 nA, dwell time ~10 ms; BSE imaging: accelerating voltage 20 kV, beam current 10 nA; LA-ICP-MS: energy density 3~3.5 J/cm2, spot sizes 29 to 51 μm, repetition rates 5 Hz (polished thin-section) and 10 Hz (polished blocks), ~30 s background acquisition, ~40 s sample data acquisition | STDGL3 (Danyushevsky et al. 2011) and GSD-1G (USGS) | 6.4835 | [19 empty] | 1814.9849 | [5 empty] | 126.4902 | [5 empty] | 30.4639 | [9 empty] | 81115.5672 |  | 0.16236 |  |  |  | 0.22884 | [7 empty] | 12.1694 | [13 empty] | 1734.062 | [15 empty] | 1.1918 | [17 empty] | 0.18882 | [9 empty] | 2.3892 | [35 empty] | CHN | Tibet
| Lawu |  | Magmatic hydrothermal | Skarn | Cu-Pb-Zn skarn | Cu, Pb, Zn | In, Sn | Cu, Pb, Zn, In, Sn |  |  | 18-59 a2 sp - 24.d |  | underground mine |  |  |  |  | ore material | drill core | underground mining tunnels and drill cores | mineral separate | [5 empty] | mineralisation |  |  |  | sphalerite, chalcopyrite, pyrrhotite, pyrite, arsenopyrite | [6 empty] | galena, bismuthinite, marcasite, iron oxides, pyroxene, actinolite, quartz | thin sections and polished blocks examined using optical microscope, BSE detector, and EDS prior to analysis | EMPA, LA-ICPMS | JEOL JXA-8230 electron probe microanalyzer; RESOlution-LR 193 nm ArF excimer laser ablation system coupled to an Agilent 7700x ICP-MS | Laboratory of Mineral Resources Research Center, Fuzhou University; Adelaide Microscopy, the University of Adelaide | EPMA point analysis: accelerating voltage 15 kV, beam current 20 nA, beam diameter ~5 μm; EPMA mapping: accelerating voltage 20 kV, working current 50 nA, dwell time ~10 ms; BSE imaging: accelerating voltage 20 kV, beam current 10 nA; LA-ICP-MS: energy density 3~3.5 J/cm2, spot sizes 29 to 51 μm, repetition rates 5 Hz (polished thin-section) and 10 Hz (polished blocks), ~30 s background acquisition, ~40 s sample data acquisition | STDGL3 (Danyushevsky et al. 2011) and GSD-1G (USGS) | 7.0579 | [19 empty] | 1791.0925 | [5 empty] | 122.1138 | [5 empty] | 30.4639 | [9 empty] | 81518.9146 |  | 0.31267 |  |  |  | 0.22322 | [7 empty] | 17.4059 | [13 empty] | 1747.1382 | [15 empty] | 1.1918 | [17 empty] | 0.28948 | [9 empty] | 0.62737 | [35 empty] | CHN | Tibet
| Lawu |  | Magmatic hydrothermal | Skarn | Cu-Pb-Zn skarn | Cu, Pb, Zn | In, Sn | Cu, Pb, Zn, In, Sn |  |  | 18-59 a2 sp - 25.d |  | underground mine |  |  |  |  | ore material | drill core | underground mining tunnels and drill cores | mineral separate | [5 empty] | mineralisation |  |  |  | sphalerite, chalcopyrite, pyrrhotite, pyrite, arsenopyrite | [6 empty] | galena, bismuthinite, marcasite, iron oxides, pyroxene, actinolite, quartz | thin sections and polished blocks examined using optical microscope, BSE detector, and EDS prior to analysis | EMPA, LA-ICPMS | JEOL JXA-8230 electron probe microanalyzer; RESOlution-LR 193 nm ArF excimer laser ablation system coupled to an Agilent 7700x ICP-MS | Laboratory of Mineral Resources Research Center, Fuzhou University; Adelaide Microscopy, the University of Adelaide | EPMA point analysis: accelerating voltage 15 kV, beam current 20 nA, beam diameter ~5 μm; EPMA mapping: accelerating voltage 20 kV, working current 50 nA, dwell time ~10 ms; BSE imaging: accelerating voltage 20 kV, beam current 10 nA; LA-ICP-MS: energy density 3~3.5 J/cm2, spot sizes 29 to 51 μm, repetition rates 5 Hz (polished thin-section) and 10 Hz (polished blocks), ~30 s background acquisition, ~40 s sample data acquisition | STDGL3 (Danyushevsky et al. 2011) and GSD-1G (USGS) | 5.1683 | [19 empty] | 1764.1476 | [5 empty] | 125.7849 | [5 empty] | 34.6059 | [9 empty] | 63343.806 |  | 0.20878 |  |  |  | 0.28512 | [7 empty] | 43.8034 | [13 empty] | 1311.2619 | [15 empty] | 1.6174 | [17 empty] | 0.10457 | [9 empty] | 0.46342 | [35 empty] | CHN | Tibet
| Lawu |  | Magmatic hydrothermal | Skarn | Cu-Pb-Zn skarn | Cu, Pb, Zn | In, Sn | Cu, Pb, Zn, In, Sn |  |  | 18-59 a2 sp - 26.d |  | underground mine |  |  |  |  | ore material | drill core | underground mining tunnels and drill cores | mineral separate | [5 empty] | mineralisation |  |  |  | sphalerite, chalcopyrite, pyrrhotite, pyrite, arsenopyrite | [6 empty] | galena, bismuthinite, marcasite, iron oxides, pyroxene, actinolite, quartz | thin sections and polished blocks examined using optical microscope, BSE detector, and EDS prior to analysis | EMPA, LA-ICPMS | JEOL JXA-8230 electron probe microanalyzer; RESOlution-LR 193 nm ArF excimer laser ablation system coupled to an Agilent 7700x ICP-MS | Laboratory of Mineral Resources Research Center, Fuzhou University; Adelaide Microscopy, the University of Adelaide | EPMA point analysis: accelerating voltage 15 kV, beam current 20 nA, beam diameter ~5 μm; EPMA mapping: accelerating voltage 20 kV, working current 50 nA, dwell time ~10 ms; BSE imaging: accelerating voltage 20 kV, beam current 10 nA; LA-ICP-MS: energy density 3~3.5 J/cm2, spot sizes 29 to 51 μm, repetition rates 5 Hz (polished thin-section) and 10 Hz (polished blocks), ~30 s background acquisition, ~40 s sample data acquisition | STDGL3 (Danyushevsky et al. 2011) and GSD-1G (USGS) | 3.4595 | [19 empty] | 1872.5206 | [5 empty] | 140.4208 | [5 empty] | 44.4278 | [9 empty] | 61324.8683 |  | 0.25817 |  |  |  | 0.30199 | [7 empty] | 66.609 | [13 empty] | 1372.8905 | [15 empty] | 0.39111 | [17 empty] | 0.25185 | [9 empty] | 0.55353 | [35 empty] | CHN | Tibet
| Lawu |  | Magmatic hydrothermal | Skarn | Cu-Pb-Zn skarn | Cu, Pb, Zn | In, Sn | Cu, Pb, Zn, In, Sn |  |  | 18-85 a1 sp - 1.d |  | underground mine |  |  |  |  | ore material | drill core | underground mining tunnels and drill cores | mineral separate | [5 empty] | mineralisation |  |  |  | sphalerite, chalcopyrite, pyrrhotite, pyrite, arsenopyrite | [6 empty] | galena, bismuthinite, marcasite, iron oxides, pyroxene, actinolite, quartz | thin sections and polished blocks examined using optical microscope, BSE detector, and EDS prior to analysis | EMPA, LA-ICPMS | JEOL JXA-8230 electron probe microanalyzer; RESOlution-LR 193 nm ArF excimer laser ablation system coupled to an Agilent 7700x ICP-MS | Laboratory of Mineral Resources Research Center, Fuzhou University; Adelaide Microscopy, the University of Adelaide | EPMA point analysis: accelerating voltage 15 kV, beam current 20 nA, beam diameter ~5 μm; EPMA mapping: accelerating voltage 20 kV, working current 50 nA, dwell time ~10 ms; BSE imaging: accelerating voltage 20 kV, beam current 10 nA; LA-ICP-MS: energy density 3~3.5 J/cm2, spot sizes 29 to 51 μm, repetition rates 5 Hz (polished thin-section) and 10 Hz (polished blocks), ~30 s background acquisition, ~40 s sample data acquisition | STDGL3 (Danyushevsky et al. 2011) and GSD-1G (USGS) | 10.0801 | [19 empty] | 2054.2088 | [5 empty] | 195.2347 | [5 empty] | 56.1001 | [9 empty] | 89341.1064 |  | 0.20648 |  |  |  | 0.22363 | [7 empty] | 125.3315 | [13 empty] | 1792.0213 | [15 empty] | 3.5121 | [17 empty] | 0.096556 | [9 empty] | 0.89659 | [35 empty] | CHN | Tibet
| Lawu |  | Magmatic hydrothermal | Skarn | Cu-Pb-Zn skarn | Cu, Pb, Zn | In, Sn | Cu, Pb, Zn, In, Sn |  |  | 18-85 a1 sp - 2.d |  | underground mine |  |  |  |  | ore material | drill core | underground mining tunnels and drill cores | mineral separate | [5 empty] | mineralisation |  |  |  | sphalerite, chalcopyrite, pyrrhotite, pyrite, arsenopyrite | [6 empty] | galena, bismuthinite, marcasite, iron oxides, pyroxene, actinolite, quartz | thin sections and polished blocks examined using optical microscope, BSE detector, and EDS prior to analysis | EMPA, LA-ICPMS | JEOL JXA-8230 electron probe microanalyzer; RESOlution-LR 193 nm ArF excimer laser ablation system coupled to an Agilent 7700x ICP-MS | Laboratory of Mineral Resources Research Center, Fuzhou University; Adelaide Microscopy, the University of Adelaide | EPMA point analysis: accelerating voltage 15 kV, beam current 20 nA, beam diameter ~5 μm; EPMA mapping: accelerating voltage 20 kV, working current 50 nA, dwell time ~10 ms; BSE imaging: accelerating voltage 20 kV, beam current 10 nA; LA-ICP-MS: energy density 3~3.5 J/cm2, spot sizes 29 to 51 μm, repetition rates 5 Hz (polished thin-section) and 10 Hz (polished blocks), ~30 s background acquisition, ~40 s sample data acquisition | STDGL3 (Danyushevsky et al. 2011) and GSD-1G (USGS) | 6.1679 | [19 empty] | 2001.4967 | [5 empty] | 207.2019 | [5 empty] | 34.8135 | [9 empty] | 47126.9639 |  | 0.51599 |  |  |  | 0.23471 | [7 empty] | 44.0155 | [13 empty] | 949.2557 | [15 empty] | 0.79478 | [17 empty] | 0.029664 | [9 empty] | 6.5429 | [35 empty] | CHN | Tibet
| Lawu |  | Magmatic hydrothermal | Skarn | Cu-Pb-Zn skarn | Cu, Pb, Zn | In, Sn | Cu, Pb, Zn, In, Sn |  |  | 18-85 a1 sp - 3.d |  | underground mine |  |  |  |  | ore material | drill core | underground mining tunnels and drill cores | mineral separate | [5 empty] | mineralisation |  |  |  | sphalerite, chalcopyrite, pyrrhotite, pyrite, arsenopyrite | [6 empty] | galena, bismuthinite, marcasite, iron oxides, pyroxene, actinolite, quartz | thin sections and polished blocks examined using optical microscope, BSE detector, and EDS prior to analysis | EMPA, LA-ICPMS | JEOL JXA-8230 electron probe microanalyzer; RESOlution-LR 193 nm ArF excimer laser ablation system coupled to an Agilent 7700x ICP-MS | Laboratory of Mineral Resources Research Center, Fuzhou University; Adelaide Microscopy, the University of Adelaide | EPMA point analysis: accelerating voltage 15 kV, beam current 20 nA, beam diameter ~5 μm; EPMA mapping: accelerating voltage 20 kV, working current 50 nA, dwell time ~10 ms; BSE imaging: accelerating voltage 20 kV, beam current 10 nA; LA-ICP-MS: energy density 3~3.5 J/cm2, spot sizes 29 to 51 μm, repetition rates 5 Hz (polished thin-section) and 10 Hz (polished blocks), ~30 s background acquisition, ~40 s sample data acquisition | STDGL3 (Danyushevsky et al. 2011) and GSD-1G (USGS) | 5.7848 | [19 empty] | 2010.9824 | [5 empty] | 209.482 | [5 empty] | 45.4399 | [9 empty] | 47060.7885 |  | 0.46607 |  |  |  | 0.18251 | [7 empty] | 57.893 | [13 empty] | 975.8686 | [15 empty] | 0.68747 | [17 empty] | 0.048067 | [9 empty] | 7.9702 | [35 empty] | CHN | Tibet
| Lawu |  | Magmatic hydrothermal | Skarn | Cu-Pb-Zn skarn | Cu, Pb, Zn | In, Sn | Cu, Pb, Zn, In, Sn |  |  | 18-85 a1 sp - 4.d |  | underground mine |  |  |  |  | ore material | drill core | underground mining tunnels and drill cores | mineral separate | [5 empty] | mineralisation |  |  |  | sphalerite, chalcopyrite, pyrrhotite, pyrite, arsenopyrite | [6 empty] | galena, bismuthinite, marcasite, iron oxides, pyroxene, actinolite, quartz | thin sections and polished blocks examined using optical microscope, BSE detector, and EDS prior to analysis | EMPA, LA-ICPMS | JEOL JXA-8230 electron probe microanalyzer; RESOlution-LR 193 nm ArF excimer laser ablation system coupled to an Agilent 7700x ICP-MS | Laboratory of Mineral Resources Research Center, Fuzhou University; Adelaide Microscopy, the University of Adelaide | EPMA point analysis: accelerating voltage 15 kV, beam current 20 nA, beam diameter ~5 μm; EPMA mapping: accelerating voltage 20 kV, working current 50 nA, dwell time ~10 ms; BSE imaging: accelerating voltage 20 kV, beam current 10 nA; LA-ICP-MS: energy density 3~3.5 J/cm2, spot sizes 29 to 51 μm, repetition rates 5 Hz (polished thin-section) and 10 Hz (polished blocks), ~30 s background acquisition, ~40 s sample data acquisition | STDGL3 (Danyushevsky et al. 2011) and GSD-1G (USGS) | 9.0156 | [19 empty] | 1958.2822 | [5 empty] | 201.8301 | [5 empty] | 52.3571 | [9 empty] | 53761.7751 |  | 0.49862 |  |  |  | 0.22302 | [7 empty] | 66.1871 | [13 empty] | 1000.3393 | [15 empty] | 1.1174 | [17 empty] | 0.016601 | [9 empty] | 9.4498 | [35 empty] | CHN | Tibet
| Lawu |  | Magmatic hydrothermal | Skarn | Cu-Pb-Zn skarn | Cu, Pb, Zn | In, Sn | Cu, Pb, Zn, In, Sn |  |  | 18-85 a1 sp - 5.d |  | underground mine |  |  |  |  | ore material | drill core | underground mining tunnels and drill cores | mineral separate | [5 empty] | mineralisation |  |  |  | sphalerite, chalcopyrite, pyrrhotite, pyrite, arsenopyrite | [6 empty] | galena, bismuthinite, marcasite, iron oxides, pyroxene, actinolite, quartz | thin sections and polished blocks examined using optical microscope, BSE detector, and EDS prior to analysis | EMPA, LA-ICPMS | JEOL JXA-8230 electron probe microanalyzer; RESOlution-LR 193 nm ArF excimer laser ablation system coupled to an Agilent 7700x ICP-MS | Laboratory of Mineral Resources Research Center, Fuzhou University; Adelaide Microscopy, the University of Adelaide | EPMA point analysis: accelerating voltage 15 kV, beam current 20 nA, beam diameter ~5 μm; EPMA mapping: accelerating voltage 20 kV, working current 50 nA, dwell time ~10 ms; BSE imaging: accelerating voltage 20 kV, beam current 10 nA; LA-ICP-MS: energy density 3~3.5 J/cm2, spot sizes 29 to 51 μm, repetition rates 5 Hz (polished thin-section) and 10 Hz (polished blocks), ~30 s background acquisition, ~40 s sample data acquisition | STDGL3 (Danyushevsky et al. 2011) and GSD-1G (USGS) | 7.6714 | [19 empty] | 1990.6502 | [5 empty] | 194.4188 | [5 empty] | 78.6761 | [9 empty] | 86936.0729 |  | 0.50968 |  |  |  | 0.22267 | [7 empty] | 103.1299 | [13 empty] | 1699.7964 | [15 empty] | 0.85697 | [17 empty] | 0.028187 | [9 empty] | 2.13 | [35 empty] | CHN | Tibet
| Lawu |  | Magmatic hydrothermal | Skarn | Cu-Pb-Zn skarn | Cu, Pb, Zn | In, Sn | Cu, Pb, Zn, In, Sn |  |  | 18-85 a1 sp - 6.d |  | underground mine |  |  |  |  | ore material | drill core | underground mining tunnels and drill cores | mineral separate | [5 empty] | mineralisation |  |  |  | sphalerite, chalcopyrite, pyrrhotite, pyrite, arsenopyrite | [6 empty] | galena, bismuthinite, marcasite, iron oxides, pyroxene, actinolite, quartz | thin sections and polished blocks examined using optical microscope, BSE detector, and EDS prior to analysis | EMPA, LA-ICPMS | JEOL JXA-8230 electron probe microanalyzer; RESOlution-LR 193 nm ArF excimer laser ablation system coupled to an Agilent 7700x ICP-MS | Laboratory of Mineral Resources Research Center, Fuzhou University; Adelaide Microscopy, the University of Adelaide | EPMA point analysis: accelerating voltage 15 kV, beam current 20 nA, beam diameter ~5 μm; EPMA mapping: accelerating voltage 20 kV, working current 50 nA, dwell time ~10 ms; BSE imaging: accelerating voltage 20 kV, beam current 10 nA; LA-ICP-MS: energy density 3~3.5 J/cm2, spot sizes 29 to 51 μm, repetition rates 5 Hz (polished thin-section) and 10 Hz (polished blocks), ~30 s background acquisition, ~40 s sample data acquisition | STDGL3 (Danyushevsky et al. 2011) and GSD-1G (USGS) | 6.3181 | [19 empty] | 1968.4173 | [5 empty] | 198.5798 | [5 empty] | 45.921 | [9 empty] | 73174.719 |  | 0.37128 |  |  |  | 0.25037 | [7 empty] | 65.3638 | [13 empty] | 1402.4865 | [15 empty] | 1.341 | [17 empty] | 0.015643 | [9 empty] | 3.3719 | [35 empty] | CHN | Tibet
| Lawu |  | Magmatic hydrothermal | Skarn | Cu-Pb-Zn skarn | Cu, Pb, Zn | In, Sn | Cu, Pb, Zn, In, Sn |  |  | 18-85 a1 sp - 7.d |  | underground mine |  |  |  |  | ore material | drill core | underground mining tunnels and drill cores | mineral separate | [5 empty] | mineralisation |  |  |  | sphalerite, chalcopyrite, pyrrhotite, pyrite, arsenopyrite | [6 empty] | galena, bismuthinite, marcasite, iron oxides, pyroxene, actinolite, quartz | thin sections and polished blocks examined using optical microscope, BSE detector, and EDS prior to analysis | EMPA, LA-ICPMS | JEOL JXA-8230 electron probe microanalyzer; RESOlution-LR 193 nm ArF excimer laser ablation system coupled to an Agilent 7700x ICP-MS | Laboratory of Mineral Resources Research Center, Fuzhou University; Adelaide Microscopy, the University of Adelaide | EPMA point analysis: accelerating voltage 15 kV, beam current 20 nA, beam diameter ~5 μm; EPMA mapping: accelerating voltage 20 kV, working current 50 nA, dwell time ~10 ms; BSE imaging: accelerating voltage 20 kV, beam current 10 nA; LA-ICP-MS: energy density 3~3.5 J/cm2, spot sizes 29 to 51 μm, repetition rates 5 Hz (polished thin-section) and 10 Hz (polished blocks), ~30 s background acquisition, ~40 s sample data acquisition | STDGL3 (Danyushevsky et al. 2011) and GSD-1G (USGS) | 10.273 | [19 empty] | 2165.9589 | [5 empty] | 200.7753 | [5 empty] | 56.1001 | [9 empty] | 87637.5486 |  | 0.32354 |  |  |  | 0.26213 | [7 empty] | 125.9096 | [13 empty] | 1743.4876 | [15 empty] | 1.6304 | [17 empty] | 0.10096 | [9 empty] | 0.73274 | [35 empty] | CHN | Tibet
| Lawu |  | Magmatic hydrothermal | Skarn | Cu-Pb-Zn skarn | Cu, Pb, Zn | In, Sn | Cu, Pb, Zn, In, Sn |  |  | 18-85 a1 sp - 8.d |  | underground mine |  |  |  |  | ore material | drill core | underground mining tunnels and drill cores | mineral separate | [5 empty] | mineralisation |  |  |  | sphalerite, chalcopyrite, pyrrhotite, pyrite, arsenopyrite | [6 empty] | galena, bismuthinite, marcasite, iron oxides, pyroxene, actinolite, quartz | thin sections and polished blocks examined using optical microscope, BSE detector, and EDS prior to analysis | EMPA, LA-ICPMS | JEOL JXA-8230 electron probe microanalyzer; RESOlution-LR 193 nm ArF excimer laser ablation system coupled to an Agilent 7700x ICP-MS | Laboratory of Mineral Resources Research Center, Fuzhou University; Adelaide Microscopy, the University of Adelaide | EPMA point analysis: accelerating voltage 15 kV, beam current 20 nA, beam diameter ~5 μm; EPMA mapping: accelerating voltage 20 kV, working current 50 nA, dwell time ~10 ms; BSE imaging: accelerating voltage 20 kV, beam current 10 nA; LA-ICP-MS: energy density 3~3.5 J/cm2, spot sizes 29 to 51 μm, repetition rates 5 Hz (polished thin-section) and 10 Hz (polished blocks), ~30 s background acquisition, ~40 s sample data acquisition | STDGL3 (Danyushevsky et al. 2011) and GSD-1G (USGS) | 6.6581 | [19 empty] | 1830.1237 | [5 empty] | 181.988 | [5 empty] | 81.519 | [9 empty] | 71873.329 |  | 0.37869 |  |  |  | 0.28605 | [7 empty] | 129.6511 | [13 empty] | 1355.5207 | [15 empty] | 1.7926 | [17 empty] | 0.15035 | [9 empty] | 1.9377 | [35 empty] | CHN | Tibet
| Lawu |  | Magmatic hydrothermal | Skarn | Cu-Pb-Zn skarn | Cu, Pb, Zn | In, Sn | Cu, Pb, Zn, In, Sn |  |  | 18-85 a1 sp - 9.d |  | underground mine |  |  |  |  | ore material | drill core | underground mining tunnels and drill cores | mineral separate | [5 empty] | mineralisation |  |  |  | sphalerite, chalcopyrite, pyrrhotite, pyrite, arsenopyrite | [6 empty] | galena, bismuthinite, marcasite, iron oxides, pyroxene, actinolite, quartz | thin sections and polished blocks examined using optical microscope, BSE detector, and EDS prior to analysis | EMPA, LA-ICPMS | JEOL JXA-8230 electron probe microanalyzer; RESOlution-LR 193 nm ArF excimer laser ablation system coupled to an Agilent 7700x ICP-MS | Laboratory of Mineral Resources Research Center, Fuzhou University; Adelaide Microscopy, the University of Adelaide | EPMA point analysis: accelerating voltage 15 kV, beam current 20 nA, beam diameter ~5 μm; EPMA mapping: accelerating voltage 20 kV, working current 50 nA, dwell time ~10 ms; BSE imaging: accelerating voltage 20 kV, beam current 10 nA; LA-ICP-MS: energy density 3~3.5 J/cm2, spot sizes 29 to 51 μm, repetition rates 5 Hz (polished thin-section) and 10 Hz (polished blocks), ~30 s background acquisition, ~40 s sample data acquisition | STDGL3 (Danyushevsky et al. 2011) and GSD-1G (USGS) | 12.9607 | [19 empty] | 1874.5279 | [5 empty] | 193.8412 | [5 empty] | 50.4075 | [9 empty] | 73685.9239 |  | 0.36828 |  |  |  | 0.2096 | [7 empty] | 68.5127 | [13 empty] | 1337.8108 | [15 empty] | 1.6304 | [17 empty] | 0.32555 | [9 empty] | 4.857 | [35 empty] | CHN | Tibet
| Lawu |  | Magmatic hydrothermal | Skarn | Cu-Pb-Zn skarn | Cu, Pb, Zn | In, Sn | Cu, Pb, Zn, In, Sn |  |  | 18-85 a1 sp - 10.d |  | underground mine |  |  |  |  | ore material | drill core | underground mining tunnels and drill cores | mineral separate | [5 empty] | mineralisation |  |  |  | sphalerite, chalcopyrite, pyrrhotite, pyrite, arsenopyrite | [6 empty] | galena, bismuthinite, marcasite, iron oxides, pyroxene, actinolite, quartz | thin sections and polished blocks examined using optical microscope, BSE detector, and EDS prior to analysis | EMPA, LA-ICPMS | JEOL JXA-8230 electron probe microanalyzer; RESOlution-LR 193 nm ArF excimer laser ablation system coupled to an Agilent 7700x ICP-MS | Laboratory of Mineral Resources Research Center, Fuzhou University; Adelaide Microscopy, the University of Adelaide | EPMA point analysis: accelerating voltage 15 kV, beam current 20 nA, beam diameter ~5 μm; EPMA mapping: accelerating voltage 20 kV, working current 50 nA, dwell time ~10 ms; BSE imaging: accelerating voltage 20 kV, beam current 10 nA; LA-ICP-MS: energy density 3~3.5 J/cm2, spot sizes 29 to 51 μm, repetition rates 5 Hz (polished thin-section) and 10 Hz (polished blocks), ~30 s background acquisition, ~40 s sample data acquisition | STDGL3 (Danyushevsky et al. 2011) and GSD-1G (USGS) | 6.7158 | [19 empty] | 1938.2207 | [5 empty] | 190.7405 | [5 empty] | 84.5846 | [9 empty] | 89472.6864 |  | 0.43655 |  |  |  | 0.24375 | [7 empty] | 104.5399 | [13 empty] | 1704.4441 | [15 empty] | 2.0243 | [17 empty] | 0.019446 | [9 empty] | 1.9318 | [35 empty] | CHN | Tibet
| Lawu |  | Magmatic hydrothermal | Skarn | Cu-Pb-Zn skarn | Cu, Pb, Zn | In, Sn | Cu, Pb, Zn, In, Sn |  |  | 18-85 a1 sp - 11.d |  | underground mine |  |  |  |  | ore material | drill core | underground mining tunnels and drill cores | mineral separate | [5 empty] | mineralisation |  |  |  | sphalerite, chalcopyrite, pyrrhotite, pyrite, arsenopyrite | [6 empty] | galena, bismuthinite, marcasite, iron oxides, pyroxene, actinolite, quartz | thin sections and polished blocks examined using optical microscope, BSE detector, and EDS prior to analysis | EMPA, LA-ICPMS | JEOL JXA-8230 electron probe microanalyzer; RESOlution-LR 193 nm ArF excimer laser ablation system coupled to an Agilent 7700x ICP-MS | Laboratory of Mineral Resources Research Center, Fuzhou University; Adelaide Microscopy, the University of Adelaide | EPMA point analysis: accelerating voltage 15 kV, beam current 20 nA, beam diameter ~5 μm; EPMA mapping: accelerating voltage 20 kV, working current 50 nA, dwell time ~10 ms; BSE imaging: accelerating voltage 20 kV, beam current 10 nA; LA-ICP-MS: energy density 3~3.5 J/cm2, spot sizes 29 to 51 μm, repetition rates 5 Hz (polished thin-section) and 10 Hz (polished blocks), ~30 s background acquisition, ~40 s sample data acquisition | STDGL3 (Danyushevsky et al. 2011) and GSD-1G (USGS) | 8.0981 | [19 empty] | 2050.9326 | [5 empty] | 194.8494 | [5 empty] | 56.1001 | [9 empty] | 90793.1258 |  | 0.53732 |  |  |  | 0.25338 | [7 empty] | 149.0741 | [13 empty] | 1804.8638 | [15 empty] | 1.1505 | [17 empty] | 0.078716 | [9 empty] | 0.62326 | [35 empty] | CHN | Tibet
| Lawu |  | Magmatic hydrothermal | Skarn | Cu-Pb-Zn skarn | Cu, Pb, Zn | In, Sn | Cu, Pb, Zn, In, Sn |  |  | 18-85 a1 sp - 12.d |  | underground mine |  |  |  |  | ore material | drill core | underground mining tunnels and drill cores | mineral separate | [5 empty] | mineralisation |  |  |  | sphalerite, chalcopyrite, pyrrhotite, pyrite, arsenopyrite | [6 empty] | galena, bismuthinite, marcasite, iron oxides, pyroxene, actinolite, quartz | thin sections and polished blocks examined using optical microscope, BSE detector, and EDS prior to analysis | EMPA, LA-ICPMS | JEOL JXA-8230 electron probe microanalyzer; RESOlution-LR 193 nm ArF excimer laser ablation system coupled to an Agilent 7700x ICP-MS | Laboratory of Mineral Resources Research Center, Fuzhou University; Adelaide Microscopy, the University of Adelaide | EPMA point analysis: accelerating voltage 15 kV, beam current 20 nA, beam diameter ~5 μm; EPMA mapping: accelerating voltage 20 kV, working current 50 nA, dwell time ~10 ms; BSE imaging: accelerating voltage 20 kV, beam current 10 nA; LA-ICP-MS: energy density 3~3.5 J/cm2, spot sizes 29 to 51 μm, repetition rates 5 Hz (polished thin-section) and 10 Hz (polished blocks), ~30 s background acquisition, ~40 s sample data acquisition | STDGL3 (Danyushevsky et al. 2011) and GSD-1G (USGS) | 7.7216 | [19 empty] | 2137.0264 | [5 empty] | 195.8599 | [5 empty] | 56.1001 | [9 empty] | 86342.4274 |  | 0.41485 |  |  |  | 0.23207 | [7 empty] | 114.4731 | [13 empty] | 1790.9388 | [15 empty] | 2.0088 | [17 empty] | 0.053323 | [9 empty] | 1.2818 | [35 empty] | CHN | Tibet
| Lawu |  | Magmatic hydrothermal | Skarn | Cu-Pb-Zn skarn | Cu, Pb, Zn | In, Sn | Cu, Pb, Zn, In, Sn |  |  | 18-85 a1 sp - 13.d |  | underground mine |  |  |  |  | ore material | drill core | underground mining tunnels and drill cores | mineral separate | [5 empty] | mineralisation |  |  |  | sphalerite, chalcopyrite, pyrrhotite, pyrite, arsenopyrite | [6 empty] | galena, bismuthinite, marcasite, iron oxides, pyroxene, actinolite, quartz | thin sections and polished blocks examined using optical microscope, BSE detector, and EDS prior to analysis | EMPA, LA-ICPMS | JEOL JXA-8230 electron probe microanalyzer; RESOlution-LR 193 nm ArF excimer laser ablation system coupled to an Agilent 7700x ICP-MS | Laboratory of Mineral Resources Research Center, Fuzhou University; Adelaide Microscopy, the University of Adelaide | EPMA point analysis: accelerating voltage 15 kV, beam current 20 nA, beam diameter ~5 μm; EPMA mapping: accelerating voltage 20 kV, working current 50 nA, dwell time ~10 ms; BSE imaging: accelerating voltage 20 kV, beam current 10 nA; LA-ICP-MS: energy density 3~3.5 J/cm2, spot sizes 29 to 51 μm, repetition rates 5 Hz (polished thin-section) and 10 Hz (polished blocks), ~30 s background acquisition, ~40 s sample data acquisition | STDGL3 (Danyushevsky et al. 2011) and GSD-1G (USGS) | 10.6163 | [19 empty] | 1921.2328 | [5 empty] | 199.348 | [5 empty] | 53.3824 | [9 empty] | 56325.8367 |  | 0.26587 |  |  |  | 0.22296 | [7 empty] | 81.5816 | [13 empty] | 1032.1275 | [15 empty] | 1.6304 | [17 empty] | 0.037461 | [9 empty] | 5.0372 | [35 empty] | CHN | Tibet
| Lawu |  | Magmatic hydrothermal | Skarn | Cu-Pb-Zn skarn | Cu, Pb, Zn | In, Sn | Cu, Pb, Zn, In, Sn |  |  | 18-85 a1 sp - 14.d |  | underground mine |  |  |  |  | ore material | drill core | underground mining tunnels and drill cores | mineral separate | [5 empty] | mineralisation |  |  |  | sphalerite, chalcopyrite, pyrrhotite, pyrite, arsenopyrite | [6 empty] | galena, bismuthinite, marcasite, iron oxides, pyroxene, actinolite, quartz | thin sections and polished blocks examined using optical microscope, BSE detector, and EDS prior to analysis | EMPA, LA-ICPMS | JEOL JXA-8230 electron probe microanalyzer; RESOlution-LR 193 nm ArF excimer laser ablation system coupled to an Agilent 7700x ICP-MS | Laboratory of Mineral Resources Research Center, Fuzhou University; Adelaide Microscopy, the University of Adelaide | EPMA point analysis: accelerating voltage 15 kV, beam current 20 nA, beam diameter ~5 μm; EPMA mapping: accelerating voltage 20 kV, working current 50 nA, dwell time ~10 ms; BSE imaging: accelerating voltage 20 kV, beam current 10 nA; LA-ICP-MS: energy density 3~3.5 J/cm2, spot sizes 29 to 51 μm, repetition rates 5 Hz (polished thin-section) and 10 Hz (polished blocks), ~30 s background acquisition, ~40 s sample data acquisition | STDGL3 (Danyushevsky et al. 2011) and GSD-1G (USGS) | 6.5329 | [19 empty] | 1888.2949 | [5 empty] | 197.2168 | [5 empty] | 48.0923 | [9 empty] | 64789.9067 |  | 0.29029 |  |  |  | 0.21966 | [7 empty] | 71.2111 | [13 empty] | 1168.8345 | [15 empty] | 1.6313 | [17 empty] | 0.27701 | [9 empty] | 4.2629 | [35 empty] | CHN | Tibet
| Lawu |  | Magmatic hydrothermal | Skarn | Cu-Pb-Zn skarn | Cu, Pb, Zn | In, Sn | Cu, Pb, Zn, In, Sn |  |  | 18-85 a1 sp - 15.d |  | underground mine |  |  |  |  | ore material | drill core | underground mining tunnels and drill cores | mineral separate | [5 empty] | mineralisation |  |  |  | sphalerite, chalcopyrite, pyrrhotite, pyrite, arsenopyrite | [6 empty] | galena, bismuthinite, marcasite, iron oxides, pyroxene, actinolite, quartz | thin sections and polished blocks examined using optical microscope, BSE detector, and EDS prior to analysis | EMPA, LA-ICPMS | JEOL JXA-8230 electron probe microanalyzer; RESOlution-LR 193 nm ArF excimer laser ablation system coupled to an Agilent 7700x ICP-MS | Laboratory of Mineral Resources Research Center, Fuzhou University; Adelaide Microscopy, the University of Adelaide | EPMA point analysis: accelerating voltage 15 kV, beam current 20 nA, beam diameter ~5 μm; EPMA mapping: accelerating voltage 20 kV, working current 50 nA, dwell time ~10 ms; BSE imaging: accelerating voltage 20 kV, beam current 10 nA; LA-ICP-MS: energy density 3~3.5 J/cm2, spot sizes 29 to 51 μm, repetition rates 5 Hz (polished thin-section) and 10 Hz (polished blocks), ~30 s background acquisition, ~40 s sample data acquisition | STDGL3 (Danyushevsky et al. 2011) and GSD-1G (USGS) | 7.6968 | [19 empty] | 1794.7751 | [5 empty] | 185.4514 | [5 empty] | 77.5745 | [9 empty] | 72899.2098 |  | 0.34252 |  |  |  | 0.25098 | [7 empty] | 119.6788 | [13 empty] | 1331.5794 | [15 empty] | 2.0865 | [17 empty] | 0.15035 | [9 empty] | 2.6233 | [35 empty] | CHN | Tibet
| Lawu |  | Magmatic hydrothermal | Skarn | Cu-Pb-Zn skarn | Cu, Pb, Zn | In, Sn | Cu, Pb, Zn, In, Sn |  |  | 18-85 a1 sp - 16.d |  | underground mine |  |  |  |  | ore material | drill core | underground mining tunnels and drill cores | mineral separate | [5 empty] | mineralisation |  |  |  | sphalerite, chalcopyrite, pyrrhotite, pyrite, arsenopyrite | [6 empty] | galena, bismuthinite, marcasite, iron oxides, pyroxene, actinolite, quartz | thin sections and polished blocks examined using optical microscope, BSE detector, and EDS prior to analysis | EMPA, LA-ICPMS | JEOL JXA-8230 electron probe microanalyzer; RESOlution-LR 193 nm ArF excimer laser ablation system coupled to an Agilent 7700x ICP-MS | Laboratory of Mineral Resources Research Center, Fuzhou University; Adelaide Microscopy, the University of Adelaide | EPMA point analysis: accelerating voltage 15 kV, beam current 20 nA, beam diameter ~5 μm; EPMA mapping: accelerating voltage 20 kV, working current 50 nA, dwell time ~10 ms; BSE imaging: accelerating voltage 20 kV, beam current 10 nA; LA-ICP-MS: energy density 3~3.5 J/cm2, spot sizes 29 to 51 μm, repetition rates 5 Hz (polished thin-section) and 10 Hz (polished blocks), ~30 s background acquisition, ~40 s sample data acquisition | STDGL3 (Danyushevsky et al. 2011) and GSD-1G (USGS) | 6.0736 | [19 empty] | 1902.1965 | [5 empty] | 200.9932 | [5 empty] | 46.7301 | [9 empty] | 56695.5565 |  | 0.59936 |  |  |  | 0.26067 | [7 empty] | 62.2425 | [13 empty] | 1008.0632 | [15 empty] | 0.72856 | [17 empty] | 0.15035 | [9 empty] | 5.3329 | [35 empty] | CHN | Tibet
| Lawu |  | Magmatic hydrothermal | Skarn | Cu-Pb-Zn skarn | Cu, Pb, Zn | In, Sn | Cu, Pb, Zn, In, Sn |  |  | 18-85 a1 sp - 17.d |  | underground mine |  |  |  |  | ore material | drill core | underground mining tunnels and drill cores | mineral separate | [5 empty] | mineralisation |  |  |  | sphalerite, chalcopyrite, pyrrhotite, pyrite, arsenopyrite | [6 empty] | galena, bismuthinite, marcasite, iron oxides, pyroxene, actinolite, quartz | thin sections and polished blocks examined using optical microscope, BSE detector, and EDS prior to analysis | EMPA, LA-ICPMS | JEOL JXA-8230 electron probe microanalyzer; RESOlution-LR 193 nm ArF excimer laser ablation system coupled to an Agilent 7700x ICP-MS | Laboratory of Mineral Resources Research Center, Fuzhou University; Adelaide Microscopy, the University of Adelaide | EPMA point analysis: accelerating voltage 15 kV, beam current 20 nA, beam diameter ~5 μm; EPMA mapping: accelerating voltage 20 kV, working current 50 nA, dwell time ~10 ms; BSE imaging: accelerating voltage 20 kV, beam current 10 nA; LA-ICP-MS: energy density 3~3.5 J/cm2, spot sizes 29 to 51 μm, repetition rates 5 Hz (polished thin-section) and 10 Hz (polished blocks), ~30 s background acquisition, ~40 s sample data acquisition | STDGL3 (Danyushevsky et al. 2011) and GSD-1G (USGS) | 5.0202 | [19 empty] | 1889.4623 | [5 empty] | 202.3086 | [5 empty] | 51.0767 | [9 empty] | 52575.2564 |  | 0.37722 |  |  |  | 0.28005 | [7 empty] | 74.8326 | [13 empty] | 934.1162 | [15 empty] | 0.39275 | [17 empty] | 0.15035 | [9 empty] | 4.8017 | [35 empty] | CHN | Tibet
| Lawu |  | Magmatic hydrothermal | Skarn | Cu-Pb-Zn skarn | Cu, Pb, Zn | In, Sn | Cu, Pb, Zn, In, Sn |  |  | 18-85 a1 sp - 18.d |  | underground mine |  |  |  |  | ore material | drill core | underground mining tunnels and drill cores | mineral separate | [5 empty] | mineralisation |  |  |  | sphalerite, chalcopyrite, pyrrhotite, pyrite, arsenopyrite | [6 empty] | galena, bismuthinite, marcasite, iron oxides, pyroxene, actinolite, quartz | thin sections and polished blocks examined using optical microscope, BSE detector, and EDS prior to analysis | EMPA, LA-ICPMS | JEOL JXA-8230 electron probe microanalyzer; RESOlution-LR 193 nm ArF excimer laser ablation system coupled to an Agilent 7700x ICP-MS | Laboratory of Mineral Resources Research Center, Fuzhou University; Adelaide Microscopy, the University of Adelaide | EPMA point analysis: accelerating voltage 15 kV, beam current 20 nA, beam diameter ~5 μm; EPMA mapping: accelerating voltage 20 kV, working current 50 nA, dwell time ~10 ms; BSE imaging: accelerating voltage 20 kV, beam current 10 nA; LA-ICP-MS: energy density 3~3.5 J/cm2, spot sizes 29 to 51 μm, repetition rates 5 Hz (polished thin-section) and 10 Hz (polished blocks), ~30 s background acquisition, ~40 s sample data acquisition | STDGL3 (Danyushevsky et al. 2011) and GSD-1G (USGS) | 6.7483 | [19 empty] | 1844.7624 | [5 empty] | 192.8804 | [5 empty] | 56.2499 | [9 empty] | 70062.6951 |  | 0.26427 |  |  |  | 0.27046 | [7 empty] | 86.873 | [13 empty] | 1262.3767 | [15 empty] | 0.68981 | [17 empty] | 0.029956 | [9 empty] | 1.586 | [35 empty] | CHN | Tibet
| Lawu |  | Magmatic hydrothermal | Skarn | Cu-Pb-Zn skarn | Cu, Pb, Zn | In, Sn | Cu, Pb, Zn, In, Sn |  |  | 18-85 a1 sp - 19.d |  | underground mine |  |  |  |  | ore material | drill core | underground mining tunnels and drill cores | mineral separate | [5 empty] | mineralisation |  |  |  | sphalerite, chalcopyrite, pyrrhotite, pyrite, arsenopyrite | [6 empty] | galena, bismuthinite, marcasite, iron oxides, pyroxene, actinolite, quartz | thin sections and polished blocks examined using optical microscope, BSE detector, and EDS prior to analysis | EMPA, LA-ICPMS | JEOL JXA-8230 electron probe microanalyzer; RESOlution-LR 193 nm ArF excimer laser ablation system coupled to an Agilent 7700x ICP-MS | Laboratory of Mineral Resources Research Center, Fuzhou University; Adelaide Microscopy, the University of Adelaide | EPMA point analysis: accelerating voltage 15 kV, beam current 20 nA, beam diameter ~5 μm; EPMA mapping: accelerating voltage 20 kV, working current 50 nA, dwell time ~10 ms; BSE imaging: accelerating voltage 20 kV, beam current 10 nA; LA-ICP-MS: energy density 3~3.5 J/cm2, spot sizes 29 to 51 μm, repetition rates 5 Hz (polished thin-section) and 10 Hz (polished blocks), ~30 s background acquisition, ~40 s sample data acquisition | STDGL3 (Danyushevsky et al. 2011) and GSD-1G (USGS) | 14.391 | [19 empty] | 1823.6057 | [5 empty] | 191.6506 | [5 empty] | 70.0196 | [9 empty] | 72428.114 |  | 0.44411 |  |  |  | 0.24397 | [7 empty] | 98.7861 | [13 empty] | 1333.7267 | [15 empty] | 4.4472 | [17 empty] | 0.047311 | [9 empty] | 1.9707 | [35 empty] | CHN | Tibet
| Lawu |  | Magmatic hydrothermal | Skarn | Cu-Pb-Zn skarn | Cu, Pb, Zn | In, Sn | Cu, Pb, Zn, In, Sn |  |  | 18-85 a1 sp - 20.d |  | underground mine |  |  |  |  | ore material | drill core | underground mining tunnels and drill cores | mineral separate | [5 empty] | mineralisation |  |  |  | sphalerite, chalcopyrite, pyrrhotite, pyrite, arsenopyrite | [6 empty] | galena, bismuthinite, marcasite, iron oxides, pyroxene, actinolite, quartz | thin sections and polished blocks examined using optical microscope, BSE detector, and EDS prior to analysis | EMPA, LA-ICPMS | JEOL JXA-8230 electron probe microanalyzer; RESOlution-LR 193 nm ArF excimer laser ablation system coupled to an Agilent 7700x ICP-MS | Laboratory of Mineral Resources Research Center, Fuzhou University; Adelaide Microscopy, the University of Adelaide | EPMA point analysis: accelerating voltage 15 kV, beam current 20 nA, beam diameter ~5 μm; EPMA mapping: accelerating voltage 20 kV, working current 50 nA, dwell time ~10 ms; BSE imaging: accelerating voltage 20 kV, beam current 10 nA; LA-ICP-MS: energy density 3~3.5 J/cm2, spot sizes 29 to 51 μm, repetition rates 5 Hz (polished thin-section) and 10 Hz (polished blocks), ~30 s background acquisition, ~40 s sample data acquisition | STDGL3 (Danyushevsky et al. 2011) and GSD-1G (USGS) | 8.3247 | [19 empty] | 1852.2017 | [5 empty] | 199.3152 | [5 empty] | 55.4536 | [9 empty] | 55718.2501 |  | 0.56155 |  |  |  | 0.27361 | [7 empty] | 84.4276 | [13 empty] | 1036.3462 | [15 empty] | 1.5551 | [17 empty] | 0.098599 | [9 empty] | 3.1499 | [35 empty] | CHN | Tibet
| Lawu |  | Magmatic hydrothermal | Skarn | Cu-Pb-Zn skarn | Cu, Pb, Zn | In, Sn | Cu, Pb, Zn, In, Sn |  |  | 18-85 a1 sp - 21.d |  | underground mine |  |  |  |  | ore material | drill core | underground mining tunnels and drill cores | mineral separate | [5 empty] | mineralisation |  |  |  | sphalerite, chalcopyrite, pyrrhotite, pyrite, arsenopyrite | [6 empty] | galena, bismuthinite, marcasite, iron oxides, pyroxene, actinolite, quartz | thin sections and polished blocks examined using optical microscope, BSE detector, and EDS prior to analysis | EMPA, LA-ICPMS | JEOL JXA-8230 electron probe microanalyzer; RESOlution-LR 193 nm ArF excimer laser ablation system coupled to an Agilent 7700x ICP-MS | Laboratory of Mineral Resources Research Center, Fuzhou University; Adelaide Microscopy, the University of Adelaide | EPMA point analysis: accelerating voltage 15 kV, beam current 20 nA, beam diameter ~5 μm; EPMA mapping: accelerating voltage 20 kV, working current 50 nA, dwell time ~10 ms; BSE imaging: accelerating voltage 20 kV, beam current 10 nA; LA-ICP-MS: energy density 3~3.5 J/cm2, spot sizes 29 to 51 μm, repetition rates 5 Hz (polished thin-section) and 10 Hz (polished blocks), ~30 s background acquisition, ~40 s sample data acquisition | STDGL3 (Danyushevsky et al. 2011) and GSD-1G (USGS) | 7.8878 | [19 empty] | 2014.1218 | [5 empty] | 186.6543 | [5 empty] | 56.1001 | [9 empty] | 78151.6366 |  | 0.35543 |  |  |  | 0.23994 | [7 empty] | 121.9721 | [13 empty] | 1600.1594 | [15 empty] | 1.6304 | [17 empty] | 0.9226 | [9 empty] | 0.63672 | [35 empty] | CHN | Tibet
| Lawu |  | Magmatic hydrothermal | Skarn | Cu-Pb-Zn skarn | Cu, Pb, Zn | In, Sn | Cu, Pb, Zn, In, Sn |  |  | 18-85 a1 sp - 22.d |  | underground mine |  |  |  |  | ore material | drill core | underground mining tunnels and drill cores | mineral separate | [5 empty] | mineralisation |  |  |  | sphalerite, chalcopyrite, pyrrhotite, pyrite, arsenopyrite | [6 empty] | galena, bismuthinite, marcasite, iron oxides, pyroxene, actinolite, quartz | thin sections and polished blocks examined using optical microscope, BSE detector, and EDS prior to analysis | EMPA, LA-ICPMS | JEOL JXA-8230 electron probe microanalyzer; RESOlution-LR 193 nm ArF excimer laser ablation system coupled to an Agilent 7700x ICP-MS | Laboratory of Mineral Resources Research Center, Fuzhou University; Adelaide Microscopy, the University of Adelaide | EPMA point analysis: accelerating voltage 15 kV, beam current 20 nA, beam diameter ~5 μm; EPMA mapping: accelerating voltage 20 kV, working current 50 nA, dwell time ~10 ms; BSE imaging: accelerating voltage 20 kV, beam current 10 nA; LA-ICP-MS: energy density 3~3.5 J/cm2, spot sizes 29 to 51 μm, repetition rates 5 Hz (polished thin-section) and 10 Hz (polished blocks), ~30 s background acquisition, ~40 s sample data acquisition | STDGL3 (Danyushevsky et al. 2011) and GSD-1G (USGS) | 7.8878 | [19 empty] | 1709.9231 | [5 empty] | 186.7874 | [5 empty] | 56.1001 | [9 empty] | 68202.5217 |  | 0.42123 |  |  |  | 0.2295 | [7 empty] | 130.1899 | [13 empty] | 1180.26 | [15 empty] | 1.6304 | [17 empty] | 0.31428 | [9 empty] | 0.35802 | [35 empty] | CHN | Tibet
| Lawu |  | Magmatic hydrothermal | Skarn | Cu-Pb-Zn skarn | Cu, Pb, Zn | In, Sn | Cu, Pb, Zn, In, Sn |  |  | 18-85 a1 sp - 23.d |  | underground mine |  |  |  |  | ore material | drill core | underground mining tunnels and drill cores | mineral separate | [5 empty] | mineralisation |  |  |  | sphalerite, chalcopyrite, pyrrhotite, pyrite, arsenopyrite | [6 empty] | galena, bismuthinite, marcasite, iron oxides, pyroxene, actinolite, quartz | thin sections and polished blocks examined using optical microscope, BSE detector, and EDS prior to analysis | EMPA, LA-ICPMS | JEOL JXA-8230 electron probe microanalyzer; RESOlution-LR 193 nm ArF excimer laser ablation system coupled to an Agilent 7700x ICP-MS | Laboratory of Mineral Resources Research Center, Fuzhou University; Adelaide Microscopy, the University of Adelaide | EPMA point analysis: accelerating voltage 15 kV, beam current 20 nA, beam diameter ~5 μm; EPMA mapping: accelerating voltage 20 kV, working current 50 nA, dwell time ~10 ms; BSE imaging: accelerating voltage 20 kV, beam current 10 nA; LA-ICP-MS: energy density 3~3.5 J/cm2, spot sizes 29 to 51 μm, repetition rates 5 Hz (polished thin-section) and 10 Hz (polished blocks), ~30 s background acquisition, ~40 s sample data acquisition | STDGL3 (Danyushevsky et al. 2011) and GSD-1G (USGS) | 8.7819 | [19 empty] | 1785.1849 | [5 empty] | 190.5065 | [5 empty] | 68.3035 | [9 empty] | 78247.0438 |  | 0.58442 |  |  |  | 0.25486 | [7 empty] | 99.2504 | [13 empty] | 1421.7358 | [15 empty] | 3.7822 | [17 empty] | 0.043677 | [9 empty] | 4.8324 | [35 empty] | CHN | Tibet
| Lawu |  | Magmatic hydrothermal | Skarn | Cu-Pb-Zn skarn | Cu, Pb, Zn | In, Sn | Cu, Pb, Zn, In, Sn |  |  | 18-85 a1 sp - 24.d |  | underground mine |  |  |  |  | ore material | drill core | underground mining tunnels and drill cores | mineral separate | [5 empty] | mineralisation |  |  |  | sphalerite, chalcopyrite, pyrrhotite, pyrite, arsenopyrite | [6 empty] | galena, bismuthinite, marcasite, iron oxides, pyroxene, actinolite, quartz | thin sections and polished blocks examined using optical microscope, BSE detector, and EDS prior to analysis | EMPA, LA-ICPMS | JEOL JXA-8230 electron probe microanalyzer; RESOlution-LR 193 nm ArF excimer laser ablation system coupled to an Agilent 7700x ICP-MS | Laboratory of Mineral Resources Research Center, Fuzhou University; Adelaide Microscopy, the University of Adelaide | EPMA point analysis: accelerating voltage 15 kV, beam current 20 nA, beam diameter ~5 μm; EPMA mapping: accelerating voltage 20 kV, working current 50 nA, dwell time ~10 ms; BSE imaging: accelerating voltage 20 kV, beam current 10 nA; LA-ICP-MS: energy density 3~3.5 J/cm2, spot sizes 29 to 51 μm, repetition rates 5 Hz (polished thin-section) and 10 Hz (polished blocks), ~30 s background acquisition, ~40 s sample data acquisition | STDGL3 (Danyushevsky et al. 2011) and GSD-1G (USGS) | 9.0278 | [19 empty] | 1726.2472 | [5 empty] | 191.3252 | [5 empty] | 42.3662 | [9 empty] | 54295.859 |  | 0.4599 |  |  |  | 0.27164 | [7 empty] | 55.2498 | [13 empty] | 927.6725 | [15 empty] | 1.6304 | [17 empty] | 0.36756 | [9 empty] | 5.3973 | [35 empty] | CHN | Tibet
| Lawu |  | Magmatic hydrothermal | Skarn | Cu-Pb-Zn skarn | Cu, Pb, Zn | In, Sn | Cu, Pb, Zn, In, Sn |  |  | Larga (L-82) |  | underground mine |  |  |  |  | ore material | drill core | underground mining tunnels and drill cores | mineral separate | [5 empty] | mineralisation |  |  |  | sphalerite, chalcopyrite, pyrrhotite, pyrite, arsenopyrite | [6 empty] | galena, bismuthinite, marcasite, iron oxides, pyroxene, actinolite, quartz | thin sections and polished blocks examined using optical microscope, BSE detector, and EDS prior to analysis | EMPA, LA-ICPMS | JEOL JXA-8230 electron probe microanalyzer; RESOlution-LR 193 nm ArF excimer laser ablation system coupled to an Agilent 7700x ICP-MS | Laboratory of Mineral Resources Research Center, Fuzhou University; Adelaide Microscopy, the University of Adelaide | EPMA point analysis: accelerating voltage 15 kV, beam current 20 nA, beam diameter ~5 μm; EPMA mapping: accelerating voltage 20 kV, working current 50 nA, dwell time ~10 ms; BSE imaging: accelerating voltage 20 kV, beam current 10 nA; LA-ICP-MS: energy density 3~3.5 J/cm2, spot sizes 29 to 51 μm, repetition rates 5 Hz (polished thin-section) and 10 Hz (polished blocks), ~30 s background acquisition, ~40 s sample data acquisition | STDGL3 (Danyushevsky et al. 2011) and GSD-1G (USGS) | 18.8 | [19 empty] | 6860 | [5 empty] | 47 | [5 empty] | 1907 | [9 empty] | 106270 |  | 4.19 |  |  |  | 1.15 | [7 empty] | 3003 | [13 empty] | 237 | [15 empty] | 0.4 | [17 empty] | 0.05 | [9 empty] | 115 | [35 empty] | CHN | Tibet
| Lawu |  | Magmatic hydrothermal | Skarn | Cu-Pb-Zn skarn | Cu, Pb, Zn | In, Sn | Cu, Pb, Zn, In, Sn |  |  | Rosia Montana (CRC-7) |  | underground mine |  |  |  |  | ore material | drill core | underground mining tunnels and drill cores | mineral separate | [5 empty] | mineralisation |  |  |  | sphalerite, chalcopyrite, pyrrhotite, pyrite, arsenopyrite | [6 empty] | galena, bismuthinite, marcasite, iron oxides, pyroxene, actinolite, quartz | thin sections and polished blocks examined using optical microscope, BSE detector, and EDS prior to analysis | EMPA, LA-ICPMS | JEOL JXA-8230 electron probe microanalyzer; RESOlution-LR 193 nm ArF excimer laser ablation system coupled to an Agilent 7700x ICP-MS | Laboratory of Mineral Resources Research Center, Fuzhou University; Adelaide Microscopy, the University of Adelaide | EPMA point analysis: accelerating voltage 15 kV, beam current 20 nA, beam diameter ~5 μm; EPMA mapping: accelerating voltage 20 kV, working current 50 nA, dwell time ~10 ms; BSE imaging: accelerating voltage 20 kV, beam current 10 nA; LA-ICP-MS: energy density 3~3.5 J/cm2, spot sizes 29 to 51 μm, repetition rates 5 Hz (polished thin-section) and 10 Hz (polished blocks), ~30 s background acquisition, ~40 s sample data acquisition | STDGL3 (Danyushevsky et al. 2011) and GSD-1G (USGS) | 17.7 | [19 empty] | 3428 | [5 empty] | 0.015 | [5 empty] | 591 | [9 empty] | 934 |  | 451 |  |  |  | 29 | [7 empty] | 71.7 | [13 empty] | 76001 | [15 empty] | 40.9 | [17 empty] | 5.05 | [9 empty] | 88.7 | [35 empty] | CHN | Tibet
| Lawu |  | Magmatic hydrothermal | Skarn | Cu-Pb-Zn skarn | Cu, Pb, Zn | In, Sn | Cu, Pb, Zn, In, Sn |  |  | Rosia Montana (RM-21) |  | underground mine |  |  |  |  | ore material | drill core | underground mining tunnels and drill cores | mineral separate | [5 empty] | mineralisation |  |  |  | sphalerite, chalcopyrite, pyrrhotite, pyrite, arsenopyrite | [6 empty] | galena, bismuthinite, marcasite, iron oxides, pyroxene, actinolite, quartz | thin sections and polished blocks examined using optical microscope, BSE detector, and EDS prior to analysis | EMPA, LA-ICPMS | JEOL JXA-8230 electron probe microanalyzer; RESOlution-LR 193 nm ArF excimer laser ablation system coupled to an Agilent 7700x ICP-MS | Laboratory of Mineral Resources Research Center, Fuzhou University; Adelaide Microscopy, the University of Adelaide | EPMA point analysis: accelerating voltage 15 kV, beam current 20 nA, beam diameter ~5 μm; EPMA mapping: accelerating voltage 20 kV, working current 50 nA, dwell time ~10 ms; BSE imaging: accelerating voltage 20 kV, beam current 10 nA; LA-ICP-MS: energy density 3~3.5 J/cm2, spot sizes 29 to 51 μm, repetition rates 5 Hz (polished thin-section) and 10 Hz (polished blocks), ~30 s background acquisition, ~40 s sample data acquisition | STDGL3 (Danyushevsky et al. 2011) and GSD-1G (USGS) | 2.2 | [19 empty] | 3993 | [5 empty] | 0.44 | [5 empty] | 164 | [9 empty] | 2254 |  | 63.6 |  |  |  | 1.64 | [7 empty] | 0.09 | [13 empty] | 58458 | [15 empty] | 5.53 | [17 empty] | 0.07 | [9 empty] | 1.71 | [35 empty] | CHN | Tibet
| Lawu |  | Magmatic hydrothermal | Skarn | Cu-Pb-Zn skarn | Cu, Pb, Zn | In, Sn | Cu, Pb, Zn, In, Sn |  |  | Magura Mag-8 |  | underground mine |  |  |  |  | ore material | drill core | underground mining tunnels and drill cores | mineral separate | [5 empty] | mineralisation |  |  |  | sphalerite, chalcopyrite, pyrrhotite, pyrite, arsenopyrite | [6 empty] | galena, bismuthinite, marcasite, iron oxides, pyroxene, actinolite, quartz | thin sections and polished blocks examined using optical microscope, BSE detector, and EDS prior to analysis | EMPA, LA-ICPMS | JEOL JXA-8230 electron probe microanalyzer; RESOlution-LR 193 nm ArF excimer laser ablation system coupled to an Agilent 7700x ICP-MS | Laboratory of Mineral Resources Research Center, Fuzhou University; Adelaide Microscopy, the University of Adelaide | EPMA point analysis: accelerating voltage 15 kV, beam current 20 nA, beam diameter ~5 μm; EPMA mapping: accelerating voltage 20 kV, working current 50 nA, dwell time ~10 ms; BSE imaging: accelerating voltage 20 kV, beam current 10 nA; LA-ICP-MS: energy density 3~3.5 J/cm2, spot sizes 29 to 51 μm, repetition rates 5 Hz (polished thin-section) and 10 Hz (polished blocks), ~30 s background acquisition, ~40 s sample data acquisition | STDGL3 (Danyushevsky et al. 2011) and GSD-1G (USGS) | 23.4 | [19 empty] | 3704 | [5 empty] | 0.03 | [5 empty] | 372 | [9 empty] | 2400 |  | 80 |  |  |  | 30.8 | [7 empty] | 2.25 | [13 empty] | 43904 | [15 empty] | 111 | [17 empty] | 176 | [9 empty] | 14.8 | [35 empty] | CHN | Tibet
| Lawu |  | Magmatic hydrothermal | Skarn | Cu-Pb-Zn skarn | Cu, Pb, Zn | In, Sn | Cu, Pb, Zn, In, Sn |  |  | Sacaramb (Sac 7.3) |  | underground mine |  |  |  |  | ore material | drill core | underground mining tunnels and drill cores | mineral separate | [5 empty] | mineralisation |  |  |  | sphalerite, chalcopyrite, pyrrhotite, pyrite, arsenopyrite | [6 empty] | galena, bismuthinite, marcasite, iron oxides, pyroxene, actinolite, quartz | thin sections and polished blocks examined using optical microscope, BSE detector, and EDS prior to analysis | EMPA, LA-ICPMS | JEOL JXA-8230 electron probe microanalyzer; RESOlution-LR 193 nm ArF excimer laser ablation system coupled to an Agilent 7700x ICP-MS | Laboratory of Mineral Resources Research Center, Fuzhou University; Adelaide Microscopy, the University of Adelaide | EPMA point analysis: accelerating voltage 15 kV, beam current 20 nA, beam diameter ~5 μm; EPMA mapping: accelerating voltage 20 kV, working current 50 nA, dwell time ~10 ms; BSE imaging: accelerating voltage 20 kV, beam current 10 nA; LA-ICP-MS: energy density 3~3.5 J/cm2, spot sizes 29 to 51 μm, repetition rates 5 Hz (polished thin-section) and 10 Hz (polished blocks), ~30 s background acquisition, ~40 s sample data acquisition | STDGL3 (Danyushevsky et al. 2011) and GSD-1G (USGS) | 11 | [19 empty] | 4583 | [5 empty] | 1.17 | [5 empty] | 537 | [9 empty] | 5253 |  | 22 |  |  |  | 1.8 | [7 empty] | 0.34 | [13 empty] | 1874 | [15 empty] | 5.7 | [17 empty] | 27.7 | [9 empty] | 2.01 | [35 empty] | CHN | Tibet
| Lawu |  | Magmatic hydrothermal | Skarn | Cu-Pb-Zn skarn | Cu, Pb, Zn | In, Sn | Cu, Pb, Zn, In, Sn |  |  | Sacaramb (Sac 7.7) |  | underground mine |  |  |  |  | ore material | drill core | underground mining tunnels and drill cores | mineral separate | [5 empty] | mineralisation |  |  |  | sphalerite, chalcopyrite, pyrrhotite, pyrite, arsenopyrite | [6 empty] | galena, bismuthinite, marcasite, iron oxides, pyroxene, actinolite, quartz | thin sections and polished blocks examined using optical microscope, BSE detector, and EDS prior to analysis | EMPA, LA-ICPMS | JEOL JXA-8230 electron probe microanalyzer; RESOlution-LR 193 nm ArF excimer laser ablation system coupled to an Agilent 7700x ICP-MS | Laboratory of Mineral Resources Research Center, Fuzhou University; Adelaide Microscopy, the University of Adelaide | EPMA point analysis: accelerating voltage 15 kV, beam current 20 nA, beam diameter ~5 μm; EPMA mapping: accelerating voltage 20 kV, working current 50 nA, dwell time ~10 ms; BSE imaging: accelerating voltage 20 kV, beam current 10 nA; LA-ICP-MS: energy density 3~3.5 J/cm2, spot sizes 29 to 51 μm, repetition rates 5 Hz (polished thin-section) and 10 Hz (polished blocks), ~30 s background acquisition, ~40 s sample data acquisition | STDGL3 (Danyushevsky et al. 2011) and GSD-1G (USGS) | 16 | [19 empty] | 3873 | [5 empty] | 0.015 | [5 empty] | 1275 | [9 empty] | 375 |  | 839 |  |  |  | 165.3 | [7 empty] | 82.2 | [13 empty] | 29464 | [15 empty] | 17 | [17 empty] | 87 | [9 empty] | 205.6 | [35 empty] | CHN | Tibet
| Lawu |  | Magmatic hydrothermal | Skarn | Cu-Pb-Zn skarn | Cu, Pb, Zn | In, Sn | Cu, Pb, Zn, In, Sn |  |  | Toroiaga (Tga-1) |  | underground mine |  |  |  |  | ore material | drill core | underground mining tunnels and drill cores | mineral separate | [5 empty] | mineralisation |  |  |  | sphalerite, chalcopyrite, pyrrhotite, pyrite, arsenopyrite | [6 empty] | galena, bismuthinite, marcasite, iron oxides, pyroxene, actinolite, quartz | thin sections and polished blocks examined using optical microscope, BSE detector, and EDS prior to analysis | EMPA, LA-ICPMS | JEOL JXA-8230 electron probe microanalyzer; RESOlution-LR 193 nm ArF excimer laser ablation system coupled to an Agilent 7700x ICP-MS | Laboratory of Mineral Resources Research Center, Fuzhou University; Adelaide Microscopy, the University of Adelaide | EPMA point analysis: accelerating voltage 15 kV, beam current 20 nA, beam diameter ~5 μm; EPMA mapping: accelerating voltage 20 kV, working current 50 nA, dwell time ~10 ms; BSE imaging: accelerating voltage 20 kV, beam current 10 nA; LA-ICP-MS: energy density 3~3.5 J/cm2, spot sizes 29 to 51 μm, repetition rates 5 Hz (polished thin-section) and 10 Hz (polished blocks), ~30 s background acquisition, ~40 s sample data acquisition | STDGL3 (Danyushevsky et al. 2011) and GSD-1G (USGS) | 12.7 | [19 empty] | 10390 | [5 empty] | 0.07 | [5 empty] | 2446 | [9 empty] | 95614 |  | 4.9 |  |  |  | 1.1 | [7 empty] | 54.7 | [13 empty] | 1212 | [15 empty] | 0.71 | [17 empty] | 0.04 | [9 empty] | 0.23 | [35 empty] | CHN | Tibet
| Lawu |  | Magmatic hydrothermal | Skarn | Cu-Pb-Zn skarn | Cu, Pb, Zn | In, Sn | Cu, Pb, Zn, In, Sn |  |  | kb50236 |  | underground mine |  |  |  |  | ore material | drill core | underground mining tunnels and drill cores | mineral separate | [5 empty] | mineralisation |  |  |  | sphalerite, chalcopyrite, pyrrhotite, pyrite, arsenopyrite | [6 empty] | galena, bismuthinite, marcasite, iron oxides, pyroxene, actinolite, quartz | thin sections and polished blocks examined using optical microscope, BSE detector, and EDS prior to analysis | EMPA, LA-ICPMS | JEOL JXA-8230 electron probe microanalyzer; RESOlution-LR 193 nm ArF excimer laser ablation system coupled to an Agilent 7700x ICP-MS | Laboratory of Mineral Resources Research Center, Fuzhou University; Adelaide Microscopy, the University of Adelaide | EPMA point analysis: accelerating voltage 15 kV, beam current 20 nA, beam diameter ~5 μm; EPMA mapping: accelerating voltage 20 kV, working current 50 nA, dwell time ~10 ms; BSE imaging: accelerating voltage 20 kV, beam current 10 nA; LA-ICP-MS: energy density 3~3.5 J/cm2, spot sizes 29 to 51 μm, repetition rates 5 Hz (polished thin-section) and 10 Hz (polished blocks), ~30 s background acquisition, ~40 s sample data acquisition | STDGL3 (Danyushevsky et al. 2011) and GSD-1G (USGS) | 24.2577 | [19 empty] | 7004.0046 | [5 empty] | 55.8793 | [5 empty] | 1610.47 | [9 empty] | 103662.8945 |  | 0.41009 |  |  |  | 0.084949 | [7 empty] | 1168.9339 | [13 empty] | 1719.0023 | [15 empty] | 1.662 | [17 empty] | 0.83305 | [9 empty] | 51.8018 | [35 empty] | CHN | Tibet
| Lawu |  | Magmatic hydrothermal | Skarn | Cu-Pb-Zn skarn | Cu, Pb, Zn | In, Sn | Cu, Pb, Zn, In, Sn |  |  | kb02 |  | underground mine |  |  |  |  | ore material | drill core | underground mining tunnels and drill cores | mineral separate | [5 empty] | mineralisation |  |  |  | sphalerite, chalcopyrite, pyrrhotite, pyrite, arsenopyrite | [6 empty] | galena, bismuthinite, marcasite, iron oxides, pyroxene, actinolite, quartz | thin sections and polished blocks examined using optical microscope, BSE detector, and EDS prior to analysis | EMPA, LA-ICPMS | JEOL JXA-8230 electron probe microanalyzer; RESOlution-LR 193 nm ArF excimer laser ablation system coupled to an Agilent 7700x ICP-MS | Laboratory of Mineral Resources Research Center, Fuzhou University; Adelaide Microscopy, the University of Adelaide | EPMA point analysis: accelerating voltage 15 kV, beam current 20 nA, beam diameter ~5 μm; EPMA mapping: accelerating voltage 20 kV, working current 50 nA, dwell time ~10 ms; BSE imaging: accelerating voltage 20 kV, beam current 10 nA; LA-ICP-MS: energy density 3~3.5 J/cm2, spot sizes 29 to 51 μm, repetition rates 5 Hz (polished thin-section) and 10 Hz (polished blocks), ~30 s background acquisition, ~40 s sample data acquisition | STDGL3 (Danyushevsky et al. 2011) and GSD-1G (USGS) | 5.2423 | [19 empty] | 3917.4601 | [5 empty] | 0.19893 | [5 empty] | 404.6853 | [9 empty] | 97078.0747 |  | 7.0082 |  |  |  | 0.084949 | [7 empty] | 28.6088 | [13 empty] | 13939.4 | [15 empty] | 0.44698 | [17 empty] | 0.087742 | [9 empty] | 78.4765 | [35 empty] | CHN | Tibet
| Lawu |  | Magmatic hydrothermal | Skarn | Cu-Pb-Zn skarn | Cu, Pb, Zn | In, Sn | Cu, Pb, Zn, In, Sn |  |  | kbH5 |  | underground mine |  |  |  |  | ore material | drill core | underground mining tunnels and drill cores | mineral separate | [5 empty] | mineralisation |  |  |  | sphalerite, chalcopyrite, pyrrhotite, pyrite, arsenopyrite | [6 empty] | galena, bismuthinite, marcasite, iron oxides, pyroxene, actinolite, quartz | thin sections and polished blocks examined using optical microscope, BSE detector, and EDS prior to analysis | EMPA, LA-ICPMS | JEOL JXA-8230 electron probe microanalyzer; RESOlution-LR 193 nm ArF excimer laser ablation system coupled to an Agilent 7700x ICP-MS | Laboratory of Mineral Resources Research Center, Fuzhou University; Adelaide Microscopy, the University of Adelaide | EPMA point analysis: accelerating voltage 15 kV, beam current 20 nA, beam diameter ~5 μm; EPMA mapping: accelerating voltage 20 kV, working current 50 nA, dwell time ~10 ms; BSE imaging: accelerating voltage 20 kV, beam current 10 nA; LA-ICP-MS: energy density 3~3.5 J/cm2, spot sizes 29 to 51 μm, repetition rates 5 Hz (polished thin-section) and 10 Hz (polished blocks), ~30 s background acquisition, ~40 s sample data acquisition | STDGL3 (Danyushevsky et al. 2011) and GSD-1G (USGS) | 3.0124 | [19 empty] | 5283.2125 | [5 empty] | 35.4151 | [5 empty] | 312.1426 | [9 empty] | 103004.7797 |  | 3.1901 |  |  |  | 0.084949 | [7 empty] | 253.1001 | [13 empty] | 900.1582 | [15 empty] | 0.13832 | [17 empty] | 0.02 | [9 empty] | 20.7907 | [35 empty] | CHN | Tibet
| Lawu |  | Magmatic hydrothermal | Skarn | Cu-Pb-Zn skarn | Cu, Pb, Zn | In, Sn | Cu, Pb, Zn, In, Sn |  |  | kbFRS8 |  | underground mine |  |  |  |  | ore material | drill core | underground mining tunnels and drill cores | mineral separate | [5 empty] | mineralisation |  |  |  | sphalerite, chalcopyrite, pyrrhotite, pyrite, arsenopyrite | [6 empty] | galena, bismuthinite, marcasite, iron oxides, pyroxene, actinolite, quartz | thin sections and polished blocks examined using optical microscope, BSE detector, and EDS prior to analysis | EMPA, LA-ICPMS | JEOL JXA-8230 electron probe microanalyzer; RESOlution-LR 193 nm ArF excimer laser ablation system coupled to an Agilent 7700x ICP-MS | Laboratory of Mineral Resources Research Center, Fuzhou University; Adelaide Microscopy, the University of Adelaide | EPMA point analysis: accelerating voltage 15 kV, beam current 20 nA, beam diameter ~5 μm; EPMA mapping: accelerating voltage 20 kV, working current 50 nA, dwell time ~10 ms; BSE imaging: accelerating voltage 20 kV, beam current 10 nA; LA-ICP-MS: energy density 3~3.5 J/cm2, spot sizes 29 to 51 μm, repetition rates 5 Hz (polished thin-section) and 10 Hz (polished blocks), ~30 s background acquisition, ~40 s sample data acquisition | STDGL3 (Danyushevsky et al. 2011) and GSD-1G (USGS) | 10.5101 | [19 empty] | 6295.9445 | [5 empty] | 26.1361 | [5 empty] | 958.6834 | [9 empty] | 100404.4615 |  | 1.0621 |  |  |  | 0.084949 | [7 empty] | 654.7853 | [13 empty] | 859.7092 | [15 empty] | 0.37572 | [17 empty] | 0.049089 | [9 empty] | 2.9535 | [35 empty] | CHN | Tibet
| Lawu |  | Magmatic hydrothermal | Skarn | Cu-Pb-Zn skarn | Cu, Pb, Zn | In, Sn | Cu, Pb, Zn, In, Sn |  |  | kb182 |  | underground mine |  |  |  |  | ore material | drill core | underground mining tunnels and drill cores | mineral separate | [5 empty] | mineralisation |  |  |  | sphalerite, chalcopyrite, pyrrhotite, pyrite, arsenopyrite | [6 empty] | galena, bismuthinite, marcasite, iron oxides, pyroxene, actinolite, quartz | thin sections and polished blocks examined using optical microscope, BSE detector, and EDS prior to analysis | EMPA, LA-ICPMS | JEOL JXA-8230 electron probe microanalyzer; RESOlution-LR 193 nm ArF excimer laser ablation system coupled to an Agilent 7700x ICP-MS | Laboratory of Mineral Resources Research Center, Fuzhou University; Adelaide Microscopy, the University of Adelaide | EPMA point analysis: accelerating voltage 15 kV, beam current 20 nA, beam diameter ~5 μm; EPMA mapping: accelerating voltage 20 kV, working current 50 nA, dwell time ~10 ms; BSE imaging: accelerating voltage 20 kV, beam current 10 nA; LA-ICP-MS: energy density 3~3.5 J/cm2, spot sizes 29 to 51 μm, repetition rates 5 Hz (polished thin-section) and 10 Hz (polished blocks), ~30 s background acquisition, ~40 s sample data acquisition | STDGL3 (Danyushevsky et al. 2011) and GSD-1G (USGS) | 6.2621 | [19 empty] | 6493.3473 | [5 empty] | 92.3233 | [5 empty] | 520.5678 | [9 empty] | 107268.1889 |  | 0.51263 |  |  |  | 0.084949 | [7 empty] | 364.7923 | [13 empty] | 1511.3656 | [15 empty] | 0.45598 | [17 empty] | 0.02 | [9 empty] | 4.5008 | [35 empty] | CHN | Tibet
| Lawu |  | Magmatic hydrothermal | Skarn | Cu-Pb-Zn skarn | Cu, Pb, Zn | In, Sn | Cu, Pb, Zn, In, Sn |  |  | kb230 |  | underground mine |  |  |  |  | ore material | drill core | underground mining tunnels and drill cores | mineral separate | [5 empty] | mineralisation |  |  |  | sphalerite, chalcopyrite, pyrrhotite, pyrite, arsenopyrite | [6 empty] | galena, bismuthinite, marcasite, iron oxides, pyroxene, actinolite, quartz | thin sections and polished blocks examined using optical microscope, BSE detector, and EDS prior to analysis | EMPA, LA-ICPMS | JEOL JXA-8230 electron probe microanalyzer; RESOlution-LR 193 nm ArF excimer laser ablation system coupled to an Agilent 7700x ICP-MS | Laboratory of Mineral Resources Research Center, Fuzhou University; Adelaide Microscopy, the University of Adelaide | EPMA point analysis: accelerating voltage 15 kV, beam current 20 nA, beam diameter ~5 μm; EPMA mapping: accelerating voltage 20 kV, working current 50 nA, dwell time ~10 ms; BSE imaging: accelerating voltage 20 kV, beam current 10 nA; LA-ICP-MS: energy density 3~3.5 J/cm2, spot sizes 29 to 51 μm, repetition rates 5 Hz (polished thin-section) and 10 Hz (polished blocks), ~30 s background acquisition, ~40 s sample data acquisition | STDGL3 (Danyushevsky et al. 2011) and GSD-1G (USGS) | 6.1412 | [19 empty] | 5489.5146 | [5 empty] | 0.67927 | [5 empty] | 599.766 | [9 empty] | 94870.427 |  | 18.6232 |  |  |  | 0.084949 | [7 empty] | 143.1471 | [13 empty] | 2005.4247 | [15 empty] | 0.66546 | [17 empty] | 0.099393 | [9 empty] | 333.8607 | [35 empty] | CHN | Tibet
| Lawu |  | Magmatic hydrothermal | Skarn | Cu-Pb-Zn skarn | Cu, Pb, Zn | In, Sn | Cu, Pb, Zn, In, Sn |  |  | kb236 |  | underground mine |  |  |  |  | ore material | drill core | underground mining tunnels and drill cores | mineral separate | [5 empty] | mineralisation |  |  |  | sphalerite, chalcopyrite, pyrrhotite, pyrite, arsenopyrite | [6 empty] | galena, bismuthinite, marcasite, iron oxides, pyroxene, actinolite, quartz | thin sections and polished blocks examined using optical microscope, BSE detector, and EDS prior to analysis | EMPA, LA-ICPMS | JEOL JXA-8230 electron probe microanalyzer; RESOlution-LR 193 nm ArF excimer laser ablation system coupled to an Agilent 7700x ICP-MS | Laboratory of Mineral Resources Research Center, Fuzhou University; Adelaide Microscopy, the University of Adelaide | EPMA point analysis: accelerating voltage 15 kV, beam current 20 nA, beam diameter ~5 μm; EPMA mapping: accelerating voltage 20 kV, working current 50 nA, dwell time ~10 ms; BSE imaging: accelerating voltage 20 kV, beam current 10 nA; LA-ICP-MS: energy density 3~3.5 J/cm2, spot sizes 29 to 51 μm, repetition rates 5 Hz (polished thin-section) and 10 Hz (polished blocks), ~30 s background acquisition, ~40 s sample data acquisition | STDGL3 (Danyushevsky et al. 2011) and GSD-1G (USGS) | 2.3794 | [19 empty] | 5374.8448 | [5 empty] | 33.7024 | [5 empty] | 390.1883 | [9 empty] | 108278.5839 |  | 1.7826 |  |  |  | 0.084949 | [7 empty] | 366.5602 | [13 empty] | 1483.1296 | [15 empty] | 0.037538 | [17 empty] | 0.055499 | [9 empty] | 4.0736 | [35 empty] | CHN | Tibet
| Lawu |  | Magmatic hydrothermal | Skarn | Cu-Pb-Zn skarn | Cu, Pb, Zn | In, Sn | Cu, Pb, Zn, In, Sn |  |  | eb01 |  | underground mine |  |  |  |  | ore material | drill core | underground mining tunnels and drill cores | mineral separate | [5 empty] | mineralisation |  |  |  | sphalerite, chalcopyrite, pyrrhotite, pyrite, arsenopyrite | [6 empty] | galena, bismuthinite, marcasite, iron oxides, pyroxene, actinolite, quartz | thin sections and polished blocks examined using optical microscope, BSE detector, and EDS prior to analysis | EMPA, LA-ICPMS | JEOL JXA-8230 electron probe microanalyzer; RESOlution-LR 193 nm ArF excimer laser ablation system coupled to an Agilent 7700x ICP-MS | Laboratory of Mineral Resources Research Center, Fuzhou University; Adelaide Microscopy, the University of Adelaide | EPMA point analysis: accelerating voltage 15 kV, beam current 20 nA, beam diameter ~5 μm; EPMA mapping: accelerating voltage 20 kV, working current 50 nA, dwell time ~10 ms; BSE imaging: accelerating voltage 20 kV, beam current 10 nA; LA-ICP-MS: energy density 3~3.5 J/cm2, spot sizes 29 to 51 μm, repetition rates 5 Hz (polished thin-section) and 10 Hz (polished blocks), ~30 s background acquisition, ~40 s sample data acquisition | STDGL3 (Danyushevsky et al. 2011) and GSD-1G (USGS) | 4.669 | [19 empty] | 969.9454 | [5 empty] | 0.28959 | [5 empty] | 17.5045 | [9 empty] | 90098.4184 |  | 5.4074 |  |  |  | 0.29822 | [7 empty] | 0.095781 | [13 empty] | 2071.013 | [15 empty] | 0.63521 | [17 empty] | 4.1208 | [9 empty] | 0.72927 | [35 empty] | CHN | Tibet
| Lawu |  | Magmatic hydrothermal | Skarn | Cu-Pb-Zn skarn | Cu, Pb, Zn | In, Sn | Cu, Pb, Zn, In, Sn |  |  | eb02 |  | underground mine |  |  |  |  | ore material | drill core | underground mining tunnels and drill cores | mineral separate | [5 empty] | mineralisation |  |  |  | sphalerite, chalcopyrite, pyrrhotite, pyrite, arsenopyrite | [6 empty] | galena, bismuthinite, marcasite, iron oxides, pyroxene, actinolite, quartz | thin sections and polished blocks examined using optical microscope, BSE detector, and EDS prior to analysis | EMPA, LA-ICPMS | JEOL JXA-8230 electron probe microanalyzer; RESOlution-LR 193 nm ArF excimer laser ablation system coupled to an Agilent 7700x ICP-MS | Laboratory of Mineral Resources Research Center, Fuzhou University; Adelaide Microscopy, the University of Adelaide | EPMA point analysis: accelerating voltage 15 kV, beam current 20 nA, beam diameter ~5 μm; EPMA mapping: accelerating voltage 20 kV, working current 50 nA, dwell time ~10 ms; BSE imaging: accelerating voltage 20 kV, beam current 10 nA; LA-ICP-MS: energy density 3~3.5 J/cm2, spot sizes 29 to 51 μm, repetition rates 5 Hz (polished thin-section) and 10 Hz (polished blocks), ~30 s background acquisition, ~40 s sample data acquisition | STDGL3 (Danyushevsky et al. 2011) and GSD-1G (USGS) | 1.7005 | [19 empty] | 5262.8371 | [5 empty] | 2.0399 | [5 empty] | 60.1109 | [9 empty] | 107909.4536 |  | 1.9492 |  |  |  | 0.084949 | [7 empty] | 38.5225 | [13 empty] | 2463.432 | [15 empty] | 0.13332 | [17 empty] | 0.037008 | [9 empty] | 6.8912 | [35 empty] | CHN | Tibet
| Lawu |  | Magmatic hydrothermal | Skarn | Cu-Pb-Zn skarn | Cu, Pb, Zn | In, Sn | Cu, Pb, Zn, In, Sn |  |  | eb03 |  | underground mine |  |  |  |  | ore material | drill core | underground mining tunnels and drill cores | mineral separate | [5 empty] | mineralisation |  |  |  | sphalerite, chalcopyrite, pyrrhotite, pyrite, arsenopyrite | [6 empty] | galena, bismuthinite, marcasite, iron oxides, pyroxene, actinolite, quartz | thin sections and polished blocks examined using optical microscope, BSE detector, and EDS prior to analysis | EMPA, LA-ICPMS | JEOL JXA-8230 electron probe microanalyzer; RESOlution-LR 193 nm ArF excimer laser ablation system coupled to an Agilent 7700x ICP-MS | Laboratory of Mineral Resources Research Center, Fuzhou University; Adelaide Microscopy, the University of Adelaide | EPMA point analysis: accelerating voltage 15 kV, beam current 20 nA, beam diameter ~5 μm; EPMA mapping: accelerating voltage 20 kV, working current 50 nA, dwell time ~10 ms; BSE imaging: accelerating voltage 20 kV, beam current 10 nA; LA-ICP-MS: energy density 3~3.5 J/cm2, spot sizes 29 to 51 μm, repetition rates 5 Hz (polished thin-section) and 10 Hz (polished blocks), ~30 s background acquisition, ~40 s sample data acquisition | STDGL3 (Danyushevsky et al. 2011) and GSD-1G (USGS) | 10.4731 | [19 empty] | 1062.127 | [5 empty] | 0.0232 | [5 empty] | 55.4263 | [9 empty] | 80620.929 |  | 7.2837 |  |  |  | 0.084949 | [7 empty] | 1.2605 | [13 empty] | 6355.7254 | [15 empty] | 888.4638 | [17 empty] | 26.4349 | [9 empty] | 4.8271 | [35 empty] | CHN | Tibet
| Lawu |  | Magmatic hydrothermal | Skarn | Cu-Pb-Zn skarn | Cu, Pb, Zn | In, Sn | Cu, Pb, Zn, In, Sn |  |  | eb04 |  | underground mine |  |  |  |  | ore material | drill core | underground mining tunnels and drill cores | mineral separate | [5 empty] | mineralisation |  |  |  | sphalerite, chalcopyrite, pyrrhotite, pyrite, arsenopyrite | [6 empty] | galena, bismuthinite, marcasite, iron oxides, pyroxene, actinolite, quartz | thin sections and polished blocks examined using optical microscope, BSE detector, and EDS prior to analysis | EMPA, LA-ICPMS | JEOL JXA-8230 electron probe microanalyzer; RESOlution-LR 193 nm ArF excimer laser ablation system coupled to an Agilent 7700x ICP-MS | Laboratory of Mineral Resources Research Center, Fuzhou University; Adelaide Microscopy, the University of Adelaide | EPMA point analysis: accelerating voltage 15 kV, beam current 20 nA, beam diameter ~5 μm; EPMA mapping: accelerating voltage 20 kV, working current 50 nA, dwell time ~10 ms; BSE imaging: accelerating voltage 20 kV, beam current 10 nA; LA-ICP-MS: energy density 3~3.5 J/cm2, spot sizes 29 to 51 μm, repetition rates 5 Hz (polished thin-section) and 10 Hz (polished blocks), ~30 s background acquisition, ~40 s sample data acquisition | STDGL3 (Danyushevsky et al. 2011) and GSD-1G (USGS) | 6.9449 | [19 empty] | 4976.4495 | [5 empty] | 1.6159 | [5 empty] | 350.2539 | [9 empty] | 94100.8309 |  | 3.6471 |  |  |  | 0.22764 | [7 empty] | 298.3816 | [13 empty] | 2857.416 | [15 empty] | 0.77706 | [17 empty] | 1.2471 | [9 empty] | 39.6181 | [35 empty] | CHN | Tibet
| Lawu |  | Magmatic hydrothermal | Skarn | Cu-Pb-Zn skarn | Cu, Pb, Zn | In, Sn | Cu, Pb, Zn, In, Sn |  |  | eb06 |  | underground mine |  |  |  |  | ore material | drill core | underground mining tunnels and drill cores | mineral separate | [5 empty] | mineralisation |  |  |  | sphalerite, chalcopyrite, pyrrhotite, pyrite, arsenopyrite | [6 empty] | galena, bismuthinite, marcasite, iron oxides, pyroxene, actinolite, quartz | thin sections and polished blocks examined using optical microscope, BSE detector, and EDS prior to analysis | EMPA, LA-ICPMS | JEOL JXA-8230 electron probe microanalyzer; RESOlution-LR 193 nm ArF excimer laser ablation system coupled to an Agilent 7700x ICP-MS | Laboratory of Mineral Resources Research Center, Fuzhou University; Adelaide Microscopy, the University of Adelaide | EPMA point analysis: accelerating voltage 15 kV, beam current 20 nA, beam diameter ~5 μm; EPMA mapping: accelerating voltage 20 kV, working current 50 nA, dwell time ~10 ms; BSE imaging: accelerating voltage 20 kV, beam current 10 nA; LA-ICP-MS: energy density 3~3.5 J/cm2, spot sizes 29 to 51 μm, repetition rates 5 Hz (polished thin-section) and 10 Hz (polished blocks), ~30 s background acquisition, ~40 s sample data acquisition | STDGL3 (Danyushevsky et al. 2011) and GSD-1G (USGS) | 17.0798 | [19 empty] | 2585.6919 | [5 empty] | 0.44249 | [5 empty] | 619.0068 | [9 empty] | 88034.505 |  | 11.0534 |  |  |  | 0.66809 | [7 empty] | 7.3336 | [13 empty] | 3484.5828 | [15 empty] | 0.33516 | [17 empty] | 6.284 | [9 empty] | 429.3366 | [35 empty] | CHN | Tibet
| Lawu |  | Magmatic hydrothermal | Skarn | Cu-Pb-Zn skarn | Cu, Pb, Zn | In, Sn | Cu, Pb, Zn, In, Sn |  |  | eb08 |  | underground mine |  |  |  |  | ore material | drill core | underground mining tunnels and drill cores | mineral separate | [5 empty] | mineralisation |  |  |  | sphalerite, chalcopyrite, pyrrhotite, pyrite, arsenopyrite | [6 empty] | galena, bismuthinite, marcasite, iron oxides, pyroxene, actinolite, quartz | thin sections and polished blocks examined using optical microscope, BSE detector, and EDS prior to analysis | EMPA, LA-ICPMS | JEOL JXA-8230 electron probe microanalyzer; RESOlution-LR 193 nm ArF excimer laser ablation system coupled to an Agilent 7700x ICP-MS | Laboratory of Mineral Resources Research Center, Fuzhou University; Adelaide Microscopy, the University of Adelaide | EPMA point analysis: accelerating voltage 15 kV, beam current 20 nA, beam diameter ~5 μm; EPMA mapping: accelerating voltage 20 kV, working current 50 nA, dwell time ~10 ms; BSE imaging: accelerating voltage 20 kV, beam current 10 nA; LA-ICP-MS: energy density 3~3.5 J/cm2, spot sizes 29 to 51 μm, repetition rates 5 Hz (polished thin-section) and 10 Hz (polished blocks), ~30 s background acquisition, ~40 s sample data acquisition | STDGL3 (Danyushevsky et al. 2011) and GSD-1G (USGS) | 11.6794 | [19 empty] | 5067.9049 | [5 empty] | 2.7009 | [5 empty] | 1036.9919 | [9 empty] | 96920.4294 |  | 33.7541 |  |  |  | 0.084949 | [7 empty] | 87.9275 | [13 empty] | 589.6605 | [15 empty] | 0.27609 | [17 empty] | 0.096742 | [9 empty] | 649.9117 | [35 empty] | CHN | Tibet
| Lawu |  | Magmatic hydrothermal | Skarn | Cu-Pb-Zn skarn | Cu, Pb, Zn | In, Sn | Cu, Pb, Zn, In, Sn |  |  | eb09 |  | underground mine |  |  |  |  | ore material | drill core | underground mining tunnels and drill cores | mineral separate | [5 empty] | mineralisation |  |  |  | sphalerite, chalcopyrite, pyrrhotite, pyrite, arsenopyrite | [6 empty] | galena, bismuthinite, marcasite, iron oxides, pyroxene, actinolite, quartz | thin sections and polished blocks examined using optical microscope, BSE detector, and EDS prior to analysis | EMPA, LA-ICPMS | JEOL JXA-8230 electron probe microanalyzer; RESOlution-LR 193 nm ArF excimer laser ablation system coupled to an Agilent 7700x ICP-MS | Laboratory of Mineral Resources Research Center, Fuzhou University; Adelaide Microscopy, the University of Adelaide | EPMA point analysis: accelerating voltage 15 kV, beam current 20 nA, beam diameter ~5 μm; EPMA mapping: accelerating voltage 20 kV, working current 50 nA, dwell time ~10 ms; BSE imaging: accelerating voltage 20 kV, beam current 10 nA; LA-ICP-MS: energy density 3~3.5 J/cm2, spot sizes 29 to 51 μm, repetition rates 5 Hz (polished thin-section) and 10 Hz (polished blocks), ~30 s background acquisition, ~40 s sample data acquisition | STDGL3 (Danyushevsky et al. 2011) and GSD-1G (USGS) | 112.5013 | [19 empty] | 2161.6737 | [5 empty] | 10.5129 | [5 empty] | 2402.5671 | [9 empty] | 74561.6064 |  | 4.9336 |  |  |  | 0.237 | [7 empty] | 3.7507 | [13 empty] | 2792.6103 | [15 empty] | 26.0082 | [17 empty] | 6.0728 | [9 empty] | 105.5606 | [35 empty] | CHN | Tibet
| Lawu |  | Magmatic hydrothermal | Skarn | Cu-Pb-Zn skarn | Cu, Pb, Zn | In, Sn | Cu, Pb, Zn, In, Sn |  |  | eb12 |  | underground mine |  |  |  |  | ore material | drill core | underground mining tunnels and drill cores | mineral separate | [5 empty] | mineralisation |  |  |  | sphalerite, chalcopyrite, pyrrhotite, pyrite, arsenopyrite | [6 empty] | galena, bismuthinite, marcasite, iron oxides, pyroxene, actinolite, quartz | thin sections and polished blocks examined using optical microscope, BSE detector, and EDS prior to analysis | EMPA, LA-ICPMS | JEOL JXA-8230 electron probe microanalyzer; RESOlution-LR 193 nm ArF excimer laser ablation system coupled to an Agilent 7700x ICP-MS | Laboratory of Mineral Resources Research Center, Fuzhou University; Adelaide Microscopy, the University of Adelaide | EPMA point analysis: accelerating voltage 15 kV, beam current 20 nA, beam diameter ~5 μm; EPMA mapping: accelerating voltage 20 kV, working current 50 nA, dwell time ~10 ms; BSE imaging: accelerating voltage 20 kV, beam current 10 nA; LA-ICP-MS: energy density 3~3.5 J/cm2, spot sizes 29 to 51 μm, repetition rates 5 Hz (polished thin-section) and 10 Hz (polished blocks), ~30 s background acquisition, ~40 s sample data acquisition | STDGL3 (Danyushevsky et al. 2011) and GSD-1G (USGS) | 69.3884 | [19 empty] | 4960.5353 | [5 empty] | 0.95841 | [5 empty] | 5994.9988 | [9 empty] | 100330.4122 |  | 8.5107 |  |  |  | 0.084949 | [7 empty] | 328.2955 | [13 empty] | 1565.7875 | [15 empty] | 38.719 | [17 empty] | 2.2981 | [9 empty] | 187.1941 | [35 empty] | CHN | Tibet
| Lawu |  | Magmatic hydrothermal | Skarn | Cu-Pb-Zn skarn | Cu, Pb, Zn | In, Sn | Cu, Pb, Zn, In, Sn |  |  | eb13 |  | underground mine |  |  |  |  | ore material | drill core | underground mining tunnels and drill cores | mineral separate | [5 empty] | mineralisation |  |  |  | sphalerite, chalcopyrite, pyrrhotite, pyrite, arsenopyrite | [6 empty] | galena, bismuthinite, marcasite, iron oxides, pyroxene, actinolite, quartz | thin sections and polished blocks examined using optical microscope, BSE detector, and EDS prior to analysis | EMPA, LA-ICPMS | JEOL JXA-8230 electron probe microanalyzer; RESOlution-LR 193 nm ArF excimer laser ablation system coupled to an Agilent 7700x ICP-MS | Laboratory of Mineral Resources Research Center, Fuzhou University; Adelaide Microscopy, the University of Adelaide | EPMA point analysis: accelerating voltage 15 kV, beam current 20 nA, beam diameter ~5 μm; EPMA mapping: accelerating voltage 20 kV, working current 50 nA, dwell time ~10 ms; BSE imaging: accelerating voltage 20 kV, beam current 10 nA; LA-ICP-MS: energy density 3~3.5 J/cm2, spot sizes 29 to 51 μm, repetition rates 5 Hz (polished thin-section) and 10 Hz (polished blocks), ~30 s background acquisition, ~40 s sample data acquisition | STDGL3 (Danyushevsky et al. 2011) and GSD-1G (USGS) | 6.2566 | [19 empty] | 1867.4412 | [5 empty] | 0.78026 | [5 empty] | 130.2901 | [9 empty] | 90854.936 |  | 15.995 |  |  |  | 0.46587 | [7 empty] | 15.8217 | [13 empty] | 4898.9923 | [15 empty] | 0.66368 | [17 empty] | 0.3469 | [9 empty] | 49.2248 | [35 empty] | CHN | Tibet
| Lawu |  | Magmatic hydrothermal | Skarn | Cu-Pb-Zn skarn | Cu, Pb, Zn | In, Sn | Cu, Pb, Zn, In, Sn |  |  | eb14 |  | underground mine |  |  |  |  | ore material | drill core | underground mining tunnels and drill cores | mineral separate | [5 empty] | mineralisation |  |  |  | sphalerite, chalcopyrite, pyrrhotite, pyrite, arsenopyrite | [6 empty] | galena, bismuthinite, marcasite, iron oxides, pyroxene, actinolite, quartz | thin sections and polished blocks examined using optical microscope, BSE detector, and EDS prior to analysis | EMPA, LA-ICPMS | JEOL JXA-8230 electron probe microanalyzer; RESOlution-LR 193 nm ArF excimer laser ablation system coupled to an Agilent 7700x ICP-MS | Laboratory of Mineral Resources Research Center, Fuzhou University; Adelaide Microscopy, the University of Adelaide | EPMA point analysis: accelerating voltage 15 kV, beam current 20 nA, beam diameter ~5 μm; EPMA mapping: accelerating voltage 20 kV, working current 50 nA, dwell time ~10 ms; BSE imaging: accelerating voltage 20 kV, beam current 10 nA; LA-ICP-MS: energy density 3~3.5 J/cm2, spot sizes 29 to 51 μm, repetition rates 5 Hz (polished thin-section) and 10 Hz (polished blocks), ~30 s background acquisition, ~40 s sample data acquisition | STDGL3 (Danyushevsky et al. 2011) and GSD-1G (USGS) | 41.858 | [19 empty] | 2115.3038 | [5 empty] | 0.025215 | [5 empty] | 1491.8036 | [9 empty] | 84263.4341 |  | 10.2262 |  |  |  | 0.51153 | [7 empty] | 2.114 | [13 empty] | 3769.5393 | [15 empty] | 1.1495 | [17 empty] | 32.9923 | [9 empty] | 652.9651 | [35 empty] | CHN | Tibet
| Lawu |  | Magmatic hydrothermal | Skarn | Cu-Pb-Zn skarn | Cu, Pb, Zn | In, Sn | Cu, Pb, Zn, In, Sn |  |  | eb16 |  | underground mine |  |  |  |  | ore material | drill core | underground mining tunnels and drill cores | mineral separate | [5 empty] | mineralisation |  |  |  | sphalerite, chalcopyrite, pyrrhotite, pyrite, arsenopyrite | [6 empty] | galena, bismuthinite, marcasite, iron oxides, pyroxene, actinolite, quartz | thin sections and polished blocks examined using optical microscope, BSE detector, and EDS prior to analysis | EMPA, LA-ICPMS | JEOL JXA-8230 electron probe microanalyzer; RESOlution-LR 193 nm ArF excimer laser ablation system coupled to an Agilent 7700x ICP-MS | Laboratory of Mineral Resources Research Center, Fuzhou University; Adelaide Microscopy, the University of Adelaide | EPMA point analysis: accelerating voltage 15 kV, beam current 20 nA, beam diameter ~5 μm; EPMA mapping: accelerating voltage 20 kV, working current 50 nA, dwell time ~10 ms; BSE imaging: accelerating voltage 20 kV, beam current 10 nA; LA-ICP-MS: energy density 3~3.5 J/cm2, spot sizes 29 to 51 μm, repetition rates 5 Hz (polished thin-section) and 10 Hz (polished blocks), ~30 s background acquisition, ~40 s sample data acquisition | STDGL3 (Danyushevsky et al. 2011) and GSD-1G (USGS) | 3.8196 | [19 empty] | 1956.7215 | [5 empty] | 1.1152 | [5 empty] | 40.8721 | [9 empty] | 81780.7502 |  | 12.4837 |  |  |  | 0.084949 | [7 empty] | 4.3516 | [13 empty] | 2296.3862 | [15 empty] | 1.02 | [17 empty] | 0.068399 | [9 empty] | 3.5557 | [35 empty] | CHN | Tibet
| Lawu |  | Magmatic hydrothermal | Skarn | Cu-Pb-Zn skarn | Cu, Pb, Zn | In, Sn | Cu, Pb, Zn, In, Sn |  |  | eb17 |  | underground mine |  |  |  |  | ore material | drill core | underground mining tunnels and drill cores | mineral separate | [5 empty] | mineralisation |  |  |  | sphalerite, chalcopyrite, pyrrhotite, pyrite, arsenopyrite | [6 empty] | galena, bismuthinite, marcasite, iron oxides, pyroxene, actinolite, quartz | thin sections and polished blocks examined using optical microscope, BSE detector, and EDS prior to analysis | EMPA, LA-ICPMS | JEOL JXA-8230 electron probe microanalyzer; RESOlution-LR 193 nm ArF excimer laser ablation system coupled to an Agilent 7700x ICP-MS | Laboratory of Mineral Resources Research Center, Fuzhou University; Adelaide Microscopy, the University of Adelaide | EPMA point analysis: accelerating voltage 15 kV, beam current 20 nA, beam diameter ~5 μm; EPMA mapping: accelerating voltage 20 kV, working current 50 nA, dwell time ~10 ms; BSE imaging: accelerating voltage 20 kV, beam current 10 nA; LA-ICP-MS: energy density 3~3.5 J/cm2, spot sizes 29 to 51 μm, repetition rates 5 Hz (polished thin-section) and 10 Hz (polished blocks), ~30 s background acquisition, ~40 s sample data acquisition | STDGL3 (Danyushevsky et al. 2011) and GSD-1G (USGS) | 10.9893 | [19 empty] | 1910.3839 | [5 empty] | 0.009775 | [5 empty] | 371.9015 | [9 empty] | 93485.7068 |  | 9.2902 |  |  |  | 0.084949 | [7 empty] | 3.0335 | [13 empty] | 8693.4149 | [15 empty] | 4.1443 | [17 empty] | 0.47645 | [9 empty] | 5.9749 | [35 empty] | CHN | Tibet
| Lawu |  | Magmatic hydrothermal | Skarn | Cu-Pb-Zn skarn | Cu, Pb, Zn | In, Sn | Cu, Pb, Zn, In, Sn |  |  | eb18 |  | underground mine |  |  |  |  | ore material | drill core | underground mining tunnels and drill cores | mineral separate | [5 empty] | mineralisation |  |  |  | sphalerite, chalcopyrite, pyrrhotite, pyrite, arsenopyrite | [6 empty] | galena, bismuthinite, marcasite, iron oxides, pyroxene, actinolite, quartz | thin sections and polished blocks examined using optical microscope, BSE detector, and EDS prior to analysis | EMPA, LA-ICPMS | JEOL JXA-8230 electron probe microanalyzer; RESOlution-LR 193 nm ArF excimer laser ablation system coupled to an Agilent 7700x ICP-MS | Laboratory of Mineral Resources Research Center, Fuzhou University; Adelaide Microscopy, the University of Adelaide | EPMA point analysis: accelerating voltage 15 kV, beam current 20 nA, beam diameter ~5 μm; EPMA mapping: accelerating voltage 20 kV, working current 50 nA, dwell time ~10 ms; BSE imaging: accelerating voltage 20 kV, beam current 10 nA; LA-ICP-MS: energy density 3~3.5 J/cm2, spot sizes 29 to 51 μm, repetition rates 5 Hz (polished thin-section) and 10 Hz (polished blocks), ~30 s background acquisition, ~40 s sample data acquisition | STDGL3 (Danyushevsky et al. 2011) and GSD-1G (USGS) | 161.5763 | [19 empty] | 2635.0304 | [5 empty] | 2.129 | [5 empty] | 4979.096 | [9 empty] | 77075.11 |  | 11.0947 |  |  |  | 0.3691 | [7 empty] | 7.0654 | [13 empty] | 4721.1251 | [15 empty] | 52.9608 | [17 empty] | 20.6222 | [9 empty] | 921.8229 | [35 empty] | CHN | Tibet
| Lawu |  | Magmatic hydrothermal | Skarn | Cu-Pb-Zn skarn | Cu, Pb, Zn | In, Sn | Cu, Pb, Zn, In, Sn |  |  | eb19 |  | underground mine |  |  |  |  | ore material | drill core | underground mining tunnels and drill cores | mineral separate | [5 empty] | mineralisation |  |  |  | sphalerite, chalcopyrite, pyrrhotite, pyrite, arsenopyrite | [6 empty] | galena, bismuthinite, marcasite, iron oxides, pyroxene, actinolite, quartz | thin sections and polished blocks examined using optical microscope, BSE detector, and EDS prior to analysis | EMPA, LA-ICPMS | JEOL JXA-8230 electron probe microanalyzer; RESOlution-LR 193 nm ArF excimer laser ablation system coupled to an Agilent 7700x ICP-MS | Laboratory of Mineral Resources Research Center, Fuzhou University; Adelaide Microscopy, the University of Adelaide | EPMA point analysis: accelerating voltage 15 kV, beam current 20 nA, beam diameter ~5 μm; EPMA mapping: accelerating voltage 20 kV, working current 50 nA, dwell time ~10 ms; BSE imaging: accelerating voltage 20 kV, beam current 10 nA; LA-ICP-MS: energy density 3~3.5 J/cm2, spot sizes 29 to 51 μm, repetition rates 5 Hz (polished thin-section) and 10 Hz (polished blocks), ~30 s background acquisition, ~40 s sample data acquisition | STDGL3 (Danyushevsky et al. 2011) and GSD-1G (USGS) | 137.8487 | [19 empty] | 1011.1188 | [5 empty] | 0.073494 | [5 empty] | 218.1102 | [9 empty] | 82623.115 |  | 5.2316 |  |  |  | 0.084949 | [7 empty] | 2.3227 | [13 empty] | 1628.7892 | [15 empty] | 0.49573 | [17 empty] | 247.8561 | [9 empty] | 24.2535 | [35 empty] | CHN | Tibet
| Lawu |  | Magmatic hydrothermal | Skarn | Cu-Pb-Zn skarn | Cu, Pb, Zn | In, Sn | Cu, Pb, Zn, In, Sn |  |  | eb20 |  | underground mine |  |  |  |  | ore material | drill core | underground mining tunnels and drill cores | mineral separate | [5 empty] | mineralisation |  |  |  | sphalerite, chalcopyrite, pyrrhotite, pyrite, arsenopyrite | [6 empty] | galena, bismuthinite, marcasite, iron oxides, pyroxene, actinolite, quartz | thin sections and polished blocks examined using optical microscope, BSE detector, and EDS prior to analysis | EMPA, LA-ICPMS | JEOL JXA-8230 electron probe microanalyzer; RESOlution-LR 193 nm ArF excimer laser ablation system coupled to an Agilent 7700x ICP-MS | Laboratory of Mineral Resources Research Center, Fuzhou University; Adelaide Microscopy, the University of Adelaide | EPMA point analysis: accelerating voltage 15 kV, beam current 20 nA, beam diameter ~5 μm; EPMA mapping: accelerating voltage 20 kV, working current 50 nA, dwell time ~10 ms; BSE imaging: accelerating voltage 20 kV, beam current 10 nA; LA-ICP-MS: energy density 3~3.5 J/cm2, spot sizes 29 to 51 μm, repetition rates 5 Hz (polished thin-section) and 10 Hz (polished blocks), ~30 s background acquisition, ~40 s sample data acquisition | STDGL3 (Danyushevsky et al. 2011) and GSD-1G (USGS) | 10.8608 | [19 empty] | 5719.3447 | [5 empty] | 4.7453 | [5 empty] | 2041.9861 | [9 empty] | 86458.0671 |  | 9.053 |  |  |  | 0.084949 | [7 empty] | 192.9934 | [13 empty] | 1278.1735 | [15 empty] | 2.9873 | [17 empty] | 1.2377 | [9 empty] | 21.7032 | [35 empty] | CHN | Tibet
| Lawu |  | Magmatic hydrothermal | Skarn | Cu-Pb-Zn skarn | Cu, Pb, Zn | In, Sn | Cu, Pb, Zn, In, Sn |  |  | eb21 |  | underground mine |  |  |  |  | ore material | drill core | underground mining tunnels and drill cores | mineral separate | [5 empty] | mineralisation |  |  |  | sphalerite, chalcopyrite, pyrrhotite, pyrite, arsenopyrite | [6 empty] | galena, bismuthinite, marcasite, iron oxides, pyroxene, actinolite, quartz | thin sections and polished blocks examined using optical microscope, BSE detector, and EDS prior to analysis | EMPA, LA-ICPMS | JEOL JXA-8230 electron probe microanalyzer; RESOlution-LR 193 nm ArF excimer laser ablation system coupled to an Agilent 7700x ICP-MS | Laboratory of Mineral Resources Research Center, Fuzhou University; Adelaide Microscopy, the University of Adelaide | EPMA point analysis: accelerating voltage 15 kV, beam current 20 nA, beam diameter ~5 μm; EPMA mapping: accelerating voltage 20 kV, working current 50 nA, dwell time ~10 ms; BSE imaging: accelerating voltage 20 kV, beam current 10 nA; LA-ICP-MS: energy density 3~3.5 J/cm2, spot sizes 29 to 51 μm, repetition rates 5 Hz (polished thin-section) and 10 Hz (polished blocks), ~30 s background acquisition, ~40 s sample data acquisition | STDGL3 (Danyushevsky et al. 2011) and GSD-1G (USGS) | 50.3541 | [19 empty] | 8268.6513 | [5 empty] | 0.12234 | [5 empty] | 2084.8786 | [9 empty] | 100846.8059 |  | 23.8101 |  |  |  | 0.084949 | [7 empty] | 149.2155 | [13 empty] | 2168.9406 | [15 empty] | 9.9351 | [17 empty] | 5.5901 | [9 empty] | 224.6321 | [35 empty] | CHN | Tibet
| Lawu |  | Magmatic hydrothermal | Skarn | Cu-Pb-Zn skarn | Cu, Pb, Zn | In, Sn | Cu, Pb, Zn, In, Sn |  |  | fba03_dSp |  | underground mine |  |  |  |  | ore material | drill core | underground mining tunnels and drill cores | mineral separate | [5 empty] | mineralisation |  |  |  | sphalerite, chalcopyrite, pyrrhotite, pyrite, arsenopyrite | [6 empty] | galena, bismuthinite, marcasite, iron oxides, pyroxene, actinolite, quartz | thin sections and polished blocks examined using optical microscope, BSE detector, and EDS prior to analysis | EMPA, LA-ICPMS | JEOL JXA-8230 electron probe microanalyzer; RESOlution-LR 193 nm ArF excimer laser ablation system coupled to an Agilent 7700x ICP-MS | Laboratory of Mineral Resources Research Center, Fuzhou University; Adelaide Microscopy, the University of Adelaide | EPMA point analysis: accelerating voltage 15 kV, beam current 20 nA, beam diameter ~5 μm; EPMA mapping: accelerating voltage 20 kV, working current 50 nA, dwell time ~10 ms; BSE imaging: accelerating voltage 20 kV, beam current 10 nA; LA-ICP-MS: energy density 3~3.5 J/cm2, spot sizes 29 to 51 μm, repetition rates 5 Hz (polished thin-section) and 10 Hz (polished blocks), ~30 s background acquisition, ~40 s sample data acquisition | STDGL3 (Danyushevsky et al. 2011) and GSD-1G (USGS) | 21.6101 | [19 empty] | 483.9328 | [5 empty] | 0.071928 | [5 empty] | 22.8045 | [9 empty] | 5419.6887 |  | 35.8076 |  |  |  | 11.0744 | [7 empty] | 0.032252 | [13 empty] | 119.0171 | [15 empty] | 1036.5151 | [17 empty] | 959.6283 | [9 empty] | 0.35629 | [35 empty] | CHN | Tibet
| Lawu |  | Magmatic hydrothermal | Skarn | Cu-Pb-Zn skarn | Cu, Pb, Zn | In, Sn | Cu, Pb, Zn, In, Sn |  |  | fba04_dSp |  | underground mine |  |  |  |  | ore material | drill core | underground mining tunnels and drill cores | mineral separate | [5 empty] | mineralisation |  |  |  | sphalerite, chalcopyrite, pyrrhotite, pyrite, arsenopyrite | [6 empty] | galena, bismuthinite, marcasite, iron oxides, pyroxene, actinolite, quartz | thin sections and polished blocks examined using optical microscope, BSE detector, and EDS prior to analysis | EMPA, LA-ICPMS | JEOL JXA-8230 electron probe microanalyzer; RESOlution-LR 193 nm ArF excimer laser ablation system coupled to an Agilent 7700x ICP-MS | Laboratory of Mineral Resources Research Center, Fuzhou University; Adelaide Microscopy, the University of Adelaide | EPMA point analysis: accelerating voltage 15 kV, beam current 20 nA, beam diameter ~5 μm; EPMA mapping: accelerating voltage 20 kV, working current 50 nA, dwell time ~10 ms; BSE imaging: accelerating voltage 20 kV, beam current 10 nA; LA-ICP-MS: energy density 3~3.5 J/cm2, spot sizes 29 to 51 μm, repetition rates 5 Hz (polished thin-section) and 10 Hz (polished blocks), ~30 s background acquisition, ~40 s sample data acquisition | STDGL3 (Danyushevsky et al. 2011) and GSD-1G (USGS) | 8.2522 | [19 empty] | 69.0495 | [5 empty] | 0.10286 | [5 empty] | 59.2822 | [9 empty] | 16009.1068 |  | 70.702 |  |  |  | 29.6886 | [7 empty] | 0.019947 | [13 empty] | 112.4323 | [15 empty] | 2326.1469 | [17 empty] | 1298.1106 | [9 empty] | 0.21017 | [35 empty] | CHN | Tibet
| Lawu |  | Magmatic hydrothermal | Skarn | Cu-Pb-Zn skarn | Cu, Pb, Zn | In, Sn | Cu, Pb, Zn, In, Sn |  |  | fba05_dSp |  | underground mine |  |  |  |  | ore material | drill core | underground mining tunnels and drill cores | mineral separate | [5 empty] | mineralisation |  |  |  | sphalerite, chalcopyrite, pyrrhotite, pyrite, arsenopyrite | [6 empty] | galena, bismuthinite, marcasite, iron oxides, pyroxene, actinolite, quartz | thin sections and polished blocks examined using optical microscope, BSE detector, and EDS prior to analysis | EMPA, LA-ICPMS | JEOL JXA-8230 electron probe microanalyzer; RESOlution-LR 193 nm ArF excimer laser ablation system coupled to an Agilent 7700x ICP-MS | Laboratory of Mineral Resources Research Center, Fuzhou University; Adelaide Microscopy, the University of Adelaide | EPMA point analysis: accelerating voltage 15 kV, beam current 20 nA, beam diameter ~5 μm; EPMA mapping: accelerating voltage 20 kV, working current 50 nA, dwell time ~10 ms; BSE imaging: accelerating voltage 20 kV, beam current 10 nA; LA-ICP-MS: energy density 3~3.5 J/cm2, spot sizes 29 to 51 μm, repetition rates 5 Hz (polished thin-section) and 10 Hz (polished blocks), ~30 s background acquisition, ~40 s sample data acquisition | STDGL3 (Danyushevsky et al. 2011) and GSD-1G (USGS) | 946.9182 | [19 empty] | 5678.997 | [5 empty] | 0.009775 | [5 empty] | 54.0126 | [9 empty] | 8482.331 |  | 40.2817 |  |  |  | 13.9024 | [7 empty] | 67.2803 | [13 empty] | 136.0572 | [15 empty] | 5275.965 | [17 empty] | 4646.1628 | [9 empty] | 37.2526 | [35 empty] | CHN | Tibet
| Lawu |  | Magmatic hydrothermal | Skarn | Cu-Pb-Zn skarn | Cu, Pb, Zn | In, Sn | Cu, Pb, Zn, In, Sn |  |  | fba07_dSp |  | underground mine |  |  |  |  | ore material | drill core | underground mining tunnels and drill cores | mineral separate | [5 empty] | mineralisation |  |  |  | sphalerite, chalcopyrite, pyrrhotite, pyrite, arsenopyrite | [6 empty] | galena, bismuthinite, marcasite, iron oxides, pyroxene, actinolite, quartz | thin sections and polished blocks examined using optical microscope, BSE detector, and EDS prior to analysis | EMPA, LA-ICPMS | JEOL JXA-8230 electron probe microanalyzer; RESOlution-LR 193 nm ArF excimer laser ablation system coupled to an Agilent 7700x ICP-MS | Laboratory of Mineral Resources Research Center, Fuzhou University; Adelaide Microscopy, the University of Adelaide | EPMA point analysis: accelerating voltage 15 kV, beam current 20 nA, beam diameter ~5 μm; EPMA mapping: accelerating voltage 20 kV, working current 50 nA, dwell time ~10 ms; BSE imaging: accelerating voltage 20 kV, beam current 10 nA; LA-ICP-MS: energy density 3~3.5 J/cm2, spot sizes 29 to 51 μm, repetition rates 5 Hz (polished thin-section) and 10 Hz (polished blocks), ~30 s background acquisition, ~40 s sample data acquisition | STDGL3 (Danyushevsky et al. 2011) and GSD-1G (USGS) | 669.1942 | [19 empty] | 2190.0543 | [5 empty] | 0.009775 | [5 empty] | 132.0244 | [9 empty] | 7163.4746 |  | 43.7934 |  |  |  | 21.8519 | [7 empty] | 41.551 | [13 empty] | 157.9788 | [15 empty] | 3994.7607 | [17 empty] | 3449.6218 | [9 empty] | 29.6412 | [35 empty] | CHN | Tibet
| Lawu |  | Magmatic hydrothermal | Skarn | Cu-Pb-Zn skarn | Cu, Pb, Zn | In, Sn | Cu, Pb, Zn, In, Sn |  |  | fba18_dSp |  | underground mine |  |  |  |  | ore material | drill core | underground mining tunnels and drill cores | mineral separate | [5 empty] | mineralisation |  |  |  | sphalerite, chalcopyrite, pyrrhotite, pyrite, arsenopyrite | [6 empty] | galena, bismuthinite, marcasite, iron oxides, pyroxene, actinolite, quartz | thin sections and polished blocks examined using optical microscope, BSE detector, and EDS prior to analysis | EMPA, LA-ICPMS | JEOL JXA-8230 electron probe microanalyzer; RESOlution-LR 193 nm ArF excimer laser ablation system coupled to an Agilent 7700x ICP-MS | Laboratory of Mineral Resources Research Center, Fuzhou University; Adelaide Microscopy, the University of Adelaide | EPMA point analysis: accelerating voltage 15 kV, beam current 20 nA, beam diameter ~5 μm; EPMA mapping: accelerating voltage 20 kV, working current 50 nA, dwell time ~10 ms; BSE imaging: accelerating voltage 20 kV, beam current 10 nA; LA-ICP-MS: energy density 3~3.5 J/cm2, spot sizes 29 to 51 μm, repetition rates 5 Hz (polished thin-section) and 10 Hz (polished blocks), ~30 s background acquisition, ~40 s sample data acquisition | STDGL3 (Danyushevsky et al. 2011) and GSD-1G (USGS) | 595.0887 | [19 empty] | 38.6489 | [5 empty] | 0.45803 | [5 empty] | 2083.0295 | [9 empty] | 13115.8073 |  | 3.6545 |  |  |  | 2746.6324 | [7 empty] | 0.020253 | [13 empty] | 184.1274 | [15 empty] | 12482.4895 | [17 empty] | 35.5929 | [9 empty] | 0.096846 | [35 empty] | CHN | Tibet
| Lawu |  | Magmatic hydrothermal | Skarn | Cu-Pb-Zn skarn | Cu, Pb, Zn | In, Sn | Cu, Pb, Zn, In, Sn |  |  | fba17_dSp |  | underground mine |  |  |  |  | ore material | drill core | underground mining tunnels and drill cores | mineral separate | [5 empty] | mineralisation |  |  |  | sphalerite, chalcopyrite, pyrrhotite, pyrite, arsenopyrite | [6 empty] | galena, bismuthinite, marcasite, iron oxides, pyroxene, actinolite, quartz | thin sections and polished blocks examined using optical microscope, BSE detector, and EDS prior to analysis | EMPA, LA-ICPMS | JEOL JXA-8230 electron probe microanalyzer; RESOlution-LR 193 nm ArF excimer laser ablation system coupled to an Agilent 7700x ICP-MS | Laboratory of Mineral Resources Research Center, Fuzhou University; Adelaide Microscopy, the University of Adelaide | EPMA point analysis: accelerating voltage 15 kV, beam current 20 nA, beam diameter ~5 μm; EPMA mapping: accelerating voltage 20 kV, working current 50 nA, dwell time ~10 ms; BSE imaging: accelerating voltage 20 kV, beam current 10 nA; LA-ICP-MS: energy density 3~3.5 J/cm2, spot sizes 29 to 51 μm, repetition rates 5 Hz (polished thin-section) and 10 Hz (polished blocks), ~30 s background acquisition, ~40 s sample data acquisition | STDGL3 (Danyushevsky et al. 2011) and GSD-1G (USGS) | 7932.4629 | [19 empty] | 17678.4295 | [5 empty] | 0.069257 | [5 empty] | 555.7041 | [9 empty] | 6841.9599 |  | 22.4128 |  |  |  | 43.2927 | [7 empty] | 1555.7297 | [13 empty] | 171.6787 | [15 empty] | 20462.5658 | [17 empty] | 15882.1404 | [9 empty] | 156.6679 | [35 empty] | CHN | Tibet
| Lawu |  | Magmatic hydrothermal | Skarn | Cu-Pb-Zn skarn | Cu, Pb, Zn | In, Sn | Cu, Pb, Zn, In, Sn |  |  | fba19_dSp |  | underground mine |  |  |  |  | ore material | drill core | underground mining tunnels and drill cores | mineral separate | [5 empty] | mineralisation |  |  |  | sphalerite, chalcopyrite, pyrrhotite, pyrite, arsenopyrite | [6 empty] | galena, bismuthinite, marcasite, iron oxides, pyroxene, actinolite, quartz | thin sections and polished blocks examined using optical microscope, BSE detector, and EDS prior to analysis | EMPA, LA-ICPMS | JEOL JXA-8230 electron probe microanalyzer; RESOlution-LR 193 nm ArF excimer laser ablation system coupled to an Agilent 7700x ICP-MS | Laboratory of Mineral Resources Research Center, Fuzhou University; Adelaide Microscopy, the University of Adelaide | EPMA point analysis: accelerating voltage 15 kV, beam current 20 nA, beam diameter ~5 μm; EPMA mapping: accelerating voltage 20 kV, working current 50 nA, dwell time ~10 ms; BSE imaging: accelerating voltage 20 kV, beam current 10 nA; LA-ICP-MS: energy density 3~3.5 J/cm2, spot sizes 29 to 51 μm, repetition rates 5 Hz (polished thin-section) and 10 Hz (polished blocks), ~30 s background acquisition, ~40 s sample data acquisition | STDGL3 (Danyushevsky et al. 2011) and GSD-1G (USGS) | 845.153 | [19 empty] | 1708.8949 | [5 empty] | 0.26448 | [5 empty] | 216.1561 | [9 empty] | 16845.1759 |  | 56.8747 |  |  |  | 136.6206 | [7 empty] | 0.036557 | [13 empty] | 533.8536 | [15 empty] | 19937.284 | [17 empty] | 12622.1372 | [9 empty] | 0.88873 | [35 empty] | CHN | Tibet
| Lawu |  | Magmatic hydrothermal | Skarn | Cu-Pb-Zn skarn | Cu, Pb, Zn | In, Sn | Cu, Pb, Zn, In, Sn |  |  | fba22_dSp |  | underground mine |  |  |  |  | ore material | drill core | underground mining tunnels and drill cores | mineral separate | [5 empty] | mineralisation |  |  |  | sphalerite, chalcopyrite, pyrrhotite, pyrite, arsenopyrite | [6 empty] | galena, bismuthinite, marcasite, iron oxides, pyroxene, actinolite, quartz | thin sections and polished blocks examined using optical microscope, BSE detector, and EDS prior to analysis | EMPA, LA-ICPMS | JEOL JXA-8230 electron probe microanalyzer; RESOlution-LR 193 nm ArF excimer laser ablation system coupled to an Agilent 7700x ICP-MS | Laboratory of Mineral Resources Research Center, Fuzhou University; Adelaide Microscopy, the University of Adelaide | EPMA point analysis: accelerating voltage 15 kV, beam current 20 nA, beam diameter ~5 μm; EPMA mapping: accelerating voltage 20 kV, working current 50 nA, dwell time ~10 ms; BSE imaging: accelerating voltage 20 kV, beam current 10 nA; LA-ICP-MS: energy density 3~3.5 J/cm2, spot sizes 29 to 51 μm, repetition rates 5 Hz (polished thin-section) and 10 Hz (polished blocks), ~30 s background acquisition, ~40 s sample data acquisition | STDGL3 (Danyushevsky et al. 2011) and GSD-1G (USGS) | 871.1436 | [19 empty] | 9547.2232 | [5 empty] | 0.041114 | [5 empty] | 6.2337 | [9 empty] | 8481.5256 |  | 41.0549 |  |  |  | 11.5525 | [7 empty] | 1.3711 | [13 empty] | 144.7745 | [15 empty] | 4836.5713 | [17 empty] | 4403.5871 | [9 empty] | 5.6894 | [35 empty] | CHN | Tibet
| Lawu |  | Magmatic hydrothermal | Skarn | Cu-Pb-Zn skarn | Cu, Pb, Zn | In, Sn | Cu, Pb, Zn, In, Sn |  |  | fba22_hSp |  | underground mine |  |  |  |  | ore material | drill core | underground mining tunnels and drill cores | mineral separate | [5 empty] | mineralisation |  |  |  | sphalerite, chalcopyrite, pyrrhotite, pyrite, arsenopyrite | [6 empty] | galena, bismuthinite, marcasite, iron oxides, pyroxene, actinolite, quartz | thin sections and polished blocks examined using optical microscope, BSE detector, and EDS prior to analysis | EMPA, LA-ICPMS | JEOL JXA-8230 electron probe microanalyzer; RESOlution-LR 193 nm ArF excimer laser ablation system coupled to an Agilent 7700x ICP-MS | Laboratory of Mineral Resources Research Center, Fuzhou University; Adelaide Microscopy, the University of Adelaide | EPMA point analysis: accelerating voltage 15 kV, beam current 20 nA, beam diameter ~5 μm; EPMA mapping: accelerating voltage 20 kV, working current 50 nA, dwell time ~10 ms; BSE imaging: accelerating voltage 20 kV, beam current 10 nA; LA-ICP-MS: energy density 3~3.5 J/cm2, spot sizes 29 to 51 μm, repetition rates 5 Hz (polished thin-section) and 10 Hz (polished blocks), ~30 s background acquisition, ~40 s sample data acquisition | STDGL3 (Danyushevsky et al. 2011) and GSD-1G (USGS) | 352.331 | [19 empty] | 3388.4871 | [5 empty] | 0.04485 | [5 empty] | 1.5057 | [9 empty] | 7263.0888 |  | 34.6601 |  |  |  | 13.9881 | [7 empty] | 0.83178 | [13 empty] | 206.6763 | [15 empty] | 6501.8827 | [17 empty] | 4428.3937 | [9 empty] | 1.2199 | [35 empty] | CHN | Tibet
| Lawu |  | Magmatic hydrothermal | Skarn | Cu-Pb-Zn skarn | Cu, Pb, Zn | In, Sn | Cu, Pb, Zn, In, Sn |  |  | fba20_dSp |  | underground mine |  |  |  |  | ore material | drill core | underground mining tunnels and drill cores | mineral separate | [5 empty] | mineralisation |  |  |  | sphalerite, chalcopyrite, pyrrhotite, pyrite, arsenopyrite | [6 empty] | galena, bismuthinite, marcasite, iron oxides, pyroxene, actinolite, quartz | thin sections and polished blocks examined using optical microscope, BSE detector, and EDS prior to analysis | EMPA, LA-ICPMS | JEOL JXA-8230 electron probe microanalyzer; RESOlution-LR 193 nm ArF excimer laser ablation system coupled to an Agilent 7700x ICP-MS | Laboratory of Mineral Resources Research Center, Fuzhou University; Adelaide Microscopy, the University of Adelaide | EPMA point analysis: accelerating voltage 15 kV, beam current 20 nA, beam diameter ~5 μm; EPMA mapping: accelerating voltage 20 kV, working current 50 nA, dwell time ~10 ms; BSE imaging: accelerating voltage 20 kV, beam current 10 nA; LA-ICP-MS: energy density 3~3.5 J/cm2, spot sizes 29 to 51 μm, repetition rates 5 Hz (polished thin-section) and 10 Hz (polished blocks), ~30 s background acquisition, ~40 s sample data acquisition | STDGL3 (Danyushevsky et al. 2011) and GSD-1G (USGS) | 50.1862 | [19 empty] | 129.2202 | [5 empty] | 0.040171 | [5 empty] | 280.8463 | [9 empty] | 12189.4212 |  | 42.6432 |  |  |  | 58.9131 | [7 empty] | 0.044772 | [13 empty] | 248.039 | [15 empty] | 9904.5817 | [17 empty] | 6425.772 | [9 empty] | 0.42657 | [35 empty] | CHN | Tibet
| Lawu |  | Magmatic hydrothermal | Skarn | Cu-Pb-Zn skarn | Cu, Pb, Zn | In, Sn | Cu, Pb, Zn, In, Sn |  |  | fba03 |  | underground mine |  |  |  |  | ore material | drill core | underground mining tunnels and drill cores | mineral separate | [5 empty] | mineralisation |  |  |  | sphalerite, chalcopyrite, pyrrhotite, pyrite, arsenopyrite | [6 empty] | galena, bismuthinite, marcasite, iron oxides, pyroxene, actinolite, quartz | thin sections and polished blocks examined using optical microscope, BSE detector, and EDS prior to analysis | EMPA, LA-ICPMS | JEOL JXA-8230 electron probe microanalyzer; RESOlution-LR 193 nm ArF excimer laser ablation system coupled to an Agilent 7700x ICP-MS | Laboratory of Mineral Resources Research Center, Fuzhou University; Adelaide Microscopy, the University of Adelaide | EPMA point analysis: accelerating voltage 15 kV, beam current 20 nA, beam diameter ~5 μm; EPMA mapping: accelerating voltage 20 kV, working current 50 nA, dwell time ~10 ms; BSE imaging: accelerating voltage 20 kV, beam current 10 nA; LA-ICP-MS: energy density 3~3.5 J/cm2, spot sizes 29 to 51 μm, repetition rates 5 Hz (polished thin-section) and 10 Hz (polished blocks), ~30 s background acquisition, ~40 s sample data acquisition | STDGL3 (Danyushevsky et al. 2011) and GSD-1G (USGS) | 15.2238 | [19 empty] | 1408.6665 | [5 empty] | 4.1458 | [5 empty] | 105.8243 | [9 empty] | 384.6956 |  | 91.1033 |  |  |  | 1.1761 | [7 empty] | 26.6787 | [13 empty] | 0.50947 | [15 empty] | 9.1667 | [17 empty] | 79.6047 | [9 empty] | 14.426 | [35 empty] | CHN | Tibet
| Lawu |  | Magmatic hydrothermal | Skarn | Cu-Pb-Zn skarn | Cu, Pb, Zn | In, Sn | Cu, Pb, Zn, In, Sn |  |  | fba04 |  | underground mine |  |  |  |  | ore material | drill core | underground mining tunnels and drill cores | mineral separate | [5 empty] | mineralisation |  |  |  | sphalerite, chalcopyrite, pyrrhotite, pyrite, arsenopyrite | [6 empty] | galena, bismuthinite, marcasite, iron oxides, pyroxene, actinolite, quartz | thin sections and polished blocks examined using optical microscope, BSE detector, and EDS prior to analysis | EMPA, LA-ICPMS | JEOL JXA-8230 electron probe microanalyzer; RESOlution-LR 193 nm ArF excimer laser ablation system coupled to an Agilent 7700x ICP-MS | Laboratory of Mineral Resources Research Center, Fuzhou University; Adelaide Microscopy, the University of Adelaide | EPMA point analysis: accelerating voltage 15 kV, beam current 20 nA, beam diameter ~5 μm; EPMA mapping: accelerating voltage 20 kV, working current 50 nA, dwell time ~10 ms; BSE imaging: accelerating voltage 20 kV, beam current 10 nA; LA-ICP-MS: energy density 3~3.5 J/cm2, spot sizes 29 to 51 μm, repetition rates 5 Hz (polished thin-section) and 10 Hz (polished blocks), ~30 s background acquisition, ~40 s sample data acquisition | STDGL3 (Danyushevsky et al. 2011) and GSD-1G (USGS) | 0.21474 | [19 empty] | 1180.1164 | [5 empty] | 0.12764 | [5 empty] | 28.1739 | [9 empty] | 1042.5006 |  | 19.5611 |  |  |  | 0.084949 | [7 empty] | 25.5647 | [13 empty] | 0.72352 | [15 empty] | 0.72133 | [17 empty] | 0.75333 | [9 empty] | 5.1287 | [35 empty] | CHN | Tibet
| Lawu |  | Magmatic hydrothermal | Skarn | Cu-Pb-Zn skarn | Cu, Pb, Zn | In, Sn | Cu, Pb, Zn, In, Sn |  |  | fba12 |  | underground mine |  |  |  |  | ore material | drill core | underground mining tunnels and drill cores | mineral separate | [5 empty] | mineralisation |  |  |  | sphalerite, chalcopyrite, pyrrhotite, pyrite, arsenopyrite | [6 empty] | galena, bismuthinite, marcasite, iron oxides, pyroxene, actinolite, quartz | thin sections and polished blocks examined using optical microscope, BSE detector, and EDS prior to analysis | EMPA, LA-ICPMS | JEOL JXA-8230 electron probe microanalyzer; RESOlution-LR 193 nm ArF excimer laser ablation system coupled to an Agilent 7700x ICP-MS | Laboratory of Mineral Resources Research Center, Fuzhou University; Adelaide Microscopy, the University of Adelaide | EPMA point analysis: accelerating voltage 15 kV, beam current 20 nA, beam diameter ~5 μm; EPMA mapping: accelerating voltage 20 kV, working current 50 nA, dwell time ~10 ms; BSE imaging: accelerating voltage 20 kV, beam current 10 nA; LA-ICP-MS: energy density 3~3.5 J/cm2, spot sizes 29 to 51 μm, repetition rates 5 Hz (polished thin-section) and 10 Hz (polished blocks), ~30 s background acquisition, ~40 s sample data acquisition | STDGL3 (Danyushevsky et al. 2011) and GSD-1G (USGS) | 5.0237 | [19 empty] | 2387.9619 | [5 empty] | 10.2318 | [5 empty] | 125.7938 | [9 empty] | 579.9721 |  | 176.2065 |  |  |  | 0.98833 | [7 empty] | 0.054539 | [13 empty] | 1.1606 | [15 empty] | 10.0395 | [17 empty] | 41.5995 | [9 empty] | 2.2438 | [35 empty] | CHN | Tibet
| Lawu |  | Magmatic hydrothermal | Skarn | Cu-Pb-Zn skarn | Cu, Pb, Zn | In, Sn | Cu, Pb, Zn, In, Sn |  |  | fba13_hSp |  | underground mine |  |  |  |  | ore material | drill core | underground mining tunnels and drill cores | mineral separate | [5 empty] | mineralisation |  |  |  | sphalerite, chalcopyrite, pyrrhotite, pyrite, arsenopyrite | [6 empty] | galena, bismuthinite, marcasite, iron oxides, pyroxene, actinolite, quartz | thin sections and polished blocks examined using optical microscope, BSE detector, and EDS prior to analysis | EMPA, LA-ICPMS | JEOL JXA-8230 electron probe microanalyzer; RESOlution-LR 193 nm ArF excimer laser ablation system coupled to an Agilent 7700x ICP-MS | Laboratory of Mineral Resources Research Center, Fuzhou University; Adelaide Microscopy, the University of Adelaide | EPMA point analysis: accelerating voltage 15 kV, beam current 20 nA, beam diameter ~5 μm; EPMA mapping: accelerating voltage 20 kV, working current 50 nA, dwell time ~10 ms; BSE imaging: accelerating voltage 20 kV, beam current 10 nA; LA-ICP-MS: energy density 3~3.5 J/cm2, spot sizes 29 to 51 μm, repetition rates 5 Hz (polished thin-section) and 10 Hz (polished blocks), ~30 s background acquisition, ~40 s sample data acquisition | STDGL3 (Danyushevsky et al. 2011) and GSD-1G (USGS) | 21.3155 | [19 empty] | 2991.4847 | [5 empty] | 5.8795 | [5 empty] | 215.6925 | [9 empty] | 361.253 |  | 218.8229 |  |  |  | 2.1107 | [7 empty] | 1.4171 | [13 empty] | 0.63462 | [15 empty] | 31.6861 | [17 empty] | 134.6763 | [9 empty] | 9.0613 | [35 empty] | CHN | Tibet
| Lawu |  | Magmatic hydrothermal | Skarn | Cu-Pb-Zn skarn | Cu, Pb, Zn | In, Sn | Cu, Pb, Zn, In, Sn |  |  | fba13_dSp |  | underground mine |  |  |  |  | ore material | drill core | underground mining tunnels and drill cores | mineral separate | [5 empty] | mineralisation |  |  |  | sphalerite, chalcopyrite, pyrrhotite, pyrite, arsenopyrite | [6 empty] | galena, bismuthinite, marcasite, iron oxides, pyroxene, actinolite, quartz | thin sections and polished blocks examined using optical microscope, BSE detector, and EDS prior to analysis | EMPA, LA-ICPMS | JEOL JXA-8230 electron probe microanalyzer; RESOlution-LR 193 nm ArF excimer laser ablation system coupled to an Agilent 7700x ICP-MS | Laboratory of Mineral Resources Research Center, Fuzhou University; Adelaide Microscopy, the University of Adelaide | EPMA point analysis: accelerating voltage 15 kV, beam current 20 nA, beam diameter ~5 μm; EPMA mapping: accelerating voltage 20 kV, working current 50 nA, dwell time ~10 ms; BSE imaging: accelerating voltage 20 kV, beam current 10 nA; LA-ICP-MS: energy density 3~3.5 J/cm2, spot sizes 29 to 51 μm, repetition rates 5 Hz (polished thin-section) and 10 Hz (polished blocks), ~30 s background acquisition, ~40 s sample data acquisition | STDGL3 (Danyushevsky et al. 2011) and GSD-1G (USGS) | 101.2737 | [19 empty] | 9462.447 | [5 empty] | 20.0724 | [5 empty] | 969.3544 | [9 empty] | 1507.3689 |  | 317.6214 |  |  |  | 15.3705 | [7 empty] | 0.020483 | [13 empty] | 3.377 | [15 empty] | 213.83 | [17 empty] | 852.9035 | [9 empty] | 3.2614 | [35 empty] | CHN | Tibet
| Lawu |  | Magmatic hydrothermal | Skarn | Cu-Pb-Zn skarn | Cu, Pb, Zn | In, Sn | Cu, Pb, Zn, In, Sn |  |  | fba23 |  | underground mine |  |  |  |  | ore material | drill core | underground mining tunnels and drill cores | mineral separate | [5 empty] | mineralisation |  |  |  | sphalerite, chalcopyrite, pyrrhotite, pyrite, arsenopyrite | [6 empty] | galena, bismuthinite, marcasite, iron oxides, pyroxene, actinolite, quartz | thin sections and polished blocks examined using optical microscope, BSE detector, and EDS prior to analysis | EMPA, LA-ICPMS | JEOL JXA-8230 electron probe microanalyzer; RESOlution-LR 193 nm ArF excimer laser ablation system coupled to an Agilent 7700x ICP-MS | Laboratory of Mineral Resources Research Center, Fuzhou University; Adelaide Microscopy, the University of Adelaide | EPMA point analysis: accelerating voltage 15 kV, beam current 20 nA, beam diameter ~5 μm; EPMA mapping: accelerating voltage 20 kV, working current 50 nA, dwell time ~10 ms; BSE imaging: accelerating voltage 20 kV, beam current 10 nA; LA-ICP-MS: energy density 3~3.5 J/cm2, spot sizes 29 to 51 μm, repetition rates 5 Hz (polished thin-section) and 10 Hz (polished blocks), ~30 s background acquisition, ~40 s sample data acquisition | STDGL3 (Danyushevsky et al. 2011) and GSD-1G (USGS) | 122.9778 | [19 empty] | 17749.7809 | [5 empty] | 25.9296 | [5 empty] | 2090.5029 | [9 empty] | 3219.0992 |  | 658.2303 |  |  |  | 10.3975 | [7 empty] | 632.3336 | [13 empty] | 5.906 | [15 empty] | 286.0843 | [17 empty] | 1021.3793 | [9 empty] | 9.4415 | [35 empty] | CHN | Tibet
| Lawu |  | Magmatic hydrothermal | Skarn | Cu-Pb-Zn skarn | Cu, Pb, Zn | In, Sn | Cu, Pb, Zn, In, Sn |  |  | fba26_hSp |  | underground mine |  |  |  |  | ore material | drill core | underground mining tunnels and drill cores | mineral separate | [5 empty] | mineralisation |  |  |  | sphalerite, chalcopyrite, pyrrhotite, pyrite, arsenopyrite | [6 empty] | galena, bismuthinite, marcasite, iron oxides, pyroxene, actinolite, quartz | thin sections and polished blocks examined using optical microscope, BSE detector, and EDS prior to analysis | EMPA, LA-ICPMS | JEOL JXA-8230 electron probe microanalyzer; RESOlution-LR 193 nm ArF excimer laser ablation system coupled to an Agilent 7700x ICP-MS | Laboratory of Mineral Resources Research Center, Fuzhou University; Adelaide Microscopy, the University of Adelaide | EPMA point analysis: accelerating voltage 15 kV, beam current 20 nA, beam diameter ~5 μm; EPMA mapping: accelerating voltage 20 kV, working current 50 nA, dwell time ~10 ms; BSE imaging: accelerating voltage 20 kV, beam current 10 nA; LA-ICP-MS: energy density 3~3.5 J/cm2, spot sizes 29 to 51 μm, repetition rates 5 Hz (polished thin-section) and 10 Hz (polished blocks), ~30 s background acquisition, ~40 s sample data acquisition | STDGL3 (Danyushevsky et al. 2011) and GSD-1G (USGS) | 70.2302 | [19 empty] | 2350.2224 | [5 empty] | 11.2534 | [5 empty] | 409.6134 | [9 empty] | 669.7847 |  | 291.4568 |  |  |  | 2.0198 | [7 empty] | 0.40741 | [13 empty] | 1.3226 | [15 empty] | 98.394 | [17 empty] | 371.4136 | [9 empty] | 37.0048 | [35 empty] | CHN | Tibet
| Lawu |  | Magmatic hydrothermal | Skarn | Cu-Pb-Zn skarn | Cu, Pb, Zn | In, Sn | Cu, Pb, Zn, In, Sn |  |  | fba24_dSp |  | underground mine |  |  |  |  | ore material | drill core | underground mining tunnels and drill cores | mineral separate | [5 empty] | mineralisation |  |  |  | sphalerite, chalcopyrite, pyrrhotite, pyrite, arsenopyrite | [6 empty] | galena, bismuthinite, marcasite, iron oxides, pyroxene, actinolite, quartz | thin sections and polished blocks examined using optical microscope, BSE detector, and EDS prior to analysis | EMPA, LA-ICPMS | JEOL JXA-8230 electron probe microanalyzer; RESOlution-LR 193 nm ArF excimer laser ablation system coupled to an Agilent 7700x ICP-MS | Laboratory of Mineral Resources Research Center, Fuzhou University; Adelaide Microscopy, the University of Adelaide | EPMA point analysis: accelerating voltage 15 kV, beam current 20 nA, beam diameter ~5 μm; EPMA mapping: accelerating voltage 20 kV, working current 50 nA, dwell time ~10 ms; BSE imaging: accelerating voltage 20 kV, beam current 10 nA; LA-ICP-MS: energy density 3~3.5 J/cm2, spot sizes 29 to 51 μm, repetition rates 5 Hz (polished thin-section) and 10 Hz (polished blocks), ~30 s background acquisition, ~40 s sample data acquisition | STDGL3 (Danyushevsky et al. 2011) and GSD-1G (USGS) | 749.0148 | [19 empty] | 3542.8883 | [5 empty] | 0.92848 | [5 empty] | 599.4418 | [9 empty] | 1452.1489 |  | 147.257 |  |  |  | 4.5339 | [7 empty] | 0.17828 | [13 empty] | 20.4925 | [15 empty] | 604.4856 | [17 empty] | 1118.4706 | [9 empty] | 2.4168 | [35 empty] | CHN | Tibet
| Lawu |  | Magmatic hydrothermal | Skarn | Cu-Pb-Zn skarn | Cu, Pb, Zn | In, Sn | Cu, Pb, Zn, In, Sn |  |  | fba24_hSp |  | underground mine |  |  |  |  | ore material | drill core | underground mining tunnels and drill cores | mineral separate | [5 empty] | mineralisation |  |  |  | sphalerite, chalcopyrite, pyrrhotite, pyrite, arsenopyrite | [6 empty] | galena, bismuthinite, marcasite, iron oxides, pyroxene, actinolite, quartz | thin sections and polished blocks examined using optical microscope, BSE detector, and EDS prior to analysis | EMPA, LA-ICPMS | JEOL JXA-8230 electron probe microanalyzer; RESOlution-LR 193 nm ArF excimer laser ablation system coupled to an Agilent 7700x ICP-MS | Laboratory of Mineral Resources Research Center, Fuzhou University; Adelaide Microscopy, the University of Adelaide | EPMA point analysis: accelerating voltage 15 kV, beam current 20 nA, beam diameter ~5 μm; EPMA mapping: accelerating voltage 20 kV, working current 50 nA, dwell time ~10 ms; BSE imaging: accelerating voltage 20 kV, beam current 10 nA; LA-ICP-MS: energy density 3~3.5 J/cm2, spot sizes 29 to 51 μm, repetition rates 5 Hz (polished thin-section) and 10 Hz (polished blocks), ~30 s background acquisition, ~40 s sample data acquisition | STDGL3 (Danyushevsky et al. 2011) and GSD-1G (USGS) | 64.5891 | [19 empty] | 3493.231 | [5 empty] | 15.5741 | [5 empty] | 502.232 | [9 empty] | 1038.2791 |  | 347.4985 |  |  |  | 6.4151 | [7 empty] | 0.051653 | [13 empty] | 1.4509 | [15 empty] | 80.7912 | [17 empty] | 522.7722 | [9 empty] | 1.6056 | [35 empty] | CHN | Tibet
| Lawu |  | Magmatic hydrothermal | Skarn | Cu-Pb-Zn skarn | Cu, Pb, Zn | In, Sn | Cu, Pb, Zn, In, Sn |  |  | 2019- TO-05-KK-50 (slC) |  | underground mine |  |  |  |  | ore material | drill core | underground mining tunnels and drill cores | mineral separate | [5 empty] | mineralisation |  |  |  | sphalerite, chalcopyrite, pyrrhotite, pyrite, arsenopyrite | [6 empty] | galena, bismuthinite, marcasite, iron oxides, pyroxene, actinolite, quartz | thin sections and polished blocks examined using optical microscope, BSE detector, and EDS prior to analysis | EMPA, LA-ICPMS | JEOL JXA-8230 electron probe microanalyzer; RESOlution-LR 193 nm ArF excimer laser ablation system coupled to an Agilent 7700x ICP-MS | Laboratory of Mineral Resources Research Center, Fuzhou University; Adelaide Microscopy, the University of Adelaide | EPMA point analysis: accelerating voltage 15 kV, beam current 20 nA, beam diameter ~5 μm; EPMA mapping: accelerating voltage 20 kV, working current 50 nA, dwell time ~10 ms; BSE imaging: accelerating voltage 20 kV, beam current 10 nA; LA-ICP-MS: energy density 3~3.5 J/cm2, spot sizes 29 to 51 μm, repetition rates 5 Hz (polished thin-section) and 10 Hz (polished blocks), ~30 s background acquisition, ~40 s sample data acquisition | STDGL3 (Danyushevsky et al. 2011) and GSD-1G (USGS) | 3.9908 | [19 empty] | 4073.2966 | [5 empty] | 0.045773 | [5 empty] | 2893.1285 | [9 empty] | 204.5309 |  | 1414.6576 |  |  |  | 1.0989 | [7 empty] | 1190.6617 | [13 empty] | 1984.5502 | [15 empty] | 0.5435 | [17 empty] | 0.12832 | [9 empty] | 0.47076 | [35 empty] | CHN | Tibet
| Lawu |  | Magmatic hydrothermal | Skarn | Cu-Pb-Zn skarn | Cu, Pb, Zn | In, Sn | Cu, Pb, Zn, In, Sn |  |  | 2019-MOR-44 (slC1) |  | underground mine |  |  |  |  | ore material | drill core | underground mining tunnels and drill cores | mineral separate | [5 empty] | mineralisation |  |  |  | sphalerite, chalcopyrite, pyrrhotite, pyrite, arsenopyrite | [6 empty] | galena, bismuthinite, marcasite, iron oxides, pyroxene, actinolite, quartz | thin sections and polished blocks examined using optical microscope, BSE detector, and EDS prior to analysis | EMPA, LA-ICPMS | JEOL JXA-8230 electron probe microanalyzer; RESOlution-LR 193 nm ArF excimer laser ablation system coupled to an Agilent 7700x ICP-MS | Laboratory of Mineral Resources Research Center, Fuzhou University; Adelaide Microscopy, the University of Adelaide | EPMA point analysis: accelerating voltage 15 kV, beam current 20 nA, beam diameter ~5 μm; EPMA mapping: accelerating voltage 20 kV, working current 50 nA, dwell time ~10 ms; BSE imaging: accelerating voltage 20 kV, beam current 10 nA; LA-ICP-MS: energy density 3~3.5 J/cm2, spot sizes 29 to 51 μm, repetition rates 5 Hz (polished thin-section) and 10 Hz (polished blocks), ~30 s background acquisition, ~40 s sample data acquisition | STDGL3 (Danyushevsky et al. 2011) and GSD-1G (USGS) | 2.0106 | [19 empty] | 1954.1249 | [5 empty] | 0.061833 | [5 empty] | 110.0768 | [9 empty] | 18151.4863 |  | 0.33072 |  |  |  | 0.23129 | [7 empty] | 75.1524 | [13 empty] | 1585.9357 | [15 empty] | 0.59928 | [17 empty] | 0.01 | [9 empty] | 0.038838 | [35 empty] | CHN | Tibet
| Lawu |  | Magmatic hydrothermal | Skarn | Cu-Pb-Zn skarn | Cu, Pb, Zn | In, Sn | Cu, Pb, Zn, In, Sn |  |  | 2019-MOR-41 (slC1) |  | underground mine |  |  |  |  | ore material | drill core | underground mining tunnels and drill cores | mineral separate | [5 empty] | mineralisation |  |  |  | sphalerite, chalcopyrite, pyrrhotite, pyrite, arsenopyrite | [6 empty] | galena, bismuthinite, marcasite, iron oxides, pyroxene, actinolite, quartz | thin sections and polished blocks examined using optical microscope, BSE detector, and EDS prior to analysis | EMPA, LA-ICPMS | JEOL JXA-8230 electron probe microanalyzer; RESOlution-LR 193 nm ArF excimer laser ablation system coupled to an Agilent 7700x ICP-MS | Laboratory of Mineral Resources Research Center, Fuzhou University; Adelaide Microscopy, the University of Adelaide | EPMA point analysis: accelerating voltage 15 kV, beam current 20 nA, beam diameter ~5 μm; EPMA mapping: accelerating voltage 20 kV, working current 50 nA, dwell time ~10 ms; BSE imaging: accelerating voltage 20 kV, beam current 10 nA; LA-ICP-MS: energy density 3~3.5 J/cm2, spot sizes 29 to 51 μm, repetition rates 5 Hz (polished thin-section) and 10 Hz (polished blocks), ~30 s background acquisition, ~40 s sample data acquisition | STDGL3 (Danyushevsky et al. 2011) and GSD-1G (USGS) | 2.4909 | [19 empty] | 1990.0355 | [5 empty] | 12.6966 | [5 empty] | 68.9268 | [9 empty] | 13361.1789 |  | 1.1254 |  |  |  | 0.22845 | [7 empty] | 49.3998 | [13 empty] | 532.1534 | [15 empty] | 0.67543 | [17 empty] | 0.068591 | [9 empty] | 0.22696 | [35 empty] | CHN | Tibet
| Lawu |  | Magmatic hydrothermal | Skarn | Cu-Pb-Zn skarn | Cu, Pb, Zn | In, Sn | Cu, Pb, Zn, In, Sn |  |  | 2019-MOR-42 (slC1) |  | underground mine |  |  |  |  | ore material | drill core | underground mining tunnels and drill cores | mineral separate | [5 empty] | mineralisation |  |  |  | sphalerite, chalcopyrite, pyrrhotite, pyrite, arsenopyrite | [6 empty] | galena, bismuthinite, marcasite, iron oxides, pyroxene, actinolite, quartz | thin sections and polished blocks examined using optical microscope, BSE detector, and EDS prior to analysis | EMPA, LA-ICPMS | JEOL JXA-8230 electron probe microanalyzer; RESOlution-LR 193 nm ArF excimer laser ablation system coupled to an Agilent 7700x ICP-MS | Laboratory of Mineral Resources Research Center, Fuzhou University; Adelaide Microscopy, the University of Adelaide | EPMA point analysis: accelerating voltage 15 kV, beam current 20 nA, beam diameter ~5 μm; EPMA mapping: accelerating voltage 20 kV, working current 50 nA, dwell time ~10 ms; BSE imaging: accelerating voltage 20 kV, beam current 10 nA; LA-ICP-MS: energy density 3~3.5 J/cm2, spot sizes 29 to 51 μm, repetition rates 5 Hz (polished thin-section) and 10 Hz (polished blocks), ~30 s background acquisition, ~40 s sample data acquisition | STDGL3 (Danyushevsky et al. 2011) and GSD-1G (USGS) | 3.2043 | [19 empty] | 1997.2907 | [5 empty] | 3.9028 | [5 empty] | 82.3776 | [9 empty] | 27002.8563 |  | 3.9624 |  |  |  | 0.19372 | [7 empty] | 45.349 | [13 empty] | 1809.0364 | [15 empty] | 0.23735 | [17 empty] | 0.036239 | [9 empty] | 3.2054 | [35 empty] | CHN | Tibet
| Lawu |  | Magmatic hydrothermal | Skarn | Cu-Pb-Zn skarn | Cu, Pb, Zn | In, Sn | Cu, Pb, Zn, In, Sn |  |  | 2019-MOR-44 (slC2) |  | underground mine |  |  |  |  | ore material | drill core | underground mining tunnels and drill cores | mineral separate | [5 empty] | mineralisation |  |  |  | sphalerite, chalcopyrite, pyrrhotite, pyrite, arsenopyrite | [6 empty] | galena, bismuthinite, marcasite, iron oxides, pyroxene, actinolite, quartz | thin sections and polished blocks examined using optical microscope, BSE detector, and EDS prior to analysis | EMPA, LA-ICPMS | JEOL JXA-8230 electron probe microanalyzer; RESOlution-LR 193 nm ArF excimer laser ablation system coupled to an Agilent 7700x ICP-MS | Laboratory of Mineral Resources Research Center, Fuzhou University; Adelaide Microscopy, the University of Adelaide | EPMA point analysis: accelerating voltage 15 kV, beam current 20 nA, beam diameter ~5 μm; EPMA mapping: accelerating voltage 20 kV, working current 50 nA, dwell time ~10 ms; BSE imaging: accelerating voltage 20 kV, beam current 10 nA; LA-ICP-MS: energy density 3~3.5 J/cm2, spot sizes 29 to 51 μm, repetition rates 5 Hz (polished thin-section) and 10 Hz (polished blocks), ~30 s background acquisition, ~40 s sample data acquisition | STDGL3 (Danyushevsky et al. 2011) and GSD-1G (USGS) | 1.965 | [19 empty] | 1954.6227 | [5 empty] | 0.048893 | [5 empty] | 96.4835 | [9 empty] | 20465.6109 |  | 1.0107 |  |  |  | 0.15176 | [7 empty] | 70.127 | [13 empty] | 1622.0946 | [15 empty] | 0.51737 | [17 empty] | 0.029409 | [9 empty] | 0.92862 | [35 empty] | CHN | Tibet
| Lawu |  | Magmatic hydrothermal | Skarn | Cu-Pb-Zn skarn | Cu, Pb, Zn | In, Sn | Cu, Pb, Zn, In, Sn |  |  | 2019-MOR-41 (slC2) |  | underground mine |  |  |  |  | ore material | drill core | underground mining tunnels and drill cores | mineral separate | [5 empty] | mineralisation |  |  |  | sphalerite, chalcopyrite, pyrrhotite, pyrite, arsenopyrite | [6 empty] | galena, bismuthinite, marcasite, iron oxides, pyroxene, actinolite, quartz | thin sections and polished blocks examined using optical microscope, BSE detector, and EDS prior to analysis | EMPA, LA-ICPMS | JEOL JXA-8230 electron probe microanalyzer; RESOlution-LR 193 nm ArF excimer laser ablation system coupled to an Agilent 7700x ICP-MS | Laboratory of Mineral Resources Research Center, Fuzhou University; Adelaide Microscopy, the University of Adelaide | EPMA point analysis: accelerating voltage 15 kV, beam current 20 nA, beam diameter ~5 μm; EPMA mapping: accelerating voltage 20 kV, working current 50 nA, dwell time ~10 ms; BSE imaging: accelerating voltage 20 kV, beam current 10 nA; LA-ICP-MS: energy density 3~3.5 J/cm2, spot sizes 29 to 51 μm, repetition rates 5 Hz (polished thin-section) and 10 Hz (polished blocks), ~30 s background acquisition, ~40 s sample data acquisition | STDGL3 (Danyushevsky et al. 2011) and GSD-1G (USGS) | 2.3911 | [19 empty] | 2033.9288 | [5 empty] | 8.0746 | [5 empty] | 93.9158 | [9 empty] | 14543.6005 |  | 1.1753 |  |  |  | 0.21361 | [7 empty] | 48.4784 | [13 empty] | 535.5516 | [15 empty] | 0.20011 | [17 empty] | 0.2607 | [9 empty] | 0.45107 | [35 empty] | CHN | Tibet
| Lawu |  | Magmatic hydrothermal | Skarn | Cu-Pb-Zn skarn | Cu, Pb, Zn | In, Sn | Cu, Pb, Zn, In, Sn |  |  | 2019-MOR-42 (slC2) |  | underground mine |  |  |  |  | ore material | drill core | underground mining tunnels and drill cores | mineral separate | [5 empty] | mineralisation |  |  |  | sphalerite, chalcopyrite, pyrrhotite, pyrite, arsenopyrite | [6 empty] | galena, bismuthinite, marcasite, iron oxides, pyroxene, actinolite, quartz | thin sections and polished blocks examined using optical microscope, BSE detector, and EDS prior to analysis | EMPA, LA-ICPMS | JEOL JXA-8230 electron probe microanalyzer; RESOlution-LR 193 nm ArF excimer laser ablation system coupled to an Agilent 7700x ICP-MS | Laboratory of Mineral Resources Research Center, Fuzhou University; Adelaide Microscopy, the University of Adelaide | EPMA point analysis: accelerating voltage 15 kV, beam current 20 nA, beam diameter ~5 μm; EPMA mapping: accelerating voltage 20 kV, working current 50 nA, dwell time ~10 ms; BSE imaging: accelerating voltage 20 kV, beam current 10 nA; LA-ICP-MS: energy density 3~3.5 J/cm2, spot sizes 29 to 51 μm, repetition rates 5 Hz (polished thin-section) and 10 Hz (polished blocks), ~30 s background acquisition, ~40 s sample data acquisition | STDGL3 (Danyushevsky et al. 2011) and GSD-1G (USGS) | 2.4076 | [19 empty] | 1908.5944 | [5 empty] | 0.10011 | [5 empty] | 50.9366 | [9 empty] | 19585.6216 |  | 6.2844 |  |  |  | 0.34401 | [7 empty] | 49.4315 | [13 empty] | 1609.9912 | [15 empty] | 1.128 | [17 empty] | 0.042997 | [9 empty] | 0.95417 | [35 empty] | CHN | Tibet
| Lawu |  | Magmatic hydrothermal | Skarn | Cu-Pb-Zn skarn | Cu, Pb, Zn | In, Sn | Cu, Pb, Zn, In, Sn |  |  | 2019-MOR-031-SPB (slC1) |  | underground mine |  |  |  |  | ore material | drill core | underground mining tunnels and drill cores | mineral separate | [5 empty] | mineralisation |  |  |  | sphalerite, chalcopyrite, pyrrhotite, pyrite, arsenopyrite | [6 empty] | galena, bismuthinite, marcasite, iron oxides, pyroxene, actinolite, quartz | thin sections and polished blocks examined using optical microscope, BSE detector, and EDS prior to analysis | EMPA, LA-ICPMS | JEOL JXA-8230 electron probe microanalyzer; RESOlution-LR 193 nm ArF excimer laser ablation system coupled to an Agilent 7700x ICP-MS | Laboratory of Mineral Resources Research Center, Fuzhou University; Adelaide Microscopy, the University of Adelaide | EPMA point analysis: accelerating voltage 15 kV, beam current 20 nA, beam diameter ~5 μm; EPMA mapping: accelerating voltage 20 kV, working current 50 nA, dwell time ~10 ms; BSE imaging: accelerating voltage 20 kV, beam current 10 nA; LA-ICP-MS: energy density 3~3.5 J/cm2, spot sizes 29 to 51 μm, repetition rates 5 Hz (polished thin-section) and 10 Hz (polished blocks), ~30 s background acquisition, ~40 s sample data acquisition | STDGL3 (Danyushevsky et al. 2011) and GSD-1G (USGS) | 14.8638 | [19 empty] | 4545.4606 | [5 empty] | 0.19504 | [5 empty] | 6945.1278 | [9 empty] | 16192.5169 |  | 15.2256 |  |  |  | 0.15821 | [7 empty] | 72.5466 | [13 empty] | 491.6264 | [15 empty] | 29.8357 | [17 empty] | 5.3602 | [9 empty] | 35.5742 | [35 empty] | CHN | Tibet
| Lawu |  | Magmatic hydrothermal | Skarn | Cu-Pb-Zn skarn | Cu, Pb, Zn | In, Sn | Cu, Pb, Zn, In, Sn |  |  | 2019-MOR-031-SPB (slC2) |  | underground mine |  |  |  |  | ore material | drill core | underground mining tunnels and drill cores | mineral separate | [5 empty] | mineralisation |  |  |  | sphalerite, chalcopyrite, pyrrhotite, pyrite, arsenopyrite | [6 empty] | galena, bismuthinite, marcasite, iron oxides, pyroxene, actinolite, quartz | thin sections and polished blocks examined using optical microscope, BSE detector, and EDS prior to analysis | EMPA, LA-ICPMS | JEOL JXA-8230 electron probe microanalyzer; RESOlution-LR 193 nm ArF excimer laser ablation system coupled to an Agilent 7700x ICP-MS | Laboratory of Mineral Resources Research Center, Fuzhou University; Adelaide Microscopy, the University of Adelaide | EPMA point analysis: accelerating voltage 15 kV, beam current 20 nA, beam diameter ~5 μm; EPMA mapping: accelerating voltage 20 kV, working current 50 nA, dwell time ~10 ms; BSE imaging: accelerating voltage 20 kV, beam current 10 nA; LA-ICP-MS: energy density 3~3.5 J/cm2, spot sizes 29 to 51 μm, repetition rates 5 Hz (polished thin-section) and 10 Hz (polished blocks), ~30 s background acquisition, ~40 s sample data acquisition | STDGL3 (Danyushevsky et al. 2011) and GSD-1G (USGS) | 2.3444 | [19 empty] | 4846.2073 | [5 empty] | 2.1043 | [5 empty] | 329.6139 | [9 empty] | 13718.6671 |  | 44.9381 |  |  |  | 0.1599 | [7 empty] | 276.8901 | [13 empty] | 3654.462 | [15 empty] | 0.096879 | [17 empty] | 0.037521 | [9 empty] | 108.5732 | [35 empty] | CHN | Tibet
| Lawu |  | Magmatic hydrothermal | Skarn | Cu-Pb-Zn skarn | Cu, Pb, Zn | In, Sn | Cu, Pb, Zn, In, Sn |  |  | 2019-MOR-032-SP (slC2) |  | underground mine |  |  |  |  | ore material | drill core | underground mining tunnels and drill cores | mineral separate | [5 empty] | mineralisation |  |  |  | sphalerite, chalcopyrite, pyrrhotite, pyrite, arsenopyrite | [6 empty] | galena, bismuthinite, marcasite, iron oxides, pyroxene, actinolite, quartz | thin sections and polished blocks examined using optical microscope, BSE detector, and EDS prior to analysis | EMPA, LA-ICPMS | JEOL JXA-8230 electron probe microanalyzer; RESOlution-LR 193 nm ArF excimer laser ablation system coupled to an Agilent 7700x ICP-MS | Laboratory of Mineral Resources Research Center, Fuzhou University; Adelaide Microscopy, the University of Adelaide | EPMA point analysis: accelerating voltage 15 kV, beam current 20 nA, beam diameter ~5 μm; EPMA mapping: accelerating voltage 20 kV, working current 50 nA, dwell time ~10 ms; BSE imaging: accelerating voltage 20 kV, beam current 10 nA; LA-ICP-MS: energy density 3~3.5 J/cm2, spot sizes 29 to 51 μm, repetition rates 5 Hz (polished thin-section) and 10 Hz (polished blocks), ~30 s background acquisition, ~40 s sample data acquisition | STDGL3 (Danyushevsky et al. 2011) and GSD-1G (USGS) | 4.6933 | [19 empty] | 3578.2546 | [5 empty] | 13.023 | [5 empty] | 149.5243 | [9 empty] | 3101.9666 |  | 1.1132 |  |  |  | 0.17982 | [7 empty] | 5.0333 | [13 empty] | 547.0798 | [15 empty] | 15.916 | [17 empty] | 4.6691 | [9 empty] | 23.2629 | [35 empty] | CHN | Tibet
| Lawu |  | Magmatic hydrothermal | Skarn | Cu-Pb-Zn skarn | Cu, Pb, Zn | In, Sn | Cu, Pb, Zn, In, Sn |  |  | KMO-06-293 (slA) |  | underground mine |  |  |  |  | ore material | drill core | underground mining tunnels and drill cores | mineral separate | [5 empty] | mineralisation |  |  |  | sphalerite, chalcopyrite, pyrrhotite, pyrite, arsenopyrite | [6 empty] | galena, bismuthinite, marcasite, iron oxides, pyroxene, actinolite, quartz | thin sections and polished blocks examined using optical microscope, BSE detector, and EDS prior to analysis | EMPA, LA-ICPMS | JEOL JXA-8230 electron probe microanalyzer; RESOlution-LR 193 nm ArF excimer laser ablation system coupled to an Agilent 7700x ICP-MS | Laboratory of Mineral Resources Research Center, Fuzhou University; Adelaide Microscopy, the University of Adelaide | EPMA point analysis: accelerating voltage 15 kV, beam current 20 nA, beam diameter ~5 μm; EPMA mapping: accelerating voltage 20 kV, working current 50 nA, dwell time ~10 ms; BSE imaging: accelerating voltage 20 kV, beam current 10 nA; LA-ICP-MS: energy density 3~3.5 J/cm2, spot sizes 29 to 51 μm, repetition rates 5 Hz (polished thin-section) and 10 Hz (polished blocks), ~30 s background acquisition, ~40 s sample data acquisition | STDGL3 (Danyushevsky et al. 2011) and GSD-1G (USGS) | 2.8288 | [19 empty] | 1936.68 | [5 empty] | 1.6745 | [5 empty] | 49.5998 | [9 empty] | 56280.757 |  | 10.8301 |  |  |  | 0.18035 | [7 empty] | 38.835 | [13 empty] | 2655.7269 | [15 empty] | 0.72118 | [17 empty] | 0.063158 | [9 empty] | 0.42479 | [35 empty] | CHN | Tibet
| Lawu |  | Magmatic hydrothermal | Skarn | Cu-Pb-Zn skarn | Cu, Pb, Zn | In, Sn | Cu, Pb, Zn, In, Sn |  |  | MO-05-KK-07 (slA) |  | underground mine |  |  |  |  | ore material | drill core | underground mining tunnels and drill cores | mineral separate | [5 empty] | mineralisation |  |  |  | sphalerite, chalcopyrite, pyrrhotite, pyrite, arsenopyrite | [6 empty] | galena, bismuthinite, marcasite, iron oxides, pyroxene, actinolite, quartz | thin sections and polished blocks examined using optical microscope, BSE detector, and EDS prior to analysis | EMPA, LA-ICPMS | JEOL JXA-8230 electron probe microanalyzer; RESOlution-LR 193 nm ArF excimer laser ablation system coupled to an Agilent 7700x ICP-MS | Laboratory of Mineral Resources Research Center, Fuzhou University; Adelaide Microscopy, the University of Adelaide | EPMA point analysis: accelerating voltage 15 kV, beam current 20 nA, beam diameter ~5 μm; EPMA mapping: accelerating voltage 20 kV, working current 50 nA, dwell time ~10 ms; BSE imaging: accelerating voltage 20 kV, beam current 10 nA; LA-ICP-MS: energy density 3~3.5 J/cm2, spot sizes 29 to 51 μm, repetition rates 5 Hz (polished thin-section) and 10 Hz (polished blocks), ~30 s background acquisition, ~40 s sample data acquisition | STDGL3 (Danyushevsky et al. 2011) and GSD-1G (USGS) | 11.6037 | [19 empty] | 1751.3428 | [5 empty] | 0.2478 | [5 empty] | 277.2215 | [9 empty] | 67245.0279 |  | 7.1038 |  |  |  | 0.89081 | [7 empty] | 323.8498 | [13 empty] | 3146.4318 | [15 empty] | 29.0835 | [17 empty] | 2.4498 | [9 empty] | 38.1552 | [35 empty] | CHN | Tibet
| Lawu |  | Magmatic hydrothermal | Skarn | Cu-Pb-Zn skarn | Cu, Pb, Zn | In, Sn | Cu, Pb, Zn, In, Sn |  |  | 2019-MOR-54 (slA) |  | underground mine |  |  |  |  | ore material | drill core | underground mining tunnels and drill cores | mineral separate | [5 empty] | mineralisation |  |  |  | sphalerite, chalcopyrite, pyrrhotite, pyrite, arsenopyrite | [6 empty] | galena, bismuthinite, marcasite, iron oxides, pyroxene, actinolite, quartz | thin sections and polished blocks examined using optical microscope, BSE detector, and EDS prior to analysis | EMPA, LA-ICPMS | JEOL JXA-8230 electron probe microanalyzer; RESOlution-LR 193 nm ArF excimer laser ablation system coupled to an Agilent 7700x ICP-MS | Laboratory of Mineral Resources Research Center, Fuzhou University; Adelaide Microscopy, the University of Adelaide | EPMA point analysis: accelerating voltage 15 kV, beam current 20 nA, beam diameter ~5 μm; EPMA mapping: accelerating voltage 20 kV, working current 50 nA, dwell time ~10 ms; BSE imaging: accelerating voltage 20 kV, beam current 10 nA; LA-ICP-MS: energy density 3~3.5 J/cm2, spot sizes 29 to 51 μm, repetition rates 5 Hz (polished thin-section) and 10 Hz (polished blocks), ~30 s background acquisition, ~40 s sample data acquisition | STDGL3 (Danyushevsky et al. 2011) and GSD-1G (USGS) | 3.5691 | [19 empty] | 2003.4089 | [5 empty] | 160.5685 | [5 empty] | 153.3564 | [9 empty] | 71421.6177 |  | 0.25627 |  |  |  | 0.26974 | [7 empty] | 166.4828 | [13 empty] | 11097.9777 | [15 empty] | 0.054678 | [17 empty] | 0.025471 | [9 empty] | 0.98811 | [35 empty] | CHN | Tibet
| Lawu |  | Magmatic hydrothermal | Skarn | Cu-Pb-Zn skarn | Cu, Pb, Zn | In, Sn | Cu, Pb, Zn, In, Sn |  |  | 2019-MOR-052-SP (slA) |  | underground mine |  |  |  |  | ore material | drill core | underground mining tunnels and drill cores | mineral separate | [5 empty] | mineralisation |  |  |  | sphalerite, chalcopyrite, pyrrhotite, pyrite, arsenopyrite | [6 empty] | galena, bismuthinite, marcasite, iron oxides, pyroxene, actinolite, quartz | thin sections and polished blocks examined using optical microscope, BSE detector, and EDS prior to analysis | EMPA, LA-ICPMS | JEOL JXA-8230 electron probe microanalyzer; RESOlution-LR 193 nm ArF excimer laser ablation system coupled to an Agilent 7700x ICP-MS | Laboratory of Mineral Resources Research Center, Fuzhou University; Adelaide Microscopy, the University of Adelaide | EPMA point analysis: accelerating voltage 15 kV, beam current 20 nA, beam diameter ~5 μm; EPMA mapping: accelerating voltage 20 kV, working current 50 nA, dwell time ~10 ms; BSE imaging: accelerating voltage 20 kV, beam current 10 nA; LA-ICP-MS: energy density 3~3.5 J/cm2, spot sizes 29 to 51 μm, repetition rates 5 Hz (polished thin-section) and 10 Hz (polished blocks), ~30 s background acquisition, ~40 s sample data acquisition | STDGL3 (Danyushevsky et al. 2011) and GSD-1G (USGS) | 3.0647 | [19 empty] | 1686.2022 | [5 empty] | 272.6639 | [5 empty] | 150.3368 | [9 empty] | 74806.4909 |  | 0.11383 |  |  |  | 0.36742 | [7 empty] | 212.2661 | [13 empty] | 3295.6298 | [15 empty] | 0.94416 | [17 empty] | 0.032596 | [9 empty] | 0.17463 | [35 empty] | CHN | Tibet
| Lawu |  | Magmatic hydrothermal | Skarn | Cu-Pb-Zn skarn | Cu, Pb, Zn | In, Sn | Cu, Pb, Zn, In, Sn |  |  | 2019-MOR-034-SP (slC1) |  | underground mine |  |  |  |  | ore material | drill core | underground mining tunnels and drill cores | mineral separate | [5 empty] | mineralisation |  |  |  | sphalerite, chalcopyrite, pyrrhotite, pyrite, arsenopyrite | [6 empty] | galena, bismuthinite, marcasite, iron oxides, pyroxene, actinolite, quartz | thin sections and polished blocks examined using optical microscope, BSE detector, and EDS prior to analysis | EMPA, LA-ICPMS | JEOL JXA-8230 electron probe microanalyzer; RESOlution-LR 193 nm ArF excimer laser ablation system coupled to an Agilent 7700x ICP-MS | Laboratory of Mineral Resources Research Center, Fuzhou University; Adelaide Microscopy, the University of Adelaide | EPMA point analysis: accelerating voltage 15 kV, beam current 20 nA, beam diameter ~5 μm; EPMA mapping: accelerating voltage 20 kV, working current 50 nA, dwell time ~10 ms; BSE imaging: accelerating voltage 20 kV, beam current 10 nA; LA-ICP-MS: energy density 3~3.5 J/cm2, spot sizes 29 to 51 μm, repetition rates 5 Hz (polished thin-section) and 10 Hz (polished blocks), ~30 s background acquisition, ~40 s sample data acquisition | STDGL3 (Danyushevsky et al. 2011) and GSD-1G (USGS) | 11.4977 | [19 empty] | 4510.2256 | [5 empty] | 0.40088 | [5 empty] | 190.8865 | [9 empty] | 24370.9775 |  | 37.2074 |  |  |  | 0.40664 | [7 empty] | 0.54856 | [13 empty] | 2507.3041 | [15 empty] | 3.299 | [17 empty] | 0.44634 | [9 empty] | 158.4856 | [35 empty] | CHN | Tibet
| Lawu |  | Magmatic hydrothermal | Skarn | Cu-Pb-Zn skarn | Cu, Pb, Zn | In, Sn | Cu, Pb, Zn, In, Sn |  |  | 2019-MOR-026-SP (slC1) |  | underground mine |  |  |  |  | ore material | drill core | underground mining tunnels and drill cores | mineral separate | [5 empty] | mineralisation |  |  |  | sphalerite, chalcopyrite, pyrrhotite, pyrite, arsenopyrite | [6 empty] | galena, bismuthinite, marcasite, iron oxides, pyroxene, actinolite, quartz | thin sections and polished blocks examined using optical microscope, BSE detector, and EDS prior to analysis | EMPA, LA-ICPMS | JEOL JXA-8230 electron probe microanalyzer; RESOlution-LR 193 nm ArF excimer laser ablation system coupled to an Agilent 7700x ICP-MS | Laboratory of Mineral Resources Research Center, Fuzhou University; Adelaide Microscopy, the University of Adelaide | EPMA point analysis: accelerating voltage 15 kV, beam current 20 nA, beam diameter ~5 μm; EPMA mapping: accelerating voltage 20 kV, working current 50 nA, dwell time ~10 ms; BSE imaging: accelerating voltage 20 kV, beam current 10 nA; LA-ICP-MS: energy density 3~3.5 J/cm2, spot sizes 29 to 51 μm, repetition rates 5 Hz (polished thin-section) and 10 Hz (polished blocks), ~30 s background acquisition, ~40 s sample data acquisition | STDGL3 (Danyushevsky et al. 2011) and GSD-1G (USGS) | 7.6434 | [19 empty] | 5525.1925 | [5 empty] | 0.9299 | [5 empty] | 229.388 | [9 empty] | 30928.1286 |  | 27.8258 |  |  |  | 0.31911 | [7 empty] | 0.37705 | [13 empty] | 1580.44 | [15 empty] | 0.015061 | [17 empty] | 0.028531 | [9 empty] | 216.5713 | [35 empty] | CHN | Tibet
| Lawu |  | Magmatic hydrothermal | Skarn | Cu-Pb-Zn skarn | Cu, Pb, Zn | In, Sn | Cu, Pb, Zn, In, Sn |  |  | 2019-MOR-029-SPB (slC1) |  | underground mine |  |  |  |  | ore material | drill core | underground mining tunnels and drill cores | mineral separate | [5 empty] | mineralisation |  |  |  | sphalerite, chalcopyrite, pyrrhotite, pyrite, arsenopyrite | [6 empty] | galena, bismuthinite, marcasite, iron oxides, pyroxene, actinolite, quartz | thin sections and polished blocks examined using optical microscope, BSE detector, and EDS prior to analysis | EMPA, LA-ICPMS | JEOL JXA-8230 electron probe microanalyzer; RESOlution-LR 193 nm ArF excimer laser ablation system coupled to an Agilent 7700x ICP-MS | Laboratory of Mineral Resources Research Center, Fuzhou University; Adelaide Microscopy, the University of Adelaide | EPMA point analysis: accelerating voltage 15 kV, beam current 20 nA, beam diameter ~5 μm; EPMA mapping: accelerating voltage 20 kV, working current 50 nA, dwell time ~10 ms; BSE imaging: accelerating voltage 20 kV, beam current 10 nA; LA-ICP-MS: energy density 3~3.5 J/cm2, spot sizes 29 to 51 μm, repetition rates 5 Hz (polished thin-section) and 10 Hz (polished blocks), ~30 s background acquisition, ~40 s sample data acquisition | STDGL3 (Danyushevsky et al. 2011) and GSD-1G (USGS) | 9.9932 | [19 empty] | 4334.9625 | [5 empty] | 0.17975 | [5 empty] | 705.1083 | [9 empty] | 8486.9702 |  | 61.2262 |  |  |  | 1.1058 | [7 empty] | 17.576 | [13 empty] | 705.7837 | [15 empty] | 2.9813 | [17 empty] | 0.72564 | [9 empty] | 235.4847 | [35 empty] | CHN | Tibet
| Lawu |  | Magmatic hydrothermal | Skarn | Cu-Pb-Zn skarn | Cu, Pb, Zn | In, Sn | Cu, Pb, Zn, In, Sn |  |  | 2019-MOR-028-SPB (slC1) |  | underground mine |  |  |  |  | ore material | drill core | underground mining tunnels and drill cores | mineral separate | [5 empty] | mineralisation |  |  |  | sphalerite, chalcopyrite, pyrrhotite, pyrite, arsenopyrite | [6 empty] | galena, bismuthinite, marcasite, iron oxides, pyroxene, actinolite, quartz | thin sections and polished blocks examined using optical microscope, BSE detector, and EDS prior to analysis | EMPA, LA-ICPMS | JEOL JXA-8230 electron probe microanalyzer; RESOlution-LR 193 nm ArF excimer laser ablation system coupled to an Agilent 7700x ICP-MS | Laboratory of Mineral Resources Research Center, Fuzhou University; Adelaide Microscopy, the University of Adelaide | EPMA point analysis: accelerating voltage 15 kV, beam current 20 nA, beam diameter ~5 μm; EPMA mapping: accelerating voltage 20 kV, working current 50 nA, dwell time ~10 ms; BSE imaging: accelerating voltage 20 kV, beam current 10 nA; LA-ICP-MS: energy density 3~3.5 J/cm2, spot sizes 29 to 51 μm, repetition rates 5 Hz (polished thin-section) and 10 Hz (polished blocks), ~30 s background acquisition, ~40 s sample data acquisition | STDGL3 (Danyushevsky et al. 2011) and GSD-1G (USGS) | 7.9523 | [19 empty] | 2611.658 | [5 empty] | 0.12636 | [5 empty] | 486.9035 | [9 empty] | 4775.9262 |  | 0.35008 |  |  |  | 0.14693 | [7 empty] | 0.043973 | [13 empty] | 343.6156 | [15 empty] | 0.92941 | [17 empty] | 3.7316 | [9 empty] | 1.7881 | [35 empty] | CHN | Tibet
| Lawu |  | Magmatic hydrothermal | Skarn | Cu-Pb-Zn skarn | Cu, Pb, Zn | In, Sn | Cu, Pb, Zn, In, Sn |  |  | 2019-MOR-028-SPA (slC2) |  | underground mine |  |  |  |  | ore material | drill core | underground mining tunnels and drill cores | mineral separate | [5 empty] | mineralisation |  |  |  | sphalerite, chalcopyrite, pyrrhotite, pyrite, arsenopyrite | [6 empty] | galena, bismuthinite, marcasite, iron oxides, pyroxene, actinolite, quartz | thin sections and polished blocks examined using optical microscope, BSE detector, and EDS prior to analysis | EMPA, LA-ICPMS | JEOL JXA-8230 electron probe microanalyzer; RESOlution-LR 193 nm ArF excimer laser ablation system coupled to an Agilent 7700x ICP-MS | Laboratory of Mineral Resources Research Center, Fuzhou University; Adelaide Microscopy, the University of Adelaide | EPMA point analysis: accelerating voltage 15 kV, beam current 20 nA, beam diameter ~5 μm; EPMA mapping: accelerating voltage 20 kV, working current 50 nA, dwell time ~10 ms; BSE imaging: accelerating voltage 20 kV, beam current 10 nA; LA-ICP-MS: energy density 3~3.5 J/cm2, spot sizes 29 to 51 μm, repetition rates 5 Hz (polished thin-section) and 10 Hz (polished blocks), ~30 s background acquisition, ~40 s sample data acquisition | STDGL3 (Danyushevsky et al. 2011) and GSD-1G (USGS) | 55.9757 | [19 empty] | 4357.3388 | [5 empty] | 0.21148 | [5 empty] | 2620.9705 | [9 empty] | 15978.5498 |  | 93.3796 |  |  |  | 12.0987 | [7 empty] | 2.5485 | [13 empty] | 1382.2794 | [15 empty] | 23.1031 | [17 empty] | 43.7158 | [9 empty] | 1.6894 | [35 empty] | CHN | Tibet
| Lawu |  | Magmatic hydrothermal | Skarn | Cu-Pb-Zn skarn | Cu, Pb, Zn | In, Sn | Cu, Pb, Zn, In, Sn |  |  | 2019-MOR-036-SP (slC2) |  | underground mine |  |  |  |  | ore material | drill core | underground mining tunnels and drill cores | mineral separate | [5 empty] | mineralisation |  |  |  | sphalerite, chalcopyrite, pyrrhotite, pyrite, arsenopyrite | [6 empty] | galena, bismuthinite, marcasite, iron oxides, pyroxene, actinolite, quartz | thin sections and polished blocks examined using optical microscope, BSE detector, and EDS prior to analysis | EMPA, LA-ICPMS | JEOL JXA-8230 electron probe microanalyzer; RESOlution-LR 193 nm ArF excimer laser ablation system coupled to an Agilent 7700x ICP-MS | Laboratory of Mineral Resources Research Center, Fuzhou University; Adelaide Microscopy, the University of Adelaide | EPMA point analysis: accelerating voltage 15 kV, beam current 20 nA, beam diameter ~5 μm; EPMA mapping: accelerating voltage 20 kV, working current 50 nA, dwell time ~10 ms; BSE imaging: accelerating voltage 20 kV, beam current 10 nA; LA-ICP-MS: energy density 3~3.5 J/cm2, spot sizes 29 to 51 μm, repetition rates 5 Hz (polished thin-section) and 10 Hz (polished blocks), ~30 s background acquisition, ~40 s sample data acquisition | STDGL3 (Danyushevsky et al. 2011) and GSD-1G (USGS) | 12.4086 | [19 empty] | 4809.0779 | [5 empty] | 0.32589 | [5 empty] | 110.7813 | [9 empty] | 1681.9873 |  | 23.1406 |  |  |  | 0.41824 | [7 empty] | 0.96415 | [13 empty] | 1818.2008 | [15 empty] | 6.5777 | [17 empty] | 6.1162 | [9 empty] | 71.4867 | [35 empty] | CHN | Tibet
| Lawu |  | Magmatic hydrothermal | Skarn | Cu-Pb-Zn skarn | Cu, Pb, Zn | In, Sn | Cu, Pb, Zn, In, Sn |  |  | 2019-MOR-037-SP (slC2) |  | underground mine |  |  |  |  | ore material | drill core | underground mining tunnels and drill cores | mineral separate | [5 empty] | mineralisation |  |  |  | sphalerite, chalcopyrite, pyrrhotite, pyrite, arsenopyrite | [6 empty] | galena, bismuthinite, marcasite, iron oxides, pyroxene, actinolite, quartz | thin sections and polished blocks examined using optical microscope, BSE detector, and EDS prior to analysis | EMPA, LA-ICPMS | JEOL JXA-8230 electron probe microanalyzer; RESOlution-LR 193 nm ArF excimer laser ablation system coupled to an Agilent 7700x ICP-MS | Laboratory of Mineral Resources Research Center, Fuzhou University; Adelaide Microscopy, the University of Adelaide | EPMA point analysis: accelerating voltage 15 kV, beam current 20 nA, beam diameter ~5 μm; EPMA mapping: accelerating voltage 20 kV, working current 50 nA, dwell time ~10 ms; BSE imaging: accelerating voltage 20 kV, beam current 10 nA; LA-ICP-MS: energy density 3~3.5 J/cm2, spot sizes 29 to 51 μm, repetition rates 5 Hz (polished thin-section) and 10 Hz (polished blocks), ~30 s background acquisition, ~40 s sample data acquisition | STDGL3 (Danyushevsky et al. 2011) and GSD-1G (USGS) | 3.0629 | [19 empty] | 2204.4214 | [5 empty] | 0.17448 | [5 empty] | 34.4353 | [9 empty] | 10912.0475 |  | 12.2577 |  |  |  | 0.21021 | [7 empty] | 0.47746 | [13 empty] | 667.1388 | [15 empty] | 36.7535 | [17 empty] | 0.13089 | [9 empty] | 6.3451 | [35 empty] | CHN | Tibet
| Lawu |  | Magmatic hydrothermal | Skarn | Cu-Pb-Zn skarn | Cu, Pb, Zn | In, Sn | Cu, Pb, Zn, In, Sn |  |  | 2019-MOR-029-SPA (slC2) |  | underground mine |  |  |  |  | ore material | drill core | underground mining tunnels and drill cores | mineral separate | [5 empty] | mineralisation |  |  |  | sphalerite, chalcopyrite, pyrrhotite, pyrite, arsenopyrite | [6 empty] | galena, bismuthinite, marcasite, iron oxides, pyroxene, actinolite, quartz | thin sections and polished blocks examined using optical microscope, BSE detector, and EDS prior to analysis | EMPA, LA-ICPMS | JEOL JXA-8230 electron probe microanalyzer; RESOlution-LR 193 nm ArF excimer laser ablation system coupled to an Agilent 7700x ICP-MS | Laboratory of Mineral Resources Research Center, Fuzhou University; Adelaide Microscopy, the University of Adelaide | EPMA point analysis: accelerating voltage 15 kV, beam current 20 nA, beam diameter ~5 μm; EPMA mapping: accelerating voltage 20 kV, working current 50 nA, dwell time ~10 ms; BSE imaging: accelerating voltage 20 kV, beam current 10 nA; LA-ICP-MS: energy density 3~3.5 J/cm2, spot sizes 29 to 51 μm, repetition rates 5 Hz (polished thin-section) and 10 Hz (polished blocks), ~30 s background acquisition, ~40 s sample data acquisition | STDGL3 (Danyushevsky et al. 2011) and GSD-1G (USGS) | 1.8919 | [19 empty] | 2093.3038 | [5 empty] | 0.15251 | [5 empty] | 38.4131 | [9 empty] | 3248.0637 |  | 7.8605 |  |  |  | 0.35541 | [7 empty] | 0.54843 | [13 empty] | 2019.0727 | [15 empty] | 0.048795 | [17 empty] | 0.11307 | [9 empty] | 33.8765 | [35 empty] | CHN | Tibet
| Lawu |  | Magmatic hydrothermal | Skarn | Cu-Pb-Zn skarn | Cu, Pb, Zn | In, Sn | Cu, Pb, Zn, In, Sn |  |  | 2019-MOR-039-SPA (slC1) |  | underground mine |  |  |  |  | ore material | drill core | underground mining tunnels and drill cores | mineral separate | [5 empty] | mineralisation |  |  |  | sphalerite, chalcopyrite, pyrrhotite, pyrite, arsenopyrite | [6 empty] | galena, bismuthinite, marcasite, iron oxides, pyroxene, actinolite, quartz | thin sections and polished blocks examined using optical microscope, BSE detector, and EDS prior to analysis | EMPA, LA-ICPMS | JEOL JXA-8230 electron probe microanalyzer; RESOlution-LR 193 nm ArF excimer laser ablation system coupled to an Agilent 7700x ICP-MS | Laboratory of Mineral Resources Research Center, Fuzhou University; Adelaide Microscopy, the University of Adelaide | EPMA point analysis: accelerating voltage 15 kV, beam current 20 nA, beam diameter ~5 μm; EPMA mapping: accelerating voltage 20 kV, working current 50 nA, dwell time ~10 ms; BSE imaging: accelerating voltage 20 kV, beam current 10 nA; LA-ICP-MS: energy density 3~3.5 J/cm2, spot sizes 29 to 51 μm, repetition rates 5 Hz (polished thin-section) and 10 Hz (polished blocks), ~30 s background acquisition, ~40 s sample data acquisition | STDGL3 (Danyushevsky et al. 2011) and GSD-1G (USGS) | 5.5829 | [19 empty] | 3646.5759 | [5 empty] | 7.7242 | [5 empty] | 778.5005 | [9 empty] | 26178.0852 |  | 58.3487 |  |  |  | 0.12624 | [7 empty] | 463.0034 | [13 empty] | 440.9548 | [15 empty] | 0.011836 | [17 empty] | 0.026334 | [9 empty] | 320.7896 | [35 empty] | CHN | Tibet
| Lawu |  | Magmatic hydrothermal | Skarn | Cu-Pb-Zn skarn | Cu, Pb, Zn | In, Sn | Cu, Pb, Zn, In, Sn |  |  | 2019-MOR-039-SPB (slC1) |  | underground mine |  |  |  |  | ore material | drill core | underground mining tunnels and drill cores | mineral separate | [5 empty] | mineralisation |  |  |  | sphalerite, chalcopyrite, pyrrhotite, pyrite, arsenopyrite | [6 empty] | galena, bismuthinite, marcasite, iron oxides, pyroxene, actinolite, quartz | thin sections and polished blocks examined using optical microscope, BSE detector, and EDS prior to analysis | EMPA, LA-ICPMS | JEOL JXA-8230 electron probe microanalyzer; RESOlution-LR 193 nm ArF excimer laser ablation system coupled to an Agilent 7700x ICP-MS | Laboratory of Mineral Resources Research Center, Fuzhou University; Adelaide Microscopy, the University of Adelaide | EPMA point analysis: accelerating voltage 15 kV, beam current 20 nA, beam diameter ~5 μm; EPMA mapping: accelerating voltage 20 kV, working current 50 nA, dwell time ~10 ms; BSE imaging: accelerating voltage 20 kV, beam current 10 nA; LA-ICP-MS: energy density 3~3.5 J/cm2, spot sizes 29 to 51 μm, repetition rates 5 Hz (polished thin-section) and 10 Hz (polished blocks), ~30 s background acquisition, ~40 s sample data acquisition | STDGL3 (Danyushevsky et al. 2011) and GSD-1G (USGS) | 5.0361 | [19 empty] | 4531.9264 | [5 empty] | 0.39761 | [5 empty] | 230.1378 | [9 empty] | 56404.0382 |  | 38.2387 |  |  |  | 0.12896 | [7 empty] | 267.5346 | [13 empty] | 5603.2556 | [15 empty] | 0.013845 | [17 empty] | 0.023807 | [9 empty] | 4.3602 | [35 empty] | CHN | Tibet
| Lawu |  | Magmatic hydrothermal | Skarn | Cu-Pb-Zn skarn | Cu, Pb, Zn | In, Sn | Cu, Pb, Zn, In, Sn |  |  | Hanes (1962) |  | underground mine |  |  |  |  | ore material | drill core | underground mining tunnels and drill cores | mineral separate | [5 empty] | mineralisation |  |  |  | sphalerite, chalcopyrite, pyrrhotite, pyrite, arsenopyrite | [6 empty] | galena, bismuthinite, marcasite, iron oxides, pyroxene, actinolite, quartz | thin sections and polished blocks examined using optical microscope, BSE detector, and EDS prior to analysis | EMPA, LA-ICPMS | JEOL JXA-8230 electron probe microanalyzer; RESOlution-LR 193 nm ArF excimer laser ablation system coupled to an Agilent 7700x ICP-MS | Laboratory of Mineral Resources Research Center, Fuzhou University; Adelaide Microscopy, the University of Adelaide | EPMA point analysis: accelerating voltage 15 kV, beam current 20 nA, beam diameter ~5 μm; EPMA mapping: accelerating voltage 20 kV, working current 50 nA, dwell time ~10 ms; BSE imaging: accelerating voltage 20 kV, beam current 10 nA; LA-ICP-MS: energy density 3~3.5 J/cm2, spot sizes 29 to 51 μm, repetition rates 5 Hz (polished thin-section) and 10 Hz (polished blocks), ~30 s background acquisition, ~40 s sample data acquisition | STDGL3 (Danyushevsky et al. 2011) and GSD-1G (USGS) | 13.6 | [19 empty] | 4094 | [5 empty] | 3.1 | [5 empty] | 683 | [9 empty] | 109931 |  | 4.67 |  |  |  | 1.21 | [7 empty] | 38 | [13 empty] | 3468 | [15 empty] | 0.05 | [17 empty] | 0.05 | [9 empty] | 1.1 | [35 empty] | CHN | Tibet
| Lawu |  | Magmatic hydrothermal | Skarn | Cu-Pb-Zn skarn | Cu, Pb, Zn | In, Sn | Cu, Pb, Zn, In, Sn |  |  | Toyoha (In-1) |  | underground mine |  |  |  |  | ore material | drill core | underground mining tunnels and drill cores | mineral separate | [5 empty] | mineralisation |  |  |  | sphalerite, chalcopyrite, pyrrhotite, pyrite, arsenopyrite | [6 empty] | galena, bismuthinite, marcasite, iron oxides, pyroxene, actinolite, quartz | thin sections and polished blocks examined using optical microscope, BSE detector, and EDS prior to analysis | EMPA, LA-ICPMS | JEOL JXA-8230 electron probe microanalyzer; RESOlution-LR 193 nm ArF excimer laser ablation system coupled to an Agilent 7700x ICP-MS | Laboratory of Mineral Resources Research Center, Fuzhou University; Adelaide Microscopy, the University of Adelaide | EPMA point analysis: accelerating voltage 15 kV, beam current 20 nA, beam diameter ~5 μm; EPMA mapping: accelerating voltage 20 kV, working current 50 nA, dwell time ~10 ms; BSE imaging: accelerating voltage 20 kV, beam current 10 nA; LA-ICP-MS: energy density 3~3.5 J/cm2, spot sizes 29 to 51 μm, repetition rates 5 Hz (polished thin-section) and 10 Hz (polished blocks), ~30 s background acquisition, ~40 s sample data acquisition | STDGL3 (Danyushevsky et al. 2011) and GSD-1G (USGS) | 5959 | [19 empty] | 8501 | [5 empty] | 0.78 | [5 empty] | 32007 | [9 empty] | 34976 |  | 160 |  |  |  | 0.9 | [7 empty] | 18136 | [13 empty] | 74 | [15 empty] | 79.2 | [17 empty] | 12 | [9 empty] | 13408 | [35 empty] | CHN | Tibet
| Lawu |  | Magmatic hydrothermal | Skarn | Cu-Pb-Zn skarn | Cu, Pb, Zn | In, Sn | Cu, Pb, Zn, In, Sn |  |  | Toyoha (In-2) |  | underground mine |  |  |  |  | ore material | drill core | underground mining tunnels and drill cores | mineral separate | [5 empty] | mineralisation |  |  |  | sphalerite, chalcopyrite, pyrrhotite, pyrite, arsenopyrite | [6 empty] | galena, bismuthinite, marcasite, iron oxides, pyroxene, actinolite, quartz | thin sections and polished blocks examined using optical microscope, BSE detector, and EDS prior to analysis | EMPA, LA-ICPMS | JEOL JXA-8230 electron probe microanalyzer; RESOlution-LR 193 nm ArF excimer laser ablation system coupled to an Agilent 7700x ICP-MS | Laboratory of Mineral Resources Research Center, Fuzhou University; Adelaide Microscopy, the University of Adelaide | EPMA point analysis: accelerating voltage 15 kV, beam current 20 nA, beam diameter ~5 μm; EPMA mapping: accelerating voltage 20 kV, working current 50 nA, dwell time ~10 ms; BSE imaging: accelerating voltage 20 kV, beam current 10 nA; LA-ICP-MS: energy density 3~3.5 J/cm2, spot sizes 29 to 51 μm, repetition rates 5 Hz (polished thin-section) and 10 Hz (polished blocks), ~30 s background acquisition, ~40 s sample data acquisition | STDGL3 (Danyushevsky et al. 2011) and GSD-1G (USGS) | 635 | [19 empty] | 1514 | [5 empty] | 11.2 | [5 empty] | 1259 | [9 empty] | 22893 |  | 110 |  |  |  | 10.4 | [7 empty] | 236 | [13 empty] | 85 | [15 empty] | 6333 | [17 empty] | 468 | [9 empty] | 1095 | [35 empty] | CHN | Tibet
| Lawu |  | Magmatic hydrothermal | Skarn | Cu-Pb-Zn skarn | Cu, Pb, Zn | In, Sn | Cu, Pb, Zn, In, Sn |  |  | kb730 |  | underground mine |  |  |  |  | ore material | drill core | underground mining tunnels and drill cores | mineral separate | [5 empty] | mineralisation |  |  |  | sphalerite, chalcopyrite, pyrrhotite, pyrite, arsenopyrite | [6 empty] | galena, bismuthinite, marcasite, iron oxides, pyroxene, actinolite, quartz | thin sections and polished blocks examined using optical microscope, BSE detector, and EDS prior to analysis | EMPA, LA-ICPMS | JEOL JXA-8230 electron probe microanalyzer; RESOlution-LR 193 nm ArF excimer laser ablation system coupled to an Agilent 7700x ICP-MS | Laboratory of Mineral Resources Research Center, Fuzhou University; Adelaide Microscopy, the University of Adelaide | EPMA point analysis: accelerating voltage 15 kV, beam current 20 nA, beam diameter ~5 μm; EPMA mapping: accelerating voltage 20 kV, working current 50 nA, dwell time ~10 ms; BSE imaging: accelerating voltage 20 kV, beam current 10 nA; LA-ICP-MS: energy density 3~3.5 J/cm2, spot sizes 29 to 51 μm, repetition rates 5 Hz (polished thin-section) and 10 Hz (polished blocks), ~30 s background acquisition, ~40 s sample data acquisition | STDGL3 (Danyushevsky et al. 2011) and GSD-1G (USGS) | 10.7776 | [19 empty] | 5387.5795 | [5 empty] | 0.68194 | [5 empty] | 580.2632 | [9 empty] | 92511.9227 |  | 9.45 |  |  |  | 0.32719 | [7 empty] | 271.0543 | [13 empty] | 1615.3206 | [15 empty] | 1.8136 | [17 empty] | 1.431 | [9 empty] | 214.7976 | [35 empty] | CHN | Tibet
| Lawu |  | Magmatic hydrothermal | Skarn | Cu-Pb-Zn skarn | Cu, Pb, Zn | In, Sn | Cu, Pb, Zn, In, Sn |  |  | kb50112 |  | underground mine |  |  |  |  | ore material | drill core | underground mining tunnels and drill cores | mineral separate | [5 empty] | mineralisation |  |  |  | sphalerite, chalcopyrite, pyrrhotite, pyrite, arsenopyrite | [6 empty] | galena, bismuthinite, marcasite, iron oxides, pyroxene, actinolite, quartz | thin sections and polished blocks examined using optical microscope, BSE detector, and EDS prior to analysis | EMPA, LA-ICPMS | JEOL JXA-8230 electron probe microanalyzer; RESOlution-LR 193 nm ArF excimer laser ablation system coupled to an Agilent 7700x ICP-MS | Laboratory of Mineral Resources Research Center, Fuzhou University; Adelaide Microscopy, the University of Adelaide | EPMA point analysis: accelerating voltage 15 kV, beam current 20 nA, beam diameter ~5 μm; EPMA mapping: accelerating voltage 20 kV, working current 50 nA, dwell time ~10 ms; BSE imaging: accelerating voltage 20 kV, beam current 10 nA; LA-ICP-MS: energy density 3~3.5 J/cm2, spot sizes 29 to 51 μm, repetition rates 5 Hz (polished thin-section) and 10 Hz (polished blocks), ~30 s background acquisition, ~40 s sample data acquisition | STDGL3 (Danyushevsky et al. 2011) and GSD-1G (USGS) | 52.9675 | [19 empty] | 5548.4671 | [5 empty] | 0.099364 | [5 empty] | 4121.1054 | [9 empty] | 97839.4983 |  | 29.2524 |  |  |  | 0.43849 | [7 empty] | 1841.8629 | [13 empty] | 1944.1517 | [15 empty] | 0.19318 | [17 empty] | 0.048095 | [9 empty] | 1917.3549 | [35 empty] | CHN | Tibet
| Lawu |  | Magmatic hydrothermal | Skarn | Cu-Pb-Zn skarn | Cu, Pb, Zn | In, Sn | Cu, Pb, Zn, In, Sn |  |  | kb50024 |  | underground mine |  |  |  |  | ore material | drill core | underground mining tunnels and drill cores | mineral separate | [5 empty] | mineralisation |  |  |  | sphalerite, chalcopyrite, pyrrhotite, pyrite, arsenopyrite | [6 empty] | galena, bismuthinite, marcasite, iron oxides, pyroxene, actinolite, quartz | thin sections and polished blocks examined using optical microscope, BSE detector, and EDS prior to analysis | EMPA, LA-ICPMS | JEOL JXA-8230 electron probe microanalyzer; RESOlution-LR 193 nm ArF excimer laser ablation system coupled to an Agilent 7700x ICP-MS | Laboratory of Mineral Resources Research Center, Fuzhou University; Adelaide Microscopy, the University of Adelaide | EPMA point analysis: accelerating voltage 15 kV, beam current 20 nA, beam diameter ~5 μm; EPMA mapping: accelerating voltage 20 kV, working current 50 nA, dwell time ~10 ms; BSE imaging: accelerating voltage 20 kV, beam current 10 nA; LA-ICP-MS: energy density 3~3.5 J/cm2, spot sizes 29 to 51 μm, repetition rates 5 Hz (polished thin-section) and 10 Hz (polished blocks), ~30 s background acquisition, ~40 s sample data acquisition | STDGL3 (Danyushevsky et al. 2011) and GSD-1G (USGS) | 3.7699 | [19 empty] | 5478.0514 | [5 empty] | 39.9036 | [5 empty] | 1144.0486 | [9 empty] | 89046.539 |  | 116.2447 |  |  |  | 0.084949 | [7 empty] | 309.4593 | [13 empty] | 269.5362 | [15 empty] | 2.1769 | [17 empty] | 0.58736 | [9 empty] | 98.1305 | [35 empty] | CHN | Tibet
| Lawu |  | Magmatic hydrothermal | Skarn | Cu-Pb-Zn skarn | Cu, Pb, Zn | In, Sn | Cu, Pb, Zn, In, Sn |  |  | kbSohle13 |  | underground mine |  |  |  |  | ore material | drill core | underground mining tunnels and drill cores | mineral separate | [5 empty] | mineralisation |  |  |  | sphalerite, chalcopyrite, pyrrhotite, pyrite, arsenopyrite | [6 empty] | galena, bismuthinite, marcasite, iron oxides, pyroxene, actinolite, quartz | thin sections and polished blocks examined using optical microscope, BSE detector, and EDS prior to analysis | EMPA, LA-ICPMS | JEOL JXA-8230 electron probe microanalyzer; RESOlution-LR 193 nm ArF excimer laser ablation system coupled to an Agilent 7700x ICP-MS | Laboratory of Mineral Resources Research Center, Fuzhou University; Adelaide Microscopy, the University of Adelaide | EPMA point analysis: accelerating voltage 15 kV, beam current 20 nA, beam diameter ~5 μm; EPMA mapping: accelerating voltage 20 kV, working current 50 nA, dwell time ~10 ms; BSE imaging: accelerating voltage 20 kV, beam current 10 nA; LA-ICP-MS: energy density 3~3.5 J/cm2, spot sizes 29 to 51 μm, repetition rates 5 Hz (polished thin-section) and 10 Hz (polished blocks), ~30 s background acquisition, ~40 s sample data acquisition | STDGL3 (Danyushevsky et al. 2011) and GSD-1G (USGS) | 5.415 | [19 empty] | 5779.6064 | [5 empty] | 1.2913 | [5 empty] | 660.0053 | [9 empty] | 84151.7101 |  | 7.0252 |  |  |  | 0.084949 | [7 empty] | 487.6187 | [13 empty] | 2987.3984 | [15 empty] | 0.12942 | [17 empty] | 0.02 | [9 empty] | 23.2728 | [35 empty] | CHN | Tibet
| Lawu |  | Magmatic hydrothermal | Skarn | Cu-Pb-Zn skarn | Cu, Pb, Zn | In, Sn | Cu, Pb, Zn, In, Sn |  |  | kb01 |  | underground mine |  |  |  |  | ore material | drill core | underground mining tunnels and drill cores | mineral separate | [5 empty] | mineralisation |  |  |  | sphalerite, chalcopyrite, pyrrhotite, pyrite, arsenopyrite | [6 empty] | galena, bismuthinite, marcasite, iron oxides, pyroxene, actinolite, quartz | thin sections and polished blocks examined using optical microscope, BSE detector, and EDS prior to analysis | EMPA, LA-ICPMS | JEOL JXA-8230 electron probe microanalyzer; RESOlution-LR 193 nm ArF excimer laser ablation system coupled to an Agilent 7700x ICP-MS | Laboratory of Mineral Resources Research Center, Fuzhou University; Adelaide Microscopy, the University of Adelaide | EPMA point analysis: accelerating voltage 15 kV, beam current 20 nA, beam diameter ~5 μm; EPMA mapping: accelerating voltage 20 kV, working current 50 nA, dwell time ~10 ms; BSE imaging: accelerating voltage 20 kV, beam current 10 nA; LA-ICP-MS: energy density 3~3.5 J/cm2, spot sizes 29 to 51 μm, repetition rates 5 Hz (polished thin-section) and 10 Hz (polished blocks), ~30 s background acquisition, ~40 s sample data acquisition | STDGL3 (Danyushevsky et al. 2011) and GSD-1G (USGS) | 11.4216 | [19 empty] | 4024.5532 | [5 empty] | 5.987 | [5 empty] | 437.794 | [9 empty] | 95062.1842 |  | 5.5164 |  |  |  | 0.084949 | [7 empty] | 239.9896 | [13 empty] | 4767.7872 | [15 empty] | 0.22574 | [17 empty] | 0.088438 | [9 empty] | 146.2258 | [35 empty] | CHN | Tibet
| Lawu |  | Magmatic hydrothermal | Skarn | Cu-Pb-Zn skarn | Cu, Pb, Zn | In, Sn | Cu, Pb, Zn, In, Sn |  |  | kb04 |  | underground mine |  |  |  |  | ore material | drill core | underground mining tunnels and drill cores | mineral separate | [5 empty] | mineralisation |  |  |  | sphalerite, chalcopyrite, pyrrhotite, pyrite, arsenopyrite | [6 empty] | galena, bismuthinite, marcasite, iron oxides, pyroxene, actinolite, quartz | thin sections and polished blocks examined using optical microscope, BSE detector, and EDS prior to analysis | EMPA, LA-ICPMS | JEOL JXA-8230 electron probe microanalyzer; RESOlution-LR 193 nm ArF excimer laser ablation system coupled to an Agilent 7700x ICP-MS | Laboratory of Mineral Resources Research Center, Fuzhou University; Adelaide Microscopy, the University of Adelaide | EPMA point analysis: accelerating voltage 15 kV, beam current 20 nA, beam diameter ~5 μm; EPMA mapping: accelerating voltage 20 kV, working current 50 nA, dwell time ~10 ms; BSE imaging: accelerating voltage 20 kV, beam current 10 nA; LA-ICP-MS: energy density 3~3.5 J/cm2, spot sizes 29 to 51 μm, repetition rates 5 Hz (polished thin-section) and 10 Hz (polished blocks), ~30 s background acquisition, ~40 s sample data acquisition | STDGL3 (Danyushevsky et al. 2011) and GSD-1G (USGS) | 1.48 | [19 empty] | 3685.6453 | [5 empty] | 26.8361 | [5 empty] | 80.6711 | [9 empty] | 106280.2022 |  | 5.8225 |  |  |  | 0.25816 | [7 empty] | 65.4162 | [13 empty] | 3494.8725 | [15 empty] | 3.2003 | [17 empty] | 0.02 | [9 empty] | 4.1838 | [35 empty] | CHN | Tibet
| Lawu |  | Magmatic hydrothermal | Skarn | Cu-Pb-Zn skarn | Cu, Pb, Zn | In, Sn | Cu, Pb, Zn, In, Sn |  |  | kb03 |  | underground mine |  |  |  |  | ore material | drill core | underground mining tunnels and drill cores | mineral separate | [5 empty] | mineralisation |  |  |  | sphalerite, chalcopyrite, pyrrhotite, pyrite, arsenopyrite | [6 empty] | galena, bismuthinite, marcasite, iron oxides, pyroxene, actinolite, quartz | thin sections and polished blocks examined using optical microscope, BSE detector, and EDS prior to analysis | EMPA, LA-ICPMS | JEOL JXA-8230 electron probe microanalyzer; RESOlution-LR 193 nm ArF excimer laser ablation system coupled to an Agilent 7700x ICP-MS | Laboratory of Mineral Resources Research Center, Fuzhou University; Adelaide Microscopy, the University of Adelaide | EPMA point analysis: accelerating voltage 15 kV, beam current 20 nA, beam diameter ~5 μm; EPMA mapping: accelerating voltage 20 kV, working current 50 nA, dwell time ~10 ms; BSE imaging: accelerating voltage 20 kV, beam current 10 nA; LA-ICP-MS: energy density 3~3.5 J/cm2, spot sizes 29 to 51 μm, repetition rates 5 Hz (polished thin-section) and 10 Hz (polished blocks), ~30 s background acquisition, ~40 s sample data acquisition | STDGL3 (Danyushevsky et al. 2011) and GSD-1G (USGS) | 13.6614 | [19 empty] | 3270.315 | [5 empty] | 0.009775 | [5 empty] | 1916.3195 | [9 empty] | 99301.2992 |  | 11.8433 |  |  |  | 0.25533 | [7 empty] | 13.8918 | [13 empty] | 10181.6036 | [15 empty] | 1.1423 | [17 empty] | 0.39851 | [9 empty] | 1358.0977 | [35 empty] | CHN | Tibet
| Lawu |  | Magmatic hydrothermal | Skarn | Cu-Pb-Zn skarn | Cu, Pb, Zn | In, Sn | Cu, Pb, Zn, In, Sn |  |  | kb06 |  | underground mine |  |  |  |  | ore material | drill core | underground mining tunnels and drill cores | mineral separate | [5 empty] | mineralisation |  |  |  | sphalerite, chalcopyrite, pyrrhotite, pyrite, arsenopyrite | [6 empty] | galena, bismuthinite, marcasite, iron oxides, pyroxene, actinolite, quartz | thin sections and polished blocks examined using optical microscope, BSE detector, and EDS prior to analysis | EMPA, LA-ICPMS | JEOL JXA-8230 electron probe microanalyzer; RESOlution-LR 193 nm ArF excimer laser ablation system coupled to an Agilent 7700x ICP-MS | Laboratory of Mineral Resources Research Center, Fuzhou University; Adelaide Microscopy, the University of Adelaide | EPMA point analysis: accelerating voltage 15 kV, beam current 20 nA, beam diameter ~5 μm; EPMA mapping: accelerating voltage 20 kV, working current 50 nA, dwell time ~10 ms; BSE imaging: accelerating voltage 20 kV, beam current 10 nA; LA-ICP-MS: energy density 3~3.5 J/cm2, spot sizes 29 to 51 μm, repetition rates 5 Hz (polished thin-section) and 10 Hz (polished blocks), ~30 s background acquisition, ~40 s sample data acquisition | STDGL3 (Danyushevsky et al. 2011) and GSD-1G (USGS) | 10.8462 | [19 empty] | 5959.1904 | [5 empty] | 54.078 | [5 empty] | 948.954 | [9 empty] | 92242.5153 |  | 3.5998 |  |  |  | 0.26886 | [7 empty] | 407.8482 | [13 empty] | 1179.8371 | [15 empty] | 0.58595 | [17 empty] | 0.02 | [9 empty] | 49.3597 | [35 empty] | CHN | Tibet
| Lawu |  | Magmatic hydrothermal | Skarn | Cu-Pb-Zn skarn | Cu, Pb, Zn | In, Sn | Cu, Pb, Zn, In, Sn |  |  | kbH6 |  | underground mine |  |  |  |  | ore material | drill core | underground mining tunnels and drill cores | mineral separate | [5 empty] | mineralisation |  |  |  | sphalerite, chalcopyrite, pyrrhotite, pyrite, arsenopyrite | [6 empty] | galena, bismuthinite, marcasite, iron oxides, pyroxene, actinolite, quartz | thin sections and polished blocks examined using optical microscope, BSE detector, and EDS prior to analysis | EMPA, LA-ICPMS | JEOL JXA-8230 electron probe microanalyzer; RESOlution-LR 193 nm ArF excimer laser ablation system coupled to an Agilent 7700x ICP-MS | Laboratory of Mineral Resources Research Center, Fuzhou University; Adelaide Microscopy, the University of Adelaide | EPMA point analysis: accelerating voltage 15 kV, beam current 20 nA, beam diameter ~5 μm; EPMA mapping: accelerating voltage 20 kV, working current 50 nA, dwell time ~10 ms; BSE imaging: accelerating voltage 20 kV, beam current 10 nA; LA-ICP-MS: energy density 3~3.5 J/cm2, spot sizes 29 to 51 μm, repetition rates 5 Hz (polished thin-section) and 10 Hz (polished blocks), ~30 s background acquisition, ~40 s sample data acquisition | STDGL3 (Danyushevsky et al. 2011) and GSD-1G (USGS) | 271.8424 | [19 empty] | 6911.066 | [5 empty] | 52.3427 | [5 empty] | 41935.9995 | [9 empty] | 60621.9038 |  | 11.9828 |  |  |  | 0.084949 | [7 empty] | 117.3236 | [13 empty] | 621.5002 | [15 empty] | 28.6835 | [17 empty] | 1.5229 | [9 empty] | 25.1928 | [35 empty] | CHN | Tibet
| Lawu |  | Magmatic hydrothermal | Skarn | Cu-Pb-Zn skarn | Cu, Pb, Zn | In, Sn | Cu, Pb, Zn, In, Sn |  |  | kbFRS19 |  | underground mine |  |  |  |  | ore material | drill core | underground mining tunnels and drill cores | mineral separate | [5 empty] | mineralisation |  |  |  | sphalerite, chalcopyrite, pyrrhotite, pyrite, arsenopyrite | [6 empty] | galena, bismuthinite, marcasite, iron oxides, pyroxene, actinolite, quartz | thin sections and polished blocks examined using optical microscope, BSE detector, and EDS prior to analysis | EMPA, LA-ICPMS | JEOL JXA-8230 electron probe microanalyzer; RESOlution-LR 193 nm ArF excimer laser ablation system coupled to an Agilent 7700x ICP-MS | Laboratory of Mineral Resources Research Center, Fuzhou University; Adelaide Microscopy, the University of Adelaide | EPMA point analysis: accelerating voltage 15 kV, beam current 20 nA, beam diameter ~5 μm; EPMA mapping: accelerating voltage 20 kV, working current 50 nA, dwell time ~10 ms; BSE imaging: accelerating voltage 20 kV, beam current 10 nA; LA-ICP-MS: energy density 3~3.5 J/cm2, spot sizes 29 to 51 μm, repetition rates 5 Hz (polished thin-section) and 10 Hz (polished blocks), ~30 s background acquisition, ~40 s sample data acquisition | STDGL3 (Danyushevsky et al. 2011) and GSD-1G (USGS) | 19.216 | [19 empty] | 5819.9782 | [5 empty] | 0.4885 | [5 empty] | 7027.4328 | [9 empty] | 105181.3776 |  | 20.8667 |  |  |  | 0.084949 | [7 empty] | 775.1447 | [13 empty] | 2049.4385 | [15 empty] | 4.329 | [17 empty] | 1.32 | [9 empty] | 382.8559 | [35 empty] | CHN | Tibet
| Lawu |  | Magmatic hydrothermal | Skarn | Cu-Pb-Zn skarn | Cu, Pb, Zn | In, Sn | Cu, Pb, Zn, In, Sn |  |  | kb59 |  | underground mine |  |  |  |  | ore material | drill core | underground mining tunnels and drill cores | mineral separate | [5 empty] | mineralisation |  |  |  | sphalerite, chalcopyrite, pyrrhotite, pyrite, arsenopyrite | [6 empty] | galena, bismuthinite, marcasite, iron oxides, pyroxene, actinolite, quartz | thin sections and polished blocks examined using optical microscope, BSE detector, and EDS prior to analysis | EMPA, LA-ICPMS | JEOL JXA-8230 electron probe microanalyzer; RESOlution-LR 193 nm ArF excimer laser ablation system coupled to an Agilent 7700x ICP-MS | Laboratory of Mineral Resources Research Center, Fuzhou University; Adelaide Microscopy, the University of Adelaide | EPMA point analysis: accelerating voltage 15 kV, beam current 20 nA, beam diameter ~5 μm; EPMA mapping: accelerating voltage 20 kV, working current 50 nA, dwell time ~10 ms; BSE imaging: accelerating voltage 20 kV, beam current 10 nA; LA-ICP-MS: energy density 3~3.5 J/cm2, spot sizes 29 to 51 μm, repetition rates 5 Hz (polished thin-section) and 10 Hz (polished blocks), ~30 s background acquisition, ~40 s sample data acquisition | STDGL3 (Danyushevsky et al. 2011) and GSD-1G (USGS) | 18.8871 | [19 empty] | 7280.7144 | [5 empty] | 43.6118 | [5 empty] | 494.942 | [9 empty] | 44251.6782 |  | 0.7121 |  |  |  | 3.0093 | [7 empty] | 88.2013 | [13 empty] | 851.5414 | [15 empty] | 71.6626 | [17 empty] | 6.3336 | [9 empty] | 36.3966 | [35 empty] | CHN | Tibet
| Lawu |  | Magmatic hydrothermal | Skarn | Cu-Pb-Zn skarn | Cu, Pb, Zn | In, Sn | Cu, Pb, Zn, In, Sn |  |  | kb189 |  | underground mine |  |  |  |  | ore material | drill core | underground mining tunnels and drill cores | mineral separate | [5 empty] | mineralisation |  |  |  | sphalerite, chalcopyrite, pyrrhotite, pyrite, arsenopyrite | [6 empty] | galena, bismuthinite, marcasite, iron oxides, pyroxene, actinolite, quartz | thin sections and polished blocks examined using optical microscope, BSE detector, and EDS prior to analysis | EMPA, LA-ICPMS | JEOL JXA-8230 electron probe microanalyzer; RESOlution-LR 193 nm ArF excimer laser ablation system coupled to an Agilent 7700x ICP-MS | Laboratory of Mineral Resources Research Center, Fuzhou University; Adelaide Microscopy, the University of Adelaide | EPMA point analysis: accelerating voltage 15 kV, beam current 20 nA, beam diameter ~5 μm; EPMA mapping: accelerating voltage 20 kV, working current 50 nA, dwell time ~10 ms; BSE imaging: accelerating voltage 20 kV, beam current 10 nA; LA-ICP-MS: energy density 3~3.5 J/cm2, spot sizes 29 to 51 μm, repetition rates 5 Hz (polished thin-section) and 10 Hz (polished blocks), ~30 s background acquisition, ~40 s sample data acquisition | STDGL3 (Danyushevsky et al. 2011) and GSD-1G (USGS) | 3.5097 | [19 empty] | 3870.7884 | [5 empty] | 37.5348 | [5 empty] | 1692.0636 | [9 empty] | 101741.481 |  | 0.84095 |  |  |  | 0.32605 | [7 empty] | 77.1555 | [13 empty] | 4930.4619 | [15 empty] | 6.0578 | [17 empty] | 0.12784 | [9 empty] | 9.8016 | [35 empty] | CHN | Tibet
| Lawu |  | Magmatic hydrothermal | Skarn | Cu-Pb-Zn skarn | Cu, Pb, Zn | In, Sn | Cu, Pb, Zn, In, Sn |  |  | kb199 |  | underground mine |  |  |  |  | ore material | drill core | underground mining tunnels and drill cores | mineral separate | [5 empty] | mineralisation |  |  |  | sphalerite, chalcopyrite, pyrrhotite, pyrite, arsenopyrite | [6 empty] | galena, bismuthinite, marcasite, iron oxides, pyroxene, actinolite, quartz | thin sections and polished blocks examined using optical microscope, BSE detector, and EDS prior to analysis | EMPA, LA-ICPMS | JEOL JXA-8230 electron probe microanalyzer; RESOlution-LR 193 nm ArF excimer laser ablation system coupled to an Agilent 7700x ICP-MS | Laboratory of Mineral Resources Research Center, Fuzhou University; Adelaide Microscopy, the University of Adelaide | EPMA point analysis: accelerating voltage 15 kV, beam current 20 nA, beam diameter ~5 μm; EPMA mapping: accelerating voltage 20 kV, working current 50 nA, dwell time ~10 ms; BSE imaging: accelerating voltage 20 kV, beam current 10 nA; LA-ICP-MS: energy density 3~3.5 J/cm2, spot sizes 29 to 51 μm, repetition rates 5 Hz (polished thin-section) and 10 Hz (polished blocks), ~30 s background acquisition, ~40 s sample data acquisition | STDGL3 (Danyushevsky et al. 2011) and GSD-1G (USGS) | 20.9379 | [19 empty] | 7154.9605 | [5 empty] | 5.437 | [5 empty] | 1396.9084 | [9 empty] | 107811.5489 |  | 1.9397 |  |  |  | 0.084949 | [7 empty] | 1034.3191 | [13 empty] | 1420.467 | [15 empty] | 0.16318 | [17 empty] | 0.02 | [9 empty] | 9.5983 | [35 empty] | CHN | Tibet
| Lawu |  | Magmatic hydrothermal | Skarn | Cu-Pb-Zn skarn | Cu, Pb, Zn | In, Sn | Cu, Pb, Zn, In, Sn |  |  | kb216 |  | underground mine |  |  |  |  | ore material | drill core | underground mining tunnels and drill cores | mineral separate | [5 empty] | mineralisation |  |  |  | sphalerite, chalcopyrite, pyrrhotite, pyrite, arsenopyrite | [6 empty] | galena, bismuthinite, marcasite, iron oxides, pyroxene, actinolite, quartz | thin sections and polished blocks examined using optical microscope, BSE detector, and EDS prior to analysis | EMPA, LA-ICPMS | JEOL JXA-8230 electron probe microanalyzer; RESOlution-LR 193 nm ArF excimer laser ablation system coupled to an Agilent 7700x ICP-MS | Laboratory of Mineral Resources Research Center, Fuzhou University; Adelaide Microscopy, the University of Adelaide | EPMA point analysis: accelerating voltage 15 kV, beam current 20 nA, beam diameter ~5 μm; EPMA mapping: accelerating voltage 20 kV, working current 50 nA, dwell time ~10 ms; BSE imaging: accelerating voltage 20 kV, beam current 10 nA; LA-ICP-MS: energy density 3~3.5 J/cm2, spot sizes 29 to 51 μm, repetition rates 5 Hz (polished thin-section) and 10 Hz (polished blocks), ~30 s background acquisition, ~40 s sample data acquisition | STDGL3 (Danyushevsky et al. 2011) and GSD-1G (USGS) | 7.3733 | [19 empty] | 7596.9032 | [5 empty] | 100.3071 | [5 empty] | 2514.2729 | [9 empty] | 115005.4451 |  | 1.7988 |  |  |  | 0.084949 | [7 empty] | 1637.7418 | [13 empty] | 1340.1995 | [15 empty] | 0.078099 | [17 empty] | 0.053903 | [9 empty] | 31.1959 | [35 empty] | CHN | Tibet
| Lawu |  | Magmatic hydrothermal | Skarn | Cu-Pb-Zn skarn | Cu, Pb, Zn | In, Sn | Cu, Pb, Zn, In, Sn |  |  | kb223 |  | underground mine |  |  |  |  | ore material | drill core | underground mining tunnels and drill cores | mineral separate | [5 empty] | mineralisation |  |  |  | sphalerite, chalcopyrite, pyrrhotite, pyrite, arsenopyrite | [6 empty] | galena, bismuthinite, marcasite, iron oxides, pyroxene, actinolite, quartz | thin sections and polished blocks examined using optical microscope, BSE detector, and EDS prior to analysis | EMPA, LA-ICPMS | JEOL JXA-8230 electron probe microanalyzer; RESOlution-LR 193 nm ArF excimer laser ablation system coupled to an Agilent 7700x ICP-MS | Laboratory of Mineral Resources Research Center, Fuzhou University; Adelaide Microscopy, the University of Adelaide | EPMA point analysis: accelerating voltage 15 kV, beam current 20 nA, beam diameter ~5 μm; EPMA mapping: accelerating voltage 20 kV, working current 50 nA, dwell time ~10 ms; BSE imaging: accelerating voltage 20 kV, beam current 10 nA; LA-ICP-MS: energy density 3~3.5 J/cm2, spot sizes 29 to 51 μm, repetition rates 5 Hz (polished thin-section) and 10 Hz (polished blocks), ~30 s background acquisition, ~40 s sample data acquisition | STDGL3 (Danyushevsky et al. 2011) and GSD-1G (USGS) | 28.3625 | [19 empty] | 7318.4606 | [5 empty] | 0.65601 | [5 empty] | 2637.7008 | [9 empty] | 97153.8271 |  | 7.6374 |  |  |  | 0.084949 | [7 empty] | 1550.3628 | [13 empty] | 10892.2409 | [15 empty] | 2.5959 | [17 empty] | 0.54101 | [9 empty] | 19.1926 | [35 empty] | CHN | Tibet
| Lawu |  | Magmatic hydrothermal | Skarn | Cu-Pb-Zn skarn | Cu, Pb, Zn | In, Sn | Cu, Pb, Zn, In, Sn |  |  | kb244 |  | underground mine |  |  |  |  | ore material | drill core | underground mining tunnels and drill cores | mineral separate | [5 empty] | mineralisation |  |  |  | sphalerite, chalcopyrite, pyrrhotite, pyrite, arsenopyrite | [6 empty] | galena, bismuthinite, marcasite, iron oxides, pyroxene, actinolite, quartz | thin sections and polished blocks examined using optical microscope, BSE detector, and EDS prior to analysis | EMPA, LA-ICPMS | JEOL JXA-8230 electron probe microanalyzer; RESOlution-LR 193 nm ArF excimer laser ablation system coupled to an Agilent 7700x ICP-MS | Laboratory of Mineral Resources Research Center, Fuzhou University; Adelaide Microscopy, the University of Adelaide | EPMA point analysis: accelerating voltage 15 kV, beam current 20 nA, beam diameter ~5 μm; EPMA mapping: accelerating voltage 20 kV, working current 50 nA, dwell time ~10 ms; BSE imaging: accelerating voltage 20 kV, beam current 10 nA; LA-ICP-MS: energy density 3~3.5 J/cm2, spot sizes 29 to 51 μm, repetition rates 5 Hz (polished thin-section) and 10 Hz (polished blocks), ~30 s background acquisition, ~40 s sample data acquisition | STDGL3 (Danyushevsky et al. 2011) and GSD-1G (USGS) | 5.0422 | [19 empty] | 6605.2578 | [5 empty] | 7.1768 | [5 empty] | 420.1832 | [9 empty] | 101280.5768 |  | 5.9564 |  |  |  | 0.084949 | [7 empty] | 341.487 | [13 empty] | 2050.5501 | [15 empty] | 1.0319 | [17 empty] | 0.10441 | [9 empty] | 2.1574 | [35 empty] | CHN | Tibet
| Lawu |  | Magmatic hydrothermal | Skarn | Cu-Pb-Zn skarn | Cu, Pb, Zn | In, Sn | Cu, Pb, Zn, In, Sn |  |  | kb271 |  | underground mine |  |  |  |  | ore material | drill core | underground mining tunnels and drill cores | mineral separate | [5 empty] | mineralisation |  |  |  | sphalerite, chalcopyrite, pyrrhotite, pyrite, arsenopyrite | [6 empty] | galena, bismuthinite, marcasite, iron oxides, pyroxene, actinolite, quartz | thin sections and polished blocks examined using optical microscope, BSE detector, and EDS prior to analysis | EMPA, LA-ICPMS | JEOL JXA-8230 electron probe microanalyzer; RESOlution-LR 193 nm ArF excimer laser ablation system coupled to an Agilent 7700x ICP-MS | Laboratory of Mineral Resources Research Center, Fuzhou University; Adelaide Microscopy, the University of Adelaide | EPMA point analysis: accelerating voltage 15 kV, beam current 20 nA, beam diameter ~5 μm; EPMA mapping: accelerating voltage 20 kV, working current 50 nA, dwell time ~10 ms; BSE imaging: accelerating voltage 20 kV, beam current 10 nA; LA-ICP-MS: energy density 3~3.5 J/cm2, spot sizes 29 to 51 μm, repetition rates 5 Hz (polished thin-section) and 10 Hz (polished blocks), ~30 s background acquisition, ~40 s sample data acquisition | STDGL3 (Danyushevsky et al. 2011) and GSD-1G (USGS) | 18.1711 | [19 empty] | 5633.6342 | [5 empty] | 0.009775 | [5 empty] | 1258.0362 | [9 empty] | 90476.6324 |  | 24.8065 |  |  |  | 0.084949 | [7 empty] | 59.2321 | [13 empty] | 2372.7766 | [15 empty] | 3.0626 | [17 empty] | 0.92592 | [9 empty] | 987.1361 | [35 empty] | CHN | Tibet
| Lawu |  | Magmatic hydrothermal | Skarn | Cu-Pb-Zn skarn | Cu, Pb, Zn | In, Sn | Cu, Pb, Zn, In, Sn |  |  | kb329 |  | underground mine |  |  |  |  | ore material | drill core | underground mining tunnels and drill cores | mineral separate | [5 empty] | mineralisation |  |  |  | sphalerite, chalcopyrite, pyrrhotite, pyrite, arsenopyrite | [6 empty] | galena, bismuthinite, marcasite, iron oxides, pyroxene, actinolite, quartz | thin sections and polished blocks examined using optical microscope, BSE detector, and EDS prior to analysis | EMPA, LA-ICPMS | JEOL JXA-8230 electron probe microanalyzer; RESOlution-LR 193 nm ArF excimer laser ablation system coupled to an Agilent 7700x ICP-MS | Laboratory of Mineral Resources Research Center, Fuzhou University; Adelaide Microscopy, the University of Adelaide | EPMA point analysis: accelerating voltage 15 kV, beam current 20 nA, beam diameter ~5 μm; EPMA mapping: accelerating voltage 20 kV, working current 50 nA, dwell time ~10 ms; BSE imaging: accelerating voltage 20 kV, beam current 10 nA; LA-ICP-MS: energy density 3~3.5 J/cm2, spot sizes 29 to 51 μm, repetition rates 5 Hz (polished thin-section) and 10 Hz (polished blocks), ~30 s background acquisition, ~40 s sample data acquisition | STDGL3 (Danyushevsky et al. 2011) and GSD-1G (USGS) | 15.8928 | [19 empty] | 5673.8871 | [5 empty] | 0.25247 | [5 empty] | 1795.9654 | [9 empty] | 96929.3537 |  | 18.0267 |  |  |  | 0.084949 | [7 empty] | 843.161 | [13 empty] | 1516.3846 | [15 empty] | 14.1959 | [17 empty] | 0.44649 | [9 empty] | 192.2866 | [35 empty] | CHN | Tibet
| Lawu |  | Magmatic hydrothermal | Skarn | Cu-Pb-Zn skarn | Cu, Pb, Zn | In, Sn | Cu, Pb, Zn, In, Sn |  |  | kb340 |  | underground mine |  |  |  |  | ore material | drill core | underground mining tunnels and drill cores | mineral separate | [5 empty] | mineralisation |  |  |  | sphalerite, chalcopyrite, pyrrhotite, pyrite, arsenopyrite | [6 empty] | galena, bismuthinite, marcasite, iron oxides, pyroxene, actinolite, quartz | thin sections and polished blocks examined using optical microscope, BSE detector, and EDS prior to analysis | EMPA, LA-ICPMS | JEOL JXA-8230 electron probe microanalyzer; RESOlution-LR 193 nm ArF excimer laser ablation system coupled to an Agilent 7700x ICP-MS | Laboratory of Mineral Resources Research Center, Fuzhou University; Adelaide Microscopy, the University of Adelaide | EPMA point analysis: accelerating voltage 15 kV, beam current 20 nA, beam diameter ~5 μm; EPMA mapping: accelerating voltage 20 kV, working current 50 nA, dwell time ~10 ms; BSE imaging: accelerating voltage 20 kV, beam current 10 nA; LA-ICP-MS: energy density 3~3.5 J/cm2, spot sizes 29 to 51 μm, repetition rates 5 Hz (polished thin-section) and 10 Hz (polished blocks), ~30 s background acquisition, ~40 s sample data acquisition | STDGL3 (Danyushevsky et al. 2011) and GSD-1G (USGS) | 5.8788 | [19 empty] | 7020.3165 | [5 empty] | 131.074 | [5 empty] | 797.4903 | [9 empty] | 97806.3199 |  | 0.73611 |  |  |  | 0.33286 | [7 empty] | 544.838 | [13 empty] | 1443.274 | [15 empty] | 0.33602 | [17 empty] | 0.02 | [9 empty] | 3.5152 | [35 empty] | CHN | Tibet
| Lawu |  | Magmatic hydrothermal | Skarn | Cu-Pb-Zn skarn | Cu, Pb, Zn | In, Sn | Cu, Pb, Zn, In, Sn |  |  | 2019-MOR-023-SPB (slC1) |  | underground mine |  |  |  |  | ore material | drill core | underground mining tunnels and drill cores | mineral separate | [5 empty] | mineralisation |  |  |  | sphalerite, chalcopyrite, pyrrhotite, pyrite, arsenopyrite | [6 empty] | galena, bismuthinite, marcasite, iron oxides, pyroxene, actinolite, quartz | thin sections and polished blocks examined using optical microscope, BSE detector, and EDS prior to analysis | EMPA, LA-ICPMS | JEOL JXA-8230 electron probe microanalyzer; RESOlution-LR 193 nm ArF excimer laser ablation system coupled to an Agilent 7700x ICP-MS | Laboratory of Mineral Resources Research Center, Fuzhou University; Adelaide Microscopy, the University of Adelaide | EPMA point analysis: accelerating voltage 15 kV, beam current 20 nA, beam diameter ~5 μm; EPMA mapping: accelerating voltage 20 kV, working current 50 nA, dwell time ~10 ms; BSE imaging: accelerating voltage 20 kV, beam current 10 nA; LA-ICP-MS: energy density 3~3.5 J/cm2, spot sizes 29 to 51 μm, repetition rates 5 Hz (polished thin-section) and 10 Hz (polished blocks), ~30 s background acquisition, ~40 s sample data acquisition | STDGL3 (Danyushevsky et al. 2011) and GSD-1G (USGS) | 16.3134 | [19 empty] | 4106.2262 | [5 empty] | 0.25498 | [5 empty] | 365.1153 | [9 empty] | 9775.8862 |  | 60.0833 |  |  |  | 0.40459 | [7 empty] | 91.6106 | [13 empty] | 2643.7033 | [15 empty] | 12.9333 | [17 empty] | 4.6147 | [9 empty] | 4.9351 | [35 empty] | CHN | Tibet
| Lawu |  | Magmatic hydrothermal | Skarn | Cu-Pb-Zn skarn | Cu, Pb, Zn | In, Sn | Cu, Pb, Zn, In, Sn |  |  | 2019-MOR-025-SPA (slC1) |  | underground mine |  |  |  |  | ore material | drill core | underground mining tunnels and drill cores | mineral separate | [5 empty] | mineralisation |  |  |  | sphalerite, chalcopyrite, pyrrhotite, pyrite, arsenopyrite | [6 empty] | galena, bismuthinite, marcasite, iron oxides, pyroxene, actinolite, quartz | thin sections and polished blocks examined using optical microscope, BSE detector, and EDS prior to analysis | EMPA, LA-ICPMS | JEOL JXA-8230 electron probe microanalyzer; RESOlution-LR 193 nm ArF excimer laser ablation system coupled to an Agilent 7700x ICP-MS | Laboratory of Mineral Resources Research Center, Fuzhou University; Adelaide Microscopy, the University of Adelaide | EPMA point analysis: accelerating voltage 15 kV, beam current 20 nA, beam diameter ~5 μm; EPMA mapping: accelerating voltage 20 kV, working current 50 nA, dwell time ~10 ms; BSE imaging: accelerating voltage 20 kV, beam current 10 nA; LA-ICP-MS: energy density 3~3.5 J/cm2, spot sizes 29 to 51 μm, repetition rates 5 Hz (polished thin-section) and 10 Hz (polished blocks), ~30 s background acquisition, ~40 s sample data acquisition | STDGL3 (Danyushevsky et al. 2011) and GSD-1G (USGS) | 3.5376 | [19 empty] | 4335.4703 | [5 empty] | 4.9457 | [5 empty] | 154.1456 | [9 empty] | 18935.8273 |  | 38.4304 |  |  |  | 0.21535 | [7 empty] | 113.7192 | [13 empty] | 981.1318 | [15 empty] | 0.27282 | [17 empty] | 0.041872 | [9 empty] | 60.9068 | [35 empty] | CHN | Tibet
| Lawu |  | Magmatic hydrothermal | Skarn | Cu-Pb-Zn skarn | Cu, Pb, Zn | In, Sn | Cu, Pb, Zn, In, Sn |  |  | 2019-MOR-017-SP (slC1) |  | underground mine |  |  |  |  | ore material | drill core | underground mining tunnels and drill cores | mineral separate | [5 empty] | mineralisation |  |  |  | sphalerite, chalcopyrite, pyrrhotite, pyrite, arsenopyrite | [6 empty] | galena, bismuthinite, marcasite, iron oxides, pyroxene, actinolite, quartz | thin sections and polished blocks examined using optical microscope, BSE detector, and EDS prior to analysis | EMPA, LA-ICPMS | JEOL JXA-8230 electron probe microanalyzer; RESOlution-LR 193 nm ArF excimer laser ablation system coupled to an Agilent 7700x ICP-MS | Laboratory of Mineral Resources Research Center, Fuzhou University; Adelaide Microscopy, the University of Adelaide | EPMA point analysis: accelerating voltage 15 kV, beam current 20 nA, beam diameter ~5 μm; EPMA mapping: accelerating voltage 20 kV, working current 50 nA, dwell time ~10 ms; BSE imaging: accelerating voltage 20 kV, beam current 10 nA; LA-ICP-MS: energy density 3~3.5 J/cm2, spot sizes 29 to 51 μm, repetition rates 5 Hz (polished thin-section) and 10 Hz (polished blocks), ~30 s background acquisition, ~40 s sample data acquisition | STDGL3 (Danyushevsky et al. 2011) and GSD-1G (USGS) | 2.3261 | [19 empty] | 4233.0217 | [5 empty] | 0.15953 | [5 empty] | 146.7232 | [9 empty] | 5299.7494 |  | 52.088 |  |  |  | 0.14547 | [7 empty] | 107.3919 | [13 empty] | 1073.0022 | [15 empty] | 0.28205 | [17 empty] | 0.031239 | [9 empty] | 5.1439 | [35 empty] | CHN | Tibet
| Lawu |  | Magmatic hydrothermal | Skarn | Cu-Pb-Zn skarn | Cu, Pb, Zn | In, Sn | Cu, Pb, Zn, In, Sn |  |  | 2019-MOR-25--SPB (slC1) |  | underground mine |  |  |  |  | ore material | drill core | underground mining tunnels and drill cores | mineral separate | [5 empty] | mineralisation |  |  |  | sphalerite, chalcopyrite, pyrrhotite, pyrite, arsenopyrite | [6 empty] | galena, bismuthinite, marcasite, iron oxides, pyroxene, actinolite, quartz | thin sections and polished blocks examined using optical microscope, BSE detector, and EDS prior to analysis | EMPA, LA-ICPMS | JEOL JXA-8230 electron probe microanalyzer; RESOlution-LR 193 nm ArF excimer laser ablation system coupled to an Agilent 7700x ICP-MS | Laboratory of Mineral Resources Research Center, Fuzhou University; Adelaide Microscopy, the University of Adelaide | EPMA point analysis: accelerating voltage 15 kV, beam current 20 nA, beam diameter ~5 μm; EPMA mapping: accelerating voltage 20 kV, working current 50 nA, dwell time ~10 ms; BSE imaging: accelerating voltage 20 kV, beam current 10 nA; LA-ICP-MS: energy density 3~3.5 J/cm2, spot sizes 29 to 51 μm, repetition rates 5 Hz (polished thin-section) and 10 Hz (polished blocks), ~30 s background acquisition, ~40 s sample data acquisition | STDGL3 (Danyushevsky et al. 2011) and GSD-1G (USGS) | 6.34 | [19 empty] | 3580.3821 | [5 empty] | 0.57206 | [5 empty] | 797.8569 | [9 empty] | 19986.5754 |  | 9.3491 |  |  |  | 0.16634 | [7 empty] | 11.3411 | [13 empty] | 4098.5703 | [15 empty] | 1.3745 | [17 empty] | 1.2367 | [9 empty] | 2.2609 | [35 empty] | CHN | Tibet
| Lawu |  | Magmatic hydrothermal | Skarn | Cu-Pb-Zn skarn | Cu, Pb, Zn | In, Sn | Cu, Pb, Zn, In, Sn |  |  | 2019-MOR-023-SPA (slC2) |  | underground mine |  |  |  |  | ore material | drill core | underground mining tunnels and drill cores | mineral separate | [5 empty] | mineralisation |  |  |  | sphalerite, chalcopyrite, pyrrhotite, pyrite, arsenopyrite | [6 empty] | galena, bismuthinite, marcasite, iron oxides, pyroxene, actinolite, quartz | thin sections and polished blocks examined using optical microscope, BSE detector, and EDS prior to analysis | EMPA, LA-ICPMS | JEOL JXA-8230 electron probe microanalyzer; RESOlution-LR 193 nm ArF excimer laser ablation system coupled to an Agilent 7700x ICP-MS | Laboratory of Mineral Resources Research Center, Fuzhou University; Adelaide Microscopy, the University of Adelaide | EPMA point analysis: accelerating voltage 15 kV, beam current 20 nA, beam diameter ~5 μm; EPMA mapping: accelerating voltage 20 kV, working current 50 nA, dwell time ~10 ms; BSE imaging: accelerating voltage 20 kV, beam current 10 nA; LA-ICP-MS: energy density 3~3.5 J/cm2, spot sizes 29 to 51 μm, repetition rates 5 Hz (polished thin-section) and 10 Hz (polished blocks), ~30 s background acquisition, ~40 s sample data acquisition | STDGL3 (Danyushevsky et al. 2011) and GSD-1G (USGS) | 19.9567 | [19 empty] | 3593.7121 | [5 empty] | 0.15946 | [5 empty] | 6045.3158 | [9 empty] | 8919.487 |  | 38.0203 |  |  |  | 0.27199 | [7 empty] | 1257.0086 | [13 empty] | 984.267 | [15 empty] | 4.4884 | [17 empty] | 0.28447 | [9 empty] | 12.4075 | [35 empty] | CHN | Tibet
| Lawu |  | Magmatic hydrothermal | Skarn | Cu-Pb-Zn skarn | Cu, Pb, Zn | In, Sn | Cu, Pb, Zn, In, Sn |  |  | 2019-MOR-013-SPB (slC2) |  | underground mine |  |  |  |  | ore material | drill core | underground mining tunnels and drill cores | mineral separate | [5 empty] | mineralisation |  |  |  | sphalerite, chalcopyrite, pyrrhotite, pyrite, arsenopyrite | [6 empty] | galena, bismuthinite, marcasite, iron oxides, pyroxene, actinolite, quartz | thin sections and polished blocks examined using optical microscope, BSE detector, and EDS prior to analysis | EMPA, LA-ICPMS | JEOL JXA-8230 electron probe microanalyzer; RESOlution-LR 193 nm ArF excimer laser ablation system coupled to an Agilent 7700x ICP-MS | Laboratory of Mineral Resources Research Center, Fuzhou University; Adelaide Microscopy, the University of Adelaide | EPMA point analysis: accelerating voltage 15 kV, beam current 20 nA, beam diameter ~5 μm; EPMA mapping: accelerating voltage 20 kV, working current 50 nA, dwell time ~10 ms; BSE imaging: accelerating voltage 20 kV, beam current 10 nA; LA-ICP-MS: energy density 3~3.5 J/cm2, spot sizes 29 to 51 μm, repetition rates 5 Hz (polished thin-section) and 10 Hz (polished blocks), ~30 s background acquisition, ~40 s sample data acquisition | STDGL3 (Danyushevsky et al. 2011) and GSD-1G (USGS) | 2.6156 | [19 empty] | 4628.9646 | [5 empty] | 0.11437 | [5 empty] | 667.3851 | [9 empty] | 3158.2047 |  | 53.3792 |  |  |  | 0.17201 | [7 empty] | 737.6311 | [13 empty] | 23554.1795 | [15 empty] | 0.64412 | [17 empty] | 0.069718 | [9 empty] | 8.3018 | [35 empty] | CHN | Tibet
| Lawu |  | Magmatic hydrothermal | Skarn | Cu-Pb-Zn skarn | Cu, Pb, Zn | In, Sn | Cu, Pb, Zn, In, Sn |  |  | 2019-MOR-025-SPA (slC2) |  | underground mine |  |  |  |  | ore material | drill core | underground mining tunnels and drill cores | mineral separate | [5 empty] | mineralisation |  |  |  | sphalerite, chalcopyrite, pyrrhotite, pyrite, arsenopyrite | [6 empty] | galena, bismuthinite, marcasite, iron oxides, pyroxene, actinolite, quartz | thin sections and polished blocks examined using optical microscope, BSE detector, and EDS prior to analysis | EMPA, LA-ICPMS | JEOL JXA-8230 electron probe microanalyzer; RESOlution-LR 193 nm ArF excimer laser ablation system coupled to an Agilent 7700x ICP-MS | Laboratory of Mineral Resources Research Center, Fuzhou University; Adelaide Microscopy, the University of Adelaide | EPMA point analysis: accelerating voltage 15 kV, beam current 20 nA, beam diameter ~5 μm; EPMA mapping: accelerating voltage 20 kV, working current 50 nA, dwell time ~10 ms; BSE imaging: accelerating voltage 20 kV, beam current 10 nA; LA-ICP-MS: energy density 3~3.5 J/cm2, spot sizes 29 to 51 μm, repetition rates 5 Hz (polished thin-section) and 10 Hz (polished blocks), ~30 s background acquisition, ~40 s sample data acquisition | STDGL3 (Danyushevsky et al. 2011) and GSD-1G (USGS) | 3.429 | [19 empty] | 4460.2556 | [5 empty] | 0.15897 | [5 empty] | 90.5196 | [9 empty] | 2213.8332 |  | 1.5899 |  |  |  | 0.14794 | [7 empty] | 16.176 | [13 empty] | 4033.0984 | [15 empty] | 0.97241 | [17 empty] | 0.48963 | [9 empty] | 104.3829 | [35 empty] | CHN | Tibet
| Lawu |  | Magmatic hydrothermal | Skarn | Cu-Pb-Zn skarn | Cu, Pb, Zn | In, Sn | Cu, Pb, Zn, In, Sn |  |  | 2019-MOR-010-SPA (slC2) |  | underground mine |  |  |  |  | ore material | drill core | underground mining tunnels and drill cores | mineral separate | [5 empty] | mineralisation |  |  |  | sphalerite, chalcopyrite, pyrrhotite, pyrite, arsenopyrite | [6 empty] | galena, bismuthinite, marcasite, iron oxides, pyroxene, actinolite, quartz | thin sections and polished blocks examined using optical microscope, BSE detector, and EDS prior to analysis | EMPA, LA-ICPMS | JEOL JXA-8230 electron probe microanalyzer; RESOlution-LR 193 nm ArF excimer laser ablation system coupled to an Agilent 7700x ICP-MS | Laboratory of Mineral Resources Research Center, Fuzhou University; Adelaide Microscopy, the University of Adelaide | EPMA point analysis: accelerating voltage 15 kV, beam current 20 nA, beam diameter ~5 μm; EPMA mapping: accelerating voltage 20 kV, working current 50 nA, dwell time ~10 ms; BSE imaging: accelerating voltage 20 kV, beam current 10 nA; LA-ICP-MS: energy density 3~3.5 J/cm2, spot sizes 29 to 51 μm, repetition rates 5 Hz (polished thin-section) and 10 Hz (polished blocks), ~30 s background acquisition, ~40 s sample data acquisition | STDGL3 (Danyushevsky et al. 2011) and GSD-1G (USGS) | 3.8427 | [19 empty] | 1901.7006 | [5 empty] | 0.19241 | [5 empty] | 713.1235 | [9 empty] | 103.2192 |  | 823.9932 |  |  |  | 11.1926 | [7 empty] | 94.1822 | [13 empty] | 115.0487 | [15 empty] | 13.0321 | [17 empty] | 0.1062 | [9 empty] | 53.6643 | [35 empty] | CHN | Tibet
| Lawu |  | Magmatic hydrothermal | Skarn | Cu-Pb-Zn skarn | Cu, Pb, Zn | In, Sn | Cu, Pb, Zn, In, Sn |  |  | 2019-MOR-012-SPB (slC2) |  | underground mine |  |  |  |  | ore material | drill core | underground mining tunnels and drill cores | mineral separate | [5 empty] | mineralisation |  |  |  | sphalerite, chalcopyrite, pyrrhotite, pyrite, arsenopyrite | [6 empty] | galena, bismuthinite, marcasite, iron oxides, pyroxene, actinolite, quartz | thin sections and polished blocks examined using optical microscope, BSE detector, and EDS prior to analysis | EMPA, LA-ICPMS | JEOL JXA-8230 electron probe microanalyzer; RESOlution-LR 193 nm ArF excimer laser ablation system coupled to an Agilent 7700x ICP-MS | Laboratory of Mineral Resources Research Center, Fuzhou University; Adelaide Microscopy, the University of Adelaide | EPMA point analysis: accelerating voltage 15 kV, beam current 20 nA, beam diameter ~5 μm; EPMA mapping: accelerating voltage 20 kV, working current 50 nA, dwell time ~10 ms; BSE imaging: accelerating voltage 20 kV, beam current 10 nA; LA-ICP-MS: energy density 3~3.5 J/cm2, spot sizes 29 to 51 μm, repetition rates 5 Hz (polished thin-section) and 10 Hz (polished blocks), ~30 s background acquisition, ~40 s sample data acquisition | STDGL3 (Danyushevsky et al. 2011) and GSD-1G (USGS) | 5.7064 | [19 empty] | 2789.0542 | [5 empty] | 0.16657 | [5 empty] | 810.0696 | [9 empty] | 250.324 |  | 51.5652 |  |  |  | 0.42116 | [7 empty] | 11.116 | [13 empty] | 29258.8618 | [15 empty] | 1.3903 | [17 empty] | 0.83088 | [9 empty] | 3.3255 | [35 empty] | CHN | Tibet
| Lawu |  | Magmatic hydrothermal | Skarn | Cu-Pb-Zn skarn | Cu, Pb, Zn | In, Sn | Cu, Pb, Zn, In, Sn |  |  | 2019-MOR-019-SPA (slC2) |  | underground mine |  |  |  |  | ore material | drill core | underground mining tunnels and drill cores | mineral separate | [5 empty] | mineralisation |  |  |  | sphalerite, chalcopyrite, pyrrhotite, pyrite, arsenopyrite | [6 empty] | galena, bismuthinite, marcasite, iron oxides, pyroxene, actinolite, quartz | thin sections and polished blocks examined using optical microscope, BSE detector, and EDS prior to analysis | EMPA, LA-ICPMS | JEOL JXA-8230 electron probe microanalyzer; RESOlution-LR 193 nm ArF excimer laser ablation system coupled to an Agilent 7700x ICP-MS | Laboratory of Mineral Resources Research Center, Fuzhou University; Adelaide Microscopy, the University of Adelaide | EPMA point analysis: accelerating voltage 15 kV, beam current 20 nA, beam diameter ~5 μm; EPMA mapping: accelerating voltage 20 kV, working current 50 nA, dwell time ~10 ms; BSE imaging: accelerating voltage 20 kV, beam current 10 nA; LA-ICP-MS: energy density 3~3.5 J/cm2, spot sizes 29 to 51 μm, repetition rates 5 Hz (polished thin-section) and 10 Hz (polished blocks), ~30 s background acquisition, ~40 s sample data acquisition | STDGL3 (Danyushevsky et al. 2011) and GSD-1G (USGS) | 1.9524 | [19 empty] | 2368.1781 | [5 empty] | 0.27047 | [5 empty] | 8.4531 | [9 empty] | 1531.3465 |  | 1.2194 |  |  |  | 0.14539 | [7 empty] | 0.54943 | [13 empty] | 900.594 | [15 empty] | 0.094179 | [17 empty] | 0.028854 | [9 empty] | 0.56291 | [35 empty] | CHN | Tibet
| Lawu |  | Magmatic hydrothermal | Skarn | Cu-Pb-Zn skarn | Cu, Pb, Zn | In, Sn | Cu, Pb, Zn, In, Sn |  |  | 2019-MOR-21-SP (slC2) |  | underground mine |  |  |  |  | ore material | drill core | underground mining tunnels and drill cores | mineral separate | [5 empty] | mineralisation |  |  |  | sphalerite, chalcopyrite, pyrrhotite, pyrite, arsenopyrite | [6 empty] | galena, bismuthinite, marcasite, iron oxides, pyroxene, actinolite, quartz | thin sections and polished blocks examined using optical microscope, BSE detector, and EDS prior to analysis | EMPA, LA-ICPMS | JEOL JXA-8230 electron probe microanalyzer; RESOlution-LR 193 nm ArF excimer laser ablation system coupled to an Agilent 7700x ICP-MS | Laboratory of Mineral Resources Research Center, Fuzhou University; Adelaide Microscopy, the University of Adelaide | EPMA point analysis: accelerating voltage 15 kV, beam current 20 nA, beam diameter ~5 μm; EPMA mapping: accelerating voltage 20 kV, working current 50 nA, dwell time ~10 ms; BSE imaging: accelerating voltage 20 kV, beam current 10 nA; LA-ICP-MS: energy density 3~3.5 J/cm2, spot sizes 29 to 51 μm, repetition rates 5 Hz (polished thin-section) and 10 Hz (polished blocks), ~30 s background acquisition, ~40 s sample data acquisition | STDGL3 (Danyushevsky et al. 2011) and GSD-1G (USGS) | 48.6971 | [19 empty] | 2784.5152 | [5 empty] | 0.16442 | [5 empty] | 266.2908 | [9 empty] | 35.6264 |  | 56.1893 |  |  |  | 1.8061 | [7 empty] | 0.4385 | [13 empty] | 1.2248 | [15 empty] | 67.8096 | [17 empty] | 57.0239 | [9 empty] | 16.6803 | [35 empty] | CHN | Tibet
| Lawu |  | Magmatic hydrothermal | Skarn | Cu-Pb-Zn skarn | Cu, Pb, Zn | In, Sn | Cu, Pb, Zn, In, Sn |  |  | 2019-MOR-020-SPA (slC2) |  | underground mine |  |  |  |  | ore material | drill core | underground mining tunnels and drill cores | mineral separate | [5 empty] | mineralisation |  |  |  | sphalerite, chalcopyrite, pyrrhotite, pyrite, arsenopyrite | [6 empty] | galena, bismuthinite, marcasite, iron oxides, pyroxene, actinolite, quartz | thin sections and polished blocks examined using optical microscope, BSE detector, and EDS prior to analysis | EMPA, LA-ICPMS | JEOL JXA-8230 electron probe microanalyzer; RESOlution-LR 193 nm ArF excimer laser ablation system coupled to an Agilent 7700x ICP-MS | Laboratory of Mineral Resources Research Center, Fuzhou University; Adelaide Microscopy, the University of Adelaide | EPMA point analysis: accelerating voltage 15 kV, beam current 20 nA, beam diameter ~5 μm; EPMA mapping: accelerating voltage 20 kV, working current 50 nA, dwell time ~10 ms; BSE imaging: accelerating voltage 20 kV, beam current 10 nA; LA-ICP-MS: energy density 3~3.5 J/cm2, spot sizes 29 to 51 μm, repetition rates 5 Hz (polished thin-section) and 10 Hz (polished blocks), ~30 s background acquisition, ~40 s sample data acquisition | STDGL3 (Danyushevsky et al. 2011) and GSD-1G (USGS) | 2.4093 | [19 empty] | 2883.9323 | [5 empty] | 0.19546 | [5 empty] | 6.1674 | [9 empty] | 90.5015 |  | 0.10322 |  |  |  | 0.15633 | [7 empty] | 0.058575 | [13 empty] | 900.6062 | [15 empty] | 2.1471 | [17 empty] | 2.7817 | [9 empty] | 4.456 | [35 empty] | CHN | Tibet
| Lawu |  | Magmatic hydrothermal | Skarn | Cu-Pb-Zn skarn | Cu, Pb, Zn | In, Sn | Cu, Pb, Zn, In, Sn |  |  | 2019-MOR-011-SP (slC3) |  | underground mine |  |  |  |  | ore material | drill core | underground mining tunnels and drill cores | mineral separate | [5 empty] | mineralisation |  |  |  | sphalerite, chalcopyrite, pyrrhotite, pyrite, arsenopyrite | [6 empty] | galena, bismuthinite, marcasite, iron oxides, pyroxene, actinolite, quartz | thin sections and polished blocks examined using optical microscope, BSE detector, and EDS prior to analysis | EMPA, LA-ICPMS | JEOL JXA-8230 electron probe microanalyzer; RESOlution-LR 193 nm ArF excimer laser ablation system coupled to an Agilent 7700x ICP-MS | Laboratory of Mineral Resources Research Center, Fuzhou University; Adelaide Microscopy, the University of Adelaide | EPMA point analysis: accelerating voltage 15 kV, beam current 20 nA, beam diameter ~5 μm; EPMA mapping: accelerating voltage 20 kV, working current 50 nA, dwell time ~10 ms; BSE imaging: accelerating voltage 20 kV, beam current 10 nA; LA-ICP-MS: energy density 3~3.5 J/cm2, spot sizes 29 to 51 μm, repetition rates 5 Hz (polished thin-section) and 10 Hz (polished blocks), ~30 s background acquisition, ~40 s sample data acquisition | STDGL3 (Danyushevsky et al. 2011) and GSD-1G (USGS) | 4.7142 | [19 empty] | 32.4741 | [5 empty] | 0.19511 | [5 empty] | 10.8759 | [9 empty] | 526.1508 |  | 3.5061 |  |  |  | 124.2801 | [7 empty] | 0.025 | [13 empty] | 74.6682 | [15 empty] | 10.3806 | [17 empty] | 1.6505 | [9 empty] | 1.7642 | [35 empty] | CHN | Tibet
| Lawu |  | Magmatic hydrothermal | Skarn | Cu-Pb-Zn skarn | Cu, Pb, Zn | In, Sn | Cu, Pb, Zn, In, Sn |  |  | 2019-MOR-005-SPB (slC2) |  | underground mine |  |  |  |  | ore material | drill core | underground mining tunnels and drill cores | mineral separate | [5 empty] | mineralisation |  |  |  | sphalerite, chalcopyrite, pyrrhotite, pyrite, arsenopyrite | [6 empty] | galena, bismuthinite, marcasite, iron oxides, pyroxene, actinolite, quartz | thin sections and polished blocks examined using optical microscope, BSE detector, and EDS prior to analysis | EMPA, LA-ICPMS | JEOL JXA-8230 electron probe microanalyzer; RESOlution-LR 193 nm ArF excimer laser ablation system coupled to an Agilent 7700x ICP-MS | Laboratory of Mineral Resources Research Center, Fuzhou University; Adelaide Microscopy, the University of Adelaide | EPMA point analysis: accelerating voltage 15 kV, beam current 20 nA, beam diameter ~5 μm; EPMA mapping: accelerating voltage 20 kV, working current 50 nA, dwell time ~10 ms; BSE imaging: accelerating voltage 20 kV, beam current 10 nA; LA-ICP-MS: energy density 3~3.5 J/cm2, spot sizes 29 to 51 μm, repetition rates 5 Hz (polished thin-section) and 10 Hz (polished blocks), ~30 s background acquisition, ~40 s sample data acquisition | STDGL3 (Danyushevsky et al. 2011) and GSD-1G (USGS) | 4.1481 | [19 empty] | 1065.1019 | [5 empty] | 0.070817 | [5 empty] | 235.3896 | [9 empty] | 122.2523 |  | 19.6002 |  |  |  | 0.71397 | [7 empty] | 186.0078 | [13 empty] | 3.3893 | [15 empty] | 8.48 | [17 empty] | 6.0342 | [9 empty] | 27.2937 | [35 empty] | CHN | Tibet
| Lawu |  | Magmatic hydrothermal | Skarn | Cu-Pb-Zn skarn | Cu, Pb, Zn | In, Sn | Cu, Pb, Zn, In, Sn |  |  | 2019-MOR-005-SPA (slC2) |  | underground mine |  |  |  |  | ore material | drill core | underground mining tunnels and drill cores | mineral separate | [5 empty] | mineralisation |  |  |  | sphalerite, chalcopyrite, pyrrhotite, pyrite, arsenopyrite | [6 empty] | galena, bismuthinite, marcasite, iron oxides, pyroxene, actinolite, quartz | thin sections and polished blocks examined using optical microscope, BSE detector, and EDS prior to analysis | EMPA, LA-ICPMS | JEOL JXA-8230 electron probe microanalyzer; RESOlution-LR 193 nm ArF excimer laser ablation system coupled to an Agilent 7700x ICP-MS | Laboratory of Mineral Resources Research Center, Fuzhou University; Adelaide Microscopy, the University of Adelaide | EPMA point analysis: accelerating voltage 15 kV, beam current 20 nA, beam diameter ~5 μm; EPMA mapping: accelerating voltage 20 kV, working current 50 nA, dwell time ~10 ms; BSE imaging: accelerating voltage 20 kV, beam current 10 nA; LA-ICP-MS: energy density 3~3.5 J/cm2, spot sizes 29 to 51 μm, repetition rates 5 Hz (polished thin-section) and 10 Hz (polished blocks), ~30 s background acquisition, ~40 s sample data acquisition | STDGL3 (Danyushevsky et al. 2011) and GSD-1G (USGS) | 5.207 | [19 empty] | 2556.9073 | [5 empty] | 0.13918 | [5 empty] | 84.4634 | [9 empty] | 64.7985 |  | 13.7911 |  |  |  | 0.37222 | [7 empty] | 78.4547 | [13 empty] | 3.107 | [15 empty] | 0.88085 | [17 empty] | 0.24144 | [9 empty] | 31.4841 | [35 empty] | CHN | Tibet
| Lawu |  | Magmatic hydrothermal | Skarn | Cu-Pb-Zn skarn | Cu, Pb, Zn | In, Sn | Cu, Pb, Zn, In, Sn |  |  | 2019-MOR-001-SPA (slC2) |  | underground mine |  |  |  |  | ore material | drill core | underground mining tunnels and drill cores | mineral separate | [5 empty] | mineralisation |  |  |  | sphalerite, chalcopyrite, pyrrhotite, pyrite, arsenopyrite | [6 empty] | galena, bismuthinite, marcasite, iron oxides, pyroxene, actinolite, quartz | thin sections and polished blocks examined using optical microscope, BSE detector, and EDS prior to analysis | EMPA, LA-ICPMS | JEOL JXA-8230 electron probe microanalyzer; RESOlution-LR 193 nm ArF excimer laser ablation system coupled to an Agilent 7700x ICP-MS | Laboratory of Mineral Resources Research Center, Fuzhou University; Adelaide Microscopy, the University of Adelaide | EPMA point analysis: accelerating voltage 15 kV, beam current 20 nA, beam diameter ~5 μm; EPMA mapping: accelerating voltage 20 kV, working current 50 nA, dwell time ~10 ms; BSE imaging: accelerating voltage 20 kV, beam current 10 nA; LA-ICP-MS: energy density 3~3.5 J/cm2, spot sizes 29 to 51 μm, repetition rates 5 Hz (polished thin-section) and 10 Hz (polished blocks), ~30 s background acquisition, ~40 s sample data acquisition | STDGL3 (Danyushevsky et al. 2011) and GSD-1G (USGS) | 8.9112 | [19 empty] | 1542.4736 | [5 empty] | 0.14099 | [5 empty] | 5307.6162 | [9 empty] | 4783.8155 |  | 14.5256 |  |  |  | 0.20727 | [7 empty] | 750.2298 | [13 empty] | 910.457 | [15 empty] | 0.049142 | [17 empty] | 0.058364 | [9 empty] | 20.9141 | [35 empty] | CHN | Tibet
| Lawu |  | Magmatic hydrothermal | Skarn | Cu-Pb-Zn skarn | Cu, Pb, Zn | In, Sn | Cu, Pb, Zn, In, Sn |  |  | 2019-MOR-003-SPC (slC2) |  | underground mine |  |  |  |  | ore material | drill core | underground mining tunnels and drill cores | mineral separate | [5 empty] | mineralisation |  |  |  | sphalerite, chalcopyrite, pyrrhotite, pyrite, arsenopyrite | [6 empty] | galena, bismuthinite, marcasite, iron oxides, pyroxene, actinolite, quartz | thin sections and polished blocks examined using optical microscope, BSE detector, and EDS prior to analysis | EMPA, LA-ICPMS | JEOL JXA-8230 electron probe microanalyzer; RESOlution-LR 193 nm ArF excimer laser ablation system coupled to an Agilent 7700x ICP-MS | Laboratory of Mineral Resources Research Center, Fuzhou University; Adelaide Microscopy, the University of Adelaide | EPMA point analysis: accelerating voltage 15 kV, beam current 20 nA, beam diameter ~5 μm; EPMA mapping: accelerating voltage 20 kV, working current 50 nA, dwell time ~10 ms; BSE imaging: accelerating voltage 20 kV, beam current 10 nA; LA-ICP-MS: energy density 3~3.5 J/cm2, spot sizes 29 to 51 μm, repetition rates 5 Hz (polished thin-section) and 10 Hz (polished blocks), ~30 s background acquisition, ~40 s sample data acquisition | STDGL3 (Danyushevsky et al. 2011) and GSD-1G (USGS) | 1.9475 | [19 empty] | 1503.4527 | [5 empty] | 0.13296 | [5 empty] | 385.8248 | [9 empty] | 262.1952 |  | 7.8933 |  |  |  | 0.18343 | [7 empty] | 291.0785 | [13 empty] | 147.4829 | [15 empty] | 0.53338 | [17 empty] | 0.14842 | [9 empty] | 125.8345 | [35 empty] | CHN | Tibet
| Lawu |  | Magmatic hydrothermal | Skarn | Cu-Pb-Zn skarn | Cu, Pb, Zn | In, Sn | Cu, Pb, Zn, In, Sn |  |  | 2019-MOR-004-SPC (slC2) |  | underground mine |  |  |  |  | ore material | drill core | underground mining tunnels and drill cores | mineral separate | [5 empty] | mineralisation |  |  |  | sphalerite, chalcopyrite, pyrrhotite, pyrite, arsenopyrite | [6 empty] | galena, bismuthinite, marcasite, iron oxides, pyroxene, actinolite, quartz | thin sections and polished blocks examined using optical microscope, BSE detector, and EDS prior to analysis | EMPA, LA-ICPMS | JEOL JXA-8230 electron probe microanalyzer; RESOlution-LR 193 nm ArF excimer laser ablation system coupled to an Agilent 7700x ICP-MS | Laboratory of Mineral Resources Research Center, Fuzhou University; Adelaide Microscopy, the University of Adelaide | EPMA point analysis: accelerating voltage 15 kV, beam current 20 nA, beam diameter ~5 μm; EPMA mapping: accelerating voltage 20 kV, working current 50 nA, dwell time ~10 ms; BSE imaging: accelerating voltage 20 kV, beam current 10 nA; LA-ICP-MS: energy density 3~3.5 J/cm2, spot sizes 29 to 51 μm, repetition rates 5 Hz (polished thin-section) and 10 Hz (polished blocks), ~30 s background acquisition, ~40 s sample data acquisition | STDGL3 (Danyushevsky et al. 2011) and GSD-1G (USGS) | 6.3961 | [19 empty] | 1920.7674 | [5 empty] | 0.126 | [5 empty] | 47.0627 | [9 empty] | 834.9949 |  | 2.5571 |  |  |  | 0.18676 | [7 empty] | 54.5621 | [13 empty] | 7.0177 | [15 empty] | 1.2307 | [17 empty] | 0.90575 | [9 empty] | 4.0157 | [35 empty] | CHN | Tibet
| Lawu |  | Magmatic hydrothermal | Skarn | Cu-Pb-Zn skarn | Cu, Pb, Zn | In, Sn | Cu, Pb, Zn, In, Sn |  |  | 2019-MOR-001-SPB (slC2) |  | underground mine |  |  |  |  | ore material | drill core | underground mining tunnels and drill cores | mineral separate | [5 empty] | mineralisation |  |  |  | sphalerite, chalcopyrite, pyrrhotite, pyrite, arsenopyrite | [6 empty] | galena, bismuthinite, marcasite, iron oxides, pyroxene, actinolite, quartz | thin sections and polished blocks examined using optical microscope, BSE detector, and EDS prior to analysis | EMPA, LA-ICPMS | JEOL JXA-8230 electron probe microanalyzer; RESOlution-LR 193 nm ArF excimer laser ablation system coupled to an Agilent 7700x ICP-MS | Laboratory of Mineral Resources Research Center, Fuzhou University; Adelaide Microscopy, the University of Adelaide | EPMA point analysis: accelerating voltage 15 kV, beam current 20 nA, beam diameter ~5 μm; EPMA mapping: accelerating voltage 20 kV, working current 50 nA, dwell time ~10 ms; BSE imaging: accelerating voltage 20 kV, beam current 10 nA; LA-ICP-MS: energy density 3~3.5 J/cm2, spot sizes 29 to 51 μm, repetition rates 5 Hz (polished thin-section) and 10 Hz (polished blocks), ~30 s background acquisition, ~40 s sample data acquisition | STDGL3 (Danyushevsky et al. 2011) and GSD-1G (USGS) | 6.1983 | [19 empty] | 1548.697 | [5 empty] | 0.13204 | [5 empty] | 1075.7047 | [9 empty] | 592.108 |  | 270.3352 |  |  |  | 0.3136 | [7 empty] | 895.1753 | [13 empty] | 217.095 | [15 empty] | 1.3229 | [17 empty] | 0.38517 | [9 empty] | 60.9352 | [35 empty] | CHN | Tibet
| Lawu |  | Magmatic hydrothermal | Skarn | Cu-Pb-Zn skarn | Cu, Pb, Zn | In, Sn | Cu, Pb, Zn, In, Sn |  |  | 2019-MOR-004-SPA (slC2) |  | underground mine |  |  |  |  | ore material | drill core | underground mining tunnels and drill cores | mineral separate | [5 empty] | mineralisation |  |  |  | sphalerite, chalcopyrite, pyrrhotite, pyrite, arsenopyrite | [6 empty] | galena, bismuthinite, marcasite, iron oxides, pyroxene, actinolite, quartz | thin sections and polished blocks examined using optical microscope, BSE detector, and EDS prior to analysis | EMPA, LA-ICPMS | JEOL JXA-8230 electron probe microanalyzer; RESOlution-LR 193 nm ArF excimer laser ablation system coupled to an Agilent 7700x ICP-MS | Laboratory of Mineral Resources Research Center, Fuzhou University; Adelaide Microscopy, the University of Adelaide | EPMA point analysis: accelerating voltage 15 kV, beam current 20 nA, beam diameter ~5 μm; EPMA mapping: accelerating voltage 20 kV, working current 50 nA, dwell time ~10 ms; BSE imaging: accelerating voltage 20 kV, beam current 10 nA; LA-ICP-MS: energy density 3~3.5 J/cm2, spot sizes 29 to 51 μm, repetition rates 5 Hz (polished thin-section) and 10 Hz (polished blocks), ~30 s background acquisition, ~40 s sample data acquisition | STDGL3 (Danyushevsky et al. 2011) and GSD-1G (USGS) | 13.1932 | [19 empty] | 1555.9473 | [5 empty] | 0.18179 | [5 empty] | 1650.5519 | [9 empty] | 1604.7111 |  | 14.6386 |  |  |  | 1.2446 | [7 empty] | 323.2568 | [13 empty] | 302.1877 | [15 empty] | 57.0125 | [17 empty] | 8.1033 | [9 empty] | 60.1124 | [35 empty] | CHN | Tibet
| Lawu |  | Magmatic hydrothermal | Skarn | Cu-Pb-Zn skarn | Cu, Pb, Zn | In, Sn | Cu, Pb, Zn, In, Sn |  |  | 2019-MOR-006-SPB (slC2) |  | underground mine |  |  |  |  | ore material | drill core | underground mining tunnels and drill cores | mineral separate | [5 empty] | mineralisation |  |  |  | sphalerite, chalcopyrite, pyrrhotite, pyrite, arsenopyrite | [6 empty] | galena, bismuthinite, marcasite, iron oxides, pyroxene, actinolite, quartz | thin sections and polished blocks examined using optical microscope, BSE detector, and EDS prior to analysis | EMPA, LA-ICPMS | JEOL JXA-8230 electron probe microanalyzer; RESOlution-LR 193 nm ArF excimer laser ablation system coupled to an Agilent 7700x ICP-MS | Laboratory of Mineral Resources Research Center, Fuzhou University; Adelaide Microscopy, the University of Adelaide | EPMA point analysis: accelerating voltage 15 kV, beam current 20 nA, beam diameter ~5 μm; EPMA mapping: accelerating voltage 20 kV, working current 50 nA, dwell time ~10 ms; BSE imaging: accelerating voltage 20 kV, beam current 10 nA; LA-ICP-MS: energy density 3~3.5 J/cm2, spot sizes 29 to 51 μm, repetition rates 5 Hz (polished thin-section) and 10 Hz (polished blocks), ~30 s background acquisition, ~40 s sample data acquisition | STDGL3 (Danyushevsky et al. 2011) and GSD-1G (USGS) | 3.6442 | [19 empty] | 2160.4127 | [5 empty] | 0.10305 | [5 empty] | 860.1769 | [9 empty] | 145.0972 |  | 3.4943 |  |  |  | 0.26301 | [7 empty] | 784.3305 | [13 empty] | 1.3553 | [15 empty] | 2.1749 | [17 empty] | 3.906 | [9 empty] | 244.1611 | [35 empty] | CHN | Tibet
| Lawu |  | Magmatic hydrothermal | Skarn | Cu-Pb-Zn skarn | Cu, Pb, Zn | In, Sn | Cu, Pb, Zn, In, Sn |  |  | 2019-MOR-003--SPA (slC2) |  | underground mine |  |  |  |  | ore material | drill core | underground mining tunnels and drill cores | mineral separate | [5 empty] | mineralisation |  |  |  | sphalerite, chalcopyrite, pyrrhotite, pyrite, arsenopyrite | [6 empty] | galena, bismuthinite, marcasite, iron oxides, pyroxene, actinolite, quartz | thin sections and polished blocks examined using optical microscope, BSE detector, and EDS prior to analysis | EMPA, LA-ICPMS | JEOL JXA-8230 electron probe microanalyzer; RESOlution-LR 193 nm ArF excimer laser ablation system coupled to an Agilent 7700x ICP-MS | Laboratory of Mineral Resources Research Center, Fuzhou University; Adelaide Microscopy, the University of Adelaide | EPMA point analysis: accelerating voltage 15 kV, beam current 20 nA, beam diameter ~5 μm; EPMA mapping: accelerating voltage 20 kV, working current 50 nA, dwell time ~10 ms; BSE imaging: accelerating voltage 20 kV, beam current 10 nA; LA-ICP-MS: energy density 3~3.5 J/cm2, spot sizes 29 to 51 μm, repetition rates 5 Hz (polished thin-section) and 10 Hz (polished blocks), ~30 s background acquisition, ~40 s sample data acquisition | STDGL3 (Danyushevsky et al. 2011) and GSD-1G (USGS) | 6.3174 | [19 empty] | 1420.7374 | [5 empty] | 0.19291 | [5 empty] | 1108.9257 | [9 empty] | 424.7268 |  | 386.7902 |  |  |  | 0.46624 | [7 empty] | 521.8706 | [13 empty] | 141.863 | [15 empty] | 15.4612 | [17 empty] | 0.48654 | [9 empty] | 26.7884 | [35 empty] | CHN | Tibet
| Lawu |  | Magmatic hydrothermal | Skarn | Cu-Pb-Zn skarn | Cu, Pb, Zn | In, Sn | Cu, Pb, Zn, In, Sn |  |  | 2019-MOR-006--SPA (slC2) |  | underground mine |  |  |  |  | ore material | drill core | underground mining tunnels and drill cores | mineral separate | [5 empty] | mineralisation |  |  |  | sphalerite, chalcopyrite, pyrrhotite, pyrite, arsenopyrite | [6 empty] | galena, bismuthinite, marcasite, iron oxides, pyroxene, actinolite, quartz | thin sections and polished blocks examined using optical microscope, BSE detector, and EDS prior to analysis | EMPA, LA-ICPMS | JEOL JXA-8230 electron probe microanalyzer; RESOlution-LR 193 nm ArF excimer laser ablation system coupled to an Agilent 7700x ICP-MS | Laboratory of Mineral Resources Research Center, Fuzhou University; Adelaide Microscopy, the University of Adelaide | EPMA point analysis: accelerating voltage 15 kV, beam current 20 nA, beam diameter ~5 μm; EPMA mapping: accelerating voltage 20 kV, working current 50 nA, dwell time ~10 ms; BSE imaging: accelerating voltage 20 kV, beam current 10 nA; LA-ICP-MS: energy density 3~3.5 J/cm2, spot sizes 29 to 51 μm, repetition rates 5 Hz (polished thin-section) and 10 Hz (polished blocks), ~30 s background acquisition, ~40 s sample data acquisition | STDGL3 (Danyushevsky et al. 2011) and GSD-1G (USGS) | 4.7001 | [19 empty] | 2515.0421 | [5 empty] | 0.19902 | [5 empty] | 70.2501 | [9 empty] | 951.7589 |  | 5.4604 |  |  |  | 0.43381 | [7 empty] | 114.6681 | [13 empty] | 10.5287 | [15 empty] | 4.4912 | [17 empty] | 3.1248 | [9 empty] | 20.7925 | [35 empty] | CHN | Tibet
| Lawu |  | Magmatic hydrothermal | Skarn | Cu-Pb-Zn skarn | Cu, Pb, Zn | In, Sn | Cu, Pb, Zn, In, Sn |  |  | 2019-MOR-007-SP (slC2) |  | underground mine |  |  |  |  | ore material | drill core | underground mining tunnels and drill cores | mineral separate | [5 empty] | mineralisation |  |  |  | sphalerite, chalcopyrite, pyrrhotite, pyrite, arsenopyrite | [6 empty] | galena, bismuthinite, marcasite, iron oxides, pyroxene, actinolite, quartz | thin sections and polished blocks examined using optical microscope, BSE detector, and EDS prior to analysis | EMPA, LA-ICPMS | JEOL JXA-8230 electron probe microanalyzer; RESOlution-LR 193 nm ArF excimer laser ablation system coupled to an Agilent 7700x ICP-MS | Laboratory of Mineral Resources Research Center, Fuzhou University; Adelaide Microscopy, the University of Adelaide | EPMA point analysis: accelerating voltage 15 kV, beam current 20 nA, beam diameter ~5 μm; EPMA mapping: accelerating voltage 20 kV, working current 50 nA, dwell time ~10 ms; BSE imaging: accelerating voltage 20 kV, beam current 10 nA; LA-ICP-MS: energy density 3~3.5 J/cm2, spot sizes 29 to 51 μm, repetition rates 5 Hz (polished thin-section) and 10 Hz (polished blocks), ~30 s background acquisition, ~40 s sample data acquisition | STDGL3 (Danyushevsky et al. 2011) and GSD-1G (USGS) | 20.6929 | [19 empty] | 2255.6344 | [5 empty] | 0.14674 | [5 empty] | 15.8239 | [9 empty] | 92.009 |  | 5.0093 |  |  |  | 0.97979 | [7 empty] | 0.082797 | [13 empty] | 1.4263 | [15 empty] | 22.5837 | [17 empty] | 15.6236 | [9 empty] | 0.26534 | [35 empty] | CHN | Tibet
| Lawu |  | Magmatic hydrothermal | Skarn | Cu-Pb-Zn skarn | Cu, Pb, Zn | In, Sn | Cu, Pb, Zn, In, Sn |  |  | Eskay Creek P5 |  | underground mine |  |  |  |  | ore material | drill core | underground mining tunnels and drill cores | mineral separate | [5 empty] | mineralisation |  |  |  | sphalerite, chalcopyrite, pyrrhotite, pyrite, arsenopyrite | [6 empty] | galena, bismuthinite, marcasite, iron oxides, pyroxene, actinolite, quartz | thin sections and polished blocks examined using optical microscope, BSE detector, and EDS prior to analysis | EMPA, LA-ICPMS | JEOL JXA-8230 electron probe microanalyzer; RESOlution-LR 193 nm ArF excimer laser ablation system coupled to an Agilent 7700x ICP-MS | Laboratory of Mineral Resources Research Center, Fuzhou University; Adelaide Microscopy, the University of Adelaide | EPMA point analysis: accelerating voltage 15 kV, beam current 20 nA, beam diameter ~5 μm; EPMA mapping: accelerating voltage 20 kV, working current 50 nA, dwell time ~10 ms; BSE imaging: accelerating voltage 20 kV, beam current 10 nA; LA-ICP-MS: energy density 3~3.5 J/cm2, spot sizes 29 to 51 μm, repetition rates 5 Hz (polished thin-section) and 10 Hz (polished blocks), ~30 s background acquisition, ~40 s sample data acquisition | STDGL3 (Danyushevsky et al. 2011) and GSD-1G (USGS) | 39.5 | [19 empty] | 4955 | [5 empty] | 0.1 | [5 empty] | 67 | [9 empty] | 4479 |  | 25 |  |  |  | 0.8 | [7 empty] | 13.7 | [13 empty] | 3336 | [15 empty] | 46.3 | [17 empty] | 117 | [9 empty] | 3.7 | [35 empty] | CHN | Tibet
| Lawu |  | Magmatic hydrothermal | Skarn | Cu-Pb-Zn skarn | Cu, Pb, Zn | In, Sn | Cu, Pb, Zn, In, Sn |  |  | Zinkgruvan 99-2 |  | underground mine |  |  |  |  | ore material | drill core | underground mining tunnels and drill cores | mineral separate | [5 empty] | mineralisation |  |  |  | sphalerite, chalcopyrite, pyrrhotite, pyrite, arsenopyrite | [6 empty] | galena, bismuthinite, marcasite, iron oxides, pyroxene, actinolite, quartz | thin sections and polished blocks examined using optical microscope, BSE detector, and EDS prior to analysis | EMPA, LA-ICPMS | JEOL JXA-8230 electron probe microanalyzer; RESOlution-LR 193 nm ArF excimer laser ablation system coupled to an Agilent 7700x ICP-MS | Laboratory of Mineral Resources Research Center, Fuzhou University; Adelaide Microscopy, the University of Adelaide | EPMA point analysis: accelerating voltage 15 kV, beam current 20 nA, beam diameter ~5 μm; EPMA mapping: accelerating voltage 20 kV, working current 50 nA, dwell time ~10 ms; BSE imaging: accelerating voltage 20 kV, beam current 10 nA; LA-ICP-MS: energy density 3~3.5 J/cm2, spot sizes 29 to 51 μm, repetition rates 5 Hz (polished thin-section) and 10 Hz (polished blocks), ~30 s background acquisition, ~40 s sample data acquisition | STDGL3 (Danyushevsky et al. 2011) and GSD-1G (USGS) | 12.6 | [19 empty] | 3943 | [5 empty] | 164 | [5 empty] | 5.1 | [9 empty] | 33261 |  | 2.78 |  |  |  | 1.17 | [7 empty] | 0.31 | [13 empty] | 532 | [15 empty] | 193 | [17 empty] | 4.12 | [9 empty] | 0.21 | [35 empty] | CHN | Tibet
| Lawu |  | Magmatic hydrothermal | Skarn | Cu-Pb-Zn skarn | Cu, Pb, Zn | In, Sn | Cu, Pb, Zn, In, Sn |  |  | Kaveltorp 99-1 |  | underground mine |  |  |  |  | ore material | drill core | underground mining tunnels and drill cores | mineral separate | [5 empty] | mineralisation |  |  |  | sphalerite, chalcopyrite, pyrrhotite, pyrite, arsenopyrite | [6 empty] | galena, bismuthinite, marcasite, iron oxides, pyroxene, actinolite, quartz | thin sections and polished blocks examined using optical microscope, BSE detector, and EDS prior to analysis | EMPA, LA-ICPMS | JEOL JXA-8230 electron probe microanalyzer; RESOlution-LR 193 nm ArF excimer laser ablation system coupled to an Agilent 7700x ICP-MS | Laboratory of Mineral Resources Research Center, Fuzhou University; Adelaide Microscopy, the University of Adelaide | EPMA point analysis: accelerating voltage 15 kV, beam current 20 nA, beam diameter ~5 μm; EPMA mapping: accelerating voltage 20 kV, working current 50 nA, dwell time ~10 ms; BSE imaging: accelerating voltage 20 kV, beam current 10 nA; LA-ICP-MS: energy density 3~3.5 J/cm2, spot sizes 29 to 51 μm, repetition rates 5 Hz (polished thin-section) and 10 Hz (polished blocks), ~30 s background acquisition, ~40 s sample data acquisition | STDGL3 (Danyushevsky et al. 2011) and GSD-1G (USGS) | 5.44 | [19 empty] | 1618 | [5 empty] | 11.3 | [5 empty] | 771 | [9 empty] | 84034 |  | 1.6 |  |  |  | 1.93 | [7 empty] | 4.3 | [13 empty] | 28678 | [15 empty] | 11.9 | [17 empty] | 0.17 | [9 empty] | 0.95 | [35 empty] | CHN | Tibet
| Lawu |  | Magmatic hydrothermal | Skarn | Cu-Pb-Zn skarn | Cu, Pb, Zn | In, Sn | Cu, Pb, Zn, In, Sn |  |  | Marketorp 99-4 |  | underground mine |  |  |  |  | ore material | drill core | underground mining tunnels and drill cores | mineral separate | [5 empty] | mineralisation |  |  |  | sphalerite, chalcopyrite, pyrrhotite, pyrite, arsenopyrite | [6 empty] | galena, bismuthinite, marcasite, iron oxides, pyroxene, actinolite, quartz | thin sections and polished blocks examined using optical microscope, BSE detector, and EDS prior to analysis | EMPA, LA-ICPMS | JEOL JXA-8230 electron probe microanalyzer; RESOlution-LR 193 nm ArF excimer laser ablation system coupled to an Agilent 7700x ICP-MS | Laboratory of Mineral Resources Research Center, Fuzhou University; Adelaide Microscopy, the University of Adelaide | EPMA point analysis: accelerating voltage 15 kV, beam current 20 nA, beam diameter ~5 μm; EPMA mapping: accelerating voltage 20 kV, working current 50 nA, dwell time ~10 ms; BSE imaging: accelerating voltage 20 kV, beam current 10 nA; LA-ICP-MS: energy density 3~3.5 J/cm2, spot sizes 29 to 51 μm, repetition rates 5 Hz (polished thin-section) and 10 Hz (polished blocks), ~30 s background acquisition, ~40 s sample data acquisition | STDGL3 (Danyushevsky et al. 2011) and GSD-1G (USGS) | 7.42 | [19 empty] | 3136 | [5 empty] | 164 | [5 empty] | 2716 | [9 empty] | 89041 |  | 0.9 |  |  |  | 2.34 | [7 empty] | 24.7 | [13 empty] | 2098 | [15 empty] | 8.79 | [17 empty] | 0.04 | [9 empty] | 0.21 | [35 empty] | CHN | Tibet
| Lawu |  | Magmatic hydrothermal | Skarn | Cu-Pb-Zn skarn | Cu, Pb, Zn | In, Sn | Cu, Pb, Zn, In, Sn |  |  | 9LC1 |  | underground mine |  |  |  |  | ore material | drill core | underground mining tunnels and drill cores | mineral separate | [5 empty] | mineralisation |  |  |  | sphalerite, chalcopyrite, pyrrhotite, pyrite, arsenopyrite | [6 empty] | galena, bismuthinite, marcasite, iron oxides, pyroxene, actinolite, quartz | thin sections and polished blocks examined using optical microscope, BSE detector, and EDS prior to analysis | EMPA, LA-ICPMS | JEOL JXA-8230 electron probe microanalyzer; RESOlution-LR 193 nm ArF excimer laser ablation system coupled to an Agilent 7700x ICP-MS | Laboratory of Mineral Resources Research Center, Fuzhou University; Adelaide Microscopy, the University of Adelaide | EPMA point analysis: accelerating voltage 15 kV, beam current 20 nA, beam diameter ~5 μm; EPMA mapping: accelerating voltage 20 kV, working current 50 nA, dwell time ~10 ms; BSE imaging: accelerating voltage 20 kV, beam current 10 nA; LA-ICP-MS: energy density 3~3.5 J/cm2, spot sizes 29 to 51 μm, repetition rates 5 Hz (polished thin-section) and 10 Hz (polished blocks), ~30 s background acquisition, ~40 s sample data acquisition | STDGL3 (Danyushevsky et al. 2011) and GSD-1G (USGS) | 5.8 | [19 empty] | 8798 | [5 empty] | 0.34 | [5 empty] | 139 | [9 empty] | 130008 |  | 8.66 |  |  |  | 2.83 | [7 empty] | 191 | [13 empty] | 2626 | [15 empty] | 0.8 | [17 empty] | 0.1 | [9 empty] | 3.33 | [35 empty] | CHN | Tibet
| Lawu |  | Magmatic hydrothermal | Skarn | Cu-Pb-Zn skarn | Cu, Pb, Zn | In, Sn | Cu, Pb, Zn, In, Sn |  |  | 9LC3 |  | underground mine |  |  |  |  | ore material | drill core | underground mining tunnels and drill cores | mineral separate | [5 empty] | mineralisation |  |  |  | sphalerite, chalcopyrite, pyrrhotite, pyrite, arsenopyrite | [6 empty] | galena, bismuthinite, marcasite, iron oxides, pyroxene, actinolite, quartz | thin sections and polished blocks examined using optical microscope, BSE detector, and EDS prior to analysis | EMPA, LA-ICPMS | JEOL JXA-8230 electron probe microanalyzer; RESOlution-LR 193 nm ArF excimer laser ablation system coupled to an Agilent 7700x ICP-MS | Laboratory of Mineral Resources Research Center, Fuzhou University; Adelaide Microscopy, the University of Adelaide | EPMA point analysis: accelerating voltage 15 kV, beam current 20 nA, beam diameter ~5 μm; EPMA mapping: accelerating voltage 20 kV, working current 50 nA, dwell time ~10 ms; BSE imaging: accelerating voltage 20 kV, beam current 10 nA; LA-ICP-MS: energy density 3~3.5 J/cm2, spot sizes 29 to 51 μm, repetition rates 5 Hz (polished thin-section) and 10 Hz (polished blocks), ~30 s background acquisition, ~40 s sample data acquisition | STDGL3 (Danyushevsky et al. 2011) and GSD-1G (USGS) | 6.3 | [19 empty] | 8709 | [5 empty] | 0.16 | [5 empty] | 148 | [9 empty] | 129613 |  | 6.6 |  |  |  | 2.98 | [7 empty] | 184 | [13 empty] | 2707 | [15 empty] | 3.4 | [17 empty] | 0.1 | [9 empty] | 2.86 | [35 empty] | CHN | Tibet
| Lawu |  | Magmatic hydrothermal | Skarn | Cu-Pb-Zn skarn | Cu, Pb, Zn | In, Sn | Cu, Pb, Zn, In, Sn |  |  | 9LC4 |  | underground mine |  |  |  |  | ore material | drill core | underground mining tunnels and drill cores | mineral separate | [5 empty] | mineralisation |  |  |  | sphalerite, chalcopyrite, pyrrhotite, pyrite, arsenopyrite | [6 empty] | galena, bismuthinite, marcasite, iron oxides, pyroxene, actinolite, quartz | thin sections and polished blocks examined using optical microscope, BSE detector, and EDS prior to analysis | EMPA, LA-ICPMS | JEOL JXA-8230 electron probe microanalyzer; RESOlution-LR 193 nm ArF excimer laser ablation system coupled to an Agilent 7700x ICP-MS | Laboratory of Mineral Resources Research Center, Fuzhou University; Adelaide Microscopy, the University of Adelaide | EPMA point analysis: accelerating voltage 15 kV, beam current 20 nA, beam diameter ~5 μm; EPMA mapping: accelerating voltage 20 kV, working current 50 nA, dwell time ~10 ms; BSE imaging: accelerating voltage 20 kV, beam current 10 nA; LA-ICP-MS: energy density 3~3.5 J/cm2, spot sizes 29 to 51 μm, repetition rates 5 Hz (polished thin-section) and 10 Hz (polished blocks), ~30 s background acquisition, ~40 s sample data acquisition | STDGL3 (Danyushevsky et al. 2011) and GSD-1G (USGS) | 5.5 | [19 empty] | 8607 | [5 empty] | 0.61 | [5 empty] | 167 | [9 empty] | 126228 |  | 13.83 |  |  |  | 3.57 | [7 empty] | 232 | [13 empty] | 2844 | [15 empty] | 0.3 | [17 empty] | 0.1 | [9 empty] | 5.17 | [35 empty] | CHN | Tibet
| Lawu |  | Magmatic hydrothermal | Skarn | Cu-Pb-Zn skarn | Cu, Pb, Zn | In, Sn | Cu, Pb, Zn, In, Sn |  |  | 9LC5 |  | underground mine |  |  |  |  | ore material | drill core | underground mining tunnels and drill cores | mineral separate | [5 empty] | mineralisation |  |  |  | sphalerite, chalcopyrite, pyrrhotite, pyrite, arsenopyrite | [6 empty] | galena, bismuthinite, marcasite, iron oxides, pyroxene, actinolite, quartz | thin sections and polished blocks examined using optical microscope, BSE detector, and EDS prior to analysis | EMPA, LA-ICPMS | JEOL JXA-8230 electron probe microanalyzer; RESOlution-LR 193 nm ArF excimer laser ablation system coupled to an Agilent 7700x ICP-MS | Laboratory of Mineral Resources Research Center, Fuzhou University; Adelaide Microscopy, the University of Adelaide | EPMA point analysis: accelerating voltage 15 kV, beam current 20 nA, beam diameter ~5 μm; EPMA mapping: accelerating voltage 20 kV, working current 50 nA, dwell time ~10 ms; BSE imaging: accelerating voltage 20 kV, beam current 10 nA; LA-ICP-MS: energy density 3~3.5 J/cm2, spot sizes 29 to 51 μm, repetition rates 5 Hz (polished thin-section) and 10 Hz (polished blocks), ~30 s background acquisition, ~40 s sample data acquisition | STDGL3 (Danyushevsky et al. 2011) and GSD-1G (USGS) | 6.6 | [19 empty] | 8631 | [5 empty] | 0.57 | [5 empty] | 206 | [9 empty] | 129302 |  | 22.5 |  |  |  | 4.94 | [7 empty] | 230 | [13 empty] | 2845 | [15 empty] | 556 | [17 empty] | 4.1 | [9 empty] | 9.64 | [35 empty] | CHN | Tibet
| Lawu |  | Magmatic hydrothermal | Skarn | Cu-Pb-Zn skarn | Cu, Pb, Zn | In, Sn | Cu, Pb, Zn, In, Sn |  |  | 9LC7 |  | underground mine |  |  |  |  | ore material | drill core | underground mining tunnels and drill cores | mineral separate | [5 empty] | mineralisation |  |  |  | sphalerite, chalcopyrite, pyrrhotite, pyrite, arsenopyrite | [6 empty] | galena, bismuthinite, marcasite, iron oxides, pyroxene, actinolite, quartz | thin sections and polished blocks examined using optical microscope, BSE detector, and EDS prior to analysis | EMPA, LA-ICPMS | JEOL JXA-8230 electron probe microanalyzer; RESOlution-LR 193 nm ArF excimer laser ablation system coupled to an Agilent 7700x ICP-MS | Laboratory of Mineral Resources Research Center, Fuzhou University; Adelaide Microscopy, the University of Adelaide | EPMA point analysis: accelerating voltage 15 kV, beam current 20 nA, beam diameter ~5 μm; EPMA mapping: accelerating voltage 20 kV, working current 50 nA, dwell time ~10 ms; BSE imaging: accelerating voltage 20 kV, beam current 10 nA; LA-ICP-MS: energy density 3~3.5 J/cm2, spot sizes 29 to 51 μm, repetition rates 5 Hz (polished thin-section) and 10 Hz (polished blocks), ~30 s background acquisition, ~40 s sample data acquisition | STDGL3 (Danyushevsky et al. 2011) and GSD-1G (USGS) | 6.3 | [19 empty] | 8766 | [5 empty] | 0.65 | [5 empty] | 163 | [9 empty] | 130321 |  | 12.72 |  |  |  | 2.93 | [7 empty] | 206 | [13 empty] | 2879 | [15 empty] | 9.7 | [17 empty] | 0.2 | [9 empty] | 2.38 | [35 empty] | CHN | Tibet
| Lawu |  | Magmatic hydrothermal | Skarn | Cu-Pb-Zn skarn | Cu, Pb, Zn | In, Sn | Cu, Pb, Zn, In, Sn |  |  | 9LC9 |  | underground mine |  |  |  |  | ore material | drill core | underground mining tunnels and drill cores | mineral separate | [5 empty] | mineralisation |  |  |  | sphalerite, chalcopyrite, pyrrhotite, pyrite, arsenopyrite | [6 empty] | galena, bismuthinite, marcasite, iron oxides, pyroxene, actinolite, quartz | thin sections and polished blocks examined using optical microscope, BSE detector, and EDS prior to analysis | EMPA, LA-ICPMS | JEOL JXA-8230 electron probe microanalyzer; RESOlution-LR 193 nm ArF excimer laser ablation system coupled to an Agilent 7700x ICP-MS | Laboratory of Mineral Resources Research Center, Fuzhou University; Adelaide Microscopy, the University of Adelaide | EPMA point analysis: accelerating voltage 15 kV, beam current 20 nA, beam diameter ~5 μm; EPMA mapping: accelerating voltage 20 kV, working current 50 nA, dwell time ~10 ms; BSE imaging: accelerating voltage 20 kV, beam current 10 nA; LA-ICP-MS: energy density 3~3.5 J/cm2, spot sizes 29 to 51 μm, repetition rates 5 Hz (polished thin-section) and 10 Hz (polished blocks), ~30 s background acquisition, ~40 s sample data acquisition | STDGL3 (Danyushevsky et al. 2011) and GSD-1G (USGS) | 7.6 | [19 empty] | 8526 | [5 empty] | 0.08 | [5 empty] | 155 | [9 empty] | 125661 |  | 10.62 |  |  |  | 2.76 | [7 empty] | 179 | [13 empty] | 2678 | [15 empty] | 1.7 | [17 empty] | 1.9 | [9 empty] | 13.58 | [35 empty] | CHN | Tibet
| Lawu |  | Magmatic hydrothermal | Skarn | Cu-Pb-Zn skarn | Cu, Pb, Zn | In, Sn | Cu, Pb, Zn, In, Sn |  |  | 9LC10 |  | underground mine |  |  |  |  | ore material | drill core | underground mining tunnels and drill cores | mineral separate | [5 empty] | mineralisation |  |  |  | sphalerite, chalcopyrite, pyrrhotite, pyrite, arsenopyrite | [6 empty] | galena, bismuthinite, marcasite, iron oxides, pyroxene, actinolite, quartz | thin sections and polished blocks examined using optical microscope, BSE detector, and EDS prior to analysis | EMPA, LA-ICPMS | JEOL JXA-8230 electron probe microanalyzer; RESOlution-LR 193 nm ArF excimer laser ablation system coupled to an Agilent 7700x ICP-MS | Laboratory of Mineral Resources Research Center, Fuzhou University; Adelaide Microscopy, the University of Adelaide | EPMA point analysis: accelerating voltage 15 kV, beam current 20 nA, beam diameter ~5 μm; EPMA mapping: accelerating voltage 20 kV, working current 50 nA, dwell time ~10 ms; BSE imaging: accelerating voltage 20 kV, beam current 10 nA; LA-ICP-MS: energy density 3~3.5 J/cm2, spot sizes 29 to 51 μm, repetition rates 5 Hz (polished thin-section) and 10 Hz (polished blocks), ~30 s background acquisition, ~40 s sample data acquisition | STDGL3 (Danyushevsky et al. 2011) and GSD-1G (USGS) | 6.7 | [19 empty] | 8832 | [5 empty] | 0.56 | [5 empty] | 146 | [9 empty] | 127950 |  | 11.62 |  |  |  | 3.13 | [7 empty] | 176 | [13 empty] | 2690 | [15 empty] | 0.4 | [17 empty] | 0.1 | [9 empty] | 4.98 | [35 empty] | CHN | Tibet
| Lawu |  | Magmatic hydrothermal | Skarn | Cu-Pb-Zn skarn | Cu, Pb, Zn | In, Sn | Cu, Pb, Zn, In, Sn |  |  | 9LC11 |  | underground mine |  |  |  |  | ore material | drill core | underground mining tunnels and drill cores | mineral separate | [5 empty] | mineralisation |  |  |  | sphalerite, chalcopyrite, pyrrhotite, pyrite, arsenopyrite | [6 empty] | galena, bismuthinite, marcasite, iron oxides, pyroxene, actinolite, quartz | thin sections and polished blocks examined using optical microscope, BSE detector, and EDS prior to analysis | EMPA, LA-ICPMS | JEOL JXA-8230 electron probe microanalyzer; RESOlution-LR 193 nm ArF excimer laser ablation system coupled to an Agilent 7700x ICP-MS | Laboratory of Mineral Resources Research Center, Fuzhou University; Adelaide Microscopy, the University of Adelaide | EPMA point analysis: accelerating voltage 15 kV, beam current 20 nA, beam diameter ~5 μm; EPMA mapping: accelerating voltage 20 kV, working current 50 nA, dwell time ~10 ms; BSE imaging: accelerating voltage 20 kV, beam current 10 nA; LA-ICP-MS: energy density 3~3.5 J/cm2, spot sizes 29 to 51 μm, repetition rates 5 Hz (polished thin-section) and 10 Hz (polished blocks), ~30 s background acquisition, ~40 s sample data acquisition | STDGL3 (Danyushevsky et al. 2011) and GSD-1G (USGS) | 8 | [19 empty] | 8420 | [5 empty] | 0.35 | [5 empty] | 236 | [9 empty] | 123724 |  | 7.1 |  |  |  | 7.13 | [7 empty] | 183 | [13 empty] | 2645 | [15 empty] | 7.8 | [17 empty] | 2.8 | [9 empty] | 4.94 | [35 empty] | CHN | Tibet
| Lawu |  | Magmatic hydrothermal | Skarn | Cu-Pb-Zn skarn | Cu, Pb, Zn | In, Sn | Cu, Pb, Zn, In, Sn |  |  | 9LC12 |  | underground mine |  |  |  |  | ore material | drill core | underground mining tunnels and drill cores | mineral separate | [5 empty] | mineralisation |  |  |  | sphalerite, chalcopyrite, pyrrhotite, pyrite, arsenopyrite | [6 empty] | galena, bismuthinite, marcasite, iron oxides, pyroxene, actinolite, quartz | thin sections and polished blocks examined using optical microscope, BSE detector, and EDS prior to analysis | EMPA, LA-ICPMS | JEOL JXA-8230 electron probe microanalyzer; RESOlution-LR 193 nm ArF excimer laser ablation system coupled to an Agilent 7700x ICP-MS | Laboratory of Mineral Resources Research Center, Fuzhou University; Adelaide Microscopy, the University of Adelaide | EPMA point analysis: accelerating voltage 15 kV, beam current 20 nA, beam diameter ~5 μm; EPMA mapping: accelerating voltage 20 kV, working current 50 nA, dwell time ~10 ms; BSE imaging: accelerating voltage 20 kV, beam current 10 nA; LA-ICP-MS: energy density 3~3.5 J/cm2, spot sizes 29 to 51 μm, repetition rates 5 Hz (polished thin-section) and 10 Hz (polished blocks), ~30 s background acquisition, ~40 s sample data acquisition | STDGL3 (Danyushevsky et al. 2011) and GSD-1G (USGS) | 8.6 | [19 empty] | 8532 | [5 empty] | 0.07 | [5 empty] | 380 | [9 empty] | 126937 |  | 9.98 |  |  |  | 5.64 | [7 empty] | 191 | [13 empty] | 2767 | [15 empty] | 19.8 | [17 empty] | 3.2 | [9 empty] | 9.11 | [35 empty] | CHN | Tibet
| Lawu |  | Magmatic hydrothermal | Skarn | Cu-Pb-Zn skarn | Cu, Pb, Zn | In, Sn | Cu, Pb, Zn, In, Sn |  |  | 9LC13 |  | underground mine |  |  |  |  | ore material | drill core | underground mining tunnels and drill cores | mineral separate | [5 empty] | mineralisation |  |  |  | sphalerite, chalcopyrite, pyrrhotite, pyrite, arsenopyrite | [6 empty] | galena, bismuthinite, marcasite, iron oxides, pyroxene, actinolite, quartz | thin sections and polished blocks examined using optical microscope, BSE detector, and EDS prior to analysis | EMPA, LA-ICPMS | JEOL JXA-8230 electron probe microanalyzer; RESOlution-LR 193 nm ArF excimer laser ablation system coupled to an Agilent 7700x ICP-MS | Laboratory of Mineral Resources Research Center, Fuzhou University; Adelaide Microscopy, the University of Adelaide | EPMA point analysis: accelerating voltage 15 kV, beam current 20 nA, beam diameter ~5 μm; EPMA mapping: accelerating voltage 20 kV, working current 50 nA, dwell time ~10 ms; BSE imaging: accelerating voltage 20 kV, beam current 10 nA; LA-ICP-MS: energy density 3~3.5 J/cm2, spot sizes 29 to 51 μm, repetition rates 5 Hz (polished thin-section) and 10 Hz (polished blocks), ~30 s background acquisition, ~40 s sample data acquisition | STDGL3 (Danyushevsky et al. 2011) and GSD-1G (USGS) | 6.4 | [19 empty] | 8697 | [5 empty] | 0.72 | [5 empty] | 188 | [9 empty] | 132072 |  | 46.4 |  |  |  | 2.11 | [7 empty] | 134 | [13 empty] | 2771 | [15 empty] | 1.8 | [17 empty] | 0.3 | [9 empty] | 6.25 | [35 empty] | CHN | Tibet
| Lawu |  | Magmatic hydrothermal | Skarn | Cu-Pb-Zn skarn | Cu, Pb, Zn | In, Sn | Cu, Pb, Zn, In, Sn |  |  | 9LC14 |  | underground mine |  |  |  |  | ore material | drill core | underground mining tunnels and drill cores | mineral separate | [5 empty] | mineralisation |  |  |  | sphalerite, chalcopyrite, pyrrhotite, pyrite, arsenopyrite | [6 empty] | galena, bismuthinite, marcasite, iron oxides, pyroxene, actinolite, quartz | thin sections and polished blocks examined using optical microscope, BSE detector, and EDS prior to analysis | EMPA, LA-ICPMS | JEOL JXA-8230 electron probe microanalyzer; RESOlution-LR 193 nm ArF excimer laser ablation system coupled to an Agilent 7700x ICP-MS | Laboratory of Mineral Resources Research Center, Fuzhou University; Adelaide Microscopy, the University of Adelaide | EPMA point analysis: accelerating voltage 15 kV, beam current 20 nA, beam diameter ~5 μm; EPMA mapping: accelerating voltage 20 kV, working current 50 nA, dwell time ~10 ms; BSE imaging: accelerating voltage 20 kV, beam current 10 nA; LA-ICP-MS: energy density 3~3.5 J/cm2, spot sizes 29 to 51 μm, repetition rates 5 Hz (polished thin-section) and 10 Hz (polished blocks), ~30 s background acquisition, ~40 s sample data acquisition | STDGL3 (Danyushevsky et al. 2011) and GSD-1G (USGS) | 6 | [19 empty] | 8665 | [5 empty] | 0.91 | [5 empty] | 119 | [9 empty] | 129473 |  | 46.53 |  |  |  | 3.85 | [7 empty] | 80 | [13 empty] | 2695 | [15 empty] | 0.4 | [17 empty] | 0.1 | [9 empty] | 4.07 | [35 empty] | CHN | Tibet
| Lawu |  | Magmatic hydrothermal | Skarn | Cu-Pb-Zn skarn | Cu, Pb, Zn | In, Sn | Cu, Pb, Zn, In, Sn |  |  | LC19.1 |  | underground mine |  |  |  |  | ore material | drill core | underground mining tunnels and drill cores | mineral separate | [5 empty] | mineralisation |  |  |  | sphalerite, chalcopyrite, pyrrhotite, pyrite, arsenopyrite | [6 empty] | galena, bismuthinite, marcasite, iron oxides, pyroxene, actinolite, quartz | thin sections and polished blocks examined using optical microscope, BSE detector, and EDS prior to analysis | EMPA, LA-ICPMS | JEOL JXA-8230 electron probe microanalyzer; RESOlution-LR 193 nm ArF excimer laser ablation system coupled to an Agilent 7700x ICP-MS | Laboratory of Mineral Resources Research Center, Fuzhou University; Adelaide Microscopy, the University of Adelaide | EPMA point analysis: accelerating voltage 15 kV, beam current 20 nA, beam diameter ~5 μm; EPMA mapping: accelerating voltage 20 kV, working current 50 nA, dwell time ~10 ms; BSE imaging: accelerating voltage 20 kV, beam current 10 nA; LA-ICP-MS: energy density 3~3.5 J/cm2, spot sizes 29 to 51 μm, repetition rates 5 Hz (polished thin-section) and 10 Hz (polished blocks), ~30 s background acquisition, ~40 s sample data acquisition | STDGL3 (Danyushevsky et al. 2011) and GSD-1G (USGS) | 6.3 | [19 empty] | 8770 | [5 empty] | 0.6 | [5 empty] | 197 | [9 empty] | 154203 |  | 12.05 |  |  |  | 3.78 | [7 empty] | 263 | [13 empty] | 4111 | [15 empty] | 4.8 | [17 empty] | 1.5 | [9 empty] | 19.49 | [35 empty] | CHN | Tibet
| Lawu |  | Magmatic hydrothermal | Skarn | Cu-Pb-Zn skarn | Cu, Pb, Zn | In, Sn | Cu, Pb, Zn, In, Sn |  |  | LC19.2 |  | underground mine |  |  |  |  | ore material | drill core | underground mining tunnels and drill cores | mineral separate | [5 empty] | mineralisation |  |  |  | sphalerite, chalcopyrite, pyrrhotite, pyrite, arsenopyrite | [6 empty] | galena, bismuthinite, marcasite, iron oxides, pyroxene, actinolite, quartz | thin sections and polished blocks examined using optical microscope, BSE detector, and EDS prior to analysis | EMPA, LA-ICPMS | JEOL JXA-8230 electron probe microanalyzer; RESOlution-LR 193 nm ArF excimer laser ablation system coupled to an Agilent 7700x ICP-MS | Laboratory of Mineral Resources Research Center, Fuzhou University; Adelaide Microscopy, the University of Adelaide | EPMA point analysis: accelerating voltage 15 kV, beam current 20 nA, beam diameter ~5 μm; EPMA mapping: accelerating voltage 20 kV, working current 50 nA, dwell time ~10 ms; BSE imaging: accelerating voltage 20 kV, beam current 10 nA; LA-ICP-MS: energy density 3~3.5 J/cm2, spot sizes 29 to 51 μm, repetition rates 5 Hz (polished thin-section) and 10 Hz (polished blocks), ~30 s background acquisition, ~40 s sample data acquisition | STDGL3 (Danyushevsky et al. 2011) and GSD-1G (USGS) | 6.2 | [19 empty] | 8749 | [5 empty] | 1.13 | [5 empty] | 364 | [9 empty] | 138954 |  | 5.68 |  |  |  | 3.21 | [7 empty] | 566 | [13 empty] | 3173 | [15 empty] | 0.4 | [17 empty] | 0.01 | [9 empty] | 3.72 | [35 empty] | CHN | Tibet
| Lawu |  | Magmatic hydrothermal | Skarn | Cu-Pb-Zn skarn | Cu, Pb, Zn | In, Sn | Cu, Pb, Zn, In, Sn |  |  | LC19.3 |  | underground mine |  |  |  |  | ore material | drill core | underground mining tunnels and drill cores | mineral separate | [5 empty] | mineralisation |  |  |  | sphalerite, chalcopyrite, pyrrhotite, pyrite, arsenopyrite | [6 empty] | galena, bismuthinite, marcasite, iron oxides, pyroxene, actinolite, quartz | thin sections and polished blocks examined using optical microscope, BSE detector, and EDS prior to analysis | EMPA, LA-ICPMS | JEOL JXA-8230 electron probe microanalyzer; RESOlution-LR 193 nm ArF excimer laser ablation system coupled to an Agilent 7700x ICP-MS | Laboratory of Mineral Resources Research Center, Fuzhou University; Adelaide Microscopy, the University of Adelaide | EPMA point analysis: accelerating voltage 15 kV, beam current 20 nA, beam diameter ~5 μm; EPMA mapping: accelerating voltage 20 kV, working current 50 nA, dwell time ~10 ms; BSE imaging: accelerating voltage 20 kV, beam current 10 nA; LA-ICP-MS: energy density 3~3.5 J/cm2, spot sizes 29 to 51 μm, repetition rates 5 Hz (polished thin-section) and 10 Hz (polished blocks), ~30 s background acquisition, ~40 s sample data acquisition | STDGL3 (Danyushevsky et al. 2011) and GSD-1G (USGS) | 5.2 | [19 empty] | 8807 | [5 empty] | 1.21 | [5 empty] | 164 | [9 empty] | 138823 |  | 6.11 |  |  |  | 4.32 | [7 empty] | 236 | [13 empty] | 3123 | [15 empty] | 1 | [17 empty] | 0.2 | [9 empty] | 4.04 | [35 empty] | CHN | Tibet
| Lawu |  | Magmatic hydrothermal | Skarn | Cu-Pb-Zn skarn | Cu, Pb, Zn | In, Sn | Cu, Pb, Zn, In, Sn |  |  | LC19.4 |  | underground mine |  |  |  |  | ore material | drill core | underground mining tunnels and drill cores | mineral separate | [5 empty] | mineralisation |  |  |  | sphalerite, chalcopyrite, pyrrhotite, pyrite, arsenopyrite | [6 empty] | galena, bismuthinite, marcasite, iron oxides, pyroxene, actinolite, quartz | thin sections and polished blocks examined using optical microscope, BSE detector, and EDS prior to analysis | EMPA, LA-ICPMS | JEOL JXA-8230 electron probe microanalyzer; RESOlution-LR 193 nm ArF excimer laser ablation system coupled to an Agilent 7700x ICP-MS | Laboratory of Mineral Resources Research Center, Fuzhou University; Adelaide Microscopy, the University of Adelaide | EPMA point analysis: accelerating voltage 15 kV, beam current 20 nA, beam diameter ~5 μm; EPMA mapping: accelerating voltage 20 kV, working current 50 nA, dwell time ~10 ms; BSE imaging: accelerating voltage 20 kV, beam current 10 nA; LA-ICP-MS: energy density 3~3.5 J/cm2, spot sizes 29 to 51 μm, repetition rates 5 Hz (polished thin-section) and 10 Hz (polished blocks), ~30 s background acquisition, ~40 s sample data acquisition | STDGL3 (Danyushevsky et al. 2011) and GSD-1G (USGS) | 6.2 | [19 empty] | 8306 | [5 empty] | 0.45 | [5 empty] | 266 | [9 empty] | 144538 |  | 117.05 |  |  |  | 3.64 | [7 empty] | 252 | [13 empty] | 3558 | [15 empty] | 2 | [17 empty] | 0.9 | [9 empty] | 38.11 | [35 empty] | CHN | Tibet
| Lawu |  | Magmatic hydrothermal | Skarn | Cu-Pb-Zn skarn | Cu, Pb, Zn | In, Sn | Cu, Pb, Zn, In, Sn |  |  | LC19.5 |  | underground mine |  |  |  |  | ore material | drill core | underground mining tunnels and drill cores | mineral separate | [5 empty] | mineralisation |  |  |  | sphalerite, chalcopyrite, pyrrhotite, pyrite, arsenopyrite | [6 empty] | galena, bismuthinite, marcasite, iron oxides, pyroxene, actinolite, quartz | thin sections and polished blocks examined using optical microscope, BSE detector, and EDS prior to analysis | EMPA, LA-ICPMS | JEOL JXA-8230 electron probe microanalyzer; RESOlution-LR 193 nm ArF excimer laser ablation system coupled to an Agilent 7700x ICP-MS | Laboratory of Mineral Resources Research Center, Fuzhou University; Adelaide Microscopy, the University of Adelaide | EPMA point analysis: accelerating voltage 15 kV, beam current 20 nA, beam diameter ~5 μm; EPMA mapping: accelerating voltage 20 kV, working current 50 nA, dwell time ~10 ms; BSE imaging: accelerating voltage 20 kV, beam current 10 nA; LA-ICP-MS: energy density 3~3.5 J/cm2, spot sizes 29 to 51 μm, repetition rates 5 Hz (polished thin-section) and 10 Hz (polished blocks), ~30 s background acquisition, ~40 s sample data acquisition | STDGL3 (Danyushevsky et al. 2011) and GSD-1G (USGS) | 7.5 | [19 empty] | 8947 | [5 empty] | 0.24 | [5 empty] | 274 | [9 empty] | 139883 |  | 60.72 |  |  |  | 3.86 | [7 empty] | 262 | [13 empty] | 3482 | [15 empty] | 2.4 | [17 empty] | 1.2 | [9 empty] | 2.81 | [35 empty] | CHN | Tibet
| Lawu |  | Magmatic hydrothermal | Skarn | Cu-Pb-Zn skarn | Cu, Pb, Zn | In, Sn | Cu, Pb, Zn, In, Sn |  |  | LC19.6 |  | underground mine |  |  |  |  | ore material | drill core | underground mining tunnels and drill cores | mineral separate | [5 empty] | mineralisation |  |  |  | sphalerite, chalcopyrite, pyrrhotite, pyrite, arsenopyrite | [6 empty] | galena, bismuthinite, marcasite, iron oxides, pyroxene, actinolite, quartz | thin sections and polished blocks examined using optical microscope, BSE detector, and EDS prior to analysis | EMPA, LA-ICPMS | JEOL JXA-8230 electron probe microanalyzer; RESOlution-LR 193 nm ArF excimer laser ablation system coupled to an Agilent 7700x ICP-MS | Laboratory of Mineral Resources Research Center, Fuzhou University; Adelaide Microscopy, the University of Adelaide | EPMA point analysis: accelerating voltage 15 kV, beam current 20 nA, beam diameter ~5 μm; EPMA mapping: accelerating voltage 20 kV, working current 50 nA, dwell time ~10 ms; BSE imaging: accelerating voltage 20 kV, beam current 10 nA; LA-ICP-MS: energy density 3~3.5 J/cm2, spot sizes 29 to 51 μm, repetition rates 5 Hz (polished thin-section) and 10 Hz (polished blocks), ~30 s background acquisition, ~40 s sample data acquisition | STDGL3 (Danyushevsky et al. 2011) and GSD-1G (USGS) | 6 | [19 empty] | 8909 | [5 empty] | 0.37 | [5 empty] | 260 | [9 empty] | 141388 |  | 37.91 |  |  |  | 3.47 | [7 empty] | 262 | [13 empty] | 3558 | [15 empty] | 0.9 | [17 empty] | 0.2 | [9 empty] | 6.41 | [35 empty] | CHN | Tibet
| Lawu |  | Magmatic hydrothermal | Skarn | Cu-Pb-Zn skarn | Cu, Pb, Zn | In, Sn | Cu, Pb, Zn, In, Sn |  |  | LC19.7 |  | underground mine |  |  |  |  | ore material | drill core | underground mining tunnels and drill cores | mineral separate | [5 empty] | mineralisation |  |  |  | sphalerite, chalcopyrite, pyrrhotite, pyrite, arsenopyrite | [6 empty] | galena, bismuthinite, marcasite, iron oxides, pyroxene, actinolite, quartz | thin sections and polished blocks examined using optical microscope, BSE detector, and EDS prior to analysis | EMPA, LA-ICPMS | JEOL JXA-8230 electron probe microanalyzer; RESOlution-LR 193 nm ArF excimer laser ablation system coupled to an Agilent 7700x ICP-MS | Laboratory of Mineral Resources Research Center, Fuzhou University; Adelaide Microscopy, the University of Adelaide | EPMA point analysis: accelerating voltage 15 kV, beam current 20 nA, beam diameter ~5 μm; EPMA mapping: accelerating voltage 20 kV, working current 50 nA, dwell time ~10 ms; BSE imaging: accelerating voltage 20 kV, beam current 10 nA; LA-ICP-MS: energy density 3~3.5 J/cm2, spot sizes 29 to 51 μm, repetition rates 5 Hz (polished thin-section) and 10 Hz (polished blocks), ~30 s background acquisition, ~40 s sample data acquisition | STDGL3 (Danyushevsky et al. 2011) and GSD-1G (USGS) | 5.9 | [19 empty] | 8915 | [5 empty] | 0.43 | [5 empty] | 275 | [9 empty] | 139995 |  | 59.09 |  |  |  | 3.45 | [7 empty] | 254 | [13 empty] | 3525 | [15 empty] | 0.5 | [17 empty] | 0.1 | [9 empty] | 5.76 | [35 empty] | CHN | Tibet
| Lawu |  | Magmatic hydrothermal | Skarn | Cu-Pb-Zn skarn | Cu, Pb, Zn | In, Sn | Cu, Pb, Zn, In, Sn |  |  | LC19.8 |  | underground mine |  |  |  |  | ore material | drill core | underground mining tunnels and drill cores | mineral separate | [5 empty] | mineralisation |  |  |  | sphalerite, chalcopyrite, pyrrhotite, pyrite, arsenopyrite | [6 empty] | galena, bismuthinite, marcasite, iron oxides, pyroxene, actinolite, quartz | thin sections and polished blocks examined using optical microscope, BSE detector, and EDS prior to analysis | EMPA, LA-ICPMS | JEOL JXA-8230 electron probe microanalyzer; RESOlution-LR 193 nm ArF excimer laser ablation system coupled to an Agilent 7700x ICP-MS | Laboratory of Mineral Resources Research Center, Fuzhou University; Adelaide Microscopy, the University of Adelaide | EPMA point analysis: accelerating voltage 15 kV, beam current 20 nA, beam diameter ~5 μm; EPMA mapping: accelerating voltage 20 kV, working current 50 nA, dwell time ~10 ms; BSE imaging: accelerating voltage 20 kV, beam current 10 nA; LA-ICP-MS: energy density 3~3.5 J/cm2, spot sizes 29 to 51 μm, repetition rates 5 Hz (polished thin-section) and 10 Hz (polished blocks), ~30 s background acquisition, ~40 s sample data acquisition | STDGL3 (Danyushevsky et al. 2011) and GSD-1G (USGS) | 6.6 | [19 empty] | 8745 | [5 empty] | 0.18 | [5 empty] | 205 | [9 empty] | 138973 |  | 30.83 |  |  |  | 3.63 | [7 empty] | 250 | [13 empty] | 3191 | [15 empty] | 1.4 | [17 empty] | 0.5 | [9 empty] | 2.23 | [35 empty] | CHN | Tibet
| Lawu |  | Magmatic hydrothermal | Skarn | Cu-Pb-Zn skarn | Cu, Pb, Zn | In, Sn | Cu, Pb, Zn, In, Sn |  |  | LC09-18.1 |  | underground mine |  |  |  |  | ore material | drill core | underground mining tunnels and drill cores | mineral separate | [5 empty] | mineralisation |  |  |  | sphalerite, chalcopyrite, pyrrhotite, pyrite, arsenopyrite | [6 empty] | galena, bismuthinite, marcasite, iron oxides, pyroxene, actinolite, quartz | thin sections and polished blocks examined using optical microscope, BSE detector, and EDS prior to analysis | EMPA, LA-ICPMS | JEOL JXA-8230 electron probe microanalyzer; RESOlution-LR 193 nm ArF excimer laser ablation system coupled to an Agilent 7700x ICP-MS | Laboratory of Mineral Resources Research Center, Fuzhou University; Adelaide Microscopy, the University of Adelaide | EPMA point analysis: accelerating voltage 15 kV, beam current 20 nA, beam diameter ~5 μm; EPMA mapping: accelerating voltage 20 kV, working current 50 nA, dwell time ~10 ms; BSE imaging: accelerating voltage 20 kV, beam current 10 nA; LA-ICP-MS: energy density 3~3.5 J/cm2, spot sizes 29 to 51 μm, repetition rates 5 Hz (polished thin-section) and 10 Hz (polished blocks), ~30 s background acquisition, ~40 s sample data acquisition | STDGL3 (Danyushevsky et al. 2011) and GSD-1G (USGS) | 7.3 | [19 empty] | 8519 | [5 empty] | 1.52 | [5 empty] | 411 | [9 empty] | 124740 |  | 24.49 |  |  |  | 9.2 | [7 empty] | 117 | [13 empty] | 3266 | [15 empty] | 14.7 | [17 empty] | 1 | [9 empty] | 5.85 | [35 empty] | CHN | Tibet
| Lawu |  | Magmatic hydrothermal | Skarn | Cu-Pb-Zn skarn | Cu, Pb, Zn | In, Sn | Cu, Pb, Zn, In, Sn |  |  | LC09-18.2 |  | underground mine |  |  |  |  | ore material | drill core | underground mining tunnels and drill cores | mineral separate | [5 empty] | mineralisation |  |  |  | sphalerite, chalcopyrite, pyrrhotite, pyrite, arsenopyrite | [6 empty] | galena, bismuthinite, marcasite, iron oxides, pyroxene, actinolite, quartz | thin sections and polished blocks examined using optical microscope, BSE detector, and EDS prior to analysis | EMPA, LA-ICPMS | JEOL JXA-8230 electron probe microanalyzer; RESOlution-LR 193 nm ArF excimer laser ablation system coupled to an Agilent 7700x ICP-MS | Laboratory of Mineral Resources Research Center, Fuzhou University; Adelaide Microscopy, the University of Adelaide | EPMA point analysis: accelerating voltage 15 kV, beam current 20 nA, beam diameter ~5 μm; EPMA mapping: accelerating voltage 20 kV, working current 50 nA, dwell time ~10 ms; BSE imaging: accelerating voltage 20 kV, beam current 10 nA; LA-ICP-MS: energy density 3~3.5 J/cm2, spot sizes 29 to 51 μm, repetition rates 5 Hz (polished thin-section) and 10 Hz (polished blocks), ~30 s background acquisition, ~40 s sample data acquisition | STDGL3 (Danyushevsky et al. 2011) and GSD-1G (USGS) | 8.7 | [19 empty] | 8901 | [5 empty] | 1.12 | [5 empty] | 210 | [9 empty] | 128675 |  | 3 |  |  |  | 3.89 | [7 empty] | 231 | [13 empty] | 3287 | [15 empty] | 54.1 | [17 empty] | 2.9 | [9 empty] | 8.34 | [35 empty] | CHN | Tibet
| Lawu |  | Magmatic hydrothermal | Skarn | Cu-Pb-Zn skarn | Cu, Pb, Zn | In, Sn | Cu, Pb, Zn, In, Sn |  |  | LC09-18.3 |  | underground mine |  |  |  |  | ore material | drill core | underground mining tunnels and drill cores | mineral separate | [5 empty] | mineralisation |  |  |  | sphalerite, chalcopyrite, pyrrhotite, pyrite, arsenopyrite | [6 empty] | galena, bismuthinite, marcasite, iron oxides, pyroxene, actinolite, quartz | thin sections and polished blocks examined using optical microscope, BSE detector, and EDS prior to analysis | EMPA, LA-ICPMS | JEOL JXA-8230 electron probe microanalyzer; RESOlution-LR 193 nm ArF excimer laser ablation system coupled to an Agilent 7700x ICP-MS | Laboratory of Mineral Resources Research Center, Fuzhou University; Adelaide Microscopy, the University of Adelaide | EPMA point analysis: accelerating voltage 15 kV, beam current 20 nA, beam diameter ~5 μm; EPMA mapping: accelerating voltage 20 kV, working current 50 nA, dwell time ~10 ms; BSE imaging: accelerating voltage 20 kV, beam current 10 nA; LA-ICP-MS: energy density 3~3.5 J/cm2, spot sizes 29 to 51 μm, repetition rates 5 Hz (polished thin-section) and 10 Hz (polished blocks), ~30 s background acquisition, ~40 s sample data acquisition | STDGL3 (Danyushevsky et al. 2011) and GSD-1G (USGS) | 7.6 | [19 empty] | 9600 | [5 empty] | 0.44 | [5 empty] | 2020 | [9 empty] | 126822 |  | 17.52 |  |  |  | 15.13 | [7 empty] | 160 | [13 empty] | 3222 | [15 empty] | 15.3 | [17 empty] | 2.3 | [9 empty] | 5.55 | [35 empty] | CHN | Tibet
| Lawu |  | Magmatic hydrothermal | Skarn | Cu-Pb-Zn skarn | Cu, Pb, Zn | In, Sn | Cu, Pb, Zn, In, Sn |  |  | LC09-18.4 |  | underground mine |  |  |  |  | ore material | drill core | underground mining tunnels and drill cores | mineral separate | [5 empty] | mineralisation |  |  |  | sphalerite, chalcopyrite, pyrrhotite, pyrite, arsenopyrite | [6 empty] | galena, bismuthinite, marcasite, iron oxides, pyroxene, actinolite, quartz | thin sections and polished blocks examined using optical microscope, BSE detector, and EDS prior to analysis | EMPA, LA-ICPMS | JEOL JXA-8230 electron probe microanalyzer; RESOlution-LR 193 nm ArF excimer laser ablation system coupled to an Agilent 7700x ICP-MS | Laboratory of Mineral Resources Research Center, Fuzhou University; Adelaide Microscopy, the University of Adelaide | EPMA point analysis: accelerating voltage 15 kV, beam current 20 nA, beam diameter ~5 μm; EPMA mapping: accelerating voltage 20 kV, working current 50 nA, dwell time ~10 ms; BSE imaging: accelerating voltage 20 kV, beam current 10 nA; LA-ICP-MS: energy density 3~3.5 J/cm2, spot sizes 29 to 51 μm, repetition rates 5 Hz (polished thin-section) and 10 Hz (polished blocks), ~30 s background acquisition, ~40 s sample data acquisition | STDGL3 (Danyushevsky et al. 2011) and GSD-1G (USGS) | 7.1 | [19 empty] | 8573 | [5 empty] | 2.24 | [5 empty] | 143 | [9 empty] | 121861 |  | 24.19 |  |  |  | 2.71 | [7 empty] | 89 | [13 empty] | 3219 | [15 empty] | 5.1 | [17 empty] | 1.6 | [9 empty] | 4.29 | [35 empty] | CHN | Tibet
| Lawu |  | Magmatic hydrothermal | Skarn | Cu-Pb-Zn skarn | Cu, Pb, Zn | In, Sn | Cu, Pb, Zn, In, Sn |  |  | LC09-18.5 |  | underground mine |  |  |  |  | ore material | drill core | underground mining tunnels and drill cores | mineral separate | [5 empty] | mineralisation |  |  |  | sphalerite, chalcopyrite, pyrrhotite, pyrite, arsenopyrite | [6 empty] | galena, bismuthinite, marcasite, iron oxides, pyroxene, actinolite, quartz | thin sections and polished blocks examined using optical microscope, BSE detector, and EDS prior to analysis | EMPA, LA-ICPMS | JEOL JXA-8230 electron probe microanalyzer; RESOlution-LR 193 nm ArF excimer laser ablation system coupled to an Agilent 7700x ICP-MS | Laboratory of Mineral Resources Research Center, Fuzhou University; Adelaide Microscopy, the University of Adelaide | EPMA point analysis: accelerating voltage 15 kV, beam current 20 nA, beam diameter ~5 μm; EPMA mapping: accelerating voltage 20 kV, working current 50 nA, dwell time ~10 ms; BSE imaging: accelerating voltage 20 kV, beam current 10 nA; LA-ICP-MS: energy density 3~3.5 J/cm2, spot sizes 29 to 51 μm, repetition rates 5 Hz (polished thin-section) and 10 Hz (polished blocks), ~30 s background acquisition, ~40 s sample data acquisition | STDGL3 (Danyushevsky et al. 2011) and GSD-1G (USGS) | 9.7 | [19 empty] | 8860 | [5 empty] | 3.06 | [5 empty] | 227 | [9 empty] | 123927 |  | 21.88 |  |  |  | 4.06 | [7 empty] | 117 | [13 empty] | 3309 | [15 empty] | 25.8 | [17 empty] | 2.6 | [9 empty] | 8.07 | [35 empty] | CHN | Tibet
| Lawu |  | Magmatic hydrothermal | Skarn | Cu-Pb-Zn skarn | Cu, Pb, Zn | In, Sn | Cu, Pb, Zn, In, Sn |  |  | LC09-18.6 |  | underground mine |  |  |  |  | ore material | drill core | underground mining tunnels and drill cores | mineral separate | [5 empty] | mineralisation |  |  |  | sphalerite, chalcopyrite, pyrrhotite, pyrite, arsenopyrite | [6 empty] | galena, bismuthinite, marcasite, iron oxides, pyroxene, actinolite, quartz | thin sections and polished blocks examined using optical microscope, BSE detector, and EDS prior to analysis | EMPA, LA-ICPMS | JEOL JXA-8230 electron probe microanalyzer; RESOlution-LR 193 nm ArF excimer laser ablation system coupled to an Agilent 7700x ICP-MS | Laboratory of Mineral Resources Research Center, Fuzhou University; Adelaide Microscopy, the University of Adelaide | EPMA point analysis: accelerating voltage 15 kV, beam current 20 nA, beam diameter ~5 μm; EPMA mapping: accelerating voltage 20 kV, working current 50 nA, dwell time ~10 ms; BSE imaging: accelerating voltage 20 kV, beam current 10 nA; LA-ICP-MS: energy density 3~3.5 J/cm2, spot sizes 29 to 51 μm, repetition rates 5 Hz (polished thin-section) and 10 Hz (polished blocks), ~30 s background acquisition, ~40 s sample data acquisition | STDGL3 (Danyushevsky et al. 2011) and GSD-1G (USGS) | 7.5 | [19 empty] | 9070 | [5 empty] | 4.41 | [5 empty] | 128 | [9 empty] | 122400 |  | 22.34 |  |  |  | 2.89 | [7 empty] | 122 | [13 empty] | 3207 | [15 empty] | 5.7 | [17 empty] | 0.5 | [9 empty] | 4.22 | [35 empty] | CHN | Tibet
| Lawu |  | Magmatic hydrothermal | Skarn | Cu-Pb-Zn skarn | Cu, Pb, Zn | In, Sn | Cu, Pb, Zn, In, Sn |  |  | LC09-18.7 |  | underground mine |  |  |  |  | ore material | drill core | underground mining tunnels and drill cores | mineral separate | [5 empty] | mineralisation |  |  |  | sphalerite, chalcopyrite, pyrrhotite, pyrite, arsenopyrite | [6 empty] | galena, bismuthinite, marcasite, iron oxides, pyroxene, actinolite, quartz | thin sections and polished blocks examined using optical microscope, BSE detector, and EDS prior to analysis | EMPA, LA-ICPMS | JEOL JXA-8230 electron probe microanalyzer; RESOlution-LR 193 nm ArF excimer laser ablation system coupled to an Agilent 7700x ICP-MS | Laboratory of Mineral Resources Research Center, Fuzhou University; Adelaide Microscopy, the University of Adelaide | EPMA point analysis: accelerating voltage 15 kV, beam current 20 nA, beam diameter ~5 μm; EPMA mapping: accelerating voltage 20 kV, working current 50 nA, dwell time ~10 ms; BSE imaging: accelerating voltage 20 kV, beam current 10 nA; LA-ICP-MS: energy density 3~3.5 J/cm2, spot sizes 29 to 51 μm, repetition rates 5 Hz (polished thin-section) and 10 Hz (polished blocks), ~30 s background acquisition, ~40 s sample data acquisition | STDGL3 (Danyushevsky et al. 2011) and GSD-1G (USGS) | 5.8 | [19 empty] | 8558 | [5 empty] | 1.81 | [5 empty] | 210 | [9 empty] | 122818 |  | 2.27 |  |  |  | 2.81 | [7 empty] | 203 | [13 empty] | 3172 | [15 empty] | 2.8 | [17 empty] | 0.4 | [9 empty] | 3.83 | [35 empty] | CHN | Tibet
| Lawu |  | Magmatic hydrothermal | Skarn | Cu-Pb-Zn skarn | Cu, Pb, Zn | In, Sn | Cu, Pb, Zn, In, Sn |  |  | LC09-18.8 |  | underground mine |  |  |  |  | ore material | drill core | underground mining tunnels and drill cores | mineral separate | [5 empty] | mineralisation |  |  |  | sphalerite, chalcopyrite, pyrrhotite, pyrite, arsenopyrite | [6 empty] | galena, bismuthinite, marcasite, iron oxides, pyroxene, actinolite, quartz | thin sections and polished blocks examined using optical microscope, BSE detector, and EDS prior to analysis | EMPA, LA-ICPMS | JEOL JXA-8230 electron probe microanalyzer; RESOlution-LR 193 nm ArF excimer laser ablation system coupled to an Agilent 7700x ICP-MS | Laboratory of Mineral Resources Research Center, Fuzhou University; Adelaide Microscopy, the University of Adelaide | EPMA point analysis: accelerating voltage 15 kV, beam current 20 nA, beam diameter ~5 μm; EPMA mapping: accelerating voltage 20 kV, working current 50 nA, dwell time ~10 ms; BSE imaging: accelerating voltage 20 kV, beam current 10 nA; LA-ICP-MS: energy density 3~3.5 J/cm2, spot sizes 29 to 51 μm, repetition rates 5 Hz (polished thin-section) and 10 Hz (polished blocks), ~30 s background acquisition, ~40 s sample data acquisition | STDGL3 (Danyushevsky et al. 2011) and GSD-1G (USGS) | 10.1 | [19 empty] | 8519 | [5 empty] | 1.68 | [5 empty] | 137 | [9 empty] | 121694 |  | 24.44 |  |  |  | 2.76 | [7 empty] | 66 | [13 empty] | 3114 | [15 empty] | 25.2 | [17 empty] | 1.3 | [9 empty] | 8.18 | [35 empty] | CHN | Tibet
| Lawu |  | Magmatic hydrothermal | Skarn | Cu-Pb-Zn skarn | Cu, Pb, Zn | In, Sn | Cu, Pb, Zn, In, Sn |  |  | TB–6 |  | underground mine |  |  |  |  | ore material | drill core | underground mining tunnels and drill cores | mineral separate | [5 empty] | mineralisation |  |  |  | sphalerite, chalcopyrite, pyrrhotite, pyrite, arsenopyrite | [6 empty] | galena, bismuthinite, marcasite, iron oxides, pyroxene, actinolite, quartz | thin sections and polished blocks examined using optical microscope, BSE detector, and EDS prior to analysis | EMPA, LA-ICPMS | JEOL JXA-8230 electron probe microanalyzer; RESOlution-LR 193 nm ArF excimer laser ablation system coupled to an Agilent 7700x ICP-MS | Laboratory of Mineral Resources Research Center, Fuzhou University; Adelaide Microscopy, the University of Adelaide | EPMA point analysis: accelerating voltage 15 kV, beam current 20 nA, beam diameter ~5 μm; EPMA mapping: accelerating voltage 20 kV, working current 50 nA, dwell time ~10 ms; BSE imaging: accelerating voltage 20 kV, beam current 10 nA; LA-ICP-MS: energy density 3~3.5 J/cm2, spot sizes 29 to 51 μm, repetition rates 5 Hz (polished thin-section) and 10 Hz (polished blocks), ~30 s background acquisition, ~40 s sample data acquisition | STDGL3 (Danyushevsky et al. 2011) and GSD-1G (USGS) | 12.61 | [19 empty] | 5065 | [5 empty] | 144.4 | [5 empty] | 526.1 | [9 empty] | 122300 |  | 0.2 |  |  |  | 2.77 | [7 empty] | 576.2 | [13 empty] | 1874 | [15 empty] | 7.53 | [17 empty] | 0.96 | [9 empty] | 3.92 | [35 empty] | CHN | Tibet
| Lawu |  | Magmatic hydrothermal | Skarn | Cu-Pb-Zn skarn | Cu, Pb, Zn | In, Sn | Cu, Pb, Zn, In, Sn |  |  | Calera-Sofía D-340 |  | underground mine |  |  |  |  | ore material | drill core | underground mining tunnels and drill cores | mineral separate | [5 empty] | mineralisation |  |  |  | sphalerite, chalcopyrite, pyrrhotite, pyrite, arsenopyrite | [6 empty] | galena, bismuthinite, marcasite, iron oxides, pyroxene, actinolite, quartz | thin sections and polished blocks examined using optical microscope, BSE detector, and EDS prior to analysis | EMPA, LA-ICPMS | JEOL JXA-8230 electron probe microanalyzer; RESOlution-LR 193 nm ArF excimer laser ablation system coupled to an Agilent 7700x ICP-MS | Laboratory of Mineral Resources Research Center, Fuzhou University; Adelaide Microscopy, the University of Adelaide | EPMA point analysis: accelerating voltage 15 kV, beam current 20 nA, beam diameter ~5 μm; EPMA mapping: accelerating voltage 20 kV, working current 50 nA, dwell time ~10 ms; BSE imaging: accelerating voltage 20 kV, beam current 10 nA; LA-ICP-MS: energy density 3~3.5 J/cm2, spot sizes 29 to 51 μm, repetition rates 5 Hz (polished thin-section) and 10 Hz (polished blocks), ~30 s background acquisition, ~40 s sample data acquisition | STDGL3 (Danyushevsky et al. 2011) and GSD-1G (USGS) | 4.1082 | [19 empty] | 6993.2474 | [5 empty] | 0.24026 | [5 empty] | 5.3087 | [9 empty] | 18062.4659 |  | 1.6222 |  |  |  | 0.11714 | [7 empty] | 0.61974 | [13 empty] | 112.9531 | [15 empty] | 1.0405 | [17 empty] | 1.1025 | [9 empty] | 0.18014 | [35 empty] | CHN | Tibet
| Lawu |  | Magmatic hydrothermal | Skarn | Cu-Pb-Zn skarn | Cu, Pb, Zn | In, Sn | Cu, Pb, Zn, In, Sn |  |  | Calera-Sofía D-500 |  | underground mine |  |  |  |  | ore material | drill core | underground mining tunnels and drill cores | mineral separate | [5 empty] | mineralisation |  |  |  | sphalerite, chalcopyrite, pyrrhotite, pyrite, arsenopyrite | [6 empty] | galena, bismuthinite, marcasite, iron oxides, pyroxene, actinolite, quartz | thin sections and polished blocks examined using optical microscope, BSE detector, and EDS prior to analysis | EMPA, LA-ICPMS | JEOL JXA-8230 electron probe microanalyzer; RESOlution-LR 193 nm ArF excimer laser ablation system coupled to an Agilent 7700x ICP-MS | Laboratory of Mineral Resources Research Center, Fuzhou University; Adelaide Microscopy, the University of Adelaide | EPMA point analysis: accelerating voltage 15 kV, beam current 20 nA, beam diameter ~5 μm; EPMA mapping: accelerating voltage 20 kV, working current 50 nA, dwell time ~10 ms; BSE imaging: accelerating voltage 20 kV, beam current 10 nA; LA-ICP-MS: energy density 3~3.5 J/cm2, spot sizes 29 to 51 μm, repetition rates 5 Hz (polished thin-section) and 10 Hz (polished blocks), ~30 s background acquisition, ~40 s sample data acquisition | STDGL3 (Danyushevsky et al. 2011) and GSD-1G (USGS) | 24.31 | [19 empty] | 9135.909 | [5 empty] | 0.056633 | [5 empty] | 55.8926 | [9 empty] | 15295.7494 |  | 24.1034 |  |  |  | 0.327 | [7 empty] | 1.5887 | [13 empty] | 512.2895 | [15 empty] | 5.5664 | [17 empty] | 23.726 | [9 empty] | 1.7428 | [35 empty] | CHN | Tibet
| Lawu |  | Magmatic hydrothermal | Skarn | Cu-Pb-Zn skarn | Cu, Pb, Zn | In, Sn | Cu, Pb, Zn, In, Sn |  |  | Calera-Sofía D-300 |  | underground mine |  |  |  |  | ore material | drill core | underground mining tunnels and drill cores | mineral separate | [5 empty] | mineralisation |  |  |  | sphalerite, chalcopyrite, pyrrhotite, pyrite, arsenopyrite | [6 empty] | galena, bismuthinite, marcasite, iron oxides, pyroxene, actinolite, quartz | thin sections and polished blocks examined using optical microscope, BSE detector, and EDS prior to analysis | EMPA, LA-ICPMS | JEOL JXA-8230 electron probe microanalyzer; RESOlution-LR 193 nm ArF excimer laser ablation system coupled to an Agilent 7700x ICP-MS | Laboratory of Mineral Resources Research Center, Fuzhou University; Adelaide Microscopy, the University of Adelaide | EPMA point analysis: accelerating voltage 15 kV, beam current 20 nA, beam diameter ~5 μm; EPMA mapping: accelerating voltage 20 kV, working current 50 nA, dwell time ~10 ms; BSE imaging: accelerating voltage 20 kV, beam current 10 nA; LA-ICP-MS: energy density 3~3.5 J/cm2, spot sizes 29 to 51 μm, repetition rates 5 Hz (polished thin-section) and 10 Hz (polished blocks), ~30 s background acquisition, ~40 s sample data acquisition | STDGL3 (Danyushevsky et al. 2011) and GSD-1G (USGS) | 10.6107 | [19 empty] | 6425.4302 | [5 empty] | 0.047203 | [5 empty] | 82.73 | [9 empty] | 15390.3044 |  | 37.4527 |  |  |  | 1.0466 | [7 empty] | 52.9699 | [13 empty] | 128.7006 | [15 empty] | 6.563 | [17 empty] | 0.88559 | [9 empty] | 0.95066 | [35 empty] | CHN | Tibet
| Lawu |  | Magmatic hydrothermal | Skarn | Cu-Pb-Zn skarn | Cu, Pb, Zn | In, Sn | Cu, Pb, Zn, In, Sn |  |  | Calera-Sofía D-540 |  | underground mine |  |  |  |  | ore material | drill core | underground mining tunnels and drill cores | mineral separate | [5 empty] | mineralisation |  |  |  | sphalerite, chalcopyrite, pyrrhotite, pyrite, arsenopyrite | [6 empty] | galena, bismuthinite, marcasite, iron oxides, pyroxene, actinolite, quartz | thin sections and polished blocks examined using optical microscope, BSE detector, and EDS prior to analysis | EMPA, LA-ICPMS | JEOL JXA-8230 electron probe microanalyzer; RESOlution-LR 193 nm ArF excimer laser ablation system coupled to an Agilent 7700x ICP-MS | Laboratory of Mineral Resources Research Center, Fuzhou University; Adelaide Microscopy, the University of Adelaide | EPMA point analysis: accelerating voltage 15 kV, beam current 20 nA, beam diameter ~5 μm; EPMA mapping: accelerating voltage 20 kV, working current 50 nA, dwell time ~10 ms; BSE imaging: accelerating voltage 20 kV, beam current 10 nA; LA-ICP-MS: energy density 3~3.5 J/cm2, spot sizes 29 to 51 μm, repetition rates 5 Hz (polished thin-section) and 10 Hz (polished blocks), ~30 s background acquisition, ~40 s sample data acquisition | STDGL3 (Danyushevsky et al. 2011) and GSD-1G (USGS) | 10.6828 | [19 empty] | 8904.7975 | [5 empty] | 0.049543 | [5 empty] | 82.0634 | [9 empty] | 38232.8017 |  | 58.5201 |  |  |  | 0.12261 | [7 empty] | 1.0941 | [13 empty] | 319.7643 | [15 empty] | 3.9214 | [17 empty] | 1.5099 | [9 empty] | 1.0948 | [35 empty] | CHN | Tibet
| Lawu |  | Magmatic hydrothermal | Skarn | Cu-Pb-Zn skarn | Cu, Pb, Zn | In, Sn | Cu, Pb, Zn, In, Sn |  |  | Bubulina 1180 |  | underground mine |  |  |  |  | ore material | drill core | underground mining tunnels and drill cores | mineral separate | [5 empty] | mineralisation |  |  |  | sphalerite, chalcopyrite, pyrrhotite, pyrite, arsenopyrite | [6 empty] | galena, bismuthinite, marcasite, iron oxides, pyroxene, actinolite, quartz | thin sections and polished blocks examined using optical microscope, BSE detector, and EDS prior to analysis | EMPA, LA-ICPMS | JEOL JXA-8230 electron probe microanalyzer; RESOlution-LR 193 nm ArF excimer laser ablation system coupled to an Agilent 7700x ICP-MS | Laboratory of Mineral Resources Research Center, Fuzhou University; Adelaide Microscopy, the University of Adelaide | EPMA point analysis: accelerating voltage 15 kV, beam current 20 nA, beam diameter ~5 μm; EPMA mapping: accelerating voltage 20 kV, working current 50 nA, dwell time ~10 ms; BSE imaging: accelerating voltage 20 kV, beam current 10 nA; LA-ICP-MS: energy density 3~3.5 J/cm2, spot sizes 29 to 51 μm, repetition rates 5 Hz (polished thin-section) and 10 Hz (polished blocks), ~30 s background acquisition, ~40 s sample data acquisition | STDGL3 (Danyushevsky et al. 2011) and GSD-1G (USGS) | 4.2306 | [19 empty] | 5036.0857 | [5 empty] | 0.058306 | [5 empty] | 129.9647 | [9 empty] | 13000.0907 |  | 51.4305 |  |  |  | 0.15576 | [7 empty] | 93.5759 | [13 empty] | 3139.2831 | [15 empty] | 1.8954 | [17 empty] | 0.54371 | [9 empty] | 0.29535 | [35 empty] | CHN | Tibet
| Lawu |  | Magmatic hydrothermal | Skarn | Cu-Pb-Zn skarn | Cu, Pb, Zn | In, Sn | Cu, Pb, Zn, In, Sn |  |  | Old Mine |  | underground mine |  |  |  |  | ore material | drill core | underground mining tunnels and drill cores | mineral separate | [5 empty] | mineralisation |  |  |  | sphalerite, chalcopyrite, pyrrhotite, pyrite, arsenopyrite | [6 empty] | galena, bismuthinite, marcasite, iron oxides, pyroxene, actinolite, quartz | thin sections and polished blocks examined using optical microscope, BSE detector, and EDS prior to analysis | EMPA, LA-ICPMS | JEOL JXA-8230 electron probe microanalyzer; RESOlution-LR 193 nm ArF excimer laser ablation system coupled to an Agilent 7700x ICP-MS | Laboratory of Mineral Resources Research Center, Fuzhou University; Adelaide Microscopy, the University of Adelaide | EPMA point analysis: accelerating voltage 15 kV, beam current 20 nA, beam diameter ~5 μm; EPMA mapping: accelerating voltage 20 kV, working current 50 nA, dwell time ~10 ms; BSE imaging: accelerating voltage 20 kV, beam current 10 nA; LA-ICP-MS: energy density 3~3.5 J/cm2, spot sizes 29 to 51 μm, repetition rates 5 Hz (polished thin-section) and 10 Hz (polished blocks), ~30 s background acquisition, ~40 s sample data acquisition | STDGL3 (Danyushevsky et al. 2011) and GSD-1G (USGS) | 1.898 | [19 empty] | 6263.3346 | [5 empty] | 24.8665 | [5 empty] | 27.0569 | [9 empty] | 63111.0257 |  | 0.70989 |  |  |  | 0.14614 | [7 empty] | 0.031622 | [13 empty] | 2606.3339 | [15 empty] | 2.4933 | [17 empty] | 0.40104 | [9 empty] | 0.16734 | [35 empty] | CHN | Tibet
| Lawu |  | Magmatic hydrothermal | Skarn | Cu-Pb-Zn skarn | Cu, Pb, Zn | In, Sn | Cu, Pb, Zn, In, Sn |  |  | Sta Lidia Project |  | underground mine |  |  |  |  | ore material | drill core | underground mining tunnels and drill cores | mineral separate | [5 empty] | mineralisation |  |  |  | sphalerite, chalcopyrite, pyrrhotite, pyrite, arsenopyrite | [6 empty] | galena, bismuthinite, marcasite, iron oxides, pyroxene, actinolite, quartz | thin sections and polished blocks examined using optical microscope, BSE detector, and EDS prior to analysis | EMPA, LA-ICPMS | JEOL JXA-8230 electron probe microanalyzer; RESOlution-LR 193 nm ArF excimer laser ablation system coupled to an Agilent 7700x ICP-MS | Laboratory of Mineral Resources Research Center, Fuzhou University; Adelaide Microscopy, the University of Adelaide | EPMA point analysis: accelerating voltage 15 kV, beam current 20 nA, beam diameter ~5 μm; EPMA mapping: accelerating voltage 20 kV, working current 50 nA, dwell time ~10 ms; BSE imaging: accelerating voltage 20 kV, beam current 10 nA; LA-ICP-MS: energy density 3~3.5 J/cm2, spot sizes 29 to 51 μm, repetition rates 5 Hz (polished thin-section) and 10 Hz (polished blocks), ~30 s background acquisition, ~40 s sample data acquisition | STDGL3 (Danyushevsky et al. 2011) and GSD-1G (USGS) | 5.636 | [19 empty] | 7951.44 | [5 empty] | 14.407 | [5 empty] | 9.3502 | [9 empty] | 71525.5 |  | 2.8729 |  |  |  | 0.1543 | [7 empty] | 0.25947 | [13 empty] | 10847.7 | [15 empty] | 2.9756 | [17 empty] | 3.7445 | [9 empty] | 0.32566 | [35 empty] | CHN | Tibet
| Lawu |  | Magmatic hydrothermal | Skarn | Cu-Pb-Zn skarn | Cu, Pb, Zn | In, Sn | Cu, Pb, Zn, In, Sn |  |  | Graciela |  | underground mine |  |  |  |  | ore material | drill core | underground mining tunnels and drill cores | mineral separate | [5 empty] | mineralisation |  |  |  | sphalerite, chalcopyrite, pyrrhotite, pyrite, arsenopyrite | [6 empty] | galena, bismuthinite, marcasite, iron oxides, pyroxene, actinolite, quartz | thin sections and polished blocks examined using optical microscope, BSE detector, and EDS prior to analysis | EMPA, LA-ICPMS | JEOL JXA-8230 electron probe microanalyzer; RESOlution-LR 193 nm ArF excimer laser ablation system coupled to an Agilent 7700x ICP-MS | Laboratory of Mineral Resources Research Center, Fuzhou University; Adelaide Microscopy, the University of Adelaide | EPMA point analysis: accelerating voltage 15 kV, beam current 20 nA, beam diameter ~5 μm; EPMA mapping: accelerating voltage 20 kV, working current 50 nA, dwell time ~10 ms; BSE imaging: accelerating voltage 20 kV, beam current 10 nA; LA-ICP-MS: energy density 3~3.5 J/cm2, spot sizes 29 to 51 μm, repetition rates 5 Hz (polished thin-section) and 10 Hz (polished blocks), ~30 s background acquisition, ~40 s sample data acquisition | STDGL3 (Danyushevsky et al. 2011) and GSD-1G (USGS) | 2.1696 | [19 empty] | 4973.1776 | [5 empty] | 0.0602 | [5 empty] | 22.918 | [9 empty] | 64251.1608 |  | 17.1934 |  |  |  | 0.059109 | [7 empty] | 2.0265 | [13 empty] | 7325.9456 | [15 empty] | 1.3541 | [17 empty] | 0.11233 | [9 empty] | 0.17482 | [35 empty] | CHN | Tibet
| Lawu |  | Magmatic hydrothermal | Skarn | Cu-Pb-Zn skarn | Cu, Pb, Zn | In, Sn | Cu, Pb, Zn, In, Sn |  |  | Cecilia Sur |  | underground mine |  |  |  |  | ore material | drill core | underground mining tunnels and drill cores | mineral separate | [5 empty] | mineralisation |  |  |  | sphalerite, chalcopyrite, pyrrhotite, pyrite, arsenopyrite | [6 empty] | galena, bismuthinite, marcasite, iron oxides, pyroxene, actinolite, quartz | thin sections and polished blocks examined using optical microscope, BSE detector, and EDS prior to analysis | EMPA, LA-ICPMS | JEOL JXA-8230 electron probe microanalyzer; RESOlution-LR 193 nm ArF excimer laser ablation system coupled to an Agilent 7700x ICP-MS | Laboratory of Mineral Resources Research Center, Fuzhou University; Adelaide Microscopy, the University of Adelaide | EPMA point analysis: accelerating voltage 15 kV, beam current 20 nA, beam diameter ~5 μm; EPMA mapping: accelerating voltage 20 kV, working current 50 nA, dwell time ~10 ms; BSE imaging: accelerating voltage 20 kV, beam current 10 nA; LA-ICP-MS: energy density 3~3.5 J/cm2, spot sizes 29 to 51 μm, repetition rates 5 Hz (polished thin-section) and 10 Hz (polished blocks), ~30 s background acquisition, ~40 s sample data acquisition | STDGL3 (Danyushevsky et al. 2011) and GSD-1G (USGS) | 6.3716 | [19 empty] | 6920.17 | [5 empty] | 0.050567 | [5 empty] | 42.5119 | [9 empty] | 41910.4 |  | 32.5273 |  |  |  | 0.11728 | [7 empty] | 0.002863 | [13 empty] | 898.727 | [15 empty] | 1.8111 | [17 empty] | 0.2315 | [9 empty] | 0.37205 | [35 empty] | CHN | Tibet
| Lawu |  | Magmatic hydrothermal | Skarn | Cu-Pb-Zn skarn | Cu, Pb, Zn | In, Sn | Cu, Pb, Zn, In, Sn |  |  | Juanita |  | underground mine |  |  |  |  | ore material | drill core | underground mining tunnels and drill cores | mineral separate | [5 empty] | mineralisation |  |  |  | sphalerite, chalcopyrite, pyrrhotite, pyrite, arsenopyrite | [6 empty] | galena, bismuthinite, marcasite, iron oxides, pyroxene, actinolite, quartz | thin sections and polished blocks examined using optical microscope, BSE detector, and EDS prior to analysis | EMPA, LA-ICPMS | JEOL JXA-8230 electron probe microanalyzer; RESOlution-LR 193 nm ArF excimer laser ablation system coupled to an Agilent 7700x ICP-MS | Laboratory of Mineral Resources Research Center, Fuzhou University; Adelaide Microscopy, the University of Adelaide | EPMA point analysis: accelerating voltage 15 kV, beam current 20 nA, beam diameter ~5 μm; EPMA mapping: accelerating voltage 20 kV, working current 50 nA, dwell time ~10 ms; BSE imaging: accelerating voltage 20 kV, beam current 10 nA; LA-ICP-MS: energy density 3~3.5 J/cm2, spot sizes 29 to 51 μm, repetition rates 5 Hz (polished thin-section) and 10 Hz (polished blocks), ~30 s background acquisition, ~40 s sample data acquisition | STDGL3 (Danyushevsky et al. 2011) and GSD-1G (USGS) | 4.4795 | [19 empty] | 4325.29 | [5 empty] | 8.0598 | [5 empty] | 38.8966 | [9 empty] | 62933.4 |  | 6.9595 |  |  |  | 0.12741 | [7 empty] | 7.1301 | [13 empty] | 1816.19 | [15 empty] | 0.93616 | [17 empty] | 0.6532 | [9 empty] | 0.28827 | [35 empty] | CHN | Tibet
| Lawu |  | Magmatic hydrothermal | Skarn | Cu-Pb-Zn skarn | Cu, Pb, Zn | In, Sn | Cu, Pb, Zn, In, Sn |  |  | Rímac-D |  | underground mine |  |  |  |  | ore material | drill core | underground mining tunnels and drill cores | mineral separate | [5 empty] | mineralisation |  |  |  | sphalerite, chalcopyrite, pyrrhotite, pyrite, arsenopyrite | [6 empty] | galena, bismuthinite, marcasite, iron oxides, pyroxene, actinolite, quartz | thin sections and polished blocks examined using optical microscope, BSE detector, and EDS prior to analysis | EMPA, LA-ICPMS | JEOL JXA-8230 electron probe microanalyzer; RESOlution-LR 193 nm ArF excimer laser ablation system coupled to an Agilent 7700x ICP-MS | Laboratory of Mineral Resources Research Center, Fuzhou University; Adelaide Microscopy, the University of Adelaide | EPMA point analysis: accelerating voltage 15 kV, beam current 20 nA, beam diameter ~5 μm; EPMA mapping: accelerating voltage 20 kV, working current 50 nA, dwell time ~10 ms; BSE imaging: accelerating voltage 20 kV, beam current 10 nA; LA-ICP-MS: energy density 3~3.5 J/cm2, spot sizes 29 to 51 μm, repetition rates 5 Hz (polished thin-section) and 10 Hz (polished blocks), ~30 s background acquisition, ~40 s sample data acquisition | STDGL3 (Danyushevsky et al. 2011) and GSD-1G (USGS) | 3.5502 | [19 empty] | 4179.9326 | [5 empty] | 7.1902 | [5 empty] | 15.7459 | [9 empty] | 73876.4731 |  | 4.596 |  |  |  | 0.19298 | [7 empty] | 2.3236 | [13 empty] | 5966.2376 | [15 empty] | 0.60106 | [17 empty] | 0.56095 | [9 empty] | 0.26965 | [35 empty] | CHN | Tibet
| Lawu |  | Magmatic hydrothermal | Skarn | Cu-Pb-Zn skarn | Cu, Pb, Zn | In, Sn | Cu, Pb, Zn, In, Sn |  |  | RD-CM-prov1 |  | underground mine |  |  |  |  | ore material | drill core | underground mining tunnels and drill cores | mineral separate | [5 empty] | mineralisation |  |  |  | sphalerite, chalcopyrite, pyrrhotite, pyrite, arsenopyrite | [6 empty] | galena, bismuthinite, marcasite, iron oxides, pyroxene, actinolite, quartz | thin sections and polished blocks examined using optical microscope, BSE detector, and EDS prior to analysis | EMPA, LA-ICPMS | JEOL JXA-8230 electron probe microanalyzer; RESOlution-LR 193 nm ArF excimer laser ablation system coupled to an Agilent 7700x ICP-MS | Laboratory of Mineral Resources Research Center, Fuzhou University; Adelaide Microscopy, the University of Adelaide | EPMA point analysis: accelerating voltage 15 kV, beam current 20 nA, beam diameter ~5 μm; EPMA mapping: accelerating voltage 20 kV, working current 50 nA, dwell time ~10 ms; BSE imaging: accelerating voltage 20 kV, beam current 10 nA; LA-ICP-MS: energy density 3~3.5 J/cm2, spot sizes 29 to 51 μm, repetition rates 5 Hz (polished thin-section) and 10 Hz (polished blocks), ~30 s background acquisition, ~40 s sample data acquisition | STDGL3 (Danyushevsky et al. 2011) and GSD-1G (USGS) | 2.6353 | [19 empty] | 3496.9864 | [5 empty] | 0.070816 | [5 empty] | 82.0573 | [9 empty] | 551.7912 |  | 69.6372 |  |  |  | 1.0083 | [7 empty] | 10.1831 | [13 empty] | 406.0061 | [15 empty] | 1.9427 | [17 empty] | 0.3662 | [9 empty] | 0.25314 | [35 empty] | CHN | Tibet
| Lawu |  | Magmatic hydrothermal | Skarn | Cu-Pb-Zn skarn | Cu, Pb, Zn | In, Sn | Cu, Pb, Zn, In, Sn |  |  | RD-CM-prov2 |  | underground mine |  |  |  |  | ore material | drill core | underground mining tunnels and drill cores | mineral separate | [5 empty] | mineralisation |  |  |  | sphalerite, chalcopyrite, pyrrhotite, pyrite, arsenopyrite | [6 empty] | galena, bismuthinite, marcasite, iron oxides, pyroxene, actinolite, quartz | thin sections and polished blocks examined using optical microscope, BSE detector, and EDS prior to analysis | EMPA, LA-ICPMS | JEOL JXA-8230 electron probe microanalyzer; RESOlution-LR 193 nm ArF excimer laser ablation system coupled to an Agilent 7700x ICP-MS | Laboratory of Mineral Resources Research Center, Fuzhou University; Adelaide Microscopy, the University of Adelaide | EPMA point analysis: accelerating voltage 15 kV, beam current 20 nA, beam diameter ~5 μm; EPMA mapping: accelerating voltage 20 kV, working current 50 nA, dwell time ~10 ms; BSE imaging: accelerating voltage 20 kV, beam current 10 nA; LA-ICP-MS: energy density 3~3.5 J/cm2, spot sizes 29 to 51 μm, repetition rates 5 Hz (polished thin-section) and 10 Hz (polished blocks), ~30 s background acquisition, ~40 s sample data acquisition | STDGL3 (Danyushevsky et al. 2011) and GSD-1G (USGS) | 9.2791 | [19 empty] | 3553.87 | [5 empty] | 0.053603 | [5 empty] | 150.983 | [9 empty] | 19.3213 |  | 77.993 |  |  |  | 0.339 | [7 empty] | 5.9494 | [13 empty] | 466.472 | [15 empty] | 5.8256 | [17 empty] | 0.034148 | [9 empty] | 0.14366 | [35 empty] | CHN | Tibet
| Lawu |  | Magmatic hydrothermal | Skarn | Cu-Pb-Zn skarn | Cu, Pb, Zn | In, Sn | Cu, Pb, Zn, In, Sn |  |  | FE |  | underground mine |  |  |  |  | ore material | drill core | underground mining tunnels and drill cores | mineral separate | [5 empty] | mineralisation |  |  |  | sphalerite, chalcopyrite, pyrrhotite, pyrite, arsenopyrite | [6 empty] | galena, bismuthinite, marcasite, iron oxides, pyroxene, actinolite, quartz | thin sections and polished blocks examined using optical microscope, BSE detector, and EDS prior to analysis | EMPA, LA-ICPMS | JEOL JXA-8230 electron probe microanalyzer; RESOlution-LR 193 nm ArF excimer laser ablation system coupled to an Agilent 7700x ICP-MS | Laboratory of Mineral Resources Research Center, Fuzhou University; Adelaide Microscopy, the University of Adelaide | EPMA point analysis: accelerating voltage 15 kV, beam current 20 nA, beam diameter ~5 μm; EPMA mapping: accelerating voltage 20 kV, working current 50 nA, dwell time ~10 ms; BSE imaging: accelerating voltage 20 kV, beam current 10 nA; LA-ICP-MS: energy density 3~3.5 J/cm2, spot sizes 29 to 51 μm, repetition rates 5 Hz (polished thin-section) and 10 Hz (polished blocks), ~30 s background acquisition, ~40 s sample data acquisition | STDGL3 (Danyushevsky et al. 2011) and GSD-1G (USGS) | 500 | [19 empty] | 900 | [5 empty] | 200 | [5 empty] | 3100 | [9 empty] | 13700 | [5 empty] | 100 | [7 empty] | 500 | [13 empty] | 500 | [15 empty] | 1200 | [17 empty] | 300 | [9 empty] | 500 | [35 empty] | CHN | Tibet
| Lawu |  | Magmatic hydrothermal | Skarn | Cu-Pb-Zn skarn | Cu, Pb, Zn | In, Sn | Cu, Pb, Zn, In, Sn |  |  | FC |  | underground mine |  |  |  |  | ore material | drill core | underground mining tunnels and drill cores | mineral separate | [5 empty] | mineralisation |  |  |  | sphalerite, chalcopyrite, pyrrhotite, pyrite, arsenopyrite | [6 empty] | galena, bismuthinite, marcasite, iron oxides, pyroxene, actinolite, quartz | thin sections and polished blocks examined using optical microscope, BSE detector, and EDS prior to analysis | EMPA, LA-ICPMS | JEOL JXA-8230 electron probe microanalyzer; RESOlution-LR 193 nm ArF excimer laser ablation system coupled to an Agilent 7700x ICP-MS | Laboratory of Mineral Resources Research Center, Fuzhou University; Adelaide Microscopy, the University of Adelaide | EPMA point analysis: accelerating voltage 15 kV, beam current 20 nA, beam diameter ~5 μm; EPMA mapping: accelerating voltage 20 kV, working current 50 nA, dwell time ~10 ms; BSE imaging: accelerating voltage 20 kV, beam current 10 nA; LA-ICP-MS: energy density 3~3.5 J/cm2, spot sizes 29 to 51 μm, repetition rates 5 Hz (polished thin-section) and 10 Hz (polished blocks), ~30 s background acquisition, ~40 s sample data acquisition | STDGL3 (Danyushevsky et al. 2011) and GSD-1G (USGS) | 400 | [19 empty] | 1300 | [5 empty] | 200 | [5 empty] | 2200 | [9 empty] | 23000 | [5 empty] | 100 | [7 empty] | 500 | [13 empty] | 200 | [15 empty] | 1200 | [17 empty] | 400 | [9 empty] | 500 | [35 empty] | CHN | Tibet
| Lawu |  | Magmatic hydrothermal | Skarn | Cu-Pb-Zn skarn | Cu, Pb, Zn | In, Sn | Cu, Pb, Zn, In, Sn |  |  | FZ |  | underground mine |  |  |  |  | ore material | drill core | underground mining tunnels and drill cores | mineral separate | [5 empty] | mineralisation |  |  |  | sphalerite, chalcopyrite, pyrrhotite, pyrite, arsenopyrite | [6 empty] | galena, bismuthinite, marcasite, iron oxides, pyroxene, actinolite, quartz | thin sections and polished blocks examined using optical microscope, BSE detector, and EDS prior to analysis | EMPA, LA-ICPMS | JEOL JXA-8230 electron probe microanalyzer; RESOlution-LR 193 nm ArF excimer laser ablation system coupled to an Agilent 7700x ICP-MS | Laboratory of Mineral Resources Research Center, Fuzhou University; Adelaide Microscopy, the University of Adelaide | EPMA point analysis: accelerating voltage 15 kV, beam current 20 nA, beam diameter ~5 μm; EPMA mapping: accelerating voltage 20 kV, working current 50 nA, dwell time ~10 ms; BSE imaging: accelerating voltage 20 kV, beam current 10 nA; LA-ICP-MS: energy density 3~3.5 J/cm2, spot sizes 29 to 51 μm, repetition rates 5 Hz (polished thin-section) and 10 Hz (polished blocks), ~30 s background acquisition, ~40 s sample data acquisition | STDGL3 (Danyushevsky et al. 2011) and GSD-1G (USGS) | 400 | [19 empty] | 700 | [5 empty] | 200 | [5 empty] | 1300 | [9 empty] | 13100 | [5 empty] | 200 | [7 empty] | 500 | [13 empty] | 300 | [15 empty] | 1200 | [17 empty] | 400 | [9 empty] | 600 | [35 empty] | CHN | Tibet
| Lawu |  | Magmatic hydrothermal | Skarn | Cu-Pb-Zn skarn | Cu, Pb, Zn | In, Sn | Cu, Pb, Zn, In, Sn |  |  | MC |  | underground mine |  |  |  |  | ore material | drill core | underground mining tunnels and drill cores | mineral separate | [5 empty] | mineralisation |  |  |  | sphalerite, chalcopyrite, pyrrhotite, pyrite, arsenopyrite | [6 empty] | galena, bismuthinite, marcasite, iron oxides, pyroxene, actinolite, quartz | thin sections and polished blocks examined using optical microscope, BSE detector, and EDS prior to analysis | EMPA, LA-ICPMS | JEOL JXA-8230 electron probe microanalyzer; RESOlution-LR 193 nm ArF excimer laser ablation system coupled to an Agilent 7700x ICP-MS | Laboratory of Mineral Resources Research Center, Fuzhou University; Adelaide Microscopy, the University of Adelaide | EPMA point analysis: accelerating voltage 15 kV, beam current 20 nA, beam diameter ~5 μm; EPMA mapping: accelerating voltage 20 kV, working current 50 nA, dwell time ~10 ms; BSE imaging: accelerating voltage 20 kV, beam current 10 nA; LA-ICP-MS: energy density 3~3.5 J/cm2, spot sizes 29 to 51 μm, repetition rates 5 Hz (polished thin-section) and 10 Hz (polished blocks), ~30 s background acquisition, ~40 s sample data acquisition | STDGL3 (Danyushevsky et al. 2011) and GSD-1G (USGS) | 400 | [19 empty] | 2000 | [5 empty] | 200 | [5 empty] | 3900 | [9 empty] | 26900 | [5 empty] | 100 | [7 empty] | 1900 | [13 empty] | 100 | [15 empty] | 1200 | [17 empty] | 500 | [9 empty] | 3000 | [35 empty] | CHN | Tibet
| Lawu |  | Magmatic hydrothermal | Skarn | Cu-Pb-Zn skarn | Cu, Pb, Zn | In, Sn | Cu, Pb, Zn, In, Sn |  |  | MCZ |  | underground mine |  |  |  |  | ore material | drill core | underground mining tunnels and drill cores | mineral separate | [5 empty] | mineralisation |  |  |  | sphalerite, chalcopyrite, pyrrhotite, pyrite, arsenopyrite | [6 empty] | galena, bismuthinite, marcasite, iron oxides, pyroxene, actinolite, quartz | thin sections and polished blocks examined using optical microscope, BSE detector, and EDS prior to analysis | EMPA, LA-ICPMS | JEOL JXA-8230 electron probe microanalyzer; RESOlution-LR 193 nm ArF excimer laser ablation system coupled to an Agilent 7700x ICP-MS | Laboratory of Mineral Resources Research Center, Fuzhou University; Adelaide Microscopy, the University of Adelaide | EPMA point analysis: accelerating voltage 15 kV, beam current 20 nA, beam diameter ~5 μm; EPMA mapping: accelerating voltage 20 kV, working current 50 nA, dwell time ~10 ms; BSE imaging: accelerating voltage 20 kV, beam current 10 nA; LA-ICP-MS: energy density 3~3.5 J/cm2, spot sizes 29 to 51 μm, repetition rates 5 Hz (polished thin-section) and 10 Hz (polished blocks), ~30 s background acquisition, ~40 s sample data acquisition | STDGL3 (Danyushevsky et al. 2011) and GSD-1G (USGS) | 400 | [19 empty] | 2000 | [5 empty] | 200 | [5 empty] | 4800 | [9 empty] | 21300 | [5 empty] | 0 | [7 empty] | 1500 | [13 empty] | 100 | [15 empty] | 2000 | [17 empty] | 1300 | [9 empty] | 800 | [35 empty] | CHN | Tibet
| Lawu |  | Magmatic hydrothermal | Skarn | Cu-Pb-Zn skarn | Cu, Pb, Zn | In, Sn | Cu, Pb, Zn, In, Sn |  |  | MZ |  | underground mine |  |  |  |  | ore material | drill core | underground mining tunnels and drill cores | mineral separate | [5 empty] | mineralisation |  |  |  | sphalerite, chalcopyrite, pyrrhotite, pyrite, arsenopyrite | [6 empty] | galena, bismuthinite, marcasite, iron oxides, pyroxene, actinolite, quartz | thin sections and polished blocks examined using optical microscope, BSE detector, and EDS prior to analysis | EMPA, LA-ICPMS | JEOL JXA-8230 electron probe microanalyzer; RESOlution-LR 193 nm ArF excimer laser ablation system coupled to an Agilent 7700x ICP-MS | Laboratory of Mineral Resources Research Center, Fuzhou University; Adelaide Microscopy, the University of Adelaide | EPMA point analysis: accelerating voltage 15 kV, beam current 20 nA, beam diameter ~5 μm; EPMA mapping: accelerating voltage 20 kV, working current 50 nA, dwell time ~10 ms; BSE imaging: accelerating voltage 20 kV, beam current 10 nA; LA-ICP-MS: energy density 3~3.5 J/cm2, spot sizes 29 to 51 μm, repetition rates 5 Hz (polished thin-section) and 10 Hz (polished blocks), ~30 s background acquisition, ~40 s sample data acquisition | STDGL3 (Danyushevsky et al. 2011) and GSD-1G (USGS) | 400 | [19 empty] | 1500 | [5 empty] | 200 | [5 empty] | 2100 | [9 empty] | 31500 | [5 empty] | 100 | [7 empty] | 300 | [13 empty] | 200 | [15 empty] | 1200 | [17 empty] | 300 | [9 empty] | 900 | [35 empty] | CHN | Tibet
| Lawu |  | Magmatic hydrothermal | Skarn | Cu-Pb-Zn skarn | Cu, Pb, Zn | In, Sn | Cu, Pb, Zn, In, Sn |  |  | MZP |  | underground mine |  |  |  |  | ore material | drill core | underground mining tunnels and drill cores | mineral separate | [5 empty] | mineralisation |  |  |  | sphalerite, chalcopyrite, pyrrhotite, pyrite, arsenopyrite | [6 empty] | galena, bismuthinite, marcasite, iron oxides, pyroxene, actinolite, quartz | thin sections and polished blocks examined using optical microscope, BSE detector, and EDS prior to analysis | EMPA, LA-ICPMS | JEOL JXA-8230 electron probe microanalyzer; RESOlution-LR 193 nm ArF excimer laser ablation system coupled to an Agilent 7700x ICP-MS | Laboratory of Mineral Resources Research Center, Fuzhou University; Adelaide Microscopy, the University of Adelaide | EPMA point analysis: accelerating voltage 15 kV, beam current 20 nA, beam diameter ~5 μm; EPMA mapping: accelerating voltage 20 kV, working current 50 nA, dwell time ~10 ms; BSE imaging: accelerating voltage 20 kV, beam current 10 nA; LA-ICP-MS: energy density 3~3.5 J/cm2, spot sizes 29 to 51 μm, repetition rates 5 Hz (polished thin-section) and 10 Hz (polished blocks), ~30 s background acquisition, ~40 s sample data acquisition | STDGL3 (Danyushevsky et al. 2011) and GSD-1G (USGS) | 300 | [19 empty] | 1200 | [5 empty] | 200 | [5 empty] | 2200 | [9 empty] | 21800 | [5 empty] | 100 | [7 empty] | 1500 | [13 empty] | 200 | [15 empty] | 1400 | [17 empty] | 400 | [9 empty] | 1800 | [35 empty] | CHN | Tibet
| Lawu |  | Magmatic hydrothermal | Skarn | Cu-Pb-Zn skarn | Cu, Pb, Zn | In, Sn | Cu, Pb, Zn, In, Sn |  |  | MP |  | underground mine |  |  |  |  | ore material | drill core | underground mining tunnels and drill cores | mineral separate | [5 empty] | mineralisation |  |  |  | sphalerite, chalcopyrite, pyrrhotite, pyrite, arsenopyrite | [6 empty] | galena, bismuthinite, marcasite, iron oxides, pyroxene, actinolite, quartz | thin sections and polished blocks examined using optical microscope, BSE detector, and EDS prior to analysis | EMPA, LA-ICPMS | JEOL JXA-8230 electron probe microanalyzer; RESOlution-LR 193 nm ArF excimer laser ablation system coupled to an Agilent 7700x ICP-MS | Laboratory of Mineral Resources Research Center, Fuzhou University; Adelaide Microscopy, the University of Adelaide | EPMA point analysis: accelerating voltage 15 kV, beam current 20 nA, beam diameter ~5 μm; EPMA mapping: accelerating voltage 20 kV, working current 50 nA, dwell time ~10 ms; BSE imaging: accelerating voltage 20 kV, beam current 10 nA; LA-ICP-MS: energy density 3~3.5 J/cm2, spot sizes 29 to 51 μm, repetition rates 5 Hz (polished thin-section) and 10 Hz (polished blocks), ~30 s background acquisition, ~40 s sample data acquisition | STDGL3 (Danyushevsky et al. 2011) and GSD-1G (USGS) | 500 | [19 empty] | 1200 | [5 empty] | 200 | [5 empty] | 3600 | [9 empty] | 31000 | [5 empty] | 100 | [7 empty] | 1700 | [13 empty] | 200 | [15 empty] | 1300 | [17 empty] | 600 | [9 empty] | 1400 | [35 empty] | CHN | Tibet