## Sheet1
Uploaded | deposit_name | deposit_local_id | deposit_environment | deposit_group | deposit_type | primary_commodities | secondary_commodities | all_commodities | deposit_source | sample_uid | sample_name | sample_local_id | feature_type | feature_name | feature_uid | top_depth_m | bottom_depth_m | sample_deposit_relation | sample_type | sampling_method | material_class | material_class_comments | province | strat_unit_name | strat_unit_uid | strat_grouping | earth_material_group | earth_material_qualifier | earth_material | metamorphic_grade | mineral | paragenetic_stage | mode_of_occurrence | texture | color | alteration | sample_description | associated_minerals | sample_preparation | analytical_method | instrument_type_model | laboratory_location/if reported | operating_conditions/if reported | standards_used/if reported | ag_ppm | ag_detection_limit | al_ppm | al_detection_limit | as_ppm | as_detection_limit | au_ppm | au_detection_limit | b_ppm | b_detection_limit | ba_ppm | ba_detection_limit | be_ppm | be_detection_limit | bi_ppm | bi_detection_limit | br_ppm | br_detection_limit | ca_ppm | ca_detection_limit | cd_ppm | cd_detection_limit | ce_ppm | ce_detection_limit | cl_ppm | cl_detection_limit | co_ppm | co_detection_limit | cr_ppm | cr_detection_limit | cs_ppm | cs_detection_limit | cu_ppm | cu_detection_limit | dy_ppm | dy_detection_limit | er_ppm | er_detection_limit | eu_ppm | eu_detection_limit | f_ppm | f_detection_limit | fe_ppm | fe_detection_limit | ga_ppm | ga_detection_limit | gd_ppm | gd_detection_limit | ge_ppm | ge_detection_limit | hf_ppm | hf_detection_limit | hg_ppm | hg_detection_limit | ho_ppm | ho_detection_limit | in_ppm | in_detection_limit | ir_ppm | ir_detection_limit | k_ppm | k_detection_limit | la_ppm | la_detection_limit | li_ppm | li_detection_limit | lu_ppm | lu_detection_limit | mg_ppm | mg_detection_limit | mn_ppm | mn_detection_limit | mo_ppm | mo_detection_limit | na_ppm | na_detection_limit | nb_ppm | nb_detection_limit | nd_ppm | nd_detection_limit | ni_ppm | ni_detection_limit | os_ppm | os_detection_limit | p_ppm | p_detection_limit | pb_ppm | pb_detection_limit | pd_ppm | pd_detection_limit | pr_ppm | pr_detection_limit | pt_ppm | pt_detection_limit | rb_ppm | rb_detection_limit | re_ppm | re_detection_limit | rh_ppm | rh_detection_limit | ru_ppm | ru_detection_limit | s_ppm | s_detection_limit | sb_ppm | sb_detection_limit | sc_ppm | sc_detection_limit | se_ppm | se_detection_limit | si_ppm | si_detection_limit | sm_ppm | sm_detection_limit | sn_ppm | sn_detection_limit | sr_ppm | sr_detection_limit | ta_ppm | ta_detection_limit | tb_ppm | tb_detection_limit | te_ppm | te_detection_limit | th_ppm | th_detection_limit | ti_ppm | ti_detection_limit | tl_ppm | tl_detection_limit | tm_ppm | tm_detection_limit | u_ppm | u_detection_limit | v_ppm | v_detection_limit | w_ppm | w_detection_limit | y_ppm | y_detection_limit | yb_ppm | yb_detection_limit | zn_ppm | zn_detection_limit | zr_ppm | zr_detection_limit | analysis_datetime | publication_date | sample_source | submitter | country | state | deposit_longitude_wgs84 | deposit_latitude_wgs84 | sample_longitude_wgs84 | sample_latitude_wgs84 | sample_easting | sample_northing | sample_utm_zone | sample_location_description | location_source | location_accuracy | comments | last_update
| Dafang |  | Magmatic hydrothermal | Skarn | skarn Au-Ag-Zn-Pb polymetallic | Au, Ag, Zn, Pb | Sn | Au, Ag, Zn, Pb, Sn | Chen et al., 2024 |  | DK-23-2-d-1-1 | DK-23-2-d-1-1 | [5 empty] | ore material | polished section | grab | mineral separate | [5 empty] | mineralisation |  |  |  | sphalerite | [6 empty] | garnet, diopside, tremolite, actinolite, epidote, chlorite, pyrrhotite, pyrite, arsenopyrite, chalcopyrite |  | EPMA | JEOL JXA-i SP100 Electron Probe Microanalysis; NWR 193 nm ArF Excimer laser-ablation system coupled to an iCAP RQ (ICPMS) | Laboratory of Marine Element and Isotope Facilities in Southern Marine Science and Engineering Guangdong Laboratory (Zhuhai); Guangzhou Tuoyan Analytical Technology Co., Ltd., Guangzhou, China | EPMA: accelerating voltage 20 kV, probe current 20 nA, 5 μm beam, peak counting time 10 s (S, Zn, Fe) or 20–50 s (Mn, Cd, Ga, Cu), background 1/2 peak time; LA-ICPMS spot analyses: 22 isotopes, total dwell time 95 ms; LA-ICPMS mapping: energy density 3.5 J/cm2, spot size 5 μm, scan speed 20 μm/s, 30 Hz repetition rate, 11 isotopes, total dwell time 55 ms | EPMA: FeS2 (Fe, S), ZnS (Zn), CuFeS2 (Cu), CdS (Cd), Mn (Mn), GaAs (Ga); LA-ICPMS: NIST SRM610 and MASS-1 as external calibration standards; SRM 612 and S-GE7b as monitoring samples | [20 empty] | 15010 | [11 empty] | 0 | [9 empty] | 117260 |  | 30 | [25 empty] | 7560 | [31 empty] | 334890 | [39 empty] | 513030 |  |  |  |  | 2024 | Chen, X., Wang, Z., Yu, P., Wu, Y., Huang, Y., Tan, Z., Zheng, Y. (2024). Physicochemical condition of the Dafang skarn Au-Ag-Zn-Pb polymetallic deposit in the Nanling Metallogenic Belt (South China), a perspective from sphalerite mineralogy and geochemistry. Ore Geology Reviews, 165, 105923. |  | CHN | Hunan
| Dafang |  | Magmatic hydrothermal | Skarn | skarn Au-Ag-Zn-Pb polymetallic | Au, Ag, Zn, Pb | Sn | Au, Ag, Zn, Pb, Sn | Chen et al., 2024 |  | DK-23-2-d-2-1 | DK-23-2-d-2-1 | [5 empty] | ore material | polished section | grab | mineral separate | [5 empty] | mineralisation |  |  |  | sphalerite | [6 empty] | garnet, diopside, tremolite, actinolite, epidote, chlorite, pyrrhotite, pyrite, arsenopyrite, chalcopyrite |  | EPMA | JEOL JXA-i SP100 Electron Probe Microanalysis; NWR 193 nm ArF Excimer laser-ablation system coupled to an iCAP RQ (ICPMS) | Laboratory of Marine Element and Isotope Facilities in Southern Marine Science and Engineering Guangdong Laboratory (Zhuhai); Guangzhou Tuoyan Analytical Technology Co., Ltd., Guangzhou, China | EPMA: accelerating voltage 20 kV, probe current 20 nA, 5 μm beam, peak counting time 10 s (S, Zn, Fe) or 20–50 s (Mn, Cd, Ga, Cu), background 1/2 peak time; LA-ICPMS spot analyses: 22 isotopes, total dwell time 95 ms; LA-ICPMS mapping: energy density 3.5 J/cm2, spot size 5 μm, scan speed 20 μm/s, 30 Hz repetition rate, 11 isotopes, total dwell time 55 ms | EPMA: FeS2 (Fe, S), ZnS (Zn), CuFeS2 (Cu), CdS (Cd), Mn (Mn), GaAs (Ga); LA-ICPMS: NIST SRM610 and MASS-1 as external calibration standards; SRM 612 and S-GE7b as monitoring samples | [20 empty] | 14420 | [11 empty] | 250 | [9 empty] | 114290 |  | 310 | [25 empty] | 7420 | [31 empty] | 335920 | [39 empty] | 512880 |  |  |  |  | 2024 | Chen, X., Wang, Z., Yu, P., Wu, Y., Huang, Y., Tan, Z., Zheng, Y. (2024). Physicochemical condition of the Dafang skarn Au-Ag-Zn-Pb polymetallic deposit in the Nanling Metallogenic Belt (South China), a perspective from sphalerite mineralogy and geochemistry. Ore Geology Reviews, 165, 105923. |  | CHN | Hunan
| Dafang |  | Magmatic hydrothermal | Skarn | skarn Au-Ag-Zn-Pb polymetallic | Au, Ag, Zn, Pb | Sn | Au, Ag, Zn, Pb, Sn | Chen et al., 2024 |  | DK-23-2-e-1-1 | DK-23-2-e-1-1 | [5 empty] | ore material | polished section | grab | mineral separate | [5 empty] | mineralisation |  |  |  | sphalerite | [6 empty] | garnet, diopside, tremolite, actinolite, epidote, chlorite, pyrrhotite, pyrite, arsenopyrite, chalcopyrite |  | EPMA | JEOL JXA-i SP100 Electron Probe Microanalysis; NWR 193 nm ArF Excimer laser-ablation system coupled to an iCAP RQ (ICPMS) | Laboratory of Marine Element and Isotope Facilities in Southern Marine Science and Engineering Guangdong Laboratory (Zhuhai); Guangzhou Tuoyan Analytical Technology Co., Ltd., Guangzhou, China | EPMA: accelerating voltage 20 kV, probe current 20 nA, 5 μm beam, peak counting time 10 s (S, Zn, Fe) or 20–50 s (Mn, Cd, Ga, Cu), background 1/2 peak time; LA-ICPMS spot analyses: 22 isotopes, total dwell time 95 ms; LA-ICPMS mapping: energy density 3.5 J/cm2, spot size 5 μm, scan speed 20 μm/s, 30 Hz repetition rate, 11 isotopes, total dwell time 55 ms | EPMA: FeS2 (Fe, S), ZnS (Zn), CuFeS2 (Cu), CdS (Cd), Mn (Mn), GaAs (Ga); LA-ICPMS: NIST SRM610 and MASS-1 as external calibration standards; SRM 612 and S-GE7b as monitoring samples | [20 empty] | 14280 | [11 empty] | 0 | [9 empty] | 111350 |  | 230 | [25 empty] | 7360 | [31 empty] | 335280 | [39 empty] | 517290 |  |  |  |  | 2024 | Chen, X., Wang, Z., Yu, P., Wu, Y., Huang, Y., Tan, Z., Zheng, Y. (2024). Physicochemical condition of the Dafang skarn Au-Ag-Zn-Pb polymetallic deposit in the Nanling Metallogenic Belt (South China), a perspective from sphalerite mineralogy and geochemistry. Ore Geology Reviews, 165, 105923. |  | CHN | Hunan
| Dafang |  | Magmatic hydrothermal | Skarn | skarn Au-Ag-Zn-Pb polymetallic | Au, Ag, Zn, Pb | Sn | Au, Ag, Zn, Pb, Sn | Chen et al., 2024 |  | DK-23-2-e-2-1 | DK-23-2-e-2-1 | [5 empty] | ore material | polished section | grab | mineral separate | [5 empty] | mineralisation |  |  |  | sphalerite | [6 empty] | garnet, diopside, tremolite, actinolite, epidote, chlorite, pyrrhotite, pyrite, arsenopyrite, chalcopyrite |  | EPMA | JEOL JXA-i SP100 Electron Probe Microanalysis; NWR 193 nm ArF Excimer laser-ablation system coupled to an iCAP RQ (ICPMS) | Laboratory of Marine Element and Isotope Facilities in Southern Marine Science and Engineering Guangdong Laboratory (Zhuhai); Guangzhou Tuoyan Analytical Technology Co., Ltd., Guangzhou, China | EPMA: accelerating voltage 20 kV, probe current 20 nA, 5 μm beam, peak counting time 10 s (S, Zn, Fe) or 20–50 s (Mn, Cd, Ga, Cu), background 1/2 peak time; LA-ICPMS spot analyses: 22 isotopes, total dwell time 95 ms; LA-ICPMS mapping: energy density 3.5 J/cm2, spot size 5 μm, scan speed 20 μm/s, 30 Hz repetition rate, 11 isotopes, total dwell time 55 ms | EPMA: FeS2 (Fe, S), ZnS (Zn), CuFeS2 (Cu), CdS (Cd), Mn (Mn), GaAs (Ga); LA-ICPMS: NIST SRM610 and MASS-1 as external calibration standards; SRM 612 and S-GE7b as monitoring samples | [20 empty] | 14250 | [11 empty] | 0 | [9 empty] | 113910 |  | 130 | [25 empty] | 7160 | [31 empty] | 334560 | [39 empty] | 513490 |  |  |  |  | 2024 | Chen, X., Wang, Z., Yu, P., Wu, Y., Huang, Y., Tan, Z., Zheng, Y. (2024). Physicochemical condition of the Dafang skarn Au-Ag-Zn-Pb polymetallic deposit in the Nanling Metallogenic Belt (South China), a perspective from sphalerite mineralogy and geochemistry. Ore Geology Reviews, 165, 105923. |  | CHN | Hunan
| Dafang |  | Magmatic hydrothermal | Skarn | skarn Au-Ag-Zn-Pb polymetallic | Au, Ag, Zn, Pb | Sn | Au, Ag, Zn, Pb, Sn | Chen et al., 2024 |  | DK-23-2-a-1-1 | DK-23-2-a-1-1 | [5 empty] | ore material | polished section | grab | mineral separate | [5 empty] | mineralisation |  |  |  | sphalerite | [6 empty] | garnet, diopside, tremolite, actinolite, epidote, chlorite, pyrrhotite, pyrite, arsenopyrite, chalcopyrite |  | EPMA | JEOL JXA-i SP100 Electron Probe Microanalysis; NWR 193 nm ArF Excimer laser-ablation system coupled to an iCAP RQ (ICPMS) | Laboratory of Marine Element and Isotope Facilities in Southern Marine Science and Engineering Guangdong Laboratory (Zhuhai); Guangzhou Tuoyan Analytical Technology Co., Ltd., Guangzhou, China | EPMA: accelerating voltage 20 kV, probe current 20 nA, 5 μm beam, peak counting time 10 s (S, Zn, Fe) or 20–50 s (Mn, Cd, Ga, Cu), background 1/2 peak time; LA-ICPMS spot analyses: 22 isotopes, total dwell time 95 ms; LA-ICPMS mapping: energy density 3.5 J/cm2, spot size 5 μm, scan speed 20 μm/s, 30 Hz repetition rate, 11 isotopes, total dwell time 55 ms | EPMA: FeS2 (Fe, S), ZnS (Zn), CuFeS2 (Cu), CdS (Cd), Mn (Mn), GaAs (Ga); LA-ICPMS: NIST SRM610 and MASS-1 as external calibration standards; SRM 612 and S-GE7b as monitoring samples | [20 empty] | 14020 | [11 empty] | 730 | [9 empty] | 120370 |  | 270 | [25 empty] | 12480 | [31 empty] | 334460 | [39 empty] | 503450 |  |  |  |  | 2024 | Chen, X., Wang, Z., Yu, P., Wu, Y., Huang, Y., Tan, Z., Zheng, Y. (2024). Physicochemical condition of the Dafang skarn Au-Ag-Zn-Pb polymetallic deposit in the Nanling Metallogenic Belt (South China), a perspective from sphalerite mineralogy and geochemistry. Ore Geology Reviews, 165, 105923. |  | CHN | Hunan
| Dafang |  | Magmatic hydrothermal | Skarn | skarn Au-Ag-Zn-Pb polymetallic | Au, Ag, Zn, Pb | Sn | Au, Ag, Zn, Pb, Sn | Chen et al., 2024 |  | DK-23-2-a-2-1 | DK-23-2-a-2-1 | [5 empty] | ore material | polished section | grab | mineral separate | [5 empty] | mineralisation |  |  |  | sphalerite | [6 empty] | garnet, diopside, tremolite, actinolite, epidote, chlorite, pyrrhotite, pyrite, arsenopyrite, chalcopyrite |  | EPMA | JEOL JXA-i SP100 Electron Probe Microanalysis; NWR 193 nm ArF Excimer laser-ablation system coupled to an iCAP RQ (ICPMS) | Laboratory of Marine Element and Isotope Facilities in Southern Marine Science and Engineering Guangdong Laboratory (Zhuhai); Guangzhou Tuoyan Analytical Technology Co., Ltd., Guangzhou, China | EPMA: accelerating voltage 20 kV, probe current 20 nA, 5 μm beam, peak counting time 10 s (S, Zn, Fe) or 20–50 s (Mn, Cd, Ga, Cu), background 1/2 peak time; LA-ICPMS spot analyses: 22 isotopes, total dwell time 95 ms; LA-ICPMS mapping: energy density 3.5 J/cm2, spot size 5 μm, scan speed 20 μm/s, 30 Hz repetition rate, 11 isotopes, total dwell time 55 ms | EPMA: FeS2 (Fe, S), ZnS (Zn), CuFeS2 (Cu), CdS (Cd), Mn (Mn), GaAs (Ga); LA-ICPMS: NIST SRM610 and MASS-1 as external calibration standards; SRM 612 and S-GE7b as monitoring samples | [20 empty] | 14940 | [11 empty] | 0 | [9 empty] | 117700 |  | 290 | [25 empty] | 11420 | [31 empty] | 335090 | [39 empty] | 504840 |  |  |  |  | 2024 | Chen, X., Wang, Z., Yu, P., Wu, Y., Huang, Y., Tan, Z., Zheng, Y. (2024). Physicochemical condition of the Dafang skarn Au-Ag-Zn-Pb polymetallic deposit in the Nanling Metallogenic Belt (South China), a perspective from sphalerite mineralogy and geochemistry. Ore Geology Reviews, 165, 105923. |  | CHN | Hunan
| Dafang |  | Magmatic hydrothermal | Skarn | skarn Au-Ag-Zn-Pb polymetallic | Au, Ag, Zn, Pb | Sn | Au, Ag, Zn, Pb, Sn | Chen et al., 2024 |  | DK-23-2-a-3-1 | DK-23-2-a-3-1 | [5 empty] | ore material | polished section | grab | mineral separate | [5 empty] | mineralisation |  |  |  | sphalerite | [6 empty] | garnet, diopside, tremolite, actinolite, epidote, chlorite, pyrrhotite, pyrite, arsenopyrite, chalcopyrite |  | EPMA | JEOL JXA-i SP100 Electron Probe Microanalysis; NWR 193 nm ArF Excimer laser-ablation system coupled to an iCAP RQ (ICPMS) | Laboratory of Marine Element and Isotope Facilities in Southern Marine Science and Engineering Guangdong Laboratory (Zhuhai); Guangzhou Tuoyan Analytical Technology Co., Ltd., Guangzhou, China | EPMA: accelerating voltage 20 kV, probe current 20 nA, 5 μm beam, peak counting time 10 s (S, Zn, Fe) or 20–50 s (Mn, Cd, Ga, Cu), background 1/2 peak time; LA-ICPMS spot analyses: 22 isotopes, total dwell time 95 ms; LA-ICPMS mapping: energy density 3.5 J/cm2, spot size 5 μm, scan speed 20 μm/s, 30 Hz repetition rate, 11 isotopes, total dwell time 55 ms | EPMA: FeS2 (Fe, S), ZnS (Zn), CuFeS2 (Cu), CdS (Cd), Mn (Mn), GaAs (Ga); LA-ICPMS: NIST SRM610 and MASS-1 as external calibration standards; SRM 612 and S-GE7b as monitoring samples | [20 empty] | 13830 | [11 empty] | 170 | [9 empty] | 115570 |  | 270 | [25 empty] | 12320 | [31 empty] | 331930 | [39 empty] | 515060 |  |  |  |  | 2024 | Chen, X., Wang, Z., Yu, P., Wu, Y., Huang, Y., Tan, Z., Zheng, Y. (2024). Physicochemical condition of the Dafang skarn Au-Ag-Zn-Pb polymetallic deposit in the Nanling Metallogenic Belt (South China), a perspective from sphalerite mineralogy and geochemistry. Ore Geology Reviews, 165, 105923. |  | CHN | Hunan
| Dafang |  | Magmatic hydrothermal | Skarn | skarn Au-Ag-Zn-Pb polymetallic | Au, Ag, Zn, Pb | Sn | Au, Ag, Zn, Pb, Sn | Chen et al., 2024 |  | DK-23-3-a-1-1 | DK-23-3-a-1-1 | [5 empty] | ore material | polished section | grab | mineral separate | [5 empty] | mineralisation |  |  |  | sphalerite | [6 empty] | garnet, diopside, tremolite, actinolite, epidote, chlorite, pyrrhotite, pyrite, arsenopyrite, chalcopyrite |  | EPMA | JEOL JXA-i SP100 Electron Probe Microanalysis; NWR 193 nm ArF Excimer laser-ablation system coupled to an iCAP RQ (ICPMS) | Laboratory of Marine Element and Isotope Facilities in Southern Marine Science and Engineering Guangdong Laboratory (Zhuhai); Guangzhou Tuoyan Analytical Technology Co., Ltd., Guangzhou, China | EPMA: accelerating voltage 20 kV, probe current 20 nA, 5 μm beam, peak counting time 10 s (S, Zn, Fe) or 20–50 s (Mn, Cd, Ga, Cu), background 1/2 peak time; LA-ICPMS spot analyses: 22 isotopes, total dwell time 95 ms; LA-ICPMS mapping: energy density 3.5 J/cm2, spot size 5 μm, scan speed 20 μm/s, 30 Hz repetition rate, 11 isotopes, total dwell time 55 ms | EPMA: FeS2 (Fe, S), ZnS (Zn), CuFeS2 (Cu), CdS (Cd), Mn (Mn), GaAs (Ga); LA-ICPMS: NIST SRM610 and MASS-1 as external calibration standards; SRM 612 and S-GE7b as monitoring samples | [20 empty] | 15990 | [11 empty] | 0 | [9 empty] | 64620 |  | 1520 | [25 empty] | 2200 | [31 empty] | 332180 | [39 empty] | 571940 |  |  |  |  | 2024 | Chen, X., Wang, Z., Yu, P., Wu, Y., Huang, Y., Tan, Z., Zheng, Y. (2024). Physicochemical condition of the Dafang skarn Au-Ag-Zn-Pb polymetallic deposit in the Nanling Metallogenic Belt (South China), a perspective from sphalerite mineralogy and geochemistry. Ore Geology Reviews, 165, 105923. |  | CHN | Hunan
| Dafang |  | Magmatic hydrothermal | Skarn | skarn Au-Ag-Zn-Pb polymetallic | Au, Ag, Zn, Pb | Sn | Au, Ag, Zn, Pb, Sn | Chen et al., 2024 |  | DK-23-3-a-2-1 | DK-23-3-a-2-1 | [5 empty] | ore material | polished section | grab | mineral separate | [5 empty] | mineralisation |  |  |  | sphalerite | [6 empty] | garnet, diopside, tremolite, actinolite, epidote, chlorite, pyrrhotite, pyrite, arsenopyrite, chalcopyrite |  | EPMA | JEOL JXA-i SP100 Electron Probe Microanalysis; NWR 193 nm ArF Excimer laser-ablation system coupled to an iCAP RQ (ICPMS) | Laboratory of Marine Element and Isotope Facilities in Southern Marine Science and Engineering Guangdong Laboratory (Zhuhai); Guangzhou Tuoyan Analytical Technology Co., Ltd., Guangzhou, China | EPMA: accelerating voltage 20 kV, probe current 20 nA, 5 μm beam, peak counting time 10 s (S, Zn, Fe) or 20–50 s (Mn, Cd, Ga, Cu), background 1/2 peak time; LA-ICPMS spot analyses: 22 isotopes, total dwell time 95 ms; LA-ICPMS mapping: energy density 3.5 J/cm2, spot size 5 μm, scan speed 20 μm/s, 30 Hz repetition rate, 11 isotopes, total dwell time 55 ms | EPMA: FeS2 (Fe, S), ZnS (Zn), CuFeS2 (Cu), CdS (Cd), Mn (Mn), GaAs (Ga); LA-ICPMS: NIST SRM610 and MASS-1 as external calibration standards; SRM 612 and S-GE7b as monitoring samples | [20 empty] | 15980 | [11 empty] | 0 | [9 empty] | 64470 |  | 1320 | [25 empty] | 2460 | [31 empty] | 331030 | [39 empty] | 570560 |  |  |  |  | 2024 | Chen, X., Wang, Z., Yu, P., Wu, Y., Huang, Y., Tan, Z., Zheng, Y. (2024). Physicochemical condition of the Dafang skarn Au-Ag-Zn-Pb polymetallic deposit in the Nanling Metallogenic Belt (South China), a perspective from sphalerite mineralogy and geochemistry. Ore Geology Reviews, 165, 105923. |  | CHN | Hunan
| Dafang |  | Magmatic hydrothermal | Skarn | skarn Au-Ag-Zn-Pb polymetallic | Au, Ag, Zn, Pb | Sn | Au, Ag, Zn, Pb, Sn | Chen et al., 2024 |  | DK-23-3-a-3-1 | DK-23-3-a-3-1 | [5 empty] | ore material | polished section | grab | mineral separate | [5 empty] | mineralisation |  |  |  | sphalerite | [6 empty] | garnet, diopside, tremolite, actinolite, epidote, chlorite, pyrrhotite, pyrite, arsenopyrite, chalcopyrite |  | EPMA | JEOL JXA-i SP100 Electron Probe Microanalysis; NWR 193 nm ArF Excimer laser-ablation system coupled to an iCAP RQ (ICPMS) | Laboratory of Marine Element and Isotope Facilities in Southern Marine Science and Engineering Guangdong Laboratory (Zhuhai); Guangzhou Tuoyan Analytical Technology Co., Ltd., Guangzhou, China | EPMA: accelerating voltage 20 kV, probe current 20 nA, 5 μm beam, peak counting time 10 s (S, Zn, Fe) or 20–50 s (Mn, Cd, Ga, Cu), background 1/2 peak time; LA-ICPMS spot analyses: 22 isotopes, total dwell time 95 ms; LA-ICPMS mapping: energy density 3.5 J/cm2, spot size 5 μm, scan speed 20 μm/s, 30 Hz repetition rate, 11 isotopes, total dwell time 55 ms | EPMA: FeS2 (Fe, S), ZnS (Zn), CuFeS2 (Cu), CdS (Cd), Mn (Mn), GaAs (Ga); LA-ICPMS: NIST SRM610 and MASS-1 as external calibration standards; SRM 612 and S-GE7b as monitoring samples | [20 empty] | 15510 | [11 empty] | 0 | [9 empty] | 80240 |  | 1200 | [25 empty] | 2150 | [31 empty] | 325100 | [39 empty] | 562230 |  |  |  |  | 2024 | Chen, X., Wang, Z., Yu, P., Wu, Y., Huang, Y., Tan, Z., Zheng, Y. (2024). Physicochemical condition of the Dafang skarn Au-Ag-Zn-Pb polymetallic deposit in the Nanling Metallogenic Belt (South China), a perspective from sphalerite mineralogy and geochemistry. Ore Geology Reviews, 165, 105923. |  | CHN | Hunan
| Dafang |  | Magmatic hydrothermal | Skarn | skarn Au-Ag-Zn-Pb polymetallic | Au, Ag, Zn, Pb | Sn | Au, Ag, Zn, Pb, Sn | Chen et al., 2024 |  | DK-23-3-a-4-1 | DK-23-3-a-4-1 | [5 empty] | ore material | polished section | grab | mineral separate | [5 empty] | mineralisation |  |  |  | sphalerite | [6 empty] | garnet, diopside, tremolite, actinolite, epidote, chlorite, pyrrhotite, pyrite, arsenopyrite, chalcopyrite |  | EPMA | JEOL JXA-i SP100 Electron Probe Microanalysis; NWR 193 nm ArF Excimer laser-ablation system coupled to an iCAP RQ (ICPMS) | Laboratory of Marine Element and Isotope Facilities in Southern Marine Science and Engineering Guangdong Laboratory (Zhuhai); Guangzhou Tuoyan Analytical Technology Co., Ltd., Guangzhou, China | EPMA: accelerating voltage 20 kV, probe current 20 nA, 5 μm beam, peak counting time 10 s (S, Zn, Fe) or 20–50 s (Mn, Cd, Ga, Cu), background 1/2 peak time; LA-ICPMS spot analyses: 22 isotopes, total dwell time 95 ms; LA-ICPMS mapping: energy density 3.5 J/cm2, spot size 5 μm, scan speed 20 μm/s, 30 Hz repetition rate, 11 isotopes, total dwell time 55 ms | EPMA: FeS2 (Fe, S), ZnS (Zn), CuFeS2 (Cu), CdS (Cd), Mn (Mn), GaAs (Ga); LA-ICPMS: NIST SRM610 and MASS-1 as external calibration standards; SRM 612 and S-GE7b as monitoring samples | [20 empty] | 15010 | [11 empty] | 60 | [9 empty] | 84390 |  | 1260 | [25 empty] | 2310 | [31 empty] | 327410 | [39 empty] | 554270 |  |  |  |  | 2024 | Chen, X., Wang, Z., Yu, P., Wu, Y., Huang, Y., Tan, Z., Zheng, Y. (2024). Physicochemical condition of the Dafang skarn Au-Ag-Zn-Pb polymetallic deposit in the Nanling Metallogenic Belt (South China), a perspective from sphalerite mineralogy and geochemistry. Ore Geology Reviews, 165, 105923. |  | CHN | Hunan
| Dafang |  | Magmatic hydrothermal | Skarn | skarn Au-Ag-Zn-Pb polymetallic | Au, Ag, Zn, Pb | Sn | Au, Ag, Zn, Pb, Sn | Chen et al., 2024 |  | DK-23-3-a-5-1 | DK-23-3-a-5-1 | [5 empty] | ore material | polished section | grab | mineral separate | [5 empty] | mineralisation |  |  |  | sphalerite | [6 empty] | garnet, diopside, tremolite, actinolite, epidote, chlorite, pyrrhotite, pyrite, arsenopyrite, chalcopyrite |  | EPMA | JEOL JXA-i SP100 Electron Probe Microanalysis; NWR 193 nm ArF Excimer laser-ablation system coupled to an iCAP RQ (ICPMS) | Laboratory of Marine Element and Isotope Facilities in Southern Marine Science and Engineering Guangdong Laboratory (Zhuhai); Guangzhou Tuoyan Analytical Technology Co., Ltd., Guangzhou, China | EPMA: accelerating voltage 20 kV, probe current 20 nA, 5 μm beam, peak counting time 10 s (S, Zn, Fe) or 20–50 s (Mn, Cd, Ga, Cu), background 1/2 peak time; LA-ICPMS spot analyses: 22 isotopes, total dwell time 95 ms; LA-ICPMS mapping: energy density 3.5 J/cm2, spot size 5 μm, scan speed 20 μm/s, 30 Hz repetition rate, 11 isotopes, total dwell time 55 ms | EPMA: FeS2 (Fe, S), ZnS (Zn), CuFeS2 (Cu), CdS (Cd), Mn (Mn), GaAs (Ga); LA-ICPMS: NIST SRM610 and MASS-1 as external calibration standards; SRM 612 and S-GE7b as monitoring samples | [20 empty] | 14860 | [11 empty] | 0 | [9 empty] | 82600 |  | 1460 | [25 empty] | 2370 | [31 empty] | 330050 | [39 empty] | 559490 |  |  |  |  | 2024 | Chen, X., Wang, Z., Yu, P., Wu, Y., Huang, Y., Tan, Z., Zheng, Y. (2024). Physicochemical condition of the Dafang skarn Au-Ag-Zn-Pb polymetallic deposit in the Nanling Metallogenic Belt (South China), a perspective from sphalerite mineralogy and geochemistry. Ore Geology Reviews, 165, 105923. |  | CHN | Hunan
| Dafang |  | Magmatic hydrothermal | Skarn | skarn Au-Ag-Zn-Pb polymetallic | Au, Ag, Zn, Pb | Sn | Au, Ag, Zn, Pb, Sn | Chen et al., 2024 |  | DK-23-3-b-1-1 | DK-23-3-b-1-1 | [5 empty] | ore material | polished section | grab | mineral separate | [5 empty] | mineralisation |  |  |  | sphalerite | [6 empty] | garnet, diopside, tremolite, actinolite, epidote, chlorite, pyrrhotite, pyrite, arsenopyrite, chalcopyrite |  | EPMA | JEOL JXA-i SP100 Electron Probe Microanalysis; NWR 193 nm ArF Excimer laser-ablation system coupled to an iCAP RQ (ICPMS) | Laboratory of Marine Element and Isotope Facilities in Southern Marine Science and Engineering Guangdong Laboratory (Zhuhai); Guangzhou Tuoyan Analytical Technology Co., Ltd., Guangzhou, China | EPMA: accelerating voltage 20 kV, probe current 20 nA, 5 μm beam, peak counting time 10 s (S, Zn, Fe) or 20–50 s (Mn, Cd, Ga, Cu), background 1/2 peak time; LA-ICPMS spot analyses: 22 isotopes, total dwell time 95 ms; LA-ICPMS mapping: energy density 3.5 J/cm2, spot size 5 μm, scan speed 20 μm/s, 30 Hz repetition rate, 11 isotopes, total dwell time 55 ms | EPMA: FeS2 (Fe, S), ZnS (Zn), CuFeS2 (Cu), CdS (Cd), Mn (Mn), GaAs (Ga); LA-ICPMS: NIST SRM610 and MASS-1 as external calibration standards; SRM 612 and S-GE7b as monitoring samples | [20 empty] | 16640 | [11 empty] | 70 | [9 empty] | 68520 |  | 1170 | [25 empty] | 2010 | [31 empty] | 334810 | [39 empty] | 578630 |  |  |  |  | 2024 | Chen, X., Wang, Z., Yu, P., Wu, Y., Huang, Y., Tan, Z., Zheng, Y. (2024). Physicochemical condition of the Dafang skarn Au-Ag-Zn-Pb polymetallic deposit in the Nanling Metallogenic Belt (South China), a perspective from sphalerite mineralogy and geochemistry. Ore Geology Reviews, 165, 105923. |  | CHN | Hunan
| Dafang |  | Magmatic hydrothermal | Skarn | skarn Au-Ag-Zn-Pb polymetallic | Au, Ag, Zn, Pb | Sn | Au, Ag, Zn, Pb, Sn | Chen et al., 2024 |  | DK-23-3-b-2-1 | DK-23-3-b-2-1 | [5 empty] | ore material | polished section | grab | mineral separate | [5 empty] | mineralisation |  |  |  | sphalerite | [6 empty] | garnet, diopside, tremolite, actinolite, epidote, chlorite, pyrrhotite, pyrite, arsenopyrite, chalcopyrite |  | EPMA | JEOL JXA-i SP100 Electron Probe Microanalysis; NWR 193 nm ArF Excimer laser-ablation system coupled to an iCAP RQ (ICPMS) | Laboratory of Marine Element and Isotope Facilities in Southern Marine Science and Engineering Guangdong Laboratory (Zhuhai); Guangzhou Tuoyan Analytical Technology Co., Ltd., Guangzhou, China | EPMA: accelerating voltage 20 kV, probe current 20 nA, 5 μm beam, peak counting time 10 s (S, Zn, Fe) or 20–50 s (Mn, Cd, Ga, Cu), background 1/2 peak time; LA-ICPMS spot analyses: 22 isotopes, total dwell time 95 ms; LA-ICPMS mapping: energy density 3.5 J/cm2, spot size 5 μm, scan speed 20 μm/s, 30 Hz repetition rate, 11 isotopes, total dwell time 55 ms | EPMA: FeS2 (Fe, S), ZnS (Zn), CuFeS2 (Cu), CdS (Cd), Mn (Mn), GaAs (Ga); LA-ICPMS: NIST SRM610 and MASS-1 as external calibration standards; SRM 612 and S-GE7b as monitoring samples | [20 empty] | 16600 | [11 empty] | 10 | [9 empty] | 68240 |  | 1020 | [25 empty] | 1940 | [31 empty] | 333360 | [39 empty] | 580470 |  |  |  |  | 2024 | Chen, X., Wang, Z., Yu, P., Wu, Y., Huang, Y., Tan, Z., Zheng, Y. (2024). Physicochemical condition of the Dafang skarn Au-Ag-Zn-Pb polymetallic deposit in the Nanling Metallogenic Belt (South China), a perspective from sphalerite mineralogy and geochemistry. Ore Geology Reviews, 165, 105923. |  | CHN | Hunan
| Dafang |  | Magmatic hydrothermal | Skarn | skarn Au-Ag-Zn-Pb polymetallic | Au, Ag, Zn, Pb | Sn | Au, Ag, Zn, Pb, Sn | Chen et al., 2024 |  | DK-23-3-b-3-1 | DK-23-3-b-3-1 | [5 empty] | ore material | polished section | grab | mineral separate | [5 empty] | mineralisation |  |  |  | sphalerite | [6 empty] | garnet, diopside, tremolite, actinolite, epidote, chlorite, pyrrhotite, pyrite, arsenopyrite, chalcopyrite |  | EPMA | JEOL JXA-i SP100 Electron Probe Microanalysis; NWR 193 nm ArF Excimer laser-ablation system coupled to an iCAP RQ (ICPMS) | Laboratory of Marine Element and Isotope Facilities in Southern Marine Science and Engineering Guangdong Laboratory (Zhuhai); Guangzhou Tuoyan Analytical Technology Co., Ltd., Guangzhou, China | EPMA: accelerating voltage 20 kV, probe current 20 nA, 5 μm beam, peak counting time 10 s (S, Zn, Fe) or 20–50 s (Mn, Cd, Ga, Cu), background 1/2 peak time; LA-ICPMS spot analyses: 22 isotopes, total dwell time 95 ms; LA-ICPMS mapping: energy density 3.5 J/cm2, spot size 5 μm, scan speed 20 μm/s, 30 Hz repetition rate, 11 isotopes, total dwell time 55 ms | EPMA: FeS2 (Fe, S), ZnS (Zn), CuFeS2 (Cu), CdS (Cd), Mn (Mn), GaAs (Ga); LA-ICPMS: NIST SRM610 and MASS-1 as external calibration standards; SRM 612 and S-GE7b as monitoring samples | [20 empty] | 16680 | [11 empty] | 20 | [9 empty] | 66060 |  | 1190 | [25 empty] | 2130 | [31 empty] | 331310 | [39 empty] | 579670 |  |  |  |  | 2024 | Chen, X., Wang, Z., Yu, P., Wu, Y., Huang, Y., Tan, Z., Zheng, Y. (2024). Physicochemical condition of the Dafang skarn Au-Ag-Zn-Pb polymetallic deposit in the Nanling Metallogenic Belt (South China), a perspective from sphalerite mineralogy and geochemistry. Ore Geology Reviews, 165, 105923. |  | CHN | Hunan
| Dafang |  | Magmatic hydrothermal | Skarn | skarn Au-Ag-Zn-Pb polymetallic | Au, Ag, Zn, Pb | Sn | Au, Ag, Zn, Pb, Sn | Chen et al., 2024 |  | DK-24-1-a-1-1 | DK-24-1-a-1-1 | [5 empty] | ore material | polished section | grab | mineral separate | [5 empty] | mineralisation |  |  |  | sphalerite | [6 empty] | garnet, diopside, tremolite, actinolite, epidote, chlorite, pyrrhotite, pyrite, arsenopyrite, chalcopyrite |  | EPMA | JEOL JXA-i SP100 Electron Probe Microanalysis; NWR 193 nm ArF Excimer laser-ablation system coupled to an iCAP RQ (ICPMS) | Laboratory of Marine Element and Isotope Facilities in Southern Marine Science and Engineering Guangdong Laboratory (Zhuhai); Guangzhou Tuoyan Analytical Technology Co., Ltd., Guangzhou, China | EPMA: accelerating voltage 20 kV, probe current 20 nA, 5 μm beam, peak counting time 10 s (S, Zn, Fe) or 20–50 s (Mn, Cd, Ga, Cu), background 1/2 peak time; LA-ICPMS spot analyses: 22 isotopes, total dwell time 95 ms; LA-ICPMS mapping: energy density 3.5 J/cm2, spot size 5 μm, scan speed 20 μm/s, 30 Hz repetition rate, 11 isotopes, total dwell time 55 ms | EPMA: FeS2 (Fe, S), ZnS (Zn), CuFeS2 (Cu), CdS (Cd), Mn (Mn), GaAs (Ga); LA-ICPMS: NIST SRM610 and MASS-1 as external calibration standards; SRM 612 and S-GE7b as monitoring samples | [20 empty] | 15220 | [11 empty] | 70 | [9 empty] | 117680 |  | 320 | [25 empty] | 11660 | [31 empty] | 329560 | [39 empty] | 508550 |  |  |  |  | 2024 | Chen, X., Wang, Z., Yu, P., Wu, Y., Huang, Y., Tan, Z., Zheng, Y. (2024). Physicochemical condition of the Dafang skarn Au-Ag-Zn-Pb polymetallic deposit in the Nanling Metallogenic Belt (South China), a perspective from sphalerite mineralogy and geochemistry. Ore Geology Reviews, 165, 105923. |  | CHN | Hunan
| Dafang |  | Magmatic hydrothermal | Skarn | skarn Au-Ag-Zn-Pb polymetallic | Au, Ag, Zn, Pb | Sn | Au, Ag, Zn, Pb, Sn | Chen et al., 2024 |  | DK-24-1-b-1-1 | DK-24-1-b-1-1 | [5 empty] | ore material | polished section | grab | mineral separate | [5 empty] | mineralisation |  |  |  | sphalerite | [6 empty] | garnet, diopside, tremolite, actinolite, epidote, chlorite, pyrrhotite, pyrite, arsenopyrite, chalcopyrite |  | EPMA | JEOL JXA-i SP100 Electron Probe Microanalysis; NWR 193 nm ArF Excimer laser-ablation system coupled to an iCAP RQ (ICPMS) | Laboratory of Marine Element and Isotope Facilities in Southern Marine Science and Engineering Guangdong Laboratory (Zhuhai); Guangzhou Tuoyan Analytical Technology Co., Ltd., Guangzhou, China | EPMA: accelerating voltage 20 kV, probe current 20 nA, 5 μm beam, peak counting time 10 s (S, Zn, Fe) or 20–50 s (Mn, Cd, Ga, Cu), background 1/2 peak time; LA-ICPMS spot analyses: 22 isotopes, total dwell time 95 ms; LA-ICPMS mapping: energy density 3.5 J/cm2, spot size 5 μm, scan speed 20 μm/s, 30 Hz repetition rate, 11 isotopes, total dwell time 55 ms | EPMA: FeS2 (Fe, S), ZnS (Zn), CuFeS2 (Cu), CdS (Cd), Mn (Mn), GaAs (Ga); LA-ICPMS: NIST SRM610 and MASS-1 as external calibration standards; SRM 612 and S-GE7b as monitoring samples | [20 empty] | 14580 | [11 empty] | 320 | [9 empty] | 114860 |  | 120 | [25 empty] | 10710 | [31 empty] | 328630 | [39 empty] | 514480 |  |  |  |  | 2024 | Chen, X., Wang, Z., Yu, P., Wu, Y., Huang, Y., Tan, Z., Zheng, Y. (2024). Physicochemical condition of the Dafang skarn Au-Ag-Zn-Pb polymetallic deposit in the Nanling Metallogenic Belt (South China), a perspective from sphalerite mineralogy and geochemistry. Ore Geology Reviews, 165, 105923. |  | CHN | Hunan
| Dafang |  | Magmatic hydrothermal | Skarn | skarn Au-Ag-Zn-Pb polymetallic | Au, Ag, Zn, Pb | Sn | Au, Ag, Zn, Pb, Sn | Chen et al., 2024 |  | DK-24-1-b-2-1 | DK-24-1-b-2-1 | [5 empty] | ore material | polished section | grab | mineral separate | [5 empty] | mineralisation |  |  |  | sphalerite | [6 empty] | garnet, diopside, tremolite, actinolite, epidote, chlorite, pyrrhotite, pyrite, arsenopyrite, chalcopyrite |  | EPMA | JEOL JXA-i SP100 Electron Probe Microanalysis; NWR 193 nm ArF Excimer laser-ablation system coupled to an iCAP RQ (ICPMS) | Laboratory of Marine Element and Isotope Facilities in Southern Marine Science and Engineering Guangdong Laboratory (Zhuhai); Guangzhou Tuoyan Analytical Technology Co., Ltd., Guangzhou, China | EPMA: accelerating voltage 20 kV, probe current 20 nA, 5 μm beam, peak counting time 10 s (S, Zn, Fe) or 20–50 s (Mn, Cd, Ga, Cu), background 1/2 peak time; LA-ICPMS spot analyses: 22 isotopes, total dwell time 95 ms; LA-ICPMS mapping: energy density 3.5 J/cm2, spot size 5 μm, scan speed 20 μm/s, 30 Hz repetition rate, 11 isotopes, total dwell time 55 ms | EPMA: FeS2 (Fe, S), ZnS (Zn), CuFeS2 (Cu), CdS (Cd), Mn (Mn), GaAs (Ga); LA-ICPMS: NIST SRM610 and MASS-1 as external calibration standards; SRM 612 and S-GE7b as monitoring samples | [20 empty] | 14680 | [11 empty] | 270 | [9 empty] | 117560 |  | 190 | [25 empty] | 11290 | [31 empty] | 330590 | [39 empty] | 511190 |  |  |  |  | 2024 | Chen, X., Wang, Z., Yu, P., Wu, Y., Huang, Y., Tan, Z., Zheng, Y. (2024). Physicochemical condition of the Dafang skarn Au-Ag-Zn-Pb polymetallic deposit in the Nanling Metallogenic Belt (South China), a perspective from sphalerite mineralogy and geochemistry. Ore Geology Reviews, 165, 105923. |  | CHN | Hunan
| Dafang |  | Magmatic hydrothermal | Skarn | skarn Au-Ag-Zn-Pb polymetallic | Au, Ag, Zn, Pb | Sn | Au, Ag, Zn, Pb, Sn | Chen et al., 2024 |  | DK-24-1-c-1-1 | DK-24-1-c-1-1 | [5 empty] | ore material | polished section | grab | mineral separate | [5 empty] | mineralisation |  |  |  | sphalerite | [6 empty] | garnet, diopside, tremolite, actinolite, epidote, chlorite, pyrrhotite, pyrite, arsenopyrite, chalcopyrite |  | EPMA | JEOL JXA-i SP100 Electron Probe Microanalysis; NWR 193 nm ArF Excimer laser-ablation system coupled to an iCAP RQ (ICPMS) | Laboratory of Marine Element and Isotope Facilities in Southern Marine Science and Engineering Guangdong Laboratory (Zhuhai); Guangzhou Tuoyan Analytical Technology Co., Ltd., Guangzhou, China | EPMA: accelerating voltage 20 kV, probe current 20 nA, 5 μm beam, peak counting time 10 s (S, Zn, Fe) or 20–50 s (Mn, Cd, Ga, Cu), background 1/2 peak time; LA-ICPMS spot analyses: 22 isotopes, total dwell time 95 ms; LA-ICPMS mapping: energy density 3.5 J/cm2, spot size 5 μm, scan speed 20 μm/s, 30 Hz repetition rate, 11 isotopes, total dwell time 55 ms | EPMA: FeS2 (Fe, S), ZnS (Zn), CuFeS2 (Cu), CdS (Cd), Mn (Mn), GaAs (Ga); LA-ICPMS: NIST SRM610 and MASS-1 as external calibration standards; SRM 612 and S-GE7b as monitoring samples | [20 empty] | 13690 | [11 empty] | 170 | [9 empty] | 120840 |  | 290 | [25 empty] | 13260 | [31 empty] | 330280 | [39 empty] | 509010 |  |  |  |  | 2024 | Chen, X., Wang, Z., Yu, P., Wu, Y., Huang, Y., Tan, Z., Zheng, Y. (2024). Physicochemical condition of the Dafang skarn Au-Ag-Zn-Pb polymetallic deposit in the Nanling Metallogenic Belt (South China), a perspective from sphalerite mineralogy and geochemistry. Ore Geology Reviews, 165, 105923. |  | CHN | Hunan
| Dafang |  | Magmatic hydrothermal | Skarn | skarn Au-Ag-Zn-Pb polymetallic | Au, Ag, Zn, Pb | Sn | Au, Ag, Zn, Pb, Sn | Chen et al., 2024 |  | DK-24-1-c-2-1 | DK-24-1-c-2-1 | [5 empty] | ore material | polished section | grab | mineral separate | [5 empty] | mineralisation |  |  |  | sphalerite | [6 empty] | garnet, diopside, tremolite, actinolite, epidote, chlorite, pyrrhotite, pyrite, arsenopyrite, chalcopyrite |  | EPMA | JEOL JXA-i SP100 Electron Probe Microanalysis; NWR 193 nm ArF Excimer laser-ablation system coupled to an iCAP RQ (ICPMS) | Laboratory of Marine Element and Isotope Facilities in Southern Marine Science and Engineering Guangdong Laboratory (Zhuhai); Guangzhou Tuoyan Analytical Technology Co., Ltd., Guangzhou, China | EPMA: accelerating voltage 20 kV, probe current 20 nA, 5 μm beam, peak counting time 10 s (S, Zn, Fe) or 20–50 s (Mn, Cd, Ga, Cu), background 1/2 peak time; LA-ICPMS spot analyses: 22 isotopes, total dwell time 95 ms; LA-ICPMS mapping: energy density 3.5 J/cm2, spot size 5 μm, scan speed 20 μm/s, 30 Hz repetition rate, 11 isotopes, total dwell time 55 ms | EPMA: FeS2 (Fe, S), ZnS (Zn), CuFeS2 (Cu), CdS (Cd), Mn (Mn), GaAs (Ga); LA-ICPMS: NIST SRM610 and MASS-1 as external calibration standards; SRM 612 and S-GE7b as monitoring samples | [20 empty] | 13760 | [11 empty] | 0 | [9 empty] | 121380 |  | 170 | [25 empty] | 13310 | [31 empty] | 329980 | [39 empty] | 503640 |  |  |  |  | 2024 | Chen, X., Wang, Z., Yu, P., Wu, Y., Huang, Y., Tan, Z., Zheng, Y. (2024). Physicochemical condition of the Dafang skarn Au-Ag-Zn-Pb polymetallic deposit in the Nanling Metallogenic Belt (South China), a perspective from sphalerite mineralogy and geochemistry. Ore Geology Reviews, 165, 105923. |  | CHN | Hunan
| Dafang |  | Magmatic hydrothermal | Skarn | skarn Au-Ag-Zn-Pb polymetallic | Au, Ag, Zn, Pb | Sn | Au, Ag, Zn, Pb, Sn | Chen et al., 2024 |  | DK-24-1-c-3-1 | DK-24-1-c-3-1 | [5 empty] | ore material | polished section | grab | mineral separate | [5 empty] | mineralisation |  |  |  | sphalerite | [6 empty] | garnet, diopside, tremolite, actinolite, epidote, chlorite, pyrrhotite, pyrite, arsenopyrite, chalcopyrite |  | EPMA | JEOL JXA-i SP100 Electron Probe Microanalysis; NWR 193 nm ArF Excimer laser-ablation system coupled to an iCAP RQ (ICPMS) | Laboratory of Marine Element and Isotope Facilities in Southern Marine Science and Engineering Guangdong Laboratory (Zhuhai); Guangzhou Tuoyan Analytical Technology Co., Ltd., Guangzhou, China | EPMA: accelerating voltage 20 kV, probe current 20 nA, 5 μm beam, peak counting time 10 s (S, Zn, Fe) or 20–50 s (Mn, Cd, Ga, Cu), background 1/2 peak time; LA-ICPMS spot analyses: 22 isotopes, total dwell time 95 ms; LA-ICPMS mapping: energy density 3.5 J/cm2, spot size 5 μm, scan speed 20 μm/s, 30 Hz repetition rate, 11 isotopes, total dwell time 55 ms | EPMA: FeS2 (Fe, S), ZnS (Zn), CuFeS2 (Cu), CdS (Cd), Mn (Mn), GaAs (Ga); LA-ICPMS: NIST SRM610 and MASS-1 as external calibration standards; SRM 612 and S-GE7b as monitoring samples | [20 empty] | 14940 | [11 empty] | 0 | [9 empty] | 124860 |  | 140 | [25 empty] | 13120 | [31 empty] | 333090 | [39 empty] | 501610 |  |  |  |  | 2024 | Chen, X., Wang, Z., Yu, P., Wu, Y., Huang, Y., Tan, Z., Zheng, Y. (2024). Physicochemical condition of the Dafang skarn Au-Ag-Zn-Pb polymetallic deposit in the Nanling Metallogenic Belt (South China), a perspective from sphalerite mineralogy and geochemistry. Ore Geology Reviews, 165, 105923. |  | CHN | Hunan
| Dafang |  | Magmatic hydrothermal | Skarn | skarn Au-Ag-Zn-Pb polymetallic | Au, Ag, Zn, Pb | Sn | Au, Ag, Zn, Pb, Sn | Chen et al., 2024 |  | DK-24-1-d-1-1 | DK-24-1-d-1-1 | [5 empty] | ore material | polished section | grab | mineral separate | [5 empty] | mineralisation |  |  |  | sphalerite | [6 empty] | garnet, diopside, tremolite, actinolite, epidote, chlorite, pyrrhotite, pyrite, arsenopyrite, chalcopyrite |  | EPMA | JEOL JXA-i SP100 Electron Probe Microanalysis; NWR 193 nm ArF Excimer laser-ablation system coupled to an iCAP RQ (ICPMS) | Laboratory of Marine Element and Isotope Facilities in Southern Marine Science and Engineering Guangdong Laboratory (Zhuhai); Guangzhou Tuoyan Analytical Technology Co., Ltd., Guangzhou, China | EPMA: accelerating voltage 20 kV, probe current 20 nA, 5 μm beam, peak counting time 10 s (S, Zn, Fe) or 20–50 s (Mn, Cd, Ga, Cu), background 1/2 peak time; LA-ICPMS spot analyses: 22 isotopes, total dwell time 95 ms; LA-ICPMS mapping: energy density 3.5 J/cm2, spot size 5 μm, scan speed 20 μm/s, 30 Hz repetition rate, 11 isotopes, total dwell time 55 ms | EPMA: FeS2 (Fe, S), ZnS (Zn), CuFeS2 (Cu), CdS (Cd), Mn (Mn), GaAs (Ga); LA-ICPMS: NIST SRM610 and MASS-1 as external calibration standards; SRM 612 and S-GE7b as monitoring samples | [20 empty] | 14790 | [11 empty] | 0 | [9 empty] | 116520 |  | 400 | [25 empty] | 11510 | [31 empty] | 330760 | [39 empty] | 513570 |  |  |  |  | 2024 | Chen, X., Wang, Z., Yu, P., Wu, Y., Huang, Y., Tan, Z., Zheng, Y. (2024). Physicochemical condition of the Dafang skarn Au-Ag-Zn-Pb polymetallic deposit in the Nanling Metallogenic Belt (South China), a perspective from sphalerite mineralogy and geochemistry. Ore Geology Reviews, 165, 105923. |  | CHN | Hunan
| Dafang |  | Magmatic hydrothermal | Skarn | skarn Au-Ag-Zn-Pb polymetallic | Au, Ag, Zn, Pb | Sn | Au, Ag, Zn, Pb, Sn | Chen et al., 2024 |  | DK-24-1-d-2-1 | DK-24-1-d-2-1 | [5 empty] | ore material | polished section | grab | mineral separate | [5 empty] | mineralisation |  |  |  | sphalerite | [6 empty] | garnet, diopside, tremolite, actinolite, epidote, chlorite, pyrrhotite, pyrite, arsenopyrite, chalcopyrite |  | EPMA | JEOL JXA-i SP100 Electron Probe Microanalysis; NWR 193 nm ArF Excimer laser-ablation system coupled to an iCAP RQ (ICPMS) | Laboratory of Marine Element and Isotope Facilities in Southern Marine Science and Engineering Guangdong Laboratory (Zhuhai); Guangzhou Tuoyan Analytical Technology Co., Ltd., Guangzhou, China | EPMA: accelerating voltage 20 kV, probe current 20 nA, 5 μm beam, peak counting time 10 s (S, Zn, Fe) or 20–50 s (Mn, Cd, Ga, Cu), background 1/2 peak time; LA-ICPMS spot analyses: 22 isotopes, total dwell time 95 ms; LA-ICPMS mapping: energy density 3.5 J/cm2, spot size 5 μm, scan speed 20 μm/s, 30 Hz repetition rate, 11 isotopes, total dwell time 55 ms | EPMA: FeS2 (Fe, S), ZnS (Zn), CuFeS2 (Cu), CdS (Cd), Mn (Mn), GaAs (Ga); LA-ICPMS: NIST SRM610 and MASS-1 as external calibration standards; SRM 612 and S-GE7b as monitoring samples | [20 empty] | 15330 | [11 empty] | 760 | [9 empty] | 114140 |  | 80 | [25 empty] | 11560 | [31 empty] | 329570 | [39 empty] | 505180 |  |  |  |  | 2024 | Chen, X., Wang, Z., Yu, P., Wu, Y., Huang, Y., Tan, Z., Zheng, Y. (2024). Physicochemical condition of the Dafang skarn Au-Ag-Zn-Pb polymetallic deposit in the Nanling Metallogenic Belt (South China), a perspective from sphalerite mineralogy and geochemistry. Ore Geology Reviews, 165, 105923. |  | CHN | Hunan
| Dafang |  | Magmatic hydrothermal | Skarn | skarn Au-Ag-Zn-Pb polymetallic | Au, Ag, Zn, Pb | Sn | Au, Ag, Zn, Pb, Sn | Chen et al., 2024 |  | DK-24-1-d-3-1 | DK-24-1-d-3-1 | [5 empty] | ore material | polished section | grab | mineral separate | [5 empty] | mineralisation |  |  |  | sphalerite | [6 empty] | garnet, diopside, tremolite, actinolite, epidote, chlorite, pyrrhotite, pyrite, arsenopyrite, chalcopyrite |  | EPMA | JEOL JXA-i SP100 Electron Probe Microanalysis; NWR 193 nm ArF Excimer laser-ablation system coupled to an iCAP RQ (ICPMS) | Laboratory of Marine Element and Isotope Facilities in Southern Marine Science and Engineering Guangdong Laboratory (Zhuhai); Guangzhou Tuoyan Analytical Technology Co., Ltd., Guangzhou, China | EPMA: accelerating voltage 20 kV, probe current 20 nA, 5 μm beam, peak counting time 10 s (S, Zn, Fe) or 20–50 s (Mn, Cd, Ga, Cu), background 1/2 peak time; LA-ICPMS spot analyses: 22 isotopes, total dwell time 95 ms; LA-ICPMS mapping: energy density 3.5 J/cm2, spot size 5 μm, scan speed 20 μm/s, 30 Hz repetition rate, 11 isotopes, total dwell time 55 ms | EPMA: FeS2 (Fe, S), ZnS (Zn), CuFeS2 (Cu), CdS (Cd), Mn (Mn), GaAs (Ga); LA-ICPMS: NIST SRM610 and MASS-1 as external calibration standards; SRM 612 and S-GE7b as monitoring samples | [20 empty] | 13600 | [11 empty] | 630 | [9 empty] | 120190 |  | 190 | [25 empty] | 12170 | [31 empty] | 331970 | [39 empty] | 502490 |  |  |  |  | 2024 | Chen, X., Wang, Z., Yu, P., Wu, Y., Huang, Y., Tan, Z., Zheng, Y. (2024). Physicochemical condition of the Dafang skarn Au-Ag-Zn-Pb polymetallic deposit in the Nanling Metallogenic Belt (South China), a perspective from sphalerite mineralogy and geochemistry. Ore Geology Reviews, 165, 105923. |  | CHN | Hunan
| Dafang |  | Magmatic hydrothermal | Skarn | skarn Au-Ag-Zn-Pb polymetallic | Au, Ag, Zn, Pb | Sn | Au, Ag, Zn, Pb, Sn | Chen et al., 2024 |  | DK-24-1-d-4-1 | DK-24-1-d-4-1 | [5 empty] | ore material | polished section | grab | mineral separate | [5 empty] | mineralisation |  |  |  | sphalerite | [6 empty] | garnet, diopside, tremolite, actinolite, epidote, chlorite, pyrrhotite, pyrite, arsenopyrite, chalcopyrite |  | EPMA | JEOL JXA-i SP100 Electron Probe Microanalysis; NWR 193 nm ArF Excimer laser-ablation system coupled to an iCAP RQ (ICPMS) | Laboratory of Marine Element and Isotope Facilities in Southern Marine Science and Engineering Guangdong Laboratory (Zhuhai); Guangzhou Tuoyan Analytical Technology Co., Ltd., Guangzhou, China | EPMA: accelerating voltage 20 kV, probe current 20 nA, 5 μm beam, peak counting time 10 s (S, Zn, Fe) or 20–50 s (Mn, Cd, Ga, Cu), background 1/2 peak time; LA-ICPMS spot analyses: 22 isotopes, total dwell time 95 ms; LA-ICPMS mapping: energy density 3.5 J/cm2, spot size 5 μm, scan speed 20 μm/s, 30 Hz repetition rate, 11 isotopes, total dwell time 55 ms | EPMA: FeS2 (Fe, S), ZnS (Zn), CuFeS2 (Cu), CdS (Cd), Mn (Mn), GaAs (Ga); LA-ICPMS: NIST SRM610 and MASS-1 as external calibration standards; SRM 612 and S-GE7b as monitoring samples | [20 empty] | 14800 | [11 empty] | 180 | [9 empty] | 116330 |  | 40 | [25 empty] | 11340 | [31 empty] | 331140 | [39 empty] | 511880 |  |  |  |  | 2024 | Chen, X., Wang, Z., Yu, P., Wu, Y., Huang, Y., Tan, Z., Zheng, Y. (2024). Physicochemical condition of the Dafang skarn Au-Ag-Zn-Pb polymetallic deposit in the Nanling Metallogenic Belt (South China), a perspective from sphalerite mineralogy and geochemistry. Ore Geology Reviews, 165, 105923. |  | CHN | Hunan
| Dafang |  | Magmatic hydrothermal | Skarn | skarn Au-Ag-Zn-Pb polymetallic | Au, Ag, Zn, Pb | Sn | Au, Ag, Zn, Pb, Sn | Chen et al., 2024 |  | DK-24-1-d-5-1 | DK-24-1-d-5-1 | [5 empty] | ore material | polished section | grab | mineral separate | [5 empty] | mineralisation |  |  |  | sphalerite | [6 empty] | garnet, diopside, tremolite, actinolite, epidote, chlorite, pyrrhotite, pyrite, arsenopyrite, chalcopyrite |  | EPMA | JEOL JXA-i SP100 Electron Probe Microanalysis; NWR 193 nm ArF Excimer laser-ablation system coupled to an iCAP RQ (ICPMS) | Laboratory of Marine Element and Isotope Facilities in Southern Marine Science and Engineering Guangdong Laboratory (Zhuhai); Guangzhou Tuoyan Analytical Technology Co., Ltd., Guangzhou, China | EPMA: accelerating voltage 20 kV, probe current 20 nA, 5 μm beam, peak counting time 10 s (S, Zn, Fe) or 20–50 s (Mn, Cd, Ga, Cu), background 1/2 peak time; LA-ICPMS spot analyses: 22 isotopes, total dwell time 95 ms; LA-ICPMS mapping: energy density 3.5 J/cm2, spot size 5 μm, scan speed 20 μm/s, 30 Hz repetition rate, 11 isotopes, total dwell time 55 ms | EPMA: FeS2 (Fe, S), ZnS (Zn), CuFeS2 (Cu), CdS (Cd), Mn (Mn), GaAs (Ga); LA-ICPMS: NIST SRM610 and MASS-1 as external calibration standards; SRM 612 and S-GE7b as monitoring samples | [20 empty] | 14650 | [11 empty] | 0 | [9 empty] | 119190 |  | 310 | [25 empty] | 11500 | [31 empty] | 328010 | [39 empty] | 506050 |  |  |  |  | 2024 | Chen, X., Wang, Z., Yu, P., Wu, Y., Huang, Y., Tan, Z., Zheng, Y. (2024). Physicochemical condition of the Dafang skarn Au-Ag-Zn-Pb polymetallic deposit in the Nanling Metallogenic Belt (South China), a perspective from sphalerite mineralogy and geochemistry. Ore Geology Reviews, 165, 105923. |  | CHN | Hunan
| Dafang |  | Magmatic hydrothermal | Skarn | skarn Au-Ag-Zn-Pb polymetallic | Au, Ag, Zn, Pb | Sn | Au, Ag, Zn, Pb, Sn | Chen et al., 2024 |  | DK-24-2-a-1-1 | DK-24-2-a-1-1 | [5 empty] | ore material | polished section | grab | mineral separate | [5 empty] | mineralisation |  |  |  | sphalerite | [6 empty] | garnet, diopside, tremolite, actinolite, epidote, chlorite, pyrrhotite, pyrite, arsenopyrite, chalcopyrite |  | EPMA | JEOL JXA-i SP100 Electron Probe Microanalysis; NWR 193 nm ArF Excimer laser-ablation system coupled to an iCAP RQ (ICPMS) | Laboratory of Marine Element and Isotope Facilities in Southern Marine Science and Engineering Guangdong Laboratory (Zhuhai); Guangzhou Tuoyan Analytical Technology Co., Ltd., Guangzhou, China | EPMA: accelerating voltage 20 kV, probe current 20 nA, 5 μm beam, peak counting time 10 s (S, Zn, Fe) or 20–50 s (Mn, Cd, Ga, Cu), background 1/2 peak time; LA-ICPMS spot analyses: 22 isotopes, total dwell time 95 ms; LA-ICPMS mapping: energy density 3.5 J/cm2, spot size 5 μm, scan speed 20 μm/s, 30 Hz repetition rate, 11 isotopes, total dwell time 55 ms | EPMA: FeS2 (Fe, S), ZnS (Zn), CuFeS2 (Cu), CdS (Cd), Mn (Mn), GaAs (Ga); LA-ICPMS: NIST SRM610 and MASS-1 as external calibration standards; SRM 612 and S-GE7b as monitoring samples | [20 empty] | 13920 | [11 empty] | 0 | [9 empty] | 121520 |  | 1390 | [25 empty] | 10470 | [31 empty] | 332450 | [39 empty] | 508550 |  |  |  |  | 2024 | Chen, X., Wang, Z., Yu, P., Wu, Y., Huang, Y., Tan, Z., Zheng, Y. (2024). Physicochemical condition of the Dafang skarn Au-Ag-Zn-Pb polymetallic deposit in the Nanling Metallogenic Belt (South China), a perspective from sphalerite mineralogy and geochemistry. Ore Geology Reviews, 165, 105923. |  | CHN | Hunan
| Dafang |  | Magmatic hydrothermal | Skarn | skarn Au-Ag-Zn-Pb polymetallic | Au, Ag, Zn, Pb | Sn | Au, Ag, Zn, Pb, Sn | Chen et al., 2024 |  | DK-24-2-a-2-1 | DK-24-2-a-2-1 | [5 empty] | ore material | polished section | grab | mineral separate | [5 empty] | mineralisation |  |  |  | sphalerite | [6 empty] | garnet, diopside, tremolite, actinolite, epidote, chlorite, pyrrhotite, pyrite, arsenopyrite, chalcopyrite |  | EPMA | JEOL JXA-i SP100 Electron Probe Microanalysis; NWR 193 nm ArF Excimer laser-ablation system coupled to an iCAP RQ (ICPMS) | Laboratory of Marine Element and Isotope Facilities in Southern Marine Science and Engineering Guangdong Laboratory (Zhuhai); Guangzhou Tuoyan Analytical Technology Co., Ltd., Guangzhou, China | EPMA: accelerating voltage 20 kV, probe current 20 nA, 5 μm beam, peak counting time 10 s (S, Zn, Fe) or 20–50 s (Mn, Cd, Ga, Cu), background 1/2 peak time; LA-ICPMS spot analyses: 22 isotopes, total dwell time 95 ms; LA-ICPMS mapping: energy density 3.5 J/cm2, spot size 5 μm, scan speed 20 μm/s, 30 Hz repetition rate, 11 isotopes, total dwell time 55 ms | EPMA: FeS2 (Fe, S), ZnS (Zn), CuFeS2 (Cu), CdS (Cd), Mn (Mn), GaAs (Ga); LA-ICPMS: NIST SRM610 and MASS-1 as external calibration standards; SRM 612 and S-GE7b as monitoring samples | [20 empty] | 13350 | [11 empty] | 2100 | [9 empty] | 120410 |  | 830 | [25 empty] | 10960 | [31 empty] | 334170 | [39 empty] | 515490 |  |  |  |  | 2024 | Chen, X., Wang, Z., Yu, P., Wu, Y., Huang, Y., Tan, Z., Zheng, Y. (2024). Physicochemical condition of the Dafang skarn Au-Ag-Zn-Pb polymetallic deposit in the Nanling Metallogenic Belt (South China), a perspective from sphalerite mineralogy and geochemistry. Ore Geology Reviews, 165, 105923. |  | CHN | Hunan
| Dafang |  | Magmatic hydrothermal | Skarn | skarn Au-Ag-Zn-Pb polymetallic | Au, Ag, Zn, Pb | Sn | Au, Ag, Zn, Pb, Sn | Chen et al., 2024 |  | DK-24-2-a-3-1 | DK-24-2-a-3-1 | [5 empty] | ore material | polished section | grab | mineral separate | [5 empty] | mineralisation |  |  |  | sphalerite | [6 empty] | garnet, diopside, tremolite, actinolite, epidote, chlorite, pyrrhotite, pyrite, arsenopyrite, chalcopyrite |  | EPMA | JEOL JXA-i SP100 Electron Probe Microanalysis; NWR 193 nm ArF Excimer laser-ablation system coupled to an iCAP RQ (ICPMS) | Laboratory of Marine Element and Isotope Facilities in Southern Marine Science and Engineering Guangdong Laboratory (Zhuhai); Guangzhou Tuoyan Analytical Technology Co., Ltd., Guangzhou, China | EPMA: accelerating voltage 20 kV, probe current 20 nA, 5 μm beam, peak counting time 10 s (S, Zn, Fe) or 20–50 s (Mn, Cd, Ga, Cu), background 1/2 peak time; LA-ICPMS spot analyses: 22 isotopes, total dwell time 95 ms; LA-ICPMS mapping: energy density 3.5 J/cm2, spot size 5 μm, scan speed 20 μm/s, 30 Hz repetition rate, 11 isotopes, total dwell time 55 ms | EPMA: FeS2 (Fe, S), ZnS (Zn), CuFeS2 (Cu), CdS (Cd), Mn (Mn), GaAs (Ga); LA-ICPMS: NIST SRM610 and MASS-1 as external calibration standards; SRM 612 and S-GE7b as monitoring samples | [20 empty] | 14150 | [11 empty] | 30 | [9 empty] | 119060 |  | 1190 | [25 empty] | 11260 | [31 empty] | 332950 | [39 empty] | 516050 |  |  |  |  | 2024 | Chen, X., Wang, Z., Yu, P., Wu, Y., Huang, Y., Tan, Z., Zheng, Y. (2024). Physicochemical condition of the Dafang skarn Au-Ag-Zn-Pb polymetallic deposit in the Nanling Metallogenic Belt (South China), a perspective from sphalerite mineralogy and geochemistry. Ore Geology Reviews, 165, 105923. |  | CHN | Hunan
| Dafang |  | Magmatic hydrothermal | Skarn | skarn Au-Ag-Zn-Pb polymetallic | Au, Ag, Zn, Pb | Sn | Au, Ag, Zn, Pb, Sn | Chen et al., 2024 |  | DK-24-2-a-4-1 | DK-24-2-a-4-1 | [5 empty] | ore material | polished section | grab | mineral separate | [5 empty] | mineralisation |  |  |  | sphalerite | [6 empty] | garnet, diopside, tremolite, actinolite, epidote, chlorite, pyrrhotite, pyrite, arsenopyrite, chalcopyrite |  | EPMA | JEOL JXA-i SP100 Electron Probe Microanalysis; NWR 193 nm ArF Excimer laser-ablation system coupled to an iCAP RQ (ICPMS) | Laboratory of Marine Element and Isotope Facilities in Southern Marine Science and Engineering Guangdong Laboratory (Zhuhai); Guangzhou Tuoyan Analytical Technology Co., Ltd., Guangzhou, China | EPMA: accelerating voltage 20 kV, probe current 20 nA, 5 μm beam, peak counting time 10 s (S, Zn, Fe) or 20–50 s (Mn, Cd, Ga, Cu), background 1/2 peak time; LA-ICPMS spot analyses: 22 isotopes, total dwell time 95 ms; LA-ICPMS mapping: energy density 3.5 J/cm2, spot size 5 μm, scan speed 20 μm/s, 30 Hz repetition rate, 11 isotopes, total dwell time 55 ms | EPMA: FeS2 (Fe, S), ZnS (Zn), CuFeS2 (Cu), CdS (Cd), Mn (Mn), GaAs (Ga); LA-ICPMS: NIST SRM610 and MASS-1 as external calibration standards; SRM 612 and S-GE7b as monitoring samples | [20 empty] | 13280 | [11 empty] | 260 | [9 empty] | 128970 |  | 640 | [25 empty] | 12450 | [31 empty] | 331170 | [39 empty] | 496730 |  |  |  |  | 2024 | Chen, X., Wang, Z., Yu, P., Wu, Y., Huang, Y., Tan, Z., Zheng, Y. (2024). Physicochemical condition of the Dafang skarn Au-Ag-Zn-Pb polymetallic deposit in the Nanling Metallogenic Belt (South China), a perspective from sphalerite mineralogy and geochemistry. Ore Geology Reviews, 165, 105923. |  | CHN | Hunan
| Dafang |  | Magmatic hydrothermal | Skarn | skarn Au-Ag-Zn-Pb polymetallic | Au, Ag, Zn, Pb | Sn | Au, Ag, Zn, Pb, Sn | Chen et al., 2024 |  | DK-24-2-a-5-1 | DK-24-2-a-5-1 | [5 empty] | ore material | polished section | grab | mineral separate | [5 empty] | mineralisation |  |  |  | sphalerite | [6 empty] | garnet, diopside, tremolite, actinolite, epidote, chlorite, pyrrhotite, pyrite, arsenopyrite, chalcopyrite |  | EPMA | JEOL JXA-i SP100 Electron Probe Microanalysis; NWR 193 nm ArF Excimer laser-ablation system coupled to an iCAP RQ (ICPMS) | Laboratory of Marine Element and Isotope Facilities in Southern Marine Science and Engineering Guangdong Laboratory (Zhuhai); Guangzhou Tuoyan Analytical Technology Co., Ltd., Guangzhou, China | EPMA: accelerating voltage 20 kV, probe current 20 nA, 5 μm beam, peak counting time 10 s (S, Zn, Fe) or 20–50 s (Mn, Cd, Ga, Cu), background 1/2 peak time; LA-ICPMS spot analyses: 22 isotopes, total dwell time 95 ms; LA-ICPMS mapping: energy density 3.5 J/cm2, spot size 5 μm, scan speed 20 μm/s, 30 Hz repetition rate, 11 isotopes, total dwell time 55 ms | EPMA: FeS2 (Fe, S), ZnS (Zn), CuFeS2 (Cu), CdS (Cd), Mn (Mn), GaAs (Ga); LA-ICPMS: NIST SRM610 and MASS-1 as external calibration standards; SRM 612 and S-GE7b as monitoring samples | [20 empty] | 14040 | [11 empty] | 0 | [9 empty] | 127940 |  | 1580 | [25 empty] | 12170 | [31 empty] | 334550 | [39 empty] | 494760 |  |  |  |  | 2024 | Chen, X., Wang, Z., Yu, P., Wu, Y., Huang, Y., Tan, Z., Zheng, Y. (2024). Physicochemical condition of the Dafang skarn Au-Ag-Zn-Pb polymetallic deposit in the Nanling Metallogenic Belt (South China), a perspective from sphalerite mineralogy and geochemistry. Ore Geology Reviews, 165, 105923. |  | CHN | Hunan
| Dafang |  | Magmatic hydrothermal | Skarn | skarn Au-Ag-Zn-Pb polymetallic | Au, Ag, Zn, Pb | Sn | Au, Ag, Zn, Pb, Sn | Chen et al., 2024 |  | DK-24-2-b-1-1 | DK-24-2-b-1-1 | [5 empty] | ore material | polished section | grab | mineral separate | [5 empty] | mineralisation |  |  |  | sphalerite | [6 empty] | garnet, diopside, tremolite, actinolite, epidote, chlorite, pyrrhotite, pyrite, arsenopyrite, chalcopyrite |  | EPMA | JEOL JXA-i SP100 Electron Probe Microanalysis; NWR 193 nm ArF Excimer laser-ablation system coupled to an iCAP RQ (ICPMS) | Laboratory of Marine Element and Isotope Facilities in Southern Marine Science and Engineering Guangdong Laboratory (Zhuhai); Guangzhou Tuoyan Analytical Technology Co., Ltd., Guangzhou, China | EPMA: accelerating voltage 20 kV, probe current 20 nA, 5 μm beam, peak counting time 10 s (S, Zn, Fe) or 20–50 s (Mn, Cd, Ga, Cu), background 1/2 peak time; LA-ICPMS spot analyses: 22 isotopes, total dwell time 95 ms; LA-ICPMS mapping: energy density 3.5 J/cm2, spot size 5 μm, scan speed 20 μm/s, 30 Hz repetition rate, 11 isotopes, total dwell time 55 ms | EPMA: FeS2 (Fe, S), ZnS (Zn), CuFeS2 (Cu), CdS (Cd), Mn (Mn), GaAs (Ga); LA-ICPMS: NIST SRM610 and MASS-1 as external calibration standards; SRM 612 and S-GE7b as monitoring samples | [20 empty] | 13920 | [11 empty] | 4200 | [9 empty] | 132400 |  | 950 | [25 empty] | 11830 | [31 empty] | 334130 | [39 empty] | 491580 |  |  |  |  | 2024 | Chen, X., Wang, Z., Yu, P., Wu, Y., Huang, Y., Tan, Z., Zheng, Y. (2024). Physicochemical condition of the Dafang skarn Au-Ag-Zn-Pb polymetallic deposit in the Nanling Metallogenic Belt (South China), a perspective from sphalerite mineralogy and geochemistry. Ore Geology Reviews, 165, 105923. |  | CHN | Hunan
| Dafang |  | Magmatic hydrothermal | Skarn | skarn Au-Ag-Zn-Pb polymetallic | Au, Ag, Zn, Pb | Sn | Au, Ag, Zn, Pb, Sn | Chen et al., 2024 |  | DK-24-2-b-1-2 | DK-24-2-b-1-2 | [5 empty] | ore material | polished section | grab | mineral separate | [5 empty] | mineralisation |  |  |  | sphalerite | [6 empty] | garnet, diopside, tremolite, actinolite, epidote, chlorite, pyrrhotite, pyrite, arsenopyrite, chalcopyrite |  | EPMA | JEOL JXA-i SP100 Electron Probe Microanalysis; NWR 193 nm ArF Excimer laser-ablation system coupled to an iCAP RQ (ICPMS) | Laboratory of Marine Element and Isotope Facilities in Southern Marine Science and Engineering Guangdong Laboratory (Zhuhai); Guangzhou Tuoyan Analytical Technology Co., Ltd., Guangzhou, China | EPMA: accelerating voltage 20 kV, probe current 20 nA, 5 μm beam, peak counting time 10 s (S, Zn, Fe) or 20–50 s (Mn, Cd, Ga, Cu), background 1/2 peak time; LA-ICPMS spot analyses: 22 isotopes, total dwell time 95 ms; LA-ICPMS mapping: energy density 3.5 J/cm2, spot size 5 μm, scan speed 20 μm/s, 30 Hz repetition rate, 11 isotopes, total dwell time 55 ms | EPMA: FeS2 (Fe, S), ZnS (Zn), CuFeS2 (Cu), CdS (Cd), Mn (Mn), GaAs (Ga); LA-ICPMS: NIST SRM610 and MASS-1 as external calibration standards; SRM 612 and S-GE7b as monitoring samples | [20 empty] | 12780 | [11 empty] | 5080 | [9 empty] | 123110 |  | 1080 | [25 empty] | 17560 | [31 empty] | 338190 | [39 empty] | 492750 |  |  |  |  | 2024 | Chen, X., Wang, Z., Yu, P., Wu, Y., Huang, Y., Tan, Z., Zheng, Y. (2024). Physicochemical condition of the Dafang skarn Au-Ag-Zn-Pb polymetallic deposit in the Nanling Metallogenic Belt (South China), a perspective from sphalerite mineralogy and geochemistry. Ore Geology Reviews, 165, 105923. |  | CHN | Hunan
| Dafang |  | Magmatic hydrothermal | Skarn | skarn Au-Ag-Zn-Pb polymetallic | Au, Ag, Zn, Pb | Sn | Au, Ag, Zn, Pb, Sn | Chen et al., 2024 |  | DK-24-2-b-2-1 | DK-24-2-b-2-1 | [5 empty] | ore material | polished section | grab | mineral separate | [5 empty] | mineralisation |  |  |  | sphalerite | [6 empty] | garnet, diopside, tremolite, actinolite, epidote, chlorite, pyrrhotite, pyrite, arsenopyrite, chalcopyrite |  | EPMA | JEOL JXA-i SP100 Electron Probe Microanalysis; NWR 193 nm ArF Excimer laser-ablation system coupled to an iCAP RQ (ICPMS) | Laboratory of Marine Element and Isotope Facilities in Southern Marine Science and Engineering Guangdong Laboratory (Zhuhai); Guangzhou Tuoyan Analytical Technology Co., Ltd., Guangzhou, China | EPMA: accelerating voltage 20 kV, probe current 20 nA, 5 μm beam, peak counting time 10 s (S, Zn, Fe) or 20–50 s (Mn, Cd, Ga, Cu), background 1/2 peak time; LA-ICPMS spot analyses: 22 isotopes, total dwell time 95 ms; LA-ICPMS mapping: energy density 3.5 J/cm2, spot size 5 μm, scan speed 20 μm/s, 30 Hz repetition rate, 11 isotopes, total dwell time 55 ms | EPMA: FeS2 (Fe, S), ZnS (Zn), CuFeS2 (Cu), CdS (Cd), Mn (Mn), GaAs (Ga); LA-ICPMS: NIST SRM610 and MASS-1 as external calibration standards; SRM 612 and S-GE7b as monitoring samples | [20 empty] | 13440 | [11 empty] | 33710 | [9 empty] | 89710 |  | 1420 | [25 empty] | 16620 | [31 empty] | 337620 | [39 empty] | 493560 |  |  |  |  | 2024 | Chen, X., Wang, Z., Yu, P., Wu, Y., Huang, Y., Tan, Z., Zheng, Y. (2024). Physicochemical condition of the Dafang skarn Au-Ag-Zn-Pb polymetallic deposit in the Nanling Metallogenic Belt (South China), a perspective from sphalerite mineralogy and geochemistry. Ore Geology Reviews, 165, 105923. |  | CHN | Hunan
| Dafang |  | Magmatic hydrothermal | Skarn | skarn Au-Ag-Zn-Pb polymetallic | Au, Ag, Zn, Pb | Sn | Au, Ag, Zn, Pb, Sn | Chen et al., 2024 |  | DK-27-1-a-2-1 | DK-27-1-a-2-1 | [5 empty] | ore material | polished section | grab | mineral separate | [5 empty] | mineralisation |  |  |  | sphalerite | [6 empty] | garnet, diopside, tremolite, actinolite, epidote, chlorite, pyrrhotite, pyrite, arsenopyrite, chalcopyrite |  | EPMA | JEOL JXA-i SP100 Electron Probe Microanalysis; NWR 193 nm ArF Excimer laser-ablation system coupled to an iCAP RQ (ICPMS) | Laboratory of Marine Element and Isotope Facilities in Southern Marine Science and Engineering Guangdong Laboratory (Zhuhai); Guangzhou Tuoyan Analytical Technology Co., Ltd., Guangzhou, China | EPMA: accelerating voltage 20 kV, probe current 20 nA, 5 μm beam, peak counting time 10 s (S, Zn, Fe) or 20–50 s (Mn, Cd, Ga, Cu), background 1/2 peak time; LA-ICPMS spot analyses: 22 isotopes, total dwell time 95 ms; LA-ICPMS mapping: energy density 3.5 J/cm2, spot size 5 μm, scan speed 20 μm/s, 30 Hz repetition rate, 11 isotopes, total dwell time 55 ms | EPMA: FeS2 (Fe, S), ZnS (Zn), CuFeS2 (Cu), CdS (Cd), Mn (Mn), GaAs (Ga); LA-ICPMS: NIST SRM610 and MASS-1 as external calibration standards; SRM 612 and S-GE7b as monitoring samples | [20 empty] | 13040 | [11 empty] | 8720 | [9 empty] | 117430 |  | 1010 | [25 empty] | 17080 | [31 empty] | 335160 | [39 empty] | 487310 |  |  |  |  | 2024 | Chen, X., Wang, Z., Yu, P., Wu, Y., Huang, Y., Tan, Z., Zheng, Y. (2024). Physicochemical condition of the Dafang skarn Au-Ag-Zn-Pb polymetallic deposit in the Nanling Metallogenic Belt (South China), a perspective from sphalerite mineralogy and geochemistry. Ore Geology Reviews, 165, 105923. |  | CHN | Hunan
| Dafang |  | Magmatic hydrothermal | Skarn | skarn Au-Ag-Zn-Pb polymetallic | Au, Ag, Zn, Pb | Sn | Au, Ag, Zn, Pb, Sn | Chen et al., 2024 |  | DK-27-1-b-1-1 | DK-27-1-b-1-1 | [5 empty] | ore material | polished section | grab | mineral separate | [5 empty] | mineralisation |  |  |  | sphalerite | [6 empty] | garnet, diopside, tremolite, actinolite, epidote, chlorite, pyrrhotite, pyrite, arsenopyrite, chalcopyrite |  | EPMA | JEOL JXA-i SP100 Electron Probe Microanalysis; NWR 193 nm ArF Excimer laser-ablation system coupled to an iCAP RQ (ICPMS) | Laboratory of Marine Element and Isotope Facilities in Southern Marine Science and Engineering Guangdong Laboratory (Zhuhai); Guangzhou Tuoyan Analytical Technology Co., Ltd., Guangzhou, China | EPMA: accelerating voltage 20 kV, probe current 20 nA, 5 μm beam, peak counting time 10 s (S, Zn, Fe) or 20–50 s (Mn, Cd, Ga, Cu), background 1/2 peak time; LA-ICPMS spot analyses: 22 isotopes, total dwell time 95 ms; LA-ICPMS mapping: energy density 3.5 J/cm2, spot size 5 μm, scan speed 20 μm/s, 30 Hz repetition rate, 11 isotopes, total dwell time 55 ms | EPMA: FeS2 (Fe, S), ZnS (Zn), CuFeS2 (Cu), CdS (Cd), Mn (Mn), GaAs (Ga); LA-ICPMS: NIST SRM610 and MASS-1 as external calibration standards; SRM 612 and S-GE7b as monitoring samples | [20 empty] | 13340 | [11 empty] | 6270 | [9 empty] | 136670 |  | 1120 | [25 empty] | 17940 | [31 empty] | 338180 | [39 empty] | 479800 |  |  |  |  | 2024 | Chen, X., Wang, Z., Yu, P., Wu, Y., Huang, Y., Tan, Z., Zheng, Y. (2024). Physicochemical condition of the Dafang skarn Au-Ag-Zn-Pb polymetallic deposit in the Nanling Metallogenic Belt (South China), a perspective from sphalerite mineralogy and geochemistry. Ore Geology Reviews, 165, 105923. |  | CHN | Hunan
| Dafang |  | Magmatic hydrothermal | Skarn | skarn Au-Ag-Zn-Pb polymetallic | Au, Ag, Zn, Pb | Sn | Au, Ag, Zn, Pb, Sn | Chen et al., 2024 |  | DK-27-1-b-2-1 | DK-27-1-b-2-1 | [5 empty] | ore material | polished section | grab | mineral separate | [5 empty] | mineralisation |  |  |  | sphalerite | [6 empty] | garnet, diopside, tremolite, actinolite, epidote, chlorite, pyrrhotite, pyrite, arsenopyrite, chalcopyrite |  | EPMA | JEOL JXA-i SP100 Electron Probe Microanalysis; NWR 193 nm ArF Excimer laser-ablation system coupled to an iCAP RQ (ICPMS) | Laboratory of Marine Element and Isotope Facilities in Southern Marine Science and Engineering Guangdong Laboratory (Zhuhai); Guangzhou Tuoyan Analytical Technology Co., Ltd., Guangzhou, China | EPMA: accelerating voltage 20 kV, probe current 20 nA, 5 μm beam, peak counting time 10 s (S, Zn, Fe) or 20–50 s (Mn, Cd, Ga, Cu), background 1/2 peak time; LA-ICPMS spot analyses: 22 isotopes, total dwell time 95 ms; LA-ICPMS mapping: energy density 3.5 J/cm2, spot size 5 μm, scan speed 20 μm/s, 30 Hz repetition rate, 11 isotopes, total dwell time 55 ms | EPMA: FeS2 (Fe, S), ZnS (Zn), CuFeS2 (Cu), CdS (Cd), Mn (Mn), GaAs (Ga); LA-ICPMS: NIST SRM610 and MASS-1 as external calibration standards; SRM 612 and S-GE7b as monitoring samples | [20 empty] | 13420 | [11 empty] | 2090 | [9 empty] | 119390 |  | 990 | [25 empty] | 13510 | [31 empty] | 335740 | [39 empty] | 506820 |  |  |  |  | 2024 | Chen, X., Wang, Z., Yu, P., Wu, Y., Huang, Y., Tan, Z., Zheng, Y. (2024). Physicochemical condition of the Dafang skarn Au-Ag-Zn-Pb polymetallic deposit in the Nanling Metallogenic Belt (South China), a perspective from sphalerite mineralogy and geochemistry. Ore Geology Reviews, 165, 105923. |  | CHN | Hunan
| Dafang |  | Magmatic hydrothermal | Skarn | skarn Au-Ag-Zn-Pb polymetallic | Au, Ag, Zn, Pb | Sn | Au, Ag, Zn, Pb, Sn | Chen et al., 2024 |  | DK-27-2-c-1-1 | DK-27-2-c-1-1 | [5 empty] | ore material | polished section | grab | mineral separate | [5 empty] | mineralisation |  |  |  | sphalerite | [6 empty] | garnet, diopside, tremolite, actinolite, epidote, chlorite, pyrrhotite, pyrite, arsenopyrite, chalcopyrite |  | EPMA | JEOL JXA-i SP100 Electron Probe Microanalysis; NWR 193 nm ArF Excimer laser-ablation system coupled to an iCAP RQ (ICPMS) | Laboratory of Marine Element and Isotope Facilities in Southern Marine Science and Engineering Guangdong Laboratory (Zhuhai); Guangzhou Tuoyan Analytical Technology Co., Ltd., Guangzhou, China | EPMA: accelerating voltage 20 kV, probe current 20 nA, 5 μm beam, peak counting time 10 s (S, Zn, Fe) or 20–50 s (Mn, Cd, Ga, Cu), background 1/2 peak time; LA-ICPMS spot analyses: 22 isotopes, total dwell time 95 ms; LA-ICPMS mapping: energy density 3.5 J/cm2, spot size 5 μm, scan speed 20 μm/s, 30 Hz repetition rate, 11 isotopes, total dwell time 55 ms | EPMA: FeS2 (Fe, S), ZnS (Zn), CuFeS2 (Cu), CdS (Cd), Mn (Mn), GaAs (Ga); LA-ICPMS: NIST SRM610 and MASS-1 as external calibration standards; SRM 612 and S-GE7b as monitoring samples | [20 empty] | 13010 | [11 empty] | 550 | [9 empty] | 133610 |  | 1220 | [25 empty] | 13990 | [31 empty] | 333170 | [39 empty] | 479260 |  |  |  |  | 2024 | Chen, X., Wang, Z., Yu, P., Wu, Y., Huang, Y., Tan, Z., Zheng, Y. (2024). Physicochemical condition of the Dafang skarn Au-Ag-Zn-Pb polymetallic deposit in the Nanling Metallogenic Belt (South China), a perspective from sphalerite mineralogy and geochemistry. Ore Geology Reviews, 165, 105923. |  | CHN | Hunan
| Dafang |  | Magmatic hydrothermal | Skarn | skarn Au-Ag-Zn-Pb polymetallic | Au, Ag, Zn, Pb | Sn | Au, Ag, Zn, Pb, Sn | Chen et al., 2024 |  | DK-19-a-1-1 | DK-19-a-1-1 | [5 empty] | ore material | polished section | grab | mineral separate | [5 empty] | mineralisation |  |  |  | sphalerite | [6 empty] | garnet, diopside, tremolite, actinolite, epidote, chlorite, pyrrhotite, pyrite, arsenopyrite, chalcopyrite |  | EPMA | JEOL JXA-i SP100 Electron Probe Microanalysis; NWR 193 nm ArF Excimer laser-ablation system coupled to an iCAP RQ (ICPMS) | Laboratory of Marine Element and Isotope Facilities in Southern Marine Science and Engineering Guangdong Laboratory (Zhuhai); Guangzhou Tuoyan Analytical Technology Co., Ltd., Guangzhou, China | EPMA: accelerating voltage 20 kV, probe current 20 nA, 5 μm beam, peak counting time 10 s (S, Zn, Fe) or 20–50 s (Mn, Cd, Ga, Cu), background 1/2 peak time; LA-ICPMS spot analyses: 22 isotopes, total dwell time 95 ms; LA-ICPMS mapping: energy density 3.5 J/cm2, spot size 5 μm, scan speed 20 μm/s, 30 Hz repetition rate, 11 isotopes, total dwell time 55 ms | EPMA: FeS2 (Fe, S), ZnS (Zn), CuFeS2 (Cu), CdS (Cd), Mn (Mn), GaAs (Ga); LA-ICPMS: NIST SRM610 and MASS-1 as external calibration standards; SRM 612 and S-GE7b as monitoring samples | [20 empty] | 11610 | [11 empty] | 20 | [9 empty] | 116520 |  | 920 | [25 empty] | 32440 | [31 empty] | 339010 | [39 empty] | 483270 |  |  |  |  | 2024 | Chen, X., Wang, Z., Yu, P., Wu, Y., Huang, Y., Tan, Z., Zheng, Y. (2024). Physicochemical condition of the Dafang skarn Au-Ag-Zn-Pb polymetallic deposit in the Nanling Metallogenic Belt (South China), a perspective from sphalerite mineralogy and geochemistry. Ore Geology Reviews, 165, 105923. |  | CHN | Hunan
| Dafang |  | Magmatic hydrothermal | Skarn | skarn Au-Ag-Zn-Pb polymetallic | Au, Ag, Zn, Pb | Sn | Au, Ag, Zn, Pb, Sn | Chen et al., 2024 |  | DK-19-a-2-1 | DK-19-a-2-1 | [5 empty] | ore material | polished section | grab | mineral separate | [5 empty] | mineralisation |  |  |  | sphalerite | [6 empty] | garnet, diopside, tremolite, actinolite, epidote, chlorite, pyrrhotite, pyrite, arsenopyrite, chalcopyrite |  | EPMA | JEOL JXA-i SP100 Electron Probe Microanalysis; NWR 193 nm ArF Excimer laser-ablation system coupled to an iCAP RQ (ICPMS) | Laboratory of Marine Element and Isotope Facilities in Southern Marine Science and Engineering Guangdong Laboratory (Zhuhai); Guangzhou Tuoyan Analytical Technology Co., Ltd., Guangzhou, China | EPMA: accelerating voltage 20 kV, probe current 20 nA, 5 μm beam, peak counting time 10 s (S, Zn, Fe) or 20–50 s (Mn, Cd, Ga, Cu), background 1/2 peak time; LA-ICPMS spot analyses: 22 isotopes, total dwell time 95 ms; LA-ICPMS mapping: energy density 3.5 J/cm2, spot size 5 μm, scan speed 20 μm/s, 30 Hz repetition rate, 11 isotopes, total dwell time 55 ms | EPMA: FeS2 (Fe, S), ZnS (Zn), CuFeS2 (Cu), CdS (Cd), Mn (Mn), GaAs (Ga); LA-ICPMS: NIST SRM610 and MASS-1 as external calibration standards; SRM 612 and S-GE7b as monitoring samples | [20 empty] | 11620 | [11 empty] | 0 | [9 empty] | 126510 |  | 990 | [25 empty] | 38100 | [31 empty] | 335550 | [39 empty] | 466470 |  |  |  |  | 2024 | Chen, X., Wang, Z., Yu, P., Wu, Y., Huang, Y., Tan, Z., Zheng, Y. (2024). Physicochemical condition of the Dafang skarn Au-Ag-Zn-Pb polymetallic deposit in the Nanling Metallogenic Belt (South China), a perspective from sphalerite mineralogy and geochemistry. Ore Geology Reviews, 165, 105923. |  | CHN | Hunan
| Dafang |  | Magmatic hydrothermal | Skarn | skarn Au-Ag-Zn-Pb polymetallic | Au, Ag, Zn, Pb | Sn | Au, Ag, Zn, Pb, Sn | Chen et al., 2024 |  | DK-19-a-3-1 | DK-19-a-3-1 | [5 empty] | ore material | polished section | grab | mineral separate | [5 empty] | mineralisation |  |  |  | sphalerite | [6 empty] | garnet, diopside, tremolite, actinolite, epidote, chlorite, pyrrhotite, pyrite, arsenopyrite, chalcopyrite |  | EPMA | JEOL JXA-i SP100 Electron Probe Microanalysis; NWR 193 nm ArF Excimer laser-ablation system coupled to an iCAP RQ (ICPMS) | Laboratory of Marine Element and Isotope Facilities in Southern Marine Science and Engineering Guangdong Laboratory (Zhuhai); Guangzhou Tuoyan Analytical Technology Co., Ltd., Guangzhou, China | EPMA: accelerating voltage 20 kV, probe current 20 nA, 5 μm beam, peak counting time 10 s (S, Zn, Fe) or 20–50 s (Mn, Cd, Ga, Cu), background 1/2 peak time; LA-ICPMS spot analyses: 22 isotopes, total dwell time 95 ms; LA-ICPMS mapping: energy density 3.5 J/cm2, spot size 5 μm, scan speed 20 μm/s, 30 Hz repetition rate, 11 isotopes, total dwell time 55 ms | EPMA: FeS2 (Fe, S), ZnS (Zn), CuFeS2 (Cu), CdS (Cd), Mn (Mn), GaAs (Ga); LA-ICPMS: NIST SRM610 and MASS-1 as external calibration standards; SRM 612 and S-GE7b as monitoring samples | [20 empty] | 12020 | [11 empty] | 0 | [9 empty] | 122610 |  | 990 | [25 empty] | 35710 | [31 empty] | 340480 | [39 empty] | 470760 |  |  |  |  | 2024 | Chen, X., Wang, Z., Yu, P., Wu, Y., Huang, Y., Tan, Z., Zheng, Y. (2024). Physicochemical condition of the Dafang skarn Au-Ag-Zn-Pb polymetallic deposit in the Nanling Metallogenic Belt (South China), a perspective from sphalerite mineralogy and geochemistry. Ore Geology Reviews, 165, 105923. |  | CHN | Hunan
| Dafang |  | Magmatic hydrothermal | Skarn | skarn Au-Ag-Zn-Pb polymetallic | Au, Ag, Zn, Pb | Sn | Au, Ag, Zn, Pb, Sn | Chen et al., 2024 |  | DK-19-b-1-1 | DK-19-b-1-1 | [5 empty] | ore material | polished section | grab | mineral separate | [5 empty] | mineralisation |  |  |  | sphalerite | [6 empty] | garnet, diopside, tremolite, actinolite, epidote, chlorite, pyrrhotite, pyrite, arsenopyrite, chalcopyrite |  | EPMA | JEOL JXA-i SP100 Electron Probe Microanalysis; NWR 193 nm ArF Excimer laser-ablation system coupled to an iCAP RQ (ICPMS) | Laboratory of Marine Element and Isotope Facilities in Southern Marine Science and Engineering Guangdong Laboratory (Zhuhai); Guangzhou Tuoyan Analytical Technology Co., Ltd., Guangzhou, China | EPMA: accelerating voltage 20 kV, probe current 20 nA, 5 μm beam, peak counting time 10 s (S, Zn, Fe) or 20–50 s (Mn, Cd, Ga, Cu), background 1/2 peak time; LA-ICPMS spot analyses: 22 isotopes, total dwell time 95 ms; LA-ICPMS mapping: energy density 3.5 J/cm2, spot size 5 μm, scan speed 20 μm/s, 30 Hz repetition rate, 11 isotopes, total dwell time 55 ms | EPMA: FeS2 (Fe, S), ZnS (Zn), CuFeS2 (Cu), CdS (Cd), Mn (Mn), GaAs (Ga); LA-ICPMS: NIST SRM610 and MASS-1 as external calibration standards; SRM 612 and S-GE7b as monitoring samples | [20 empty] | 11090 | [11 empty] | 0 | [9 empty] | 128070 |  | 740 | [25 empty] | 34120 | [31 empty] | 339270 | [39 empty] | 475100 |  |  |  |  | 2024 | Chen, X., Wang, Z., Yu, P., Wu, Y., Huang, Y., Tan, Z., Zheng, Y. (2024). Physicochemical condition of the Dafang skarn Au-Ag-Zn-Pb polymetallic deposit in the Nanling Metallogenic Belt (South China), a perspective from sphalerite mineralogy and geochemistry. Ore Geology Reviews, 165, 105923. |  | CHN | Hunan
| Dafang |  | Magmatic hydrothermal | Skarn | skarn Au-Ag-Zn-Pb polymetallic | Au, Ag, Zn, Pb | Sn | Au, Ag, Zn, Pb, Sn | Chen et al., 2024 |  | DK-19-b-2-1 | DK-19-b-2-1 | [5 empty] | ore material | polished section | grab | mineral separate | [5 empty] | mineralisation |  |  |  | sphalerite | [6 empty] | garnet, diopside, tremolite, actinolite, epidote, chlorite, pyrrhotite, pyrite, arsenopyrite, chalcopyrite |  | EPMA | JEOL JXA-i SP100 Electron Probe Microanalysis; NWR 193 nm ArF Excimer laser-ablation system coupled to an iCAP RQ (ICPMS) | Laboratory of Marine Element and Isotope Facilities in Southern Marine Science and Engineering Guangdong Laboratory (Zhuhai); Guangzhou Tuoyan Analytical Technology Co., Ltd., Guangzhou, China | EPMA: accelerating voltage 20 kV, probe current 20 nA, 5 μm beam, peak counting time 10 s (S, Zn, Fe) or 20–50 s (Mn, Cd, Ga, Cu), background 1/2 peak time; LA-ICPMS spot analyses: 22 isotopes, total dwell time 95 ms; LA-ICPMS mapping: energy density 3.5 J/cm2, spot size 5 μm, scan speed 20 μm/s, 30 Hz repetition rate, 11 isotopes, total dwell time 55 ms | EPMA: FeS2 (Fe, S), ZnS (Zn), CuFeS2 (Cu), CdS (Cd), Mn (Mn), GaAs (Ga); LA-ICPMS: NIST SRM610 and MASS-1 as external calibration standards; SRM 612 and S-GE7b as monitoring samples | [20 empty] | 10940 | [11 empty] | 140 | [9 empty] | 124080 |  | 1470 | [25 empty] | 31360 | [31 empty] | 334210 | [39 empty] | 477430 |  |  |  |  | 2024 | Chen, X., Wang, Z., Yu, P., Wu, Y., Huang, Y., Tan, Z., Zheng, Y. (2024). Physicochemical condition of the Dafang skarn Au-Ag-Zn-Pb polymetallic deposit in the Nanling Metallogenic Belt (South China), a perspective from sphalerite mineralogy and geochemistry. Ore Geology Reviews, 165, 105923. |  | CHN | Hunan
| Dafang |  | Magmatic hydrothermal | Skarn | skarn Au-Ag-Zn-Pb polymetallic | Au, Ag, Zn, Pb | Sn | Au, Ag, Zn, Pb, Sn | Chen et al., 2024 |  | DK-19-b-3-1 | DK-19-b-3-1 | [5 empty] | ore material | polished section | grab | mineral separate | [5 empty] | mineralisation |  |  |  | sphalerite | [6 empty] | garnet, diopside, tremolite, actinolite, epidote, chlorite, pyrrhotite, pyrite, arsenopyrite, chalcopyrite |  | EPMA | JEOL JXA-i SP100 Electron Probe Microanalysis; NWR 193 nm ArF Excimer laser-ablation system coupled to an iCAP RQ (ICPMS) | Laboratory of Marine Element and Isotope Facilities in Southern Marine Science and Engineering Guangdong Laboratory (Zhuhai); Guangzhou Tuoyan Analytical Technology Co., Ltd., Guangzhou, China | EPMA: accelerating voltage 20 kV, probe current 20 nA, 5 μm beam, peak counting time 10 s (S, Zn, Fe) or 20–50 s (Mn, Cd, Ga, Cu), background 1/2 peak time; LA-ICPMS spot analyses: 22 isotopes, total dwell time 95 ms; LA-ICPMS mapping: energy density 3.5 J/cm2, spot size 5 μm, scan speed 20 μm/s, 30 Hz repetition rate, 11 isotopes, total dwell time 55 ms | EPMA: FeS2 (Fe, S), ZnS (Zn), CuFeS2 (Cu), CdS (Cd), Mn (Mn), GaAs (Ga); LA-ICPMS: NIST SRM610 and MASS-1 as external calibration standards; SRM 612 and S-GE7b as monitoring samples | [20 empty] | 11370 | [11 empty] | 420 | [9 empty] | 128460 |  | 880 | [25 empty] | 32650 | [31 empty] | 335300 | [39 empty] | 470390 |  |  |  |  | 2024 | Chen, X., Wang, Z., Yu, P., Wu, Y., Huang, Y., Tan, Z., Zheng, Y. (2024). Physicochemical condition of the Dafang skarn Au-Ag-Zn-Pb polymetallic deposit in the Nanling Metallogenic Belt (South China), a perspective from sphalerite mineralogy and geochemistry. Ore Geology Reviews, 165, 105923. |  | CHN | Hunan
| Dafang |  | Magmatic hydrothermal | Skarn | skarn Au-Ag-Zn-Pb polymetallic | Au, Ag, Zn, Pb | Sn | Au, Ag, Zn, Pb, Sn | Chen et al., 2024 |  | DK-19-c-1-1 | DK-19-c-1-1 | [5 empty] | ore material | polished section | grab | mineral separate | [5 empty] | mineralisation |  |  |  | sphalerite | [6 empty] | garnet, diopside, tremolite, actinolite, epidote, chlorite, pyrrhotite, pyrite, arsenopyrite, chalcopyrite |  | EPMA | JEOL JXA-i SP100 Electron Probe Microanalysis; NWR 193 nm ArF Excimer laser-ablation system coupled to an iCAP RQ (ICPMS) | Laboratory of Marine Element and Isotope Facilities in Southern Marine Science and Engineering Guangdong Laboratory (Zhuhai); Guangzhou Tuoyan Analytical Technology Co., Ltd., Guangzhou, China | EPMA: accelerating voltage 20 kV, probe current 20 nA, 5 μm beam, peak counting time 10 s (S, Zn, Fe) or 20–50 s (Mn, Cd, Ga, Cu), background 1/2 peak time; LA-ICPMS spot analyses: 22 isotopes, total dwell time 95 ms; LA-ICPMS mapping: energy density 3.5 J/cm2, spot size 5 μm, scan speed 20 μm/s, 30 Hz repetition rate, 11 isotopes, total dwell time 55 ms | EPMA: FeS2 (Fe, S), ZnS (Zn), CuFeS2 (Cu), CdS (Cd), Mn (Mn), GaAs (Ga); LA-ICPMS: NIST SRM610 and MASS-1 as external calibration standards; SRM 612 and S-GE7b as monitoring samples | [20 empty] | 11600 | [11 empty] | 0 | [9 empty] | 121490 |  | 950 | [25 empty] | 36630 | [31 empty] | 335010 | [39 empty] | 475570 |  |  |  |  | 2024 | Chen, X., Wang, Z., Yu, P., Wu, Y., Huang, Y., Tan, Z., Zheng, Y. (2024). Physicochemical condition of the Dafang skarn Au-Ag-Zn-Pb polymetallic deposit in the Nanling Metallogenic Belt (South China), a perspective from sphalerite mineralogy and geochemistry. Ore Geology Reviews, 165, 105923. |  | CHN | Hunan
| Dafang |  | Magmatic hydrothermal | Skarn | skarn Au-Ag-Zn-Pb polymetallic | Au, Ag, Zn, Pb | Sn | Au, Ag, Zn, Pb, Sn | Chen et al., 2024 |  | DK-19-d-2-1 | DK-19-d-2-1 | [5 empty] | ore material | polished section | grab | mineral separate | [5 empty] | mineralisation |  |  |  | sphalerite | [6 empty] | garnet, diopside, tremolite, actinolite, epidote, chlorite, pyrrhotite, pyrite, arsenopyrite, chalcopyrite |  | EPMA | JEOL JXA-i SP100 Electron Probe Microanalysis; NWR 193 nm ArF Excimer laser-ablation system coupled to an iCAP RQ (ICPMS) | Laboratory of Marine Element and Isotope Facilities in Southern Marine Science and Engineering Guangdong Laboratory (Zhuhai); Guangzhou Tuoyan Analytical Technology Co., Ltd., Guangzhou, China | EPMA: accelerating voltage 20 kV, probe current 20 nA, 5 μm beam, peak counting time 10 s (S, Zn, Fe) or 20–50 s (Mn, Cd, Ga, Cu), background 1/2 peak time; LA-ICPMS spot analyses: 22 isotopes, total dwell time 95 ms; LA-ICPMS mapping: energy density 3.5 J/cm2, spot size 5 μm, scan speed 20 μm/s, 30 Hz repetition rate, 11 isotopes, total dwell time 55 ms | EPMA: FeS2 (Fe, S), ZnS (Zn), CuFeS2 (Cu), CdS (Cd), Mn (Mn), GaAs (Ga); LA-ICPMS: NIST SRM610 and MASS-1 as external calibration standards; SRM 612 and S-GE7b as monitoring samples | [20 empty] | 11950 | [11 empty] | 1540 | [9 empty] | 122320 |  | 1030 | [25 empty] | 27270 | [31 empty] | 332270 | [39 empty] | 489910 |  |  |  |  | 2024 | Chen, X., Wang, Z., Yu, P., Wu, Y., Huang, Y., Tan, Z., Zheng, Y. (2024). Physicochemical condition of the Dafang skarn Au-Ag-Zn-Pb polymetallic deposit in the Nanling Metallogenic Belt (South China), a perspective from sphalerite mineralogy and geochemistry. Ore Geology Reviews, 165, 105923. |  | CHN | Hunan
| Dafang |  | Magmatic hydrothermal | Skarn | skarn Au-Ag-Zn-Pb polymetallic | Au, Ag, Zn, Pb | Sn | Au, Ag, Zn, Pb, Sn | Chen et al., 2024 |  | DK-22-b-2-1 | DK-22-b-2-1 | [5 empty] | ore material | polished section | grab | mineral separate | [5 empty] | mineralisation |  |  |  | sphalerite | [6 empty] | garnet, diopside, tremolite, actinolite, epidote, chlorite, pyrrhotite, pyrite, arsenopyrite, chalcopyrite |  | EPMA | JEOL JXA-i SP100 Electron Probe Microanalysis; NWR 193 nm ArF Excimer laser-ablation system coupled to an iCAP RQ (ICPMS) | Laboratory of Marine Element and Isotope Facilities in Southern Marine Science and Engineering Guangdong Laboratory (Zhuhai); Guangzhou Tuoyan Analytical Technology Co., Ltd., Guangzhou, China | EPMA: accelerating voltage 20 kV, probe current 20 nA, 5 μm beam, peak counting time 10 s (S, Zn, Fe) or 20–50 s (Mn, Cd, Ga, Cu), background 1/2 peak time; LA-ICPMS spot analyses: 22 isotopes, total dwell time 95 ms; LA-ICPMS mapping: energy density 3.5 J/cm2, spot size 5 μm, scan speed 20 μm/s, 30 Hz repetition rate, 11 isotopes, total dwell time 55 ms | EPMA: FeS2 (Fe, S), ZnS (Zn), CuFeS2 (Cu), CdS (Cd), Mn (Mn), GaAs (Ga); LA-ICPMS: NIST SRM610 and MASS-1 as external calibration standards; SRM 612 and S-GE7b as monitoring samples | [20 empty] | 11640 | [11 empty] | 18770 | [9 empty] | 114150 |  | 1170 | [25 empty] | 25400 | [31 empty] | 329690 | [39 empty] | 475480 |  |  |  |  | 2024 | Chen, X., Wang, Z., Yu, P., Wu, Y., Huang, Y., Tan, Z., Zheng, Y. (2024). Physicochemical condition of the Dafang skarn Au-Ag-Zn-Pb polymetallic deposit in the Nanling Metallogenic Belt (South China), a perspective from sphalerite mineralogy and geochemistry. Ore Geology Reviews, 165, 105923. |  | CHN | Hunan
| Dafang |  | Magmatic hydrothermal | Skarn | skarn Au-Ag-Zn-Pb polymetallic | Au, Ag, Zn, Pb | Sn | Au, Ag, Zn, Pb, Sn | Chen et al., 2024 |  | DK-22-b-5-1 | DK-22-b-5-1 | [5 empty] | ore material | polished section | grab | mineral separate | [5 empty] | mineralisation |  |  |  | sphalerite | [6 empty] | garnet, diopside, tremolite, actinolite, epidote, chlorite, pyrrhotite, pyrite, arsenopyrite, chalcopyrite |  | EPMA | JEOL JXA-i SP100 Electron Probe Microanalysis; NWR 193 nm ArF Excimer laser-ablation system coupled to an iCAP RQ (ICPMS) | Laboratory of Marine Element and Isotope Facilities in Southern Marine Science and Engineering Guangdong Laboratory (Zhuhai); Guangzhou Tuoyan Analytical Technology Co., Ltd., Guangzhou, China | EPMA: accelerating voltage 20 kV, probe current 20 nA, 5 μm beam, peak counting time 10 s (S, Zn, Fe) or 20–50 s (Mn, Cd, Ga, Cu), background 1/2 peak time; LA-ICPMS spot analyses: 22 isotopes, total dwell time 95 ms; LA-ICPMS mapping: energy density 3.5 J/cm2, spot size 5 μm, scan speed 20 μm/s, 30 Hz repetition rate, 11 isotopes, total dwell time 55 ms | EPMA: FeS2 (Fe, S), ZnS (Zn), CuFeS2 (Cu), CdS (Cd), Mn (Mn), GaAs (Ga); LA-ICPMS: NIST SRM610 and MASS-1 as external calibration standards; SRM 612 and S-GE7b as monitoring samples | [20 empty] | 11860 | [11 empty] | 3780 | [9 empty] | 125050 |  | 1300 | [25 empty] | 24490 | [31 empty] | 332600 | [39 empty] | 475870 |  |  |  |  | 2024 | Chen, X., Wang, Z., Yu, P., Wu, Y., Huang, Y., Tan, Z., Zheng, Y. (2024). Physicochemical condition of the Dafang skarn Au-Ag-Zn-Pb polymetallic deposit in the Nanling Metallogenic Belt (South China), a perspective from sphalerite mineralogy and geochemistry. Ore Geology Reviews, 165, 105923. |  | CHN | Hunan
| Dafang |  | Magmatic hydrothermal | Skarn | skarn Au-Ag-Zn-Pb polymetallic | Au, Ag, Zn, Pb | Sn | Au, Ag, Zn, Pb, Sn | Chen et al., 2024 |  | DK-44-3-a-1-1 | DK-44-3-a-1-1 | [5 empty] | ore material | polished section | grab | mineral separate | [5 empty] | mineralisation |  |  |  | sphalerite | [6 empty] | garnet, diopside, tremolite, actinolite, epidote, chlorite, pyrrhotite, pyrite, arsenopyrite, chalcopyrite |  | EPMA | JEOL JXA-i SP100 Electron Probe Microanalysis; NWR 193 nm ArF Excimer laser-ablation system coupled to an iCAP RQ (ICPMS) | Laboratory of Marine Element and Isotope Facilities in Southern Marine Science and Engineering Guangdong Laboratory (Zhuhai); Guangzhou Tuoyan Analytical Technology Co., Ltd., Guangzhou, China | EPMA: accelerating voltage 20 kV, probe current 20 nA, 5 μm beam, peak counting time 10 s (S, Zn, Fe) or 20–50 s (Mn, Cd, Ga, Cu), background 1/2 peak time; LA-ICPMS spot analyses: 22 isotopes, total dwell time 95 ms; LA-ICPMS mapping: energy density 3.5 J/cm2, spot size 5 μm, scan speed 20 μm/s, 30 Hz repetition rate, 11 isotopes, total dwell time 55 ms | EPMA: FeS2 (Fe, S), ZnS (Zn), CuFeS2 (Cu), CdS (Cd), Mn (Mn), GaAs (Ga); LA-ICPMS: NIST SRM610 and MASS-1 as external calibration standards; SRM 612 and S-GE7b as monitoring samples | [20 empty] | 11860 | [11 empty] | 670 | [9 empty] | 116120 |  | 930 | [25 empty] | 5440 | [31 empty] | 340820 | [39 empty] | 504480 |  |  |  |  | 2024 | Chen, X., Wang, Z., Yu, P., Wu, Y., Huang, Y., Tan, Z., Zheng, Y. (2024). Physicochemical condition of the Dafang skarn Au-Ag-Zn-Pb polymetallic deposit in the Nanling Metallogenic Belt (South China), a perspective from sphalerite mineralogy and geochemistry. Ore Geology Reviews, 165, 105923. |  | CHN | Hunan
| Dafang |  | Magmatic hydrothermal | Skarn | skarn Au-Ag-Zn-Pb polymetallic | Au, Ag, Zn, Pb | Sn | Au, Ag, Zn, Pb, Sn | Chen et al., 2024 |  | DK-44-3-a-2-1 | DK-44-3-a-2-1 | [5 empty] | ore material | polished section | grab | mineral separate | [5 empty] | mineralisation |  |  |  | sphalerite | [6 empty] | garnet, diopside, tremolite, actinolite, epidote, chlorite, pyrrhotite, pyrite, arsenopyrite, chalcopyrite |  | EPMA | JEOL JXA-i SP100 Electron Probe Microanalysis; NWR 193 nm ArF Excimer laser-ablation system coupled to an iCAP RQ (ICPMS) | Laboratory of Marine Element and Isotope Facilities in Southern Marine Science and Engineering Guangdong Laboratory (Zhuhai); Guangzhou Tuoyan Analytical Technology Co., Ltd., Guangzhou, China | EPMA: accelerating voltage 20 kV, probe current 20 nA, 5 μm beam, peak counting time 10 s (S, Zn, Fe) or 20–50 s (Mn, Cd, Ga, Cu), background 1/2 peak time; LA-ICPMS spot analyses: 22 isotopes, total dwell time 95 ms; LA-ICPMS mapping: energy density 3.5 J/cm2, spot size 5 μm, scan speed 20 μm/s, 30 Hz repetition rate, 11 isotopes, total dwell time 55 ms | EPMA: FeS2 (Fe, S), ZnS (Zn), CuFeS2 (Cu), CdS (Cd), Mn (Mn), GaAs (Ga); LA-ICPMS: NIST SRM610 and MASS-1 as external calibration standards; SRM 612 and S-GE7b as monitoring samples | [20 empty] | 10580 | [11 empty] | 32840 | [9 empty] | 83970 |  | 1300 | [25 empty] | 18120 | [31 empty] | 333870 | [39 empty] | 508210 |  |  |  |  | 2024 | Chen, X., Wang, Z., Yu, P., Wu, Y., Huang, Y., Tan, Z., Zheng, Y. (2024). Physicochemical condition of the Dafang skarn Au-Ag-Zn-Pb polymetallic deposit in the Nanling Metallogenic Belt (South China), a perspective from sphalerite mineralogy and geochemistry. Ore Geology Reviews, 165, 105923. |  | CHN | Hunan
| Dafang |  | Magmatic hydrothermal | Skarn | skarn Au-Ag-Zn-Pb polymetallic | Au, Ag, Zn, Pb | Sn | Au, Ag, Zn, Pb, Sn | Chen et al., 2024 |  | DK-44-3-a-3-1 | DK-44-3-a-3-1 | [5 empty] | ore material | polished section | grab | mineral separate | [5 empty] | mineralisation |  |  |  | sphalerite | [6 empty] | garnet, diopside, tremolite, actinolite, epidote, chlorite, pyrrhotite, pyrite, arsenopyrite, chalcopyrite |  | EPMA | JEOL JXA-i SP100 Electron Probe Microanalysis; NWR 193 nm ArF Excimer laser-ablation system coupled to an iCAP RQ (ICPMS) | Laboratory of Marine Element and Isotope Facilities in Southern Marine Science and Engineering Guangdong Laboratory (Zhuhai); Guangzhou Tuoyan Analytical Technology Co., Ltd., Guangzhou, China | EPMA: accelerating voltage 20 kV, probe current 20 nA, 5 μm beam, peak counting time 10 s (S, Zn, Fe) or 20–50 s (Mn, Cd, Ga, Cu), background 1/2 peak time; LA-ICPMS spot analyses: 22 isotopes, total dwell time 95 ms; LA-ICPMS mapping: energy density 3.5 J/cm2, spot size 5 μm, scan speed 20 μm/s, 30 Hz repetition rate, 11 isotopes, total dwell time 55 ms | EPMA: FeS2 (Fe, S), ZnS (Zn), CuFeS2 (Cu), CdS (Cd), Mn (Mn), GaAs (Ga); LA-ICPMS: NIST SRM610 and MASS-1 as external calibration standards; SRM 612 and S-GE7b as monitoring samples | [20 empty] | 11670 | [11 empty] | 25730 | [9 empty] | 86500 |  | 1180 | [25 empty] | 23240 | [31 empty] | 334090 | [39 empty] | 506700 |  |  |  |  | 2024 | Chen, X., Wang, Z., Yu, P., Wu, Y., Huang, Y., Tan, Z., Zheng, Y. (2024). Physicochemical condition of the Dafang skarn Au-Ag-Zn-Pb polymetallic deposit in the Nanling Metallogenic Belt (South China), a perspective from sphalerite mineralogy and geochemistry. Ore Geology Reviews, 165, 105923. |  | CHN | Hunan
| Dafang |  | Magmatic hydrothermal | Skarn | skarn Au-Ag-Zn-Pb polymetallic | Au, Ag, Zn, Pb | Sn | Au, Ag, Zn, Pb, Sn | Chen et al., 2024 |  | DK-44-3-a-3-2 | DK-44-3-a-3-2 | [5 empty] | ore material | polished section | grab | mineral separate | [5 empty] | mineralisation |  |  |  | sphalerite | [6 empty] | garnet, diopside, tremolite, actinolite, epidote, chlorite, pyrrhotite, pyrite, arsenopyrite, chalcopyrite |  | EPMA | JEOL JXA-i SP100 Electron Probe Microanalysis; NWR 193 nm ArF Excimer laser-ablation system coupled to an iCAP RQ (ICPMS) | Laboratory of Marine Element and Isotope Facilities in Southern Marine Science and Engineering Guangdong Laboratory (Zhuhai); Guangzhou Tuoyan Analytical Technology Co., Ltd., Guangzhou, China | EPMA: accelerating voltage 20 kV, probe current 20 nA, 5 μm beam, peak counting time 10 s (S, Zn, Fe) or 20–50 s (Mn, Cd, Ga, Cu), background 1/2 peak time; LA-ICPMS spot analyses: 22 isotopes, total dwell time 95 ms; LA-ICPMS mapping: energy density 3.5 J/cm2, spot size 5 μm, scan speed 20 μm/s, 30 Hz repetition rate, 11 isotopes, total dwell time 55 ms | EPMA: FeS2 (Fe, S), ZnS (Zn), CuFeS2 (Cu), CdS (Cd), Mn (Mn), GaAs (Ga); LA-ICPMS: NIST SRM610 and MASS-1 as external calibration standards; SRM 612 and S-GE7b as monitoring samples | [20 empty] | 12120 | [11 empty] | 1140 | [9 empty] | 120860 |  | 720 | [25 empty] | 7590 | [31 empty] | 334810 | [39 empty] | 508000 |  |  |  |  | 2024 | Chen, X., Wang, Z., Yu, P., Wu, Y., Huang, Y., Tan, Z., Zheng, Y. (2024). Physicochemical condition of the Dafang skarn Au-Ag-Zn-Pb polymetallic deposit in the Nanling Metallogenic Belt (South China), a perspective from sphalerite mineralogy and geochemistry. Ore Geology Reviews, 165, 105923. |  | CHN | Hunan
| Dafang |  | Magmatic hydrothermal | Skarn | skarn Au-Ag-Zn-Pb polymetallic | Au, Ag, Zn, Pb | Sn | Au, Ag, Zn, Pb, Sn | Chen et al., 2024 |  | DK-44-3-a-4-1 | DK-44-3-a-4-1 | [5 empty] | ore material | polished section | grab | mineral separate | [5 empty] | mineralisation |  |  |  | sphalerite | [6 empty] | garnet, diopside, tremolite, actinolite, epidote, chlorite, pyrrhotite, pyrite, arsenopyrite, chalcopyrite |  | EPMA | JEOL JXA-i SP100 Electron Probe Microanalysis; NWR 193 nm ArF Excimer laser-ablation system coupled to an iCAP RQ (ICPMS) | Laboratory of Marine Element and Isotope Facilities in Southern Marine Science and Engineering Guangdong Laboratory (Zhuhai); Guangzhou Tuoyan Analytical Technology Co., Ltd., Guangzhou, China | EPMA: accelerating voltage 20 kV, probe current 20 nA, 5 μm beam, peak counting time 10 s (S, Zn, Fe) or 20–50 s (Mn, Cd, Ga, Cu), background 1/2 peak time; LA-ICPMS spot analyses: 22 isotopes, total dwell time 95 ms; LA-ICPMS mapping: energy density 3.5 J/cm2, spot size 5 μm, scan speed 20 μm/s, 30 Hz repetition rate, 11 isotopes, total dwell time 55 ms | EPMA: FeS2 (Fe, S), ZnS (Zn), CuFeS2 (Cu), CdS (Cd), Mn (Mn), GaAs (Ga); LA-ICPMS: NIST SRM610 and MASS-1 as external calibration standards; SRM 612 and S-GE7b as monitoring samples | [20 empty] | 11530 | [11 empty] | 60 | [9 empty] | 117070 |  | 1700 | [25 empty] | 5470 | [31 empty] | 335890 | [39 empty] | 521390 |  |  |  |  | 2024 | Chen, X., Wang, Z., Yu, P., Wu, Y., Huang, Y., Tan, Z., Zheng, Y. (2024). Physicochemical condition of the Dafang skarn Au-Ag-Zn-Pb polymetallic deposit in the Nanling Metallogenic Belt (South China), a perspective from sphalerite mineralogy and geochemistry. Ore Geology Reviews, 165, 105923. |  | CHN | Hunan
| Dafang |  | Magmatic hydrothermal | Skarn | skarn Au-Ag-Zn-Pb polymetallic | Au, Ag, Zn, Pb | Sn | Au, Ag, Zn, Pb, Sn | Chen et al., 2024 |  | DK-44-3-b-3-1 | DK-44-3-b-3-1 | [5 empty] | ore material | polished section | grab | mineral separate | [5 empty] | mineralisation |  |  |  | sphalerite | [6 empty] | garnet, diopside, tremolite, actinolite, epidote, chlorite, pyrrhotite, pyrite, arsenopyrite, chalcopyrite |  | EPMA | JEOL JXA-i SP100 Electron Probe Microanalysis; NWR 193 nm ArF Excimer laser-ablation system coupled to an iCAP RQ (ICPMS) | Laboratory of Marine Element and Isotope Facilities in Southern Marine Science and Engineering Guangdong Laboratory (Zhuhai); Guangzhou Tuoyan Analytical Technology Co., Ltd., Guangzhou, China | EPMA: accelerating voltage 20 kV, probe current 20 nA, 5 μm beam, peak counting time 10 s (S, Zn, Fe) or 20–50 s (Mn, Cd, Ga, Cu), background 1/2 peak time; LA-ICPMS spot analyses: 22 isotopes, total dwell time 95 ms; LA-ICPMS mapping: energy density 3.5 J/cm2, spot size 5 μm, scan speed 20 μm/s, 30 Hz repetition rate, 11 isotopes, total dwell time 55 ms | EPMA: FeS2 (Fe, S), ZnS (Zn), CuFeS2 (Cu), CdS (Cd), Mn (Mn), GaAs (Ga); LA-ICPMS: NIST SRM610 and MASS-1 as external calibration standards; SRM 612 and S-GE7b as monitoring samples | [20 empty] | 11590 | [11 empty] | 0 | [9 empty] | 121490 |  | 1440 | [25 empty] | 6550 | [31 empty] | 333910 | [39 empty] | 520700 |  |  |  |  | 2024 | Chen, X., Wang, Z., Yu, P., Wu, Y., Huang, Y., Tan, Z., Zheng, Y. (2024). Physicochemical condition of the Dafang skarn Au-Ag-Zn-Pb polymetallic deposit in the Nanling Metallogenic Belt (South China), a perspective from sphalerite mineralogy and geochemistry. Ore Geology Reviews, 165, 105923. |  | CHN | Hunan
| Dafang |  | Magmatic hydrothermal | Skarn | skarn Au-Ag-Zn-Pb polymetallic | Au, Ag, Zn, Pb | Sn | Au, Ag, Zn, Pb, Sn | Chen et al., 2024 |  | DK-44-3-b-4-1 | DK-44-3-b-4-1 | [5 empty] | ore material | polished section | grab | mineral separate | [5 empty] | mineralisation |  |  |  | sphalerite | [6 empty] | garnet, diopside, tremolite, actinolite, epidote, chlorite, pyrrhotite, pyrite, arsenopyrite, chalcopyrite |  | EPMA | JEOL JXA-i SP100 Electron Probe Microanalysis; NWR 193 nm ArF Excimer laser-ablation system coupled to an iCAP RQ (ICPMS) | Laboratory of Marine Element and Isotope Facilities in Southern Marine Science and Engineering Guangdong Laboratory (Zhuhai); Guangzhou Tuoyan Analytical Technology Co., Ltd., Guangzhou, China | EPMA: accelerating voltage 20 kV, probe current 20 nA, 5 μm beam, peak counting time 10 s (S, Zn, Fe) or 20–50 s (Mn, Cd, Ga, Cu), background 1/2 peak time; LA-ICPMS spot analyses: 22 isotopes, total dwell time 95 ms; LA-ICPMS mapping: energy density 3.5 J/cm2, spot size 5 μm, scan speed 20 μm/s, 30 Hz repetition rate, 11 isotopes, total dwell time 55 ms | EPMA: FeS2 (Fe, S), ZnS (Zn), CuFeS2 (Cu), CdS (Cd), Mn (Mn), GaAs (Ga); LA-ICPMS: NIST SRM610 and MASS-1 as external calibration standards; SRM 612 and S-GE7b as monitoring samples | [20 empty] | 12060 | [11 empty] | 0 | [9 empty] | 125600 |  | 1230 | [25 empty] | 9300 | [31 empty] | 334350 | [39 empty] | 510720 |  |  |  |  | 2024 | Chen, X., Wang, Z., Yu, P., Wu, Y., Huang, Y., Tan, Z., Zheng, Y. (2024). Physicochemical condition of the Dafang skarn Au-Ag-Zn-Pb polymetallic deposit in the Nanling Metallogenic Belt (South China), a perspective from sphalerite mineralogy and geochemistry. Ore Geology Reviews, 165, 105923. |  | CHN | Hunan
| Dafang |  | Magmatic hydrothermal | Skarn | skarn Au-Ag-Zn-Pb polymetallic | Au, Ag, Zn, Pb | Sn | Au, Ag, Zn, Pb, Sn | Chen et al., 2024 |  | DK-44-3-b-5-1 | DK-44-3-b-5-1 | [5 empty] | ore material | polished section | grab | mineral separate | [5 empty] | mineralisation |  |  |  | sphalerite | [6 empty] | garnet, diopside, tremolite, actinolite, epidote, chlorite, pyrrhotite, pyrite, arsenopyrite, chalcopyrite |  | EPMA | JEOL JXA-i SP100 Electron Probe Microanalysis; NWR 193 nm ArF Excimer laser-ablation system coupled to an iCAP RQ (ICPMS) | Laboratory of Marine Element and Isotope Facilities in Southern Marine Science and Engineering Guangdong Laboratory (Zhuhai); Guangzhou Tuoyan Analytical Technology Co., Ltd., Guangzhou, China | EPMA: accelerating voltage 20 kV, probe current 20 nA, 5 μm beam, peak counting time 10 s (S, Zn, Fe) or 20–50 s (Mn, Cd, Ga, Cu), background 1/2 peak time; LA-ICPMS spot analyses: 22 isotopes, total dwell time 95 ms; LA-ICPMS mapping: energy density 3.5 J/cm2, spot size 5 μm, scan speed 20 μm/s, 30 Hz repetition rate, 11 isotopes, total dwell time 55 ms | EPMA: FeS2 (Fe, S), ZnS (Zn), CuFeS2 (Cu), CdS (Cd), Mn (Mn), GaAs (Ga); LA-ICPMS: NIST SRM610 and MASS-1 as external calibration standards; SRM 612 and S-GE7b as monitoring samples | [20 empty] | 11870 | [11 empty] | 2420 | [9 empty] | 130280 |  | 1170 | [25 empty] | 9690 | [31 empty] | 335530 | [39 empty] | 503850 |  |  |  |  | 2024 | Chen, X., Wang, Z., Yu, P., Wu, Y., Huang, Y., Tan, Z., Zheng, Y. (2024). Physicochemical condition of the Dafang skarn Au-Ag-Zn-Pb polymetallic deposit in the Nanling Metallogenic Belt (South China), a perspective from sphalerite mineralogy and geochemistry. Ore Geology Reviews, 165, 105923. |  | CHN | Hunan
| Dafang |  | Magmatic hydrothermal | Skarn | skarn Au-Ag-Zn-Pb polymetallic | Au, Ag, Zn, Pb | Sn | Au, Ag, Zn, Pb, Sn | Chen et al., 2024 |  | DK-44-4-a-2-1 | DK-44-4-a-2-1 | [5 empty] | ore material | polished section | grab | mineral separate | [5 empty] | mineralisation |  |  |  | sphalerite | [6 empty] | garnet, diopside, tremolite, actinolite, epidote, chlorite, pyrrhotite, pyrite, arsenopyrite, chalcopyrite |  | EPMA | JEOL JXA-i SP100 Electron Probe Microanalysis; NWR 193 nm ArF Excimer laser-ablation system coupled to an iCAP RQ (ICPMS) | Laboratory of Marine Element and Isotope Facilities in Southern Marine Science and Engineering Guangdong Laboratory (Zhuhai); Guangzhou Tuoyan Analytical Technology Co., Ltd., Guangzhou, China | EPMA: accelerating voltage 20 kV, probe current 20 nA, 5 μm beam, peak counting time 10 s (S, Zn, Fe) or 20–50 s (Mn, Cd, Ga, Cu), background 1/2 peak time; LA-ICPMS spot analyses: 22 isotopes, total dwell time 95 ms; LA-ICPMS mapping: energy density 3.5 J/cm2, spot size 5 μm, scan speed 20 μm/s, 30 Hz repetition rate, 11 isotopes, total dwell time 55 ms | EPMA: FeS2 (Fe, S), ZnS (Zn), CuFeS2 (Cu), CdS (Cd), Mn (Mn), GaAs (Ga); LA-ICPMS: NIST SRM610 and MASS-1 as external calibration standards; SRM 612 and S-GE7b as monitoring samples | [20 empty] | 8610 | [11 empty] | 870 | [9 empty] | 81910 |  | 1460 | [25 empty] | 9470 | [31 empty] | 328620 | [39 empty] | 551690 |  |  |  |  | 2024 | Chen, X., Wang, Z., Yu, P., Wu, Y., Huang, Y., Tan, Z., Zheng, Y. (2024). Physicochemical condition of the Dafang skarn Au-Ag-Zn-Pb polymetallic deposit in the Nanling Metallogenic Belt (South China), a perspective from sphalerite mineralogy and geochemistry. Ore Geology Reviews, 165, 105923. |  | CHN | Hunan
| Dafang |  | Magmatic hydrothermal | Skarn | skarn Au-Ag-Zn-Pb polymetallic | Au, Ag, Zn, Pb | Sn | Au, Ag, Zn, Pb, Sn | Chen et al., 2024 |  | DK-44-4-a-4-1 | DK-44-4-a-4-1 | [5 empty] | ore material | polished section | grab | mineral separate | [5 empty] | mineralisation |  |  |  | sphalerite | [6 empty] | garnet, diopside, tremolite, actinolite, epidote, chlorite, pyrrhotite, pyrite, arsenopyrite, chalcopyrite |  | EPMA | JEOL JXA-i SP100 Electron Probe Microanalysis; NWR 193 nm ArF Excimer laser-ablation system coupled to an iCAP RQ (ICPMS) | Laboratory of Marine Element and Isotope Facilities in Southern Marine Science and Engineering Guangdong Laboratory (Zhuhai); Guangzhou Tuoyan Analytical Technology Co., Ltd., Guangzhou, China | EPMA: accelerating voltage 20 kV, probe current 20 nA, 5 μm beam, peak counting time 10 s (S, Zn, Fe) or 20–50 s (Mn, Cd, Ga, Cu), background 1/2 peak time; LA-ICPMS spot analyses: 22 isotopes, total dwell time 95 ms; LA-ICPMS mapping: energy density 3.5 J/cm2, spot size 5 μm, scan speed 20 μm/s, 30 Hz repetition rate, 11 isotopes, total dwell time 55 ms | EPMA: FeS2 (Fe, S), ZnS (Zn), CuFeS2 (Cu), CdS (Cd), Mn (Mn), GaAs (Ga); LA-ICPMS: NIST SRM610 and MASS-1 as external calibration standards; SRM 612 and S-GE7b as monitoring samples | [20 empty] | 9160 | [11 empty] | 4550 | [9 empty] | 103660 |  | 1590 | [25 empty] | 9150 | [31 empty] | 329240 | [39 empty] | 521130 |  |  |  |  | 2024 | Chen, X., Wang, Z., Yu, P., Wu, Y., Huang, Y., Tan, Z., Zheng, Y. (2024). Physicochemical condition of the Dafang skarn Au-Ag-Zn-Pb polymetallic deposit in the Nanling Metallogenic Belt (South China), a perspective from sphalerite mineralogy and geochemistry. Ore Geology Reviews, 165, 105923. |  | CHN | Hunan
| Dafang |  | Magmatic hydrothermal | Skarn | skarn Au-Ag-Zn-Pb polymetallic | Au, Ag, Zn, Pb | Sn | Au, Ag, Zn, Pb, Sn | Chen et al., 2024 |  | DK-44-4-b-2-1 | DK-44-4-b-2-1 | [5 empty] | ore material | polished section | grab | mineral separate | [5 empty] | mineralisation |  |  |  | sphalerite | [6 empty] | garnet, diopside, tremolite, actinolite, epidote, chlorite, pyrrhotite, pyrite, arsenopyrite, chalcopyrite |  | EPMA | JEOL JXA-i SP100 Electron Probe Microanalysis; NWR 193 nm ArF Excimer laser-ablation system coupled to an iCAP RQ (ICPMS) | Laboratory of Marine Element and Isotope Facilities in Southern Marine Science and Engineering Guangdong Laboratory (Zhuhai); Guangzhou Tuoyan Analytical Technology Co., Ltd., Guangzhou, China | EPMA: accelerating voltage 20 kV, probe current 20 nA, 5 μm beam, peak counting time 10 s (S, Zn, Fe) or 20–50 s (Mn, Cd, Ga, Cu), background 1/2 peak time; LA-ICPMS spot analyses: 22 isotopes, total dwell time 95 ms; LA-ICPMS mapping: energy density 3.5 J/cm2, spot size 5 μm, scan speed 20 μm/s, 30 Hz repetition rate, 11 isotopes, total dwell time 55 ms | EPMA: FeS2 (Fe, S), ZnS (Zn), CuFeS2 (Cu), CdS (Cd), Mn (Mn), GaAs (Ga); LA-ICPMS: NIST SRM610 and MASS-1 as external calibration standards; SRM 612 and S-GE7b as monitoring samples | [20 empty] | 10050 | [11 empty] | 3860 | [9 empty] | 117890 |  | 1000 | [25 empty] | 11230 | [31 empty] | 332770 | [39 empty] | 502980 |  |  |  |  | 2024 | Chen, X., Wang, Z., Yu, P., Wu, Y., Huang, Y., Tan, Z., Zheng, Y. (2024). Physicochemical condition of the Dafang skarn Au-Ag-Zn-Pb polymetallic deposit in the Nanling Metallogenic Belt (South China), a perspective from sphalerite mineralogy and geochemistry. Ore Geology Reviews, 165, 105923. |  | CHN | Hunan
| Dafang |  | Magmatic hydrothermal | Skarn | skarn Au-Ag-Zn-Pb polymetallic | Au, Ag, Zn, Pb | Sn | Au, Ag, Zn, Pb, Sn | Chen et al., 2024 |  | DK-44-6-a-1-1 | DK-44-6-a-1-1 | [5 empty] | ore material | polished section | grab | mineral separate | [5 empty] | mineralisation |  |  |  | sphalerite | [6 empty] | garnet, diopside, tremolite, actinolite, epidote, chlorite, pyrrhotite, pyrite, arsenopyrite, chalcopyrite |  | EPMA | JEOL JXA-i SP100 Electron Probe Microanalysis; NWR 193 nm ArF Excimer laser-ablation system coupled to an iCAP RQ (ICPMS) | Laboratory of Marine Element and Isotope Facilities in Southern Marine Science and Engineering Guangdong Laboratory (Zhuhai); Guangzhou Tuoyan Analytical Technology Co., Ltd., Guangzhou, China | EPMA: accelerating voltage 20 kV, probe current 20 nA, 5 μm beam, peak counting time 10 s (S, Zn, Fe) or 20–50 s (Mn, Cd, Ga, Cu), background 1/2 peak time; LA-ICPMS spot analyses: 22 isotopes, total dwell time 95 ms; LA-ICPMS mapping: energy density 3.5 J/cm2, spot size 5 μm, scan speed 20 μm/s, 30 Hz repetition rate, 11 isotopes, total dwell time 55 ms | EPMA: FeS2 (Fe, S), ZnS (Zn), CuFeS2 (Cu), CdS (Cd), Mn (Mn), GaAs (Ga); LA-ICPMS: NIST SRM610 and MASS-1 as external calibration standards; SRM 612 and S-GE7b as monitoring samples | [20 empty] | 10230 | [11 empty] | 0 | [9 empty] | 84310 |  | 1040 | [25 empty] | 11010 | [31 empty] | 329960 | [39 empty] | 552120 |  |  |  |  | 2024 | Chen, X., Wang, Z., Yu, P., Wu, Y., Huang, Y., Tan, Z., Zheng, Y. (2024). Physicochemical condition of the Dafang skarn Au-Ag-Zn-Pb polymetallic deposit in the Nanling Metallogenic Belt (South China), a perspective from sphalerite mineralogy and geochemistry. Ore Geology Reviews, 165, 105923. |  | CHN | Hunan
| Dafang |  | Magmatic hydrothermal | Skarn | skarn Au-Ag-Zn-Pb polymetallic | Au, Ag, Zn, Pb | Sn | Au, Ag, Zn, Pb, Sn | Chen et al., 2024 |  | DK-44-6-a-2-1 | DK-44-6-a-2-1 | [5 empty] | ore material | polished section | grab | mineral separate | [5 empty] | mineralisation |  |  |  | sphalerite | [6 empty] | garnet, diopside, tremolite, actinolite, epidote, chlorite, pyrrhotite, pyrite, arsenopyrite, chalcopyrite |  | EPMA | JEOL JXA-i SP100 Electron Probe Microanalysis; NWR 193 nm ArF Excimer laser-ablation system coupled to an iCAP RQ (ICPMS) | Laboratory of Marine Element and Isotope Facilities in Southern Marine Science and Engineering Guangdong Laboratory (Zhuhai); Guangzhou Tuoyan Analytical Technology Co., Ltd., Guangzhou, China | EPMA: accelerating voltage 20 kV, probe current 20 nA, 5 μm beam, peak counting time 10 s (S, Zn, Fe) or 20–50 s (Mn, Cd, Ga, Cu), background 1/2 peak time; LA-ICPMS spot analyses: 22 isotopes, total dwell time 95 ms; LA-ICPMS mapping: energy density 3.5 J/cm2, spot size 5 μm, scan speed 20 μm/s, 30 Hz repetition rate, 11 isotopes, total dwell time 55 ms | EPMA: FeS2 (Fe, S), ZnS (Zn), CuFeS2 (Cu), CdS (Cd), Mn (Mn), GaAs (Ga); LA-ICPMS: NIST SRM610 and MASS-1 as external calibration standards; SRM 612 and S-GE7b as monitoring samples | [20 empty] | 10390 | [11 empty] | 0 | [9 empty] | 103980 |  | 1710 | [25 empty] | 10850 | [31 empty] | 330780 | [39 empty] | 532940 |  |  |  |  | 2024 | Chen, X., Wang, Z., Yu, P., Wu, Y., Huang, Y., Tan, Z., Zheng, Y. (2024). Physicochemical condition of the Dafang skarn Au-Ag-Zn-Pb polymetallic deposit in the Nanling Metallogenic Belt (South China), a perspective from sphalerite mineralogy and geochemistry. Ore Geology Reviews, 165, 105923. |  | CHN | Hunan
| Dafang |  | Magmatic hydrothermal | Skarn | skarn Au-Ag-Zn-Pb polymetallic | Au, Ag, Zn, Pb | Sn | Au, Ag, Zn, Pb, Sn | Chen et al., 2024 |  | DK-44-6-a-3-1 | DK-44-6-a-3-1 | [5 empty] | ore material | polished section | grab | mineral separate | [5 empty] | mineralisation |  |  |  | sphalerite | [6 empty] | garnet, diopside, tremolite, actinolite, epidote, chlorite, pyrrhotite, pyrite, arsenopyrite, chalcopyrite |  | EPMA | JEOL JXA-i SP100 Electron Probe Microanalysis; NWR 193 nm ArF Excimer laser-ablation system coupled to an iCAP RQ (ICPMS) | Laboratory of Marine Element and Isotope Facilities in Southern Marine Science and Engineering Guangdong Laboratory (Zhuhai); Guangzhou Tuoyan Analytical Technology Co., Ltd., Guangzhou, China | EPMA: accelerating voltage 20 kV, probe current 20 nA, 5 μm beam, peak counting time 10 s (S, Zn, Fe) or 20–50 s (Mn, Cd, Ga, Cu), background 1/2 peak time; LA-ICPMS spot analyses: 22 isotopes, total dwell time 95 ms; LA-ICPMS mapping: energy density 3.5 J/cm2, spot size 5 μm, scan speed 20 μm/s, 30 Hz repetition rate, 11 isotopes, total dwell time 55 ms | EPMA: FeS2 (Fe, S), ZnS (Zn), CuFeS2 (Cu), CdS (Cd), Mn (Mn), GaAs (Ga); LA-ICPMS: NIST SRM610 and MASS-1 as external calibration standards; SRM 612 and S-GE7b as monitoring samples | [20 empty] | 10130 | [11 empty] | 0 | [9 empty] | 97240 |  | 1490 | [25 empty] | 11140 | [31 empty] | 330000 | [39 empty] | 535860 |  |  |  |  | 2024 | Chen, X., Wang, Z., Yu, P., Wu, Y., Huang, Y., Tan, Z., Zheng, Y. (2024). Physicochemical condition of the Dafang skarn Au-Ag-Zn-Pb polymetallic deposit in the Nanling Metallogenic Belt (South China), a perspective from sphalerite mineralogy and geochemistry. Ore Geology Reviews, 165, 105923. |  | CHN | Hunan
| Dafang |  | Magmatic hydrothermal | Skarn | skarn Au-Ag-Zn-Pb polymetallic | Au, Ag, Zn, Pb | Sn | Au, Ag, Zn, Pb, Sn | Chen et al., 2024 |  | DK-44-6-a-4-1 | DK-44-6-a-4-1 | [5 empty] | ore material | polished section | grab | mineral separate | [5 empty] | mineralisation |  |  |  | sphalerite | [6 empty] | garnet, diopside, tremolite, actinolite, epidote, chlorite, pyrrhotite, pyrite, arsenopyrite, chalcopyrite |  | EPMA | JEOL JXA-i SP100 Electron Probe Microanalysis; NWR 193 nm ArF Excimer laser-ablation system coupled to an iCAP RQ (ICPMS) | Laboratory of Marine Element and Isotope Facilities in Southern Marine Science and Engineering Guangdong Laboratory (Zhuhai); Guangzhou Tuoyan Analytical Technology Co., Ltd., Guangzhou, China | EPMA: accelerating voltage 20 kV, probe current 20 nA, 5 μm beam, peak counting time 10 s (S, Zn, Fe) or 20–50 s (Mn, Cd, Ga, Cu), background 1/2 peak time; LA-ICPMS spot analyses: 22 isotopes, total dwell time 95 ms; LA-ICPMS mapping: energy density 3.5 J/cm2, spot size 5 μm, scan speed 20 μm/s, 30 Hz repetition rate, 11 isotopes, total dwell time 55 ms | EPMA: FeS2 (Fe, S), ZnS (Zn), CuFeS2 (Cu), CdS (Cd), Mn (Mn), GaAs (Ga); LA-ICPMS: NIST SRM610 and MASS-1 as external calibration standards; SRM 612 and S-GE7b as monitoring samples | [20 empty] | 10740 | [11 empty] | 10 | [9 empty] | 85320 |  | 1430 | [25 empty] | 12250 | [31 empty] | 330080 | [39 empty] | 546300 |  |  |  |  | 2024 | Chen, X., Wang, Z., Yu, P., Wu, Y., Huang, Y., Tan, Z., Zheng, Y. (2024). Physicochemical condition of the Dafang skarn Au-Ag-Zn-Pb polymetallic deposit in the Nanling Metallogenic Belt (South China), a perspective from sphalerite mineralogy and geochemistry. Ore Geology Reviews, 165, 105923. |  | CHN | Hunan
| Dafang |  | Magmatic hydrothermal | Skarn | skarn Au-Ag-Zn-Pb polymetallic | Au, Ag, Zn, Pb | Sn | Au, Ag, Zn, Pb, Sn | Chen et al., 2024 |  | DK-44-6-a-5-1 | DK-44-6-a-5-1 | [5 empty] | ore material | polished section | grab | mineral separate | [5 empty] | mineralisation |  |  |  | sphalerite | [6 empty] | garnet, diopside, tremolite, actinolite, epidote, chlorite, pyrrhotite, pyrite, arsenopyrite, chalcopyrite |  | EPMA | JEOL JXA-i SP100 Electron Probe Microanalysis; NWR 193 nm ArF Excimer laser-ablation system coupled to an iCAP RQ (ICPMS) | Laboratory of Marine Element and Isotope Facilities in Southern Marine Science and Engineering Guangdong Laboratory (Zhuhai); Guangzhou Tuoyan Analytical Technology Co., Ltd., Guangzhou, China | EPMA: accelerating voltage 20 kV, probe current 20 nA, 5 μm beam, peak counting time 10 s (S, Zn, Fe) or 20–50 s (Mn, Cd, Ga, Cu), background 1/2 peak time; LA-ICPMS spot analyses: 22 isotopes, total dwell time 95 ms; LA-ICPMS mapping: energy density 3.5 J/cm2, spot size 5 μm, scan speed 20 μm/s, 30 Hz repetition rate, 11 isotopes, total dwell time 55 ms | EPMA: FeS2 (Fe, S), ZnS (Zn), CuFeS2 (Cu), CdS (Cd), Mn (Mn), GaAs (Ga); LA-ICPMS: NIST SRM610 and MASS-1 as external calibration standards; SRM 612 and S-GE7b as monitoring samples | [20 empty] | 10350 | [11 empty] | 30 | [9 empty] | 95700 |  | 1270 | [25 empty] | 11190 | [31 empty] | 331450 | [39 empty] | 531260 |  |  |  |  | 2024 | Chen, X., Wang, Z., Yu, P., Wu, Y., Huang, Y., Tan, Z., Zheng, Y. (2024). Physicochemical condition of the Dafang skarn Au-Ag-Zn-Pb polymetallic deposit in the Nanling Metallogenic Belt (South China), a perspective from sphalerite mineralogy and geochemistry. Ore Geology Reviews, 165, 105923. |  | CHN | Hunan
| Dafang |  | Magmatic hydrothermal | Skarn | skarn Au-Ag-Zn-Pb polymetallic | Au, Ag, Zn, Pb | Sn | Au, Ag, Zn, Pb, Sn | Chen et al., 2024 |  | DK-44-6-a-1-2 | DK-44-6-a-1-2 | [5 empty] | ore material | polished section | grab | mineral separate | [5 empty] | mineralisation |  |  |  | sphalerite | [6 empty] | garnet, diopside, tremolite, actinolite, epidote, chlorite, pyrrhotite, pyrite, arsenopyrite, chalcopyrite |  | EPMA | JEOL JXA-i SP100 Electron Probe Microanalysis; NWR 193 nm ArF Excimer laser-ablation system coupled to an iCAP RQ (ICPMS) | Laboratory of Marine Element and Isotope Facilities in Southern Marine Science and Engineering Guangdong Laboratory (Zhuhai); Guangzhou Tuoyan Analytical Technology Co., Ltd., Guangzhou, China | EPMA: accelerating voltage 20 kV, probe current 20 nA, 5 μm beam, peak counting time 10 s (S, Zn, Fe) or 20–50 s (Mn, Cd, Ga, Cu), background 1/2 peak time; LA-ICPMS spot analyses: 22 isotopes, total dwell time 95 ms; LA-ICPMS mapping: energy density 3.5 J/cm2, spot size 5 μm, scan speed 20 μm/s, 30 Hz repetition rate, 11 isotopes, total dwell time 55 ms | EPMA: FeS2 (Fe, S), ZnS (Zn), CuFeS2 (Cu), CdS (Cd), Mn (Mn), GaAs (Ga); LA-ICPMS: NIST SRM610 and MASS-1 as external calibration standards; SRM 612 and S-GE7b as monitoring samples | [20 empty] | 10910 | [11 empty] | 0 | [9 empty] | 114640 |  | 1300 | [25 empty] | 10690 | [31 empty] | 330980 | [39 empty] | 518860 |  |  |  |  | 2024 | Chen, X., Wang, Z., Yu, P., Wu, Y., Huang, Y., Tan, Z., Zheng, Y. (2024). Physicochemical condition of the Dafang skarn Au-Ag-Zn-Pb polymetallic deposit in the Nanling Metallogenic Belt (South China), a perspective from sphalerite mineralogy and geochemistry. Ore Geology Reviews, 165, 105923. |  | CHN | Hunan
| Dafang |  | Magmatic hydrothermal | Skarn | skarn Au-Ag-Zn-Pb polymetallic | Au, Ag, Zn, Pb | Sn | Au, Ag, Zn, Pb, Sn | Chen et al., 2024 |  | DK-44-6-a-4-2 | DK-44-6-a-4-2 | [5 empty] | ore material | polished section | grab | mineral separate | [5 empty] | mineralisation |  |  |  | sphalerite | [6 empty] | garnet, diopside, tremolite, actinolite, epidote, chlorite, pyrrhotite, pyrite, arsenopyrite, chalcopyrite |  | EPMA | JEOL JXA-i SP100 Electron Probe Microanalysis; NWR 193 nm ArF Excimer laser-ablation system coupled to an iCAP RQ (ICPMS) | Laboratory of Marine Element and Isotope Facilities in Southern Marine Science and Engineering Guangdong Laboratory (Zhuhai); Guangzhou Tuoyan Analytical Technology Co., Ltd., Guangzhou, China | EPMA: accelerating voltage 20 kV, probe current 20 nA, 5 μm beam, peak counting time 10 s (S, Zn, Fe) or 20–50 s (Mn, Cd, Ga, Cu), background 1/2 peak time; LA-ICPMS spot analyses: 22 isotopes, total dwell time 95 ms; LA-ICPMS mapping: energy density 3.5 J/cm2, spot size 5 μm, scan speed 20 μm/s, 30 Hz repetition rate, 11 isotopes, total dwell time 55 ms | EPMA: FeS2 (Fe, S), ZnS (Zn), CuFeS2 (Cu), CdS (Cd), Mn (Mn), GaAs (Ga); LA-ICPMS: NIST SRM610 and MASS-1 as external calibration standards; SRM 612 and S-GE7b as monitoring samples | [20 empty] | 12370 | [11 empty] | 0 | [9 empty] | 123350 |  | 910 | [25 empty] | 11610 | [31 empty] | 331950 | [39 empty] | 504120 |  |  |  |  | 2024 | Chen, X., Wang, Z., Yu, P., Wu, Y., Huang, Y., Tan, Z., Zheng, Y. (2024). Physicochemical condition of the Dafang skarn Au-Ag-Zn-Pb polymetallic deposit in the Nanling Metallogenic Belt (South China), a perspective from sphalerite mineralogy and geochemistry. Ore Geology Reviews, 165, 105923. |  | CHN | Hunan
| Dafang |  | Magmatic hydrothermal | Skarn | skarn Au-Ag-Zn-Pb polymetallic | Au, Ag, Zn, Pb | Sn | Au, Ag, Zn, Pb, Sn | Chen et al., 2024 |  | DK-44-6-b-1-1 | DK-44-6-b-1-1 | [5 empty] | ore material | polished section | grab | mineral separate | [5 empty] | mineralisation |  |  |  | sphalerite | [6 empty] | garnet, diopside, tremolite, actinolite, epidote, chlorite, pyrrhotite, pyrite, arsenopyrite, chalcopyrite |  | EPMA | JEOL JXA-i SP100 Electron Probe Microanalysis; NWR 193 nm ArF Excimer laser-ablation system coupled to an iCAP RQ (ICPMS) | Laboratory of Marine Element and Isotope Facilities in Southern Marine Science and Engineering Guangdong Laboratory (Zhuhai); Guangzhou Tuoyan Analytical Technology Co., Ltd., Guangzhou, China | EPMA: accelerating voltage 20 kV, probe current 20 nA, 5 μm beam, peak counting time 10 s (S, Zn, Fe) or 20–50 s (Mn, Cd, Ga, Cu), background 1/2 peak time; LA-ICPMS spot analyses: 22 isotopes, total dwell time 95 ms; LA-ICPMS mapping: energy density 3.5 J/cm2, spot size 5 μm, scan speed 20 μm/s, 30 Hz repetition rate, 11 isotopes, total dwell time 55 ms | EPMA: FeS2 (Fe, S), ZnS (Zn), CuFeS2 (Cu), CdS (Cd), Mn (Mn), GaAs (Ga); LA-ICPMS: NIST SRM610 and MASS-1 as external calibration standards; SRM 612 and S-GE7b as monitoring samples | [20 empty] | 10520 | [11 empty] | 80 | [9 empty] | 109660 |  | 1640 | [25 empty] | 13520 | [31 empty] | 331440 | [39 empty] | 513920 |  |  |  |  | 2024 | Chen, X., Wang, Z., Yu, P., Wu, Y., Huang, Y., Tan, Z., Zheng, Y. (2024). Physicochemical condition of the Dafang skarn Au-Ag-Zn-Pb polymetallic deposit in the Nanling Metallogenic Belt (South China), a perspective from sphalerite mineralogy and geochemistry. Ore Geology Reviews, 165, 105923. |  | CHN | Hunan
| Dafang |  | Magmatic hydrothermal | Skarn | skarn Au-Ag-Zn-Pb polymetallic | Au, Ag, Zn, Pb | Sn | Au, Ag, Zn, Pb, Sn | Chen et al., 2024 |  | DK-44-6-b-2-1 | DK-44-6-b-2-1 | [5 empty] | ore material | polished section | grab | mineral separate | [5 empty] | mineralisation |  |  |  | sphalerite | [6 empty] | garnet, diopside, tremolite, actinolite, epidote, chlorite, pyrrhotite, pyrite, arsenopyrite, chalcopyrite |  | EPMA | JEOL JXA-i SP100 Electron Probe Microanalysis; NWR 193 nm ArF Excimer laser-ablation system coupled to an iCAP RQ (ICPMS) | Laboratory of Marine Element and Isotope Facilities in Southern Marine Science and Engineering Guangdong Laboratory (Zhuhai); Guangzhou Tuoyan Analytical Technology Co., Ltd., Guangzhou, China | EPMA: accelerating voltage 20 kV, probe current 20 nA, 5 μm beam, peak counting time 10 s (S, Zn, Fe) or 20–50 s (Mn, Cd, Ga, Cu), background 1/2 peak time; LA-ICPMS spot analyses: 22 isotopes, total dwell time 95 ms; LA-ICPMS mapping: energy density 3.5 J/cm2, spot size 5 μm, scan speed 20 μm/s, 30 Hz repetition rate, 11 isotopes, total dwell time 55 ms | EPMA: FeS2 (Fe, S), ZnS (Zn), CuFeS2 (Cu), CdS (Cd), Mn (Mn), GaAs (Ga); LA-ICPMS: NIST SRM610 and MASS-1 as external calibration standards; SRM 612 and S-GE7b as monitoring samples | [20 empty] | 11440 | [11 empty] | 280 | [9 empty] | 111190 |  | 1470 | [25 empty] | 12710 | [31 empty] | 331300 | [39 empty] | 514440 |  |  |  |  | 2024 | Chen, X., Wang, Z., Yu, P., Wu, Y., Huang, Y., Tan, Z., Zheng, Y. (2024). Physicochemical condition of the Dafang skarn Au-Ag-Zn-Pb polymetallic deposit in the Nanling Metallogenic Belt (South China), a perspective from sphalerite mineralogy and geochemistry. Ore Geology Reviews, 165, 105923. |  | CHN | Hunan
| Dafang |  | Magmatic hydrothermal | Skarn | skarn Au-Ag-Zn-Pb polymetallic | Au, Ag, Zn, Pb | Sn | Au, Ag, Zn, Pb, Sn | Chen et al., 2024 |  | DK-44-6-c-1-1 | DK-44-6-c-1-1 | [5 empty] | ore material | polished section | grab | mineral separate | [5 empty] | mineralisation |  |  |  | sphalerite | [6 empty] | garnet, diopside, tremolite, actinolite, epidote, chlorite, pyrrhotite, pyrite, arsenopyrite, chalcopyrite |  | EPMA | JEOL JXA-i SP100 Electron Probe Microanalysis; NWR 193 nm ArF Excimer laser-ablation system coupled to an iCAP RQ (ICPMS) | Laboratory of Marine Element and Isotope Facilities in Southern Marine Science and Engineering Guangdong Laboratory (Zhuhai); Guangzhou Tuoyan Analytical Technology Co., Ltd., Guangzhou, China | EPMA: accelerating voltage 20 kV, probe current 20 nA, 5 μm beam, peak counting time 10 s (S, Zn, Fe) or 20–50 s (Mn, Cd, Ga, Cu), background 1/2 peak time; LA-ICPMS spot analyses: 22 isotopes, total dwell time 95 ms; LA-ICPMS mapping: energy density 3.5 J/cm2, spot size 5 μm, scan speed 20 μm/s, 30 Hz repetition rate, 11 isotopes, total dwell time 55 ms | EPMA: FeS2 (Fe, S), ZnS (Zn), CuFeS2 (Cu), CdS (Cd), Mn (Mn), GaAs (Ga); LA-ICPMS: NIST SRM610 and MASS-1 as external calibration standards; SRM 612 and S-GE7b as monitoring samples | [20 empty] | 11710 | [11 empty] | 550 | [9 empty] | 121730 |  | 1720 | [25 empty] | 5410 | [31 empty] | 332020 | [39 empty] | 516170 |  |  |  |  | 2024 | Chen, X., Wang, Z., Yu, P., Wu, Y., Huang, Y., Tan, Z., Zheng, Y. (2024). Physicochemical condition of the Dafang skarn Au-Ag-Zn-Pb polymetallic deposit in the Nanling Metallogenic Belt (South China), a perspective from sphalerite mineralogy and geochemistry. Ore Geology Reviews, 165, 105923. |  | CHN | Hunan
| Dafang |  | Magmatic hydrothermal | Skarn | skarn Au-Ag-Zn-Pb polymetallic | Au, Ag, Zn, Pb | Sn | Au, Ag, Zn, Pb, Sn | Chen et al., 2024 |  | DK-44-6-c-2-1 | DK-44-6-c-2-1 | [5 empty] | ore material | polished section | grab | mineral separate | [5 empty] | mineralisation |  |  |  | sphalerite | [6 empty] | garnet, diopside, tremolite, actinolite, epidote, chlorite, pyrrhotite, pyrite, arsenopyrite, chalcopyrite |  | EPMA | JEOL JXA-i SP100 Electron Probe Microanalysis; NWR 193 nm ArF Excimer laser-ablation system coupled to an iCAP RQ (ICPMS) | Laboratory of Marine Element and Isotope Facilities in Southern Marine Science and Engineering Guangdong Laboratory (Zhuhai); Guangzhou Tuoyan Analytical Technology Co., Ltd., Guangzhou, China | EPMA: accelerating voltage 20 kV, probe current 20 nA, 5 μm beam, peak counting time 10 s (S, Zn, Fe) or 20–50 s (Mn, Cd, Ga, Cu), background 1/2 peak time; LA-ICPMS spot analyses: 22 isotopes, total dwell time 95 ms; LA-ICPMS mapping: energy density 3.5 J/cm2, spot size 5 μm, scan speed 20 μm/s, 30 Hz repetition rate, 11 isotopes, total dwell time 55 ms | EPMA: FeS2 (Fe, S), ZnS (Zn), CuFeS2 (Cu), CdS (Cd), Mn (Mn), GaAs (Ga); LA-ICPMS: NIST SRM610 and MASS-1 as external calibration standards; SRM 612 and S-GE7b as monitoring samples | [20 empty] | 11660 | [11 empty] | 830 | [9 empty] | 123840 |  | 1070 | [25 empty] | 7390 | [31 empty] | 334040 | [39 empty] | 511540 |  |  |  |  | 2024 | Chen, X., Wang, Z., Yu, P., Wu, Y., Huang, Y., Tan, Z., Zheng, Y. (2024). Physicochemical condition of the Dafang skarn Au-Ag-Zn-Pb polymetallic deposit in the Nanling Metallogenic Belt (South China), a perspective from sphalerite mineralogy and geochemistry. Ore Geology Reviews, 165, 105923. |  | CHN | Hunan
| Dafang |  | Magmatic hydrothermal | Skarn | skarn Au-Ag-Zn-Pb polymetallic | Au, Ag, Zn, Pb | Sn | Au, Ag, Zn, Pb, Sn | Chen et al., 2024 |  | DK-44-6-c-3-1 | DK-44-6-c-3-1 | [5 empty] | ore material | polished section | grab | mineral separate | [5 empty] | mineralisation |  |  |  | sphalerite | [6 empty] | garnet, diopside, tremolite, actinolite, epidote, chlorite, pyrrhotite, pyrite, arsenopyrite, chalcopyrite |  | EPMA | JEOL JXA-i SP100 Electron Probe Microanalysis; NWR 193 nm ArF Excimer laser-ablation system coupled to an iCAP RQ (ICPMS) | Laboratory of Marine Element and Isotope Facilities in Southern Marine Science and Engineering Guangdong Laboratory (Zhuhai); Guangzhou Tuoyan Analytical Technology Co., Ltd., Guangzhou, China | EPMA: accelerating voltage 20 kV, probe current 20 nA, 5 μm beam, peak counting time 10 s (S, Zn, Fe) or 20–50 s (Mn, Cd, Ga, Cu), background 1/2 peak time; LA-ICPMS spot analyses: 22 isotopes, total dwell time 95 ms; LA-ICPMS mapping: energy density 3.5 J/cm2, spot size 5 μm, scan speed 20 μm/s, 30 Hz repetition rate, 11 isotopes, total dwell time 55 ms | EPMA: FeS2 (Fe, S), ZnS (Zn), CuFeS2 (Cu), CdS (Cd), Mn (Mn), GaAs (Ga); LA-ICPMS: NIST SRM610 and MASS-1 as external calibration standards; SRM 612 and S-GE7b as monitoring samples | [20 empty] | 11960 | [11 empty] | 1390 | [9 empty] | 124220 |  | 1470 | [25 empty] | 6670 | [31 empty] | 332570 | [39 empty] | 512840 |  |  |  |  | 2024 | Chen, X., Wang, Z., Yu, P., Wu, Y., Huang, Y., Tan, Z., Zheng, Y. (2024). Physicochemical condition of the Dafang skarn Au-Ag-Zn-Pb polymetallic deposit in the Nanling Metallogenic Belt (South China), a perspective from sphalerite mineralogy and geochemistry. Ore Geology Reviews, 165, 105923. |  | CHN | Hunan
| Dafang |  | Magmatic hydrothermal | Skarn | skarn Au-Ag-Zn-Pb polymetallic | Au, Ag, Zn, Pb | Sn | Au, Ag, Zn, Pb, Sn | Chen et al., 2024 |  | DK-44-6-a-1-3 | DK-44-6-a-1-3 | [5 empty] | ore material | polished section | grab | mineral separate | [5 empty] | mineralisation |  |  |  | sphalerite | [6 empty] | garnet, diopside, tremolite, actinolite, epidote, chlorite, pyrrhotite, pyrite, arsenopyrite, chalcopyrite |  | EPMA | JEOL JXA-i SP100 Electron Probe Microanalysis; NWR 193 nm ArF Excimer laser-ablation system coupled to an iCAP RQ (ICPMS) | Laboratory of Marine Element and Isotope Facilities in Southern Marine Science and Engineering Guangdong Laboratory (Zhuhai); Guangzhou Tuoyan Analytical Technology Co., Ltd., Guangzhou, China | EPMA: accelerating voltage 20 kV, probe current 20 nA, 5 μm beam, peak counting time 10 s (S, Zn, Fe) or 20–50 s (Mn, Cd, Ga, Cu), background 1/2 peak time; LA-ICPMS spot analyses: 22 isotopes, total dwell time 95 ms; LA-ICPMS mapping: energy density 3.5 J/cm2, spot size 5 μm, scan speed 20 μm/s, 30 Hz repetition rate, 11 isotopes, total dwell time 55 ms | EPMA: FeS2 (Fe, S), ZnS (Zn), CuFeS2 (Cu), CdS (Cd), Mn (Mn), GaAs (Ga); LA-ICPMS: NIST SRM610 and MASS-1 as external calibration standards; SRM 612 and S-GE7b as monitoring samples | [20 empty] | 11430 | [11 empty] | 860 | [9 empty] | 124050 |  | 1320 | [25 empty] | 4730 | [31 empty] | 330680 | [39 empty] | 508170 |  |  |  |  | 2024 | Chen, X., Wang, Z., Yu, P., Wu, Y., Huang, Y., Tan, Z., Zheng, Y. (2024). Physicochemical condition of the Dafang skarn Au-Ag-Zn-Pb polymetallic deposit in the Nanling Metallogenic Belt (South China), a perspective from sphalerite mineralogy and geochemistry. Ore Geology Reviews, 165, 105923. |  | CHN | Hunan
| Dafang |  | Magmatic hydrothermal | Skarn | skarn Au-Ag-Zn-Pb polymetallic | Au, Ag, Zn, Pb | Sn | Au, Ag, Zn, Pb, Sn | Chen et al., 2024 |  | DK-44-6-a-2-2 | DK-44-6-a-2-2 | [5 empty] | ore material | polished section | grab | mineral separate | [5 empty] | mineralisation |  |  |  | sphalerite | [6 empty] | garnet, diopside, tremolite, actinolite, epidote, chlorite, pyrrhotite, pyrite, arsenopyrite, chalcopyrite |  | EPMA | JEOL JXA-i SP100 Electron Probe Microanalysis; NWR 193 nm ArF Excimer laser-ablation system coupled to an iCAP RQ (ICPMS) | Laboratory of Marine Element and Isotope Facilities in Southern Marine Science and Engineering Guangdong Laboratory (Zhuhai); Guangzhou Tuoyan Analytical Technology Co., Ltd., Guangzhou, China | EPMA: accelerating voltage 20 kV, probe current 20 nA, 5 μm beam, peak counting time 10 s (S, Zn, Fe) or 20–50 s (Mn, Cd, Ga, Cu), background 1/2 peak time; LA-ICPMS spot analyses: 22 isotopes, total dwell time 95 ms; LA-ICPMS mapping: energy density 3.5 J/cm2, spot size 5 μm, scan speed 20 μm/s, 30 Hz repetition rate, 11 isotopes, total dwell time 55 ms | EPMA: FeS2 (Fe, S), ZnS (Zn), CuFeS2 (Cu), CdS (Cd), Mn (Mn), GaAs (Ga); LA-ICPMS: NIST SRM610 and MASS-1 as external calibration standards; SRM 612 and S-GE7b as monitoring samples | [20 empty] | 11200 | [11 empty] | 50 | [9 empty] | 122750 |  | 1550 | [25 empty] | 3840 | [31 empty] | 332830 | [39 empty] | 518520 |  |  |  |  | 2024 | Chen, X., Wang, Z., Yu, P., Wu, Y., Huang, Y., Tan, Z., Zheng, Y. (2024). Physicochemical condition of the Dafang skarn Au-Ag-Zn-Pb polymetallic deposit in the Nanling Metallogenic Belt (South China), a perspective from sphalerite mineralogy and geochemistry. Ore Geology Reviews, 165, 105923. |  | CHN | Hunan
| Dafang |  | Magmatic hydrothermal | Skarn | skarn Au-Ag-Zn-Pb polymetallic | Au, Ag, Zn, Pb | Sn | Au, Ag, Zn, Pb, Sn | Chen et al., 2024 |  | DK-44-6-b-1-2 | DK-44-6-b-1-2 | [5 empty] | ore material | polished section | grab | mineral separate | [5 empty] | mineralisation |  |  |  | sphalerite | [6 empty] | garnet, diopside, tremolite, actinolite, epidote, chlorite, pyrrhotite, pyrite, arsenopyrite, chalcopyrite |  | EPMA | JEOL JXA-i SP100 Electron Probe Microanalysis; NWR 193 nm ArF Excimer laser-ablation system coupled to an iCAP RQ (ICPMS) | Laboratory of Marine Element and Isotope Facilities in Southern Marine Science and Engineering Guangdong Laboratory (Zhuhai); Guangzhou Tuoyan Analytical Technology Co., Ltd., Guangzhou, China | EPMA: accelerating voltage 20 kV, probe current 20 nA, 5 μm beam, peak counting time 10 s (S, Zn, Fe) or 20–50 s (Mn, Cd, Ga, Cu), background 1/2 peak time; LA-ICPMS spot analyses: 22 isotopes, total dwell time 95 ms; LA-ICPMS mapping: energy density 3.5 J/cm2, spot size 5 μm, scan speed 20 μm/s, 30 Hz repetition rate, 11 isotopes, total dwell time 55 ms | EPMA: FeS2 (Fe, S), ZnS (Zn), CuFeS2 (Cu), CdS (Cd), Mn (Mn), GaAs (Ga); LA-ICPMS: NIST SRM610 and MASS-1 as external calibration standards; SRM 612 and S-GE7b as monitoring samples | [20 empty] | 12230 | [11 empty] | 230 | [9 empty] | 120400 |  | 1370 | [25 empty] | 7550 | [31 empty] | 333360 | [39 empty] | 513220 |  |  |  |  | 2024 | Chen, X., Wang, Z., Yu, P., Wu, Y., Huang, Y., Tan, Z., Zheng, Y. (2024). Physicochemical condition of the Dafang skarn Au-Ag-Zn-Pb polymetallic deposit in the Nanling Metallogenic Belt (South China), a perspective from sphalerite mineralogy and geochemistry. Ore Geology Reviews, 165, 105923. |  | CHN | Hunan
| Dafang |  | Magmatic hydrothermal | Skarn | skarn Au-Ag-Zn-Pb polymetallic | Au, Ag, Zn, Pb | Sn | Au, Ag, Zn, Pb, Sn | Chen et al., 2024 |  | DK23-2@A-1 | DK23-2@A-1-1 | [5 empty] | ore material | polished section | grab | mineral separate | [5 empty] | mineralisation |  |  |  | sphalerite | [6 empty] | garnet, diopside, tremolite, actinolite, epidote, chlorite, pyrrhotite, pyrite, arsenopyrite, chalcopyrite |  | LA-ICPMS | JEOL JXA-i SP100 Electron Probe Microanalysis; NWR 193 nm ArF Excimer laser-ablation system coupled to an iCAP RQ (ICPMS) | Laboratory of Marine Element and Isotope Facilities in Southern Marine Science and Engineering Guangdong Laboratory (Zhuhai); Guangzhou Tuoyan Analytical Technology Co., Ltd., Guangzhou, China | EPMA: accelerating voltage 20 kV, probe current 20 nA, 5 μm beam, peak counting time 10 s (S, Zn, Fe) or 20–50 s (Mn, Cd, Ga, Cu), background 1/2 peak time; LA-ICPMS spot analyses: 22 isotopes, total dwell time 95 ms; LA-ICPMS mapping: energy density 3.5 J/cm2, spot size 5 μm, scan speed 20 μm/s, 30 Hz repetition rate, 11 isotopes, total dwell time 55 ms | EPMA: FeS2 (Fe, S), ZnS (Zn), CuFeS2 (Cu), CdS (Cd), Mn (Mn), GaAs (Ga); LA-ICPMS: NIST SRM610 and MASS-1 as external calibration standards; SRM 612 and S-GE7b as monitoring samples | 5.5646 | [19 empty] | 20547.5951 | [5 empty] | 26.3383 | [5 empty] | 246.7049 | [9 empty] | 111522.9013 |  | 9.0485 |  |  |  | 1.8618 |  |  |  | 5.6472 |  |  |  | 43.0922 | [13 empty] | 9168.5128 | [15 empty] | 467.1554 | [17 empty] | 1.4858 |  |  |  | 231.8831 | [5 empty] | 1.5607 | [32 empty] | 2024 | Chen, X., Wang, Z., Yu, P., Wu, Y., Huang, Y., Tan, Z., Zheng, Y. (2024). Physicochemical condition of the Dafang skarn Au-Ag-Zn-Pb polymetallic deposit in the Nanling Metallogenic Belt (South China), a perspective from sphalerite mineralogy and geochemistry. Ore Geology Reviews, 165, 105923. |  | CHN | Hunan
| Dafang |  | Magmatic hydrothermal | Skarn | skarn Au-Ag-Zn-Pb polymetallic | Au, Ag, Zn, Pb | Sn | Au, Ag, Zn, Pb, Sn | Chen et al., 2024 |  | DK23-2@A-2 | DK23-2@A-2-1 | [5 empty] | ore material | polished section | grab | mineral separate | [5 empty] | mineralisation |  |  |  | sphalerite | [6 empty] | garnet, diopside, tremolite, actinolite, epidote, chlorite, pyrrhotite, pyrite, arsenopyrite, chalcopyrite |  | LA-ICPMS | JEOL JXA-i SP100 Electron Probe Microanalysis; NWR 193 nm ArF Excimer laser-ablation system coupled to an iCAP RQ (ICPMS) | Laboratory of Marine Element and Isotope Facilities in Southern Marine Science and Engineering Guangdong Laboratory (Zhuhai); Guangzhou Tuoyan Analytical Technology Co., Ltd., Guangzhou, China | EPMA: accelerating voltage 20 kV, probe current 20 nA, 5 μm beam, peak counting time 10 s (S, Zn, Fe) or 20–50 s (Mn, Cd, Ga, Cu), background 1/2 peak time; LA-ICPMS spot analyses: 22 isotopes, total dwell time 95 ms; LA-ICPMS mapping: energy density 3.5 J/cm2, spot size 5 μm, scan speed 20 μm/s, 30 Hz repetition rate, 11 isotopes, total dwell time 55 ms | EPMA: FeS2 (Fe, S), ZnS (Zn), CuFeS2 (Cu), CdS (Cd), Mn (Mn), GaAs (Ga); LA-ICPMS: NIST SRM610 and MASS-1 as external calibration standards; SRM 612 and S-GE7b as monitoring samples | 6.1117 | [19 empty] | 20573.7424 | [5 empty] | 26.0212 | [5 empty] | 354.0179 | [9 empty] | 114269.7352 |  | 9.1453 |  |  |  | 1.4532 |  |  |  | 5.1077 |  |  |  | 42.3621 | [13 empty] | 9301.0985 | [15 empty] | 4.6182 | [17 empty] | 1.2125 |  |  |  | 211.0377 | [5 empty] | 1.577 | [32 empty] | 2024 | Chen, X., Wang, Z., Yu, P., Wu, Y., Huang, Y., Tan, Z., Zheng, Y. (2024). Physicochemical condition of the Dafang skarn Au-Ag-Zn-Pb polymetallic deposit in the Nanling Metallogenic Belt (South China), a perspective from sphalerite mineralogy and geochemistry. Ore Geology Reviews, 165, 105923. |  | CHN | Hunan
| Dafang |  | Magmatic hydrothermal | Skarn | skarn Au-Ag-Zn-Pb polymetallic | Au, Ag, Zn, Pb | Sn | Au, Ag, Zn, Pb, Sn | Chen et al., 2024 |  | DK23-2@A-3 | DK23-2@A-3-1 | [5 empty] | ore material | polished section | grab | mineral separate | [5 empty] | mineralisation |  |  |  | sphalerite | [6 empty] | garnet, diopside, tremolite, actinolite, epidote, chlorite, pyrrhotite, pyrite, arsenopyrite, chalcopyrite |  | LA-ICPMS | JEOL JXA-i SP100 Electron Probe Microanalysis; NWR 193 nm ArF Excimer laser-ablation system coupled to an iCAP RQ (ICPMS) | Laboratory of Marine Element and Isotope Facilities in Southern Marine Science and Engineering Guangdong Laboratory (Zhuhai); Guangzhou Tuoyan Analytical Technology Co., Ltd., Guangzhou, China | EPMA: accelerating voltage 20 kV, probe current 20 nA, 5 μm beam, peak counting time 10 s (S, Zn, Fe) or 20–50 s (Mn, Cd, Ga, Cu), background 1/2 peak time; LA-ICPMS spot analyses: 22 isotopes, total dwell time 95 ms; LA-ICPMS mapping: energy density 3.5 J/cm2, spot size 5 μm, scan speed 20 μm/s, 30 Hz repetition rate, 11 isotopes, total dwell time 55 ms | EPMA: FeS2 (Fe, S), ZnS (Zn), CuFeS2 (Cu), CdS (Cd), Mn (Mn), GaAs (Ga); LA-ICPMS: NIST SRM610 and MASS-1 as external calibration standards; SRM 612 and S-GE7b as monitoring samples | 5.2914 | [19 empty] | 20896.6654 | [5 empty] | 26.4167 | [5 empty] | 257.582 | [9 empty] | 113024.5261 |  | 6.8834 |  |  |  | 1.8 |  |  |  | 5.1658 |  |  |  | 42.8535 | [13 empty] | 8548.6429 | [15 empty] | 32.4422 | [17 empty] | 1.3915 |  |  |  | 207.5209 | [5 empty] | 2.4397 | [32 empty] | 2024 | Chen, X., Wang, Z., Yu, P., Wu, Y., Huang, Y., Tan, Z., Zheng, Y. (2024). Physicochemical condition of the Dafang skarn Au-Ag-Zn-Pb polymetallic deposit in the Nanling Metallogenic Belt (South China), a perspective from sphalerite mineralogy and geochemistry. Ore Geology Reviews, 165, 105923. |  | CHN | Hunan
| Dafang |  | Magmatic hydrothermal | Skarn | skarn Au-Ag-Zn-Pb polymetallic | Au, Ag, Zn, Pb | Sn | Au, Ag, Zn, Pb, Sn | Chen et al., 2024 |  | DK23-2@A-4 | DK23-2@A-4-1 | [5 empty] | ore material | polished section | grab | mineral separate | [5 empty] | mineralisation |  |  |  | sphalerite | [6 empty] | garnet, diopside, tremolite, actinolite, epidote, chlorite, pyrrhotite, pyrite, arsenopyrite, chalcopyrite |  | LA-ICPMS | JEOL JXA-i SP100 Electron Probe Microanalysis; NWR 193 nm ArF Excimer laser-ablation system coupled to an iCAP RQ (ICPMS) | Laboratory of Marine Element and Isotope Facilities in Southern Marine Science and Engineering Guangdong Laboratory (Zhuhai); Guangzhou Tuoyan Analytical Technology Co., Ltd., Guangzhou, China | EPMA: accelerating voltage 20 kV, probe current 20 nA, 5 μm beam, peak counting time 10 s (S, Zn, Fe) or 20–50 s (Mn, Cd, Ga, Cu), background 1/2 peak time; LA-ICPMS spot analyses: 22 isotopes, total dwell time 95 ms; LA-ICPMS mapping: energy density 3.5 J/cm2, spot size 5 μm, scan speed 20 μm/s, 30 Hz repetition rate, 11 isotopes, total dwell time 55 ms | EPMA: FeS2 (Fe, S), ZnS (Zn), CuFeS2 (Cu), CdS (Cd), Mn (Mn), GaAs (Ga); LA-ICPMS: NIST SRM610 and MASS-1 as external calibration standards; SRM 612 and S-GE7b as monitoring samples | 6.3727 | [19 empty] | 21157.0144 | [5 empty] | 28.1806 | [5 empty] | 1058.9696 | [9 empty] | 116745.9967 |  | 5.6628 |  |  |  | 1.455 |  |  |  | 5.2933 |  |  |  | 41.7177 | [13 empty] | 8894.4547 | [15 empty] | 7.132 | [17 empty] | 1.6384 |  |  |  | 218.6723 | [5 empty] | 3.0089 | [32 empty] | 2024 | Chen, X., Wang, Z., Yu, P., Wu, Y., Huang, Y., Tan, Z., Zheng, Y. (2024). Physicochemical condition of the Dafang skarn Au-Ag-Zn-Pb polymetallic deposit in the Nanling Metallogenic Belt (South China), a perspective from sphalerite mineralogy and geochemistry. Ore Geology Reviews, 165, 105923. |  | CHN | Hunan
| Dafang |  | Magmatic hydrothermal | Skarn | skarn Au-Ag-Zn-Pb polymetallic | Au, Ag, Zn, Pb | Sn | Au, Ag, Zn, Pb, Sn | Chen et al., 2024 |  | DK23-2@A-5 | DK23-2@A-5-1 | [5 empty] | ore material | polished section | grab | mineral separate | [5 empty] | mineralisation |  |  |  | sphalerite | [6 empty] | garnet, diopside, tremolite, actinolite, epidote, chlorite, pyrrhotite, pyrite, arsenopyrite, chalcopyrite |  | LA-ICPMS | JEOL JXA-i SP100 Electron Probe Microanalysis; NWR 193 nm ArF Excimer laser-ablation system coupled to an iCAP RQ (ICPMS) | Laboratory of Marine Element and Isotope Facilities in Southern Marine Science and Engineering Guangdong Laboratory (Zhuhai); Guangzhou Tuoyan Analytical Technology Co., Ltd., Guangzhou, China | EPMA: accelerating voltage 20 kV, probe current 20 nA, 5 μm beam, peak counting time 10 s (S, Zn, Fe) or 20–50 s (Mn, Cd, Ga, Cu), background 1/2 peak time; LA-ICPMS spot analyses: 22 isotopes, total dwell time 95 ms; LA-ICPMS mapping: energy density 3.5 J/cm2, spot size 5 μm, scan speed 20 μm/s, 30 Hz repetition rate, 11 isotopes, total dwell time 55 ms | EPMA: FeS2 (Fe, S), ZnS (Zn), CuFeS2 (Cu), CdS (Cd), Mn (Mn), GaAs (Ga); LA-ICPMS: NIST SRM610 and MASS-1 as external calibration standards; SRM 612 and S-GE7b as monitoring samples | 2.5902 | [19 empty] | 20241.1405 | [5 empty] | 21.4428 | [5 empty] | 170.1146 | [9 empty] | 110148.292 |  | 8.7128 |  |  |  | 2.0443 |  |  |  | 4.8555 |  |  |  | 43.0249 | [13 empty] | 8946.2854 | [15 empty] | 7.2094 | [17 empty] | 2.0282 |  |  |  | 218.0553 | [5 empty] | 1.8992 | [32 empty] | 2024 | Chen, X., Wang, Z., Yu, P., Wu, Y., Huang, Y., Tan, Z., Zheng, Y. (2024). Physicochemical condition of the Dafang skarn Au-Ag-Zn-Pb polymetallic deposit in the Nanling Metallogenic Belt (South China), a perspective from sphalerite mineralogy and geochemistry. Ore Geology Reviews, 165, 105923. |  | CHN | Hunan
| Dafang |  | Magmatic hydrothermal | Skarn | skarn Au-Ag-Zn-Pb polymetallic | Au, Ag, Zn, Pb | Sn | Au, Ag, Zn, Pb, Sn | Chen et al., 2024 |  | DK23-2@A-6 | DK23-2@A-6-1 | [5 empty] | ore material | polished section | grab | mineral separate | [5 empty] | mineralisation |  |  |  | sphalerite | [6 empty] | garnet, diopside, tremolite, actinolite, epidote, chlorite, pyrrhotite, pyrite, arsenopyrite, chalcopyrite |  | LA-ICPMS | JEOL JXA-i SP100 Electron Probe Microanalysis; NWR 193 nm ArF Excimer laser-ablation system coupled to an iCAP RQ (ICPMS) | Laboratory of Marine Element and Isotope Facilities in Southern Marine Science and Engineering Guangdong Laboratory (Zhuhai); Guangzhou Tuoyan Analytical Technology Co., Ltd., Guangzhou, China | EPMA: accelerating voltage 20 kV, probe current 20 nA, 5 μm beam, peak counting time 10 s (S, Zn, Fe) or 20–50 s (Mn, Cd, Ga, Cu), background 1/2 peak time; LA-ICPMS spot analyses: 22 isotopes, total dwell time 95 ms; LA-ICPMS mapping: energy density 3.5 J/cm2, spot size 5 μm, scan speed 20 μm/s, 30 Hz repetition rate, 11 isotopes, total dwell time 55 ms | EPMA: FeS2 (Fe, S), ZnS (Zn), CuFeS2 (Cu), CdS (Cd), Mn (Mn), GaAs (Ga); LA-ICPMS: NIST SRM610 and MASS-1 as external calibration standards; SRM 612 and S-GE7b as monitoring samples | 23.2333 | [19 empty] | 20082.183 | [5 empty] | 18.1465 | [5 empty] | 917.3574 | [9 empty] | 113983.9264 |  | 9.8189 |  |  |  | 1.4015 |  |  |  | 6.7603 |  |  |  | 44.2181 | [13 empty] | 8460.6907 | [15 empty] | 1212.946 | [17 empty] | 2.5221 |  |  |  | 259.9783 | [5 empty] | 4.9203 | [32 empty] | 2024 | Chen, X., Wang, Z., Yu, P., Wu, Y., Huang, Y., Tan, Z., Zheng, Y. (2024). Physicochemical condition of the Dafang skarn Au-Ag-Zn-Pb polymetallic deposit in the Nanling Metallogenic Belt (South China), a perspective from sphalerite mineralogy and geochemistry. Ore Geology Reviews, 165, 105923. |  | CHN | Hunan
| Dafang |  | Magmatic hydrothermal | Skarn | skarn Au-Ag-Zn-Pb polymetallic | Au, Ag, Zn, Pb | Sn | Au, Ag, Zn, Pb, Sn | Chen et al., 2024 |  | DK23-2@B-1 | DK23-2@B-1-1 | [5 empty] | ore material | polished section | grab | mineral separate | [5 empty] | mineralisation |  |  |  | sphalerite | [6 empty] | garnet, diopside, tremolite, actinolite, epidote, chlorite, pyrrhotite, pyrite, arsenopyrite, chalcopyrite |  | LA-ICPMS | JEOL JXA-i SP100 Electron Probe Microanalysis; NWR 193 nm ArF Excimer laser-ablation system coupled to an iCAP RQ (ICPMS) | Laboratory of Marine Element and Isotope Facilities in Southern Marine Science and Engineering Guangdong Laboratory (Zhuhai); Guangzhou Tuoyan Analytical Technology Co., Ltd., Guangzhou, China | EPMA: accelerating voltage 20 kV, probe current 20 nA, 5 μm beam, peak counting time 10 s (S, Zn, Fe) or 20–50 s (Mn, Cd, Ga, Cu), background 1/2 peak time; LA-ICPMS spot analyses: 22 isotopes, total dwell time 95 ms; LA-ICPMS mapping: energy density 3.5 J/cm2, spot size 5 μm, scan speed 20 μm/s, 30 Hz repetition rate, 11 isotopes, total dwell time 55 ms | EPMA: FeS2 (Fe, S), ZnS (Zn), CuFeS2 (Cu), CdS (Cd), Mn (Mn), GaAs (Ga); LA-ICPMS: NIST SRM610 and MASS-1 as external calibration standards; SRM 612 and S-GE7b as monitoring samples | 3.0312 | [19 empty] | 20432.7451 | [5 empty] | 30.0305 | [5 empty] | 469.285 | [9 empty] | 112639.4314 |  | 7.7506 |  |  |  | 1.7634 |  |  |  | 6.3908 |  |  |  | 47.0981 | [13 empty] | 4139.6547 | [15 empty] | 974.4618 | [17 empty] | 0.63719 |  |  |  | 268.4073 | [5 empty] | 0.81381 | [32 empty] | 2024 | Chen, X., Wang, Z., Yu, P., Wu, Y., Huang, Y., Tan, Z., Zheng, Y. (2024). Physicochemical condition of the Dafang skarn Au-Ag-Zn-Pb polymetallic deposit in the Nanling Metallogenic Belt (South China), a perspective from sphalerite mineralogy and geochemistry. Ore Geology Reviews, 165, 105923. |  | CHN | Hunan
| Dafang |  | Magmatic hydrothermal | Skarn | skarn Au-Ag-Zn-Pb polymetallic | Au, Ag, Zn, Pb | Sn | Au, Ag, Zn, Pb, Sn | Chen et al., 2024 |  | DK23-2@B-2 | DK23-2@B-2-1 | [5 empty] | ore material | polished section | grab | mineral separate | [5 empty] | mineralisation |  |  |  | sphalerite | [6 empty] | garnet, diopside, tremolite, actinolite, epidote, chlorite, pyrrhotite, pyrite, arsenopyrite, chalcopyrite |  | LA-ICPMS | JEOL JXA-i SP100 Electron Probe Microanalysis; NWR 193 nm ArF Excimer laser-ablation system coupled to an iCAP RQ (ICPMS) | Laboratory of Marine Element and Isotope Facilities in Southern Marine Science and Engineering Guangdong Laboratory (Zhuhai); Guangzhou Tuoyan Analytical Technology Co., Ltd., Guangzhou, China | EPMA: accelerating voltage 20 kV, probe current 20 nA, 5 μm beam, peak counting time 10 s (S, Zn, Fe) or 20–50 s (Mn, Cd, Ga, Cu), background 1/2 peak time; LA-ICPMS spot analyses: 22 isotopes, total dwell time 95 ms; LA-ICPMS mapping: energy density 3.5 J/cm2, spot size 5 μm, scan speed 20 μm/s, 30 Hz repetition rate, 11 isotopes, total dwell time 55 ms | EPMA: FeS2 (Fe, S), ZnS (Zn), CuFeS2 (Cu), CdS (Cd), Mn (Mn), GaAs (Ga); LA-ICPMS: NIST SRM610 and MASS-1 as external calibration standards; SRM 612 and S-GE7b as monitoring samples | 0.38215 | [19 empty] | 22051.8971 | [5 empty] | 30.8942 | [5 empty] | 190.7981 | [9 empty] | 115576.011 |  | 7.8969 | [7 empty] | 4.9271 |  |  |  | 45.13 | [13 empty] | 4317.5478 | [15 empty] | 6.9642 | [21 empty] | 249.5237 | [5 empty] | 0.56265 | [32 empty] | 2024 | Chen, X., Wang, Z., Yu, P., Wu, Y., Huang, Y., Tan, Z., Zheng, Y. (2024). Physicochemical condition of the Dafang skarn Au-Ag-Zn-Pb polymetallic deposit in the Nanling Metallogenic Belt (South China), a perspective from sphalerite mineralogy and geochemistry. Ore Geology Reviews, 165, 105923. |  | CHN | Hunan
| Dafang |  | Magmatic hydrothermal | Skarn | skarn Au-Ag-Zn-Pb polymetallic | Au, Ag, Zn, Pb | Sn | Au, Ag, Zn, Pb, Sn | Chen et al., 2024 |  | DK23-2@B-3 | DK23-2@B-3-1 | [5 empty] | ore material | polished section | grab | mineral separate | [5 empty] | mineralisation |  |  |  | sphalerite | [6 empty] | garnet, diopside, tremolite, actinolite, epidote, chlorite, pyrrhotite, pyrite, arsenopyrite, chalcopyrite |  | LA-ICPMS | JEOL JXA-i SP100 Electron Probe Microanalysis; NWR 193 nm ArF Excimer laser-ablation system coupled to an iCAP RQ (ICPMS) | Laboratory of Marine Element and Isotope Facilities in Southern Marine Science and Engineering Guangdong Laboratory (Zhuhai); Guangzhou Tuoyan Analytical Technology Co., Ltd., Guangzhou, China | EPMA: accelerating voltage 20 kV, probe current 20 nA, 5 μm beam, peak counting time 10 s (S, Zn, Fe) or 20–50 s (Mn, Cd, Ga, Cu), background 1/2 peak time; LA-ICPMS spot analyses: 22 isotopes, total dwell time 95 ms; LA-ICPMS mapping: energy density 3.5 J/cm2, spot size 5 μm, scan speed 20 μm/s, 30 Hz repetition rate, 11 isotopes, total dwell time 55 ms | EPMA: FeS2 (Fe, S), ZnS (Zn), CuFeS2 (Cu), CdS (Cd), Mn (Mn), GaAs (Ga); LA-ICPMS: NIST SRM610 and MASS-1 as external calibration standards; SRM 612 and S-GE7b as monitoring samples | 0.38671 | [19 empty] | 22157.1786 | [5 empty] | 29.5736 | [5 empty] | 219.1234 | [9 empty] | 114091.5026 |  | 7.1951 | [7 empty] | 4.9423 |  |  |  | 46.191 | [13 empty] | 4298.4708 | [15 empty] | 5.7163 | [21 empty] | 198.7314 | [5 empty] | 0.5192 | [32 empty] | 2024 | Chen, X., Wang, Z., Yu, P., Wu, Y., Huang, Y., Tan, Z., Zheng, Y. (2024). Physicochemical condition of the Dafang skarn Au-Ag-Zn-Pb polymetallic deposit in the Nanling Metallogenic Belt (South China), a perspective from sphalerite mineralogy and geochemistry. Ore Geology Reviews, 165, 105923. |  | CHN | Hunan
| Dafang |  | Magmatic hydrothermal | Skarn | skarn Au-Ag-Zn-Pb polymetallic | Au, Ag, Zn, Pb | Sn | Au, Ag, Zn, Pb, Sn | Chen et al., 2024 |  | DK23-2@B-4 | DK23-2@B-4-1 | [5 empty] | ore material | polished section | grab | mineral separate | [5 empty] | mineralisation |  |  |  | sphalerite | [6 empty] | garnet, diopside, tremolite, actinolite, epidote, chlorite, pyrrhotite, pyrite, arsenopyrite, chalcopyrite |  | LA-ICPMS | JEOL JXA-i SP100 Electron Probe Microanalysis; NWR 193 nm ArF Excimer laser-ablation system coupled to an iCAP RQ (ICPMS) | Laboratory of Marine Element and Isotope Facilities in Southern Marine Science and Engineering Guangdong Laboratory (Zhuhai); Guangzhou Tuoyan Analytical Technology Co., Ltd., Guangzhou, China | EPMA: accelerating voltage 20 kV, probe current 20 nA, 5 μm beam, peak counting time 10 s (S, Zn, Fe) or 20–50 s (Mn, Cd, Ga, Cu), background 1/2 peak time; LA-ICPMS spot analyses: 22 isotopes, total dwell time 95 ms; LA-ICPMS mapping: energy density 3.5 J/cm2, spot size 5 μm, scan speed 20 μm/s, 30 Hz repetition rate, 11 isotopes, total dwell time 55 ms | EPMA: FeS2 (Fe, S), ZnS (Zn), CuFeS2 (Cu), CdS (Cd), Mn (Mn), GaAs (Ga); LA-ICPMS: NIST SRM610 and MASS-1 as external calibration standards; SRM 612 and S-GE7b as monitoring samples | 0.41586 | [19 empty] | 22090.1786 | [5 empty] | 31.2227 | [5 empty] | 240.712 | [9 empty] | 113652.4052 |  | 6.9797 |  |  |  | 1.9306 |  |  |  | 5.2072 |  |  |  | 46.3619 | [13 empty] | 4436.6922 | [15 empty] | 8.5467 | [21 empty] | 244.9173 | [5 empty] | 0.45064 | [32 empty] | 2024 | Chen, X., Wang, Z., Yu, P., Wu, Y., Huang, Y., Tan, Z., Zheng, Y. (2024). Physicochemical condition of the Dafang skarn Au-Ag-Zn-Pb polymetallic deposit in the Nanling Metallogenic Belt (South China), a perspective from sphalerite mineralogy and geochemistry. Ore Geology Reviews, 165, 105923. |  | CHN | Hunan
| Dafang |  | Magmatic hydrothermal | Skarn | skarn Au-Ag-Zn-Pb polymetallic | Au, Ag, Zn, Pb | Sn | Au, Ag, Zn, Pb, Sn | Chen et al., 2024 |  | DK23-2@B-5 | DK23-2@B-5-1 | [5 empty] | ore material | polished section | grab | mineral separate | [5 empty] | mineralisation |  |  |  | sphalerite | [6 empty] | garnet, diopside, tremolite, actinolite, epidote, chlorite, pyrrhotite, pyrite, arsenopyrite, chalcopyrite |  | LA-ICPMS | JEOL JXA-i SP100 Electron Probe Microanalysis; NWR 193 nm ArF Excimer laser-ablation system coupled to an iCAP RQ (ICPMS) | Laboratory of Marine Element and Isotope Facilities in Southern Marine Science and Engineering Guangdong Laboratory (Zhuhai); Guangzhou Tuoyan Analytical Technology Co., Ltd., Guangzhou, China | EPMA: accelerating voltage 20 kV, probe current 20 nA, 5 μm beam, peak counting time 10 s (S, Zn, Fe) or 20–50 s (Mn, Cd, Ga, Cu), background 1/2 peak time; LA-ICPMS spot analyses: 22 isotopes, total dwell time 95 ms; LA-ICPMS mapping: energy density 3.5 J/cm2, spot size 5 μm, scan speed 20 μm/s, 30 Hz repetition rate, 11 isotopes, total dwell time 55 ms | EPMA: FeS2 (Fe, S), ZnS (Zn), CuFeS2 (Cu), CdS (Cd), Mn (Mn), GaAs (Ga); LA-ICPMS: NIST SRM610 and MASS-1 as external calibration standards; SRM 612 and S-GE7b as monitoring samples | 0.39349 | [19 empty] | 20914.4533 | [5 empty] | 29.2821 | [5 empty] | 98.3481 | [9 empty] | 112059.4502 |  | 7.5459 |  |  |  | 1.947 |  |  |  | 6.7151 |  |  |  | 46.5735 | [13 empty] | 4312.5965 | [15 empty] | 40.1706 | [17 empty] | 0.42887 |  |  |  | 229.9116 | [5 empty] | 0.60326 | [32 empty] | 2024 | Chen, X., Wang, Z., Yu, P., Wu, Y., Huang, Y., Tan, Z., Zheng, Y. (2024). Physicochemical condition of the Dafang skarn Au-Ag-Zn-Pb polymetallic deposit in the Nanling Metallogenic Belt (South China), a perspective from sphalerite mineralogy and geochemistry. Ore Geology Reviews, 165, 105923. |  | CHN | Hunan
| Dafang |  | Magmatic hydrothermal | Skarn | skarn Au-Ag-Zn-Pb polymetallic | Au, Ag, Zn, Pb | Sn | Au, Ag, Zn, Pb, Sn | Chen et al., 2024 |  | DK23-2@B-6 | DK23-2@B-6-1 | [5 empty] | ore material | polished section | grab | mineral separate | [5 empty] | mineralisation |  |  |  | sphalerite | [6 empty] | garnet, diopside, tremolite, actinolite, epidote, chlorite, pyrrhotite, pyrite, arsenopyrite, chalcopyrite |  | LA-ICPMS | JEOL JXA-i SP100 Electron Probe Microanalysis; NWR 193 nm ArF Excimer laser-ablation system coupled to an iCAP RQ (ICPMS) | Laboratory of Marine Element and Isotope Facilities in Southern Marine Science and Engineering Guangdong Laboratory (Zhuhai); Guangzhou Tuoyan Analytical Technology Co., Ltd., Guangzhou, China | EPMA: accelerating voltage 20 kV, probe current 20 nA, 5 μm beam, peak counting time 10 s (S, Zn, Fe) or 20–50 s (Mn, Cd, Ga, Cu), background 1/2 peak time; LA-ICPMS spot analyses: 22 isotopes, total dwell time 95 ms; LA-ICPMS mapping: energy density 3.5 J/cm2, spot size 5 μm, scan speed 20 μm/s, 30 Hz repetition rate, 11 isotopes, total dwell time 55 ms | EPMA: FeS2 (Fe, S), ZnS (Zn), CuFeS2 (Cu), CdS (Cd), Mn (Mn), GaAs (Ga); LA-ICPMS: NIST SRM610 and MASS-1 as external calibration standards; SRM 612 and S-GE7b as monitoring samples | 0.54452 | [19 empty] | 21134.3056 | [5 empty] | 18.429 | [5 empty] | 223.4495 | [9 empty] | 112763.7568 |  | 7.1011 | [7 empty] | 5.8266 |  |  |  | 46.5467 | [13 empty] | 4821.2342 | [15 empty] | 39.6403 | [17 empty] | 1.0917 |  |  |  | 262.4032 | [5 empty] | 0.87273 | [32 empty] | 2024 | Chen, X., Wang, Z., Yu, P., Wu, Y., Huang, Y., Tan, Z., Zheng, Y. (2024). Physicochemical condition of the Dafang skarn Au-Ag-Zn-Pb polymetallic deposit in the Nanling Metallogenic Belt (South China), a perspective from sphalerite mineralogy and geochemistry. Ore Geology Reviews, 165, 105923. |  | CHN | Hunan
| Dafang |  | Magmatic hydrothermal | Skarn | skarn Au-Ag-Zn-Pb polymetallic | Au, Ag, Zn, Pb | Sn | Au, Ag, Zn, Pb, Sn | Chen et al., 2024 |  | DK23-2@B-7 | DK23-2@B-7-1 | [5 empty] | ore material | polished section | grab | mineral separate | [5 empty] | mineralisation |  |  |  | sphalerite | [6 empty] | garnet, diopside, tremolite, actinolite, epidote, chlorite, pyrrhotite, pyrite, arsenopyrite, chalcopyrite |  | LA-ICPMS | JEOL JXA-i SP100 Electron Probe Microanalysis; NWR 193 nm ArF Excimer laser-ablation system coupled to an iCAP RQ (ICPMS) | Laboratory of Marine Element and Isotope Facilities in Southern Marine Science and Engineering Guangdong Laboratory (Zhuhai); Guangzhou Tuoyan Analytical Technology Co., Ltd., Guangzhou, China | EPMA: accelerating voltage 20 kV, probe current 20 nA, 5 μm beam, peak counting time 10 s (S, Zn, Fe) or 20–50 s (Mn, Cd, Ga, Cu), background 1/2 peak time; LA-ICPMS spot analyses: 22 isotopes, total dwell time 95 ms; LA-ICPMS mapping: energy density 3.5 J/cm2, spot size 5 μm, scan speed 20 μm/s, 30 Hz repetition rate, 11 isotopes, total dwell time 55 ms | EPMA: FeS2 (Fe, S), ZnS (Zn), CuFeS2 (Cu), CdS (Cd), Mn (Mn), GaAs (Ga); LA-ICPMS: NIST SRM610 and MASS-1 as external calibration standards; SRM 612 and S-GE7b as monitoring samples | 0.25921 | [19 empty] | 21884.7881 | [5 empty] | 17.4751 | [5 empty] | 128.0196 | [9 empty] | 113827.5571 |  | 9.0806 | [7 empty] | 3.9281 |  |  |  | 47.1386 | [13 empty] | 5172.138 | [15 empty] | 2.9562 | [21 empty] | 269.9629 | [5 empty] | 0.46184 | [32 empty] | 2024 | Chen, X., Wang, Z., Yu, P., Wu, Y., Huang, Y., Tan, Z., Zheng, Y. (2024). Physicochemical condition of the Dafang skarn Au-Ag-Zn-Pb polymetallic deposit in the Nanling Metallogenic Belt (South China), a perspective from sphalerite mineralogy and geochemistry. Ore Geology Reviews, 165, 105923. |  | CHN | Hunan
| Dafang |  | Magmatic hydrothermal | Skarn | skarn Au-Ag-Zn-Pb polymetallic | Au, Ag, Zn, Pb | Sn | Au, Ag, Zn, Pb, Sn | Chen et al., 2024 |  | DK23-3@A-1 | DK23-3@A-1-1 | [5 empty] | ore material | polished section | grab | mineral separate | [5 empty] | mineralisation |  |  |  | sphalerite | [6 empty] | garnet, diopside, tremolite, actinolite, epidote, chlorite, pyrrhotite, pyrite, arsenopyrite, chalcopyrite |  | LA-ICPMS | JEOL JXA-i SP100 Electron Probe Microanalysis; NWR 193 nm ArF Excimer laser-ablation system coupled to an iCAP RQ (ICPMS) | Laboratory of Marine Element and Isotope Facilities in Southern Marine Science and Engineering Guangdong Laboratory (Zhuhai); Guangzhou Tuoyan Analytical Technology Co., Ltd., Guangzhou, China | EPMA: accelerating voltage 20 kV, probe current 20 nA, 5 μm beam, peak counting time 10 s (S, Zn, Fe) or 20–50 s (Mn, Cd, Ga, Cu), background 1/2 peak time; LA-ICPMS spot analyses: 22 isotopes, total dwell time 95 ms; LA-ICPMS mapping: energy density 3.5 J/cm2, spot size 5 μm, scan speed 20 μm/s, 30 Hz repetition rate, 11 isotopes, total dwell time 55 ms | EPMA: FeS2 (Fe, S), ZnS (Zn), CuFeS2 (Cu), CdS (Cd), Mn (Mn), GaAs (Ga); LA-ICPMS: NIST SRM610 and MASS-1 as external calibration standards; SRM 612 and S-GE7b as monitoring samples | 1.1656 | [19 empty] | 20849.8657 | [5 empty] | 3.5727 | [5 empty] | 162.5511 | [9 empty] | 103426.824 |  | 2.4098 |  |  |  | 1.5429 |  |  |  | 4.5147 |  |  |  | 57.4785 | [13 empty] | 2289.5358 | [15 empty] | 1.4284 | [21 empty] | 228.773 | [38 empty] | 2024 | Chen, X., Wang, Z., Yu, P., Wu, Y., Huang, Y., Tan, Z., Zheng, Y. (2024). Physicochemical condition of the Dafang skarn Au-Ag-Zn-Pb polymetallic deposit in the Nanling Metallogenic Belt (South China), a perspective from sphalerite mineralogy and geochemistry. Ore Geology Reviews, 165, 105923. |  | CHN | Hunan
| Dafang |  | Magmatic hydrothermal | Skarn | skarn Au-Ag-Zn-Pb polymetallic | Au, Ag, Zn, Pb | Sn | Au, Ag, Zn, Pb, Sn | Chen et al., 2024 |  | DK23-3@A-2 | DK23-3@A-2-1 | [5 empty] | ore material | polished section | grab | mineral separate | [5 empty] | mineralisation |  |  |  | sphalerite | [6 empty] | garnet, diopside, tremolite, actinolite, epidote, chlorite, pyrrhotite, pyrite, arsenopyrite, chalcopyrite |  | LA-ICPMS | JEOL JXA-i SP100 Electron Probe Microanalysis; NWR 193 nm ArF Excimer laser-ablation system coupled to an iCAP RQ (ICPMS) | Laboratory of Marine Element and Isotope Facilities in Southern Marine Science and Engineering Guangdong Laboratory (Zhuhai); Guangzhou Tuoyan Analytical Technology Co., Ltd., Guangzhou, China | EPMA: accelerating voltage 20 kV, probe current 20 nA, 5 μm beam, peak counting time 10 s (S, Zn, Fe) or 20–50 s (Mn, Cd, Ga, Cu), background 1/2 peak time; LA-ICPMS spot analyses: 22 isotopes, total dwell time 95 ms; LA-ICPMS mapping: energy density 3.5 J/cm2, spot size 5 μm, scan speed 20 μm/s, 30 Hz repetition rate, 11 isotopes, total dwell time 55 ms | EPMA: FeS2 (Fe, S), ZnS (Zn), CuFeS2 (Cu), CdS (Cd), Mn (Mn), GaAs (Ga); LA-ICPMS: NIST SRM610 and MASS-1 as external calibration standards; SRM 612 and S-GE7b as monitoring samples | 0.64923 | [19 empty] | 21698.0991 | [5 empty] | 6.981 | [5 empty] | 175.7473 | [9 empty] | 106748.1278 |  | 2.2314 |  |  |  | 1.5601 |  |  |  | 4.3793 |  |  |  | 58.8334 | [13 empty] | 2280.6628 | [15 empty] | 1.1815 | [21 empty] | 231.4988 | [38 empty] | 2024 | Chen, X., Wang, Z., Yu, P., Wu, Y., Huang, Y., Tan, Z., Zheng, Y. (2024). Physicochemical condition of the Dafang skarn Au-Ag-Zn-Pb polymetallic deposit in the Nanling Metallogenic Belt (South China), a perspective from sphalerite mineralogy and geochemistry. Ore Geology Reviews, 165, 105923. |  | CHN | Hunan
| Dafang |  | Magmatic hydrothermal | Skarn | skarn Au-Ag-Zn-Pb polymetallic | Au, Ag, Zn, Pb | Sn | Au, Ag, Zn, Pb, Sn | Chen et al., 2024 |  | DK23-3@A-3 | DK23-3@A-3-1 | [5 empty] | ore material | polished section | grab | mineral separate | [5 empty] | mineralisation |  |  |  | sphalerite | [6 empty] | garnet, diopside, tremolite, actinolite, epidote, chlorite, pyrrhotite, pyrite, arsenopyrite, chalcopyrite |  | LA-ICPMS | JEOL JXA-i SP100 Electron Probe Microanalysis; NWR 193 nm ArF Excimer laser-ablation system coupled to an iCAP RQ (ICPMS) | Laboratory of Marine Element and Isotope Facilities in Southern Marine Science and Engineering Guangdong Laboratory (Zhuhai); Guangzhou Tuoyan Analytical Technology Co., Ltd., Guangzhou, China | EPMA: accelerating voltage 20 kV, probe current 20 nA, 5 μm beam, peak counting time 10 s (S, Zn, Fe) or 20–50 s (Mn, Cd, Ga, Cu), background 1/2 peak time; LA-ICPMS spot analyses: 22 isotopes, total dwell time 95 ms; LA-ICPMS mapping: energy density 3.5 J/cm2, spot size 5 μm, scan speed 20 μm/s, 30 Hz repetition rate, 11 isotopes, total dwell time 55 ms | EPMA: FeS2 (Fe, S), ZnS (Zn), CuFeS2 (Cu), CdS (Cd), Mn (Mn), GaAs (Ga); LA-ICPMS: NIST SRM610 and MASS-1 as external calibration standards; SRM 612 and S-GE7b as monitoring samples | 2.3573 | [19 empty] | 19652.3733 | [5 empty] | 1.5511 | [5 empty] | 343.1104 | [9 empty] | 100101.51 |  | 2.3599 |  |  |  | 1.8278 |  |  |  | 6.0092 |  |  |  | 58.8799 | [13 empty] | 2302.9409 | [15 empty] | 24.6007 | [17 empty] | 2.4441 |  |  |  | 216.4542 | [5 empty] | 1.9852 | [32 empty] | 2024 | Chen, X., Wang, Z., Yu, P., Wu, Y., Huang, Y., Tan, Z., Zheng, Y. (2024). Physicochemical condition of the Dafang skarn Au-Ag-Zn-Pb polymetallic deposit in the Nanling Metallogenic Belt (South China), a perspective from sphalerite mineralogy and geochemistry. Ore Geology Reviews, 165, 105923. |  | CHN | Hunan
| Dafang |  | Magmatic hydrothermal | Skarn | skarn Au-Ag-Zn-Pb polymetallic | Au, Ag, Zn, Pb | Sn | Au, Ag, Zn, Pb, Sn | Chen et al., 2024 |  | DK23-3@A-4 | DK23-3@A-4-1 | [5 empty] | ore material | polished section | grab | mineral separate | [5 empty] | mineralisation |  |  |  | sphalerite | [6 empty] | garnet, diopside, tremolite, actinolite, epidote, chlorite, pyrrhotite, pyrite, arsenopyrite, chalcopyrite |  | LA-ICPMS | JEOL JXA-i SP100 Electron Probe Microanalysis; NWR 193 nm ArF Excimer laser-ablation system coupled to an iCAP RQ (ICPMS) | Laboratory of Marine Element and Isotope Facilities in Southern Marine Science and Engineering Guangdong Laboratory (Zhuhai); Guangzhou Tuoyan Analytical Technology Co., Ltd., Guangzhou, China | EPMA: accelerating voltage 20 kV, probe current 20 nA, 5 μm beam, peak counting time 10 s (S, Zn, Fe) or 20–50 s (Mn, Cd, Ga, Cu), background 1/2 peak time; LA-ICPMS spot analyses: 22 isotopes, total dwell time 95 ms; LA-ICPMS mapping: energy density 3.5 J/cm2, spot size 5 μm, scan speed 20 μm/s, 30 Hz repetition rate, 11 isotopes, total dwell time 55 ms | EPMA: FeS2 (Fe, S), ZnS (Zn), CuFeS2 (Cu), CdS (Cd), Mn (Mn), GaAs (Ga); LA-ICPMS: NIST SRM610 and MASS-1 as external calibration standards; SRM 612 and S-GE7b as monitoring samples | 4.3065 | [19 empty] | 21185.7338 | [5 empty] | 20.0324 | [5 empty] | 103.4136 | [9 empty] | 96744.5691 |  | 1.9076 | [7 empty] | 4.743 |  |  |  | 62.8262 | [13 empty] | 2731.7416 | [15 empty] | 7.3339 | [17 empty] | 1.0595 |  |  |  | 220.0145 | [5 empty] | 0.41837 | [32 empty] | 2024 | Chen, X., Wang, Z., Yu, P., Wu, Y., Huang, Y., Tan, Z., Zheng, Y. (2024). Physicochemical condition of the Dafang skarn Au-Ag-Zn-Pb polymetallic deposit in the Nanling Metallogenic Belt (South China), a perspective from sphalerite mineralogy and geochemistry. Ore Geology Reviews, 165, 105923. |  | CHN | Hunan
| Dafang |  | Magmatic hydrothermal | Skarn | skarn Au-Ag-Zn-Pb polymetallic | Au, Ag, Zn, Pb | Sn | Au, Ag, Zn, Pb, Sn | Chen et al., 2024 |  | DK23-3@A-5 | DK23-3@A-5-1 | [5 empty] | ore material | polished section | grab | mineral separate | [5 empty] | mineralisation |  |  |  | sphalerite | [6 empty] | garnet, diopside, tremolite, actinolite, epidote, chlorite, pyrrhotite, pyrite, arsenopyrite, chalcopyrite |  | LA-ICPMS | JEOL JXA-i SP100 Electron Probe Microanalysis; NWR 193 nm ArF Excimer laser-ablation system coupled to an iCAP RQ (ICPMS) | Laboratory of Marine Element and Isotope Facilities in Southern Marine Science and Engineering Guangdong Laboratory (Zhuhai); Guangzhou Tuoyan Analytical Technology Co., Ltd., Guangzhou, China | EPMA: accelerating voltage 20 kV, probe current 20 nA, 5 μm beam, peak counting time 10 s (S, Zn, Fe) or 20–50 s (Mn, Cd, Ga, Cu), background 1/2 peak time; LA-ICPMS spot analyses: 22 isotopes, total dwell time 95 ms; LA-ICPMS mapping: energy density 3.5 J/cm2, spot size 5 μm, scan speed 20 μm/s, 30 Hz repetition rate, 11 isotopes, total dwell time 55 ms | EPMA: FeS2 (Fe, S), ZnS (Zn), CuFeS2 (Cu), CdS (Cd), Mn (Mn), GaAs (Ga); LA-ICPMS: NIST SRM610 and MASS-1 as external calibration standards; SRM 612 and S-GE7b as monitoring samples | 4.2288 | [19 empty] | 21239.8746 | [5 empty] | 15.7468 | [5 empty] | 521.8427 | [9 empty] | 100986.2012 |  | 1.7112 |  |  |  | 1.5319 |  |  |  | 4.0948 |  |  |  | 62.8378 | [13 empty] | 2652.6115 | [15 empty] | 53.6915 | [17 empty] | 2.2588 |  |  |  | 225.0508 | [5 empty] | 2.11 | [32 empty] | 2024 | Chen, X., Wang, Z., Yu, P., Wu, Y., Huang, Y., Tan, Z., Zheng, Y. (2024). Physicochemical condition of the Dafang skarn Au-Ag-Zn-Pb polymetallic deposit in the Nanling Metallogenic Belt (South China), a perspective from sphalerite mineralogy and geochemistry. Ore Geology Reviews, 165, 105923. |  | CHN | Hunan
| Dafang |  | Magmatic hydrothermal | Skarn | skarn Au-Ag-Zn-Pb polymetallic | Au, Ag, Zn, Pb | Sn | Au, Ag, Zn, Pb, Sn | Chen et al., 2024 |  | DK23-3@A-6 | DK23-3@A-6-1 | [5 empty] | ore material | polished section | grab | mineral separate | [5 empty] | mineralisation |  |  |  | sphalerite | [6 empty] | garnet, diopside, tremolite, actinolite, epidote, chlorite, pyrrhotite, pyrite, arsenopyrite, chalcopyrite |  | LA-ICPMS | JEOL JXA-i SP100 Electron Probe Microanalysis; NWR 193 nm ArF Excimer laser-ablation system coupled to an iCAP RQ (ICPMS) | Laboratory of Marine Element and Isotope Facilities in Southern Marine Science and Engineering Guangdong Laboratory (Zhuhai); Guangzhou Tuoyan Analytical Technology Co., Ltd., Guangzhou, China | EPMA: accelerating voltage 20 kV, probe current 20 nA, 5 μm beam, peak counting time 10 s (S, Zn, Fe) or 20–50 s (Mn, Cd, Ga, Cu), background 1/2 peak time; LA-ICPMS spot analyses: 22 isotopes, total dwell time 95 ms; LA-ICPMS mapping: energy density 3.5 J/cm2, spot size 5 μm, scan speed 20 μm/s, 30 Hz repetition rate, 11 isotopes, total dwell time 55 ms | EPMA: FeS2 (Fe, S), ZnS (Zn), CuFeS2 (Cu), CdS (Cd), Mn (Mn), GaAs (Ga); LA-ICPMS: NIST SRM610 and MASS-1 as external calibration standards; SRM 612 and S-GE7b as monitoring samples | 1.2634 | [19 empty] | 21715.6378 | [5 empty] | 10.5736 | [5 empty] | 135.677 | [9 empty] | 103590.8885 |  | 2.4394 |  |  |  | 1.479 |  |  |  | 4.3956 |  |  |  | 60.5394 | [13 empty] | 2613.0998 | [15 empty] | 2.1428 | [17 empty] | 4.4874 |  |  |  | 231.7562 | [5 empty] | 0.91084 | [32 empty] | 2024 | Chen, X., Wang, Z., Yu, P., Wu, Y., Huang, Y., Tan, Z., Zheng, Y. (2024). Physicochemical condition of the Dafang skarn Au-Ag-Zn-Pb polymetallic deposit in the Nanling Metallogenic Belt (South China), a perspective from sphalerite mineralogy and geochemistry. Ore Geology Reviews, 165, 105923. |  | CHN | Hunan
| Dafang |  | Magmatic hydrothermal | Skarn | skarn Au-Ag-Zn-Pb polymetallic | Au, Ag, Zn, Pb | Sn | Au, Ag, Zn, Pb, Sn | Chen et al., 2024 |  | DK23-3@A-7 | DK23-3@A-7-1 | [5 empty] | ore material | polished section | grab | mineral separate | [5 empty] | mineralisation |  |  |  | sphalerite | [6 empty] | garnet, diopside, tremolite, actinolite, epidote, chlorite, pyrrhotite, pyrite, arsenopyrite, chalcopyrite |  | LA-ICPMS | JEOL JXA-i SP100 Electron Probe Microanalysis; NWR 193 nm ArF Excimer laser-ablation system coupled to an iCAP RQ (ICPMS) | Laboratory of Marine Element and Isotope Facilities in Southern Marine Science and Engineering Guangdong Laboratory (Zhuhai); Guangzhou Tuoyan Analytical Technology Co., Ltd., Guangzhou, China | EPMA: accelerating voltage 20 kV, probe current 20 nA, 5 μm beam, peak counting time 10 s (S, Zn, Fe) or 20–50 s (Mn, Cd, Ga, Cu), background 1/2 peak time; LA-ICPMS spot analyses: 22 isotopes, total dwell time 95 ms; LA-ICPMS mapping: energy density 3.5 J/cm2, spot size 5 μm, scan speed 20 μm/s, 30 Hz repetition rate, 11 isotopes, total dwell time 55 ms | EPMA: FeS2 (Fe, S), ZnS (Zn), CuFeS2 (Cu), CdS (Cd), Mn (Mn), GaAs (Ga); LA-ICPMS: NIST SRM610 and MASS-1 as external calibration standards; SRM 612 and S-GE7b as monitoring samples | 1.3288 | [19 empty] | 21649.5604 | [5 empty] | 25.3003 | [5 empty] | 466.148 | [9 empty] | 104214.8207 |  | 1.6308 | [7 empty] | 4.7486 |  |  |  | 61.7085 | [13 empty] | 2589.9314 | [15 empty] | 6.0643 | [17 empty] | 0.81429 |  |  |  | 241.622 | [38 empty] | 2024 | Chen, X., Wang, Z., Yu, P., Wu, Y., Huang, Y., Tan, Z., Zheng, Y. (2024). Physicochemical condition of the Dafang skarn Au-Ag-Zn-Pb polymetallic deposit in the Nanling Metallogenic Belt (South China), a perspective from sphalerite mineralogy and geochemistry. Ore Geology Reviews, 165, 105923. |  | CHN | Hunan
| Dafang |  | Magmatic hydrothermal | Skarn | skarn Au-Ag-Zn-Pb polymetallic | Au, Ag, Zn, Pb | Sn | Au, Ag, Zn, Pb, Sn | Chen et al., 2024 |  | DK23-3@A-8 | DK23-3@A-8-1 | [5 empty] | ore material | polished section | grab | mineral separate | [5 empty] | mineralisation |  |  |  | sphalerite | [6 empty] | garnet, diopside, tremolite, actinolite, epidote, chlorite, pyrrhotite, pyrite, arsenopyrite, chalcopyrite |  | LA-ICPMS | JEOL JXA-i SP100 Electron Probe Microanalysis; NWR 193 nm ArF Excimer laser-ablation system coupled to an iCAP RQ (ICPMS) | Laboratory of Marine Element and Isotope Facilities in Southern Marine Science and Engineering Guangdong Laboratory (Zhuhai); Guangzhou Tuoyan Analytical Technology Co., Ltd., Guangzhou, China | EPMA: accelerating voltage 20 kV, probe current 20 nA, 5 μm beam, peak counting time 10 s (S, Zn, Fe) or 20–50 s (Mn, Cd, Ga, Cu), background 1/2 peak time; LA-ICPMS spot analyses: 22 isotopes, total dwell time 95 ms; LA-ICPMS mapping: energy density 3.5 J/cm2, spot size 5 μm, scan speed 20 μm/s, 30 Hz repetition rate, 11 isotopes, total dwell time 55 ms | EPMA: FeS2 (Fe, S), ZnS (Zn), CuFeS2 (Cu), CdS (Cd), Mn (Mn), GaAs (Ga); LA-ICPMS: NIST SRM610 and MASS-1 as external calibration standards; SRM 612 and S-GE7b as monitoring samples | 0.70148 | [19 empty] | 21714.5312 | [5 empty] | 12.9698 | [5 empty] | 107.9886 | [9 empty] | 98784.114 |  | 2.3809 | [7 empty] | 4.9217 |  |  |  | 58.6759 | [13 empty] | 2392.6918 | [15 empty] | 2.7187 | [17 empty] | 0.27383 |  |  |  | 242.3927 | [5 empty] | 0.36398 | [32 empty] | 2024 | Chen, X., Wang, Z., Yu, P., Wu, Y., Huang, Y., Tan, Z., Zheng, Y. (2024). Physicochemical condition of the Dafang skarn Au-Ag-Zn-Pb polymetallic deposit in the Nanling Metallogenic Belt (South China), a perspective from sphalerite mineralogy and geochemistry. Ore Geology Reviews, 165, 105923. |  | CHN | Hunan
| Dafang |  | Magmatic hydrothermal | Skarn | skarn Au-Ag-Zn-Pb polymetallic | Au, Ag, Zn, Pb | Sn | Au, Ag, Zn, Pb, Sn | Chen et al., 2024 |  | DK23-3@A-9 | DK23-3@A-9-1 | [5 empty] | ore material | polished section | grab | mineral separate | [5 empty] | mineralisation |  |  |  | sphalerite | [6 empty] | garnet, diopside, tremolite, actinolite, epidote, chlorite, pyrrhotite, pyrite, arsenopyrite, chalcopyrite |  | LA-ICPMS | JEOL JXA-i SP100 Electron Probe Microanalysis; NWR 193 nm ArF Excimer laser-ablation system coupled to an iCAP RQ (ICPMS) | Laboratory of Marine Element and Isotope Facilities in Southern Marine Science and Engineering Guangdong Laboratory (Zhuhai); Guangzhou Tuoyan Analytical Technology Co., Ltd., Guangzhou, China | EPMA: accelerating voltage 20 kV, probe current 20 nA, 5 μm beam, peak counting time 10 s (S, Zn, Fe) or 20–50 s (Mn, Cd, Ga, Cu), background 1/2 peak time; LA-ICPMS spot analyses: 22 isotopes, total dwell time 95 ms; LA-ICPMS mapping: energy density 3.5 J/cm2, spot size 5 μm, scan speed 20 μm/s, 30 Hz repetition rate, 11 isotopes, total dwell time 55 ms | EPMA: FeS2 (Fe, S), ZnS (Zn), CuFeS2 (Cu), CdS (Cd), Mn (Mn), GaAs (Ga); LA-ICPMS: NIST SRM610 and MASS-1 as external calibration standards; SRM 612 and S-GE7b as monitoring samples | 0.74717 | [19 empty] | 21224.2033 | [5 empty] | 4.1271 | [5 empty] | 61.4992 | [9 empty] | 83425.298 |  | 1.8933 | [7 empty] | 4.0597 |  |  |  | 57.4143 | [13 empty] | 2251.7375 | [15 empty] | 1.8767 | [21 empty] | 234.8296 | [38 empty] | 2024 | Chen, X., Wang, Z., Yu, P., Wu, Y., Huang, Y., Tan, Z., Zheng, Y. (2024). Physicochemical condition of the Dafang skarn Au-Ag-Zn-Pb polymetallic deposit in the Nanling Metallogenic Belt (South China), a perspective from sphalerite mineralogy and geochemistry. Ore Geology Reviews, 165, 105923. |  | CHN | Hunan
| Dafang |  | Magmatic hydrothermal | Skarn | skarn Au-Ag-Zn-Pb polymetallic | Au, Ag, Zn, Pb | Sn | Au, Ag, Zn, Pb, Sn | Chen et al., 2024 |  | DK-24-1@A-1 | DK-24-1@A-1-1 | [5 empty] | ore material | polished section | grab | mineral separate | [5 empty] | mineralisation |  |  |  | sphalerite | [6 empty] | garnet, diopside, tremolite, actinolite, epidote, chlorite, pyrrhotite, pyrite, arsenopyrite, chalcopyrite |  | LA-ICPMS | JEOL JXA-i SP100 Electron Probe Microanalysis; NWR 193 nm ArF Excimer laser-ablation system coupled to an iCAP RQ (ICPMS) | Laboratory of Marine Element and Isotope Facilities in Southern Marine Science and Engineering Guangdong Laboratory (Zhuhai); Guangzhou Tuoyan Analytical Technology Co., Ltd., Guangzhou, China | EPMA: accelerating voltage 20 kV, probe current 20 nA, 5 μm beam, peak counting time 10 s (S, Zn, Fe) or 20–50 s (Mn, Cd, Ga, Cu), background 1/2 peak time; LA-ICPMS spot analyses: 22 isotopes, total dwell time 95 ms; LA-ICPMS mapping: energy density 3.5 J/cm2, spot size 5 μm, scan speed 20 μm/s, 30 Hz repetition rate, 11 isotopes, total dwell time 55 ms | EPMA: FeS2 (Fe, S), ZnS (Zn), CuFeS2 (Cu), CdS (Cd), Mn (Mn), GaAs (Ga); LA-ICPMS: NIST SRM610 and MASS-1 as external calibration standards; SRM 612 and S-GE7b as monitoring samples | 2.9842 | [19 empty] | 19764.3821 | [5 empty] | 42.3752 | [5 empty] | 877.0666 | [9 empty] | 120110.1674 |  | 9.9346 |  |  |  | 2.3276 |  |  |  | 5.1676 |  |  |  | 60.0336 | [13 empty] | 11019.8238 | [15 empty] | 7.2115 | [17 empty] | 3.1766 |  |  |  | 180.0446 | [5 empty] | 4.9806 | [32 empty] | 2024 | Chen, X., Wang, Z., Yu, P., Wu, Y., Huang, Y., Tan, Z., Zheng, Y. (2024). Physicochemical condition of the Dafang skarn Au-Ag-Zn-Pb polymetallic deposit in the Nanling Metallogenic Belt (South China), a perspective from sphalerite mineralogy and geochemistry. Ore Geology Reviews, 165, 105923. |  | CHN | Hunan
| Dafang |  | Magmatic hydrothermal | Skarn | skarn Au-Ag-Zn-Pb polymetallic | Au, Ag, Zn, Pb | Sn | Au, Ag, Zn, Pb, Sn | Chen et al., 2024 |  | DK-24-1@A-2 | DK-24-1@A-2-1 | [5 empty] | ore material | polished section | grab | mineral separate | [5 empty] | mineralisation |  |  |  | sphalerite | [6 empty] | garnet, diopside, tremolite, actinolite, epidote, chlorite, pyrrhotite, pyrite, arsenopyrite, chalcopyrite |  | LA-ICPMS | JEOL JXA-i SP100 Electron Probe Microanalysis; NWR 193 nm ArF Excimer laser-ablation system coupled to an iCAP RQ (ICPMS) | Laboratory of Marine Element and Isotope Facilities in Southern Marine Science and Engineering Guangdong Laboratory (Zhuhai); Guangzhou Tuoyan Analytical Technology Co., Ltd., Guangzhou, China | EPMA: accelerating voltage 20 kV, probe current 20 nA, 5 μm beam, peak counting time 10 s (S, Zn, Fe) or 20–50 s (Mn, Cd, Ga, Cu), background 1/2 peak time; LA-ICPMS spot analyses: 22 isotopes, total dwell time 95 ms; LA-ICPMS mapping: energy density 3.5 J/cm2, spot size 5 μm, scan speed 20 μm/s, 30 Hz repetition rate, 11 isotopes, total dwell time 55 ms | EPMA: FeS2 (Fe, S), ZnS (Zn), CuFeS2 (Cu), CdS (Cd), Mn (Mn), GaAs (Ga); LA-ICPMS: NIST SRM610 and MASS-1 as external calibration standards; SRM 612 and S-GE7b as monitoring samples | 14.9812 | [19 empty] | 22347.6141 | [5 empty] | 58.3728 | [5 empty] | 1049.5842 | [9 empty] | 117615.911 |  | 8.9206 | [7 empty] | 4.7363 |  |  |  | 76.5761 | [13 empty] | 9995.1131 | [15 empty] | 14.4061 | [17 empty] | 1.9905 |  |  |  | 207.2897 | [5 empty] | 2.576 | [32 empty] | 2024 | Chen, X., Wang, Z., Yu, P., Wu, Y., Huang, Y., Tan, Z., Zheng, Y. (2024). Physicochemical condition of the Dafang skarn Au-Ag-Zn-Pb polymetallic deposit in the Nanling Metallogenic Belt (South China), a perspective from sphalerite mineralogy and geochemistry. Ore Geology Reviews, 165, 105923. |  | CHN | Hunan
| Dafang |  | Magmatic hydrothermal | Skarn | skarn Au-Ag-Zn-Pb polymetallic | Au, Ag, Zn, Pb | Sn | Au, Ag, Zn, Pb, Sn | Chen et al., 2024 |  | DK-24-1@A-3 | DK-24-1@A-3-1 | [5 empty] | ore material | polished section | grab | mineral separate | [5 empty] | mineralisation |  |  |  | sphalerite | [6 empty] | garnet, diopside, tremolite, actinolite, epidote, chlorite, pyrrhotite, pyrite, arsenopyrite, chalcopyrite |  | LA-ICPMS | JEOL JXA-i SP100 Electron Probe Microanalysis; NWR 193 nm ArF Excimer laser-ablation system coupled to an iCAP RQ (ICPMS) | Laboratory of Marine Element and Isotope Facilities in Southern Marine Science and Engineering Guangdong Laboratory (Zhuhai); Guangzhou Tuoyan Analytical Technology Co., Ltd., Guangzhou, China | EPMA: accelerating voltage 20 kV, probe current 20 nA, 5 μm beam, peak counting time 10 s (S, Zn, Fe) or 20–50 s (Mn, Cd, Ga, Cu), background 1/2 peak time; LA-ICPMS spot analyses: 22 isotopes, total dwell time 95 ms; LA-ICPMS mapping: energy density 3.5 J/cm2, spot size 5 μm, scan speed 20 μm/s, 30 Hz repetition rate, 11 isotopes, total dwell time 55 ms | EPMA: FeS2 (Fe, S), ZnS (Zn), CuFeS2 (Cu), CdS (Cd), Mn (Mn), GaAs (Ga); LA-ICPMS: NIST SRM610 and MASS-1 as external calibration standards; SRM 612 and S-GE7b as monitoring samples | 20.3224 | [19 empty] | 21786.2456 | [5 empty] | 55.7533 | [5 empty] | 869.9842 | [9 empty] | 109693.0559 |  | 6.562 |  |  |  | 1.6337 |  |  |  | 4.8688 |  |  |  | 79.0123 | [13 empty] | 8984.2996 | [15 empty] | 141.3314 | [17 empty] | 19.8051 |  |  |  | 199.0363 | [5 empty] | 11.3775 | [32 empty] | 2024 | Chen, X., Wang, Z., Yu, P., Wu, Y., Huang, Y., Tan, Z., Zheng, Y. (2024). Physicochemical condition of the Dafang skarn Au-Ag-Zn-Pb polymetallic deposit in the Nanling Metallogenic Belt (South China), a perspective from sphalerite mineralogy and geochemistry. Ore Geology Reviews, 165, 105923. |  | CHN | Hunan
| Dafang |  | Magmatic hydrothermal | Skarn | skarn Au-Ag-Zn-Pb polymetallic | Au, Ag, Zn, Pb | Sn | Au, Ag, Zn, Pb, Sn | Chen et al., 2024 |  | DK-24-1@A-4 | DK-24-1@A-4-1 | [5 empty] | ore material | polished section | grab | mineral separate | [5 empty] | mineralisation |  |  |  | sphalerite | [6 empty] | garnet, diopside, tremolite, actinolite, epidote, chlorite, pyrrhotite, pyrite, arsenopyrite, chalcopyrite |  | LA-ICPMS | JEOL JXA-i SP100 Electron Probe Microanalysis; NWR 193 nm ArF Excimer laser-ablation system coupled to an iCAP RQ (ICPMS) | Laboratory of Marine Element and Isotope Facilities in Southern Marine Science and Engineering Guangdong Laboratory (Zhuhai); Guangzhou Tuoyan Analytical Technology Co., Ltd., Guangzhou, China | EPMA: accelerating voltage 20 kV, probe current 20 nA, 5 μm beam, peak counting time 10 s (S, Zn, Fe) or 20–50 s (Mn, Cd, Ga, Cu), background 1/2 peak time; LA-ICPMS spot analyses: 22 isotopes, total dwell time 95 ms; LA-ICPMS mapping: energy density 3.5 J/cm2, spot size 5 μm, scan speed 20 μm/s, 30 Hz repetition rate, 11 isotopes, total dwell time 55 ms | EPMA: FeS2 (Fe, S), ZnS (Zn), CuFeS2 (Cu), CdS (Cd), Mn (Mn), GaAs (Ga); LA-ICPMS: NIST SRM610 and MASS-1 as external calibration standards; SRM 612 and S-GE7b as monitoring samples | 3.3242 | [19 empty] | 22238.2392 | [5 empty] | 64.1623 | [5 empty] | 279.1304 | [9 empty] | 119736.4969 |  | 6.3869 |  |  |  | 2.254 |  |  |  | 5.1384 |  |  |  | 69.8146 | [13 empty] | 10141.9262 | [15 empty] | 5.2638 | [21 empty] | 205.8455 | [5 empty] | 1.6652 | [32 empty] | 2024 | Chen, X., Wang, Z., Yu, P., Wu, Y., Huang, Y., Tan, Z., Zheng, Y. (2024). Physicochemical condition of the Dafang skarn Au-Ag-Zn-Pb polymetallic deposit in the Nanling Metallogenic Belt (South China), a perspective from sphalerite mineralogy and geochemistry. Ore Geology Reviews, 165, 105923. |  | CHN | Hunan
| Dafang |  | Magmatic hydrothermal | Skarn | skarn Au-Ag-Zn-Pb polymetallic | Au, Ag, Zn, Pb | Sn | Au, Ag, Zn, Pb, Sn | Chen et al., 2024 |  | DK-24-1@A-5 | DK-24-1@A-5-1 | [5 empty] | ore material | polished section | grab | mineral separate | [5 empty] | mineralisation |  |  |  | sphalerite | [6 empty] | garnet, diopside, tremolite, actinolite, epidote, chlorite, pyrrhotite, pyrite, arsenopyrite, chalcopyrite |  | LA-ICPMS | JEOL JXA-i SP100 Electron Probe Microanalysis; NWR 193 nm ArF Excimer laser-ablation system coupled to an iCAP RQ (ICPMS) | Laboratory of Marine Element and Isotope Facilities in Southern Marine Science and Engineering Guangdong Laboratory (Zhuhai); Guangzhou Tuoyan Analytical Technology Co., Ltd., Guangzhou, China | EPMA: accelerating voltage 20 kV, probe current 20 nA, 5 μm beam, peak counting time 10 s (S, Zn, Fe) or 20–50 s (Mn, Cd, Ga, Cu), background 1/2 peak time; LA-ICPMS spot analyses: 22 isotopes, total dwell time 95 ms; LA-ICPMS mapping: energy density 3.5 J/cm2, spot size 5 μm, scan speed 20 μm/s, 30 Hz repetition rate, 11 isotopes, total dwell time 55 ms | EPMA: FeS2 (Fe, S), ZnS (Zn), CuFeS2 (Cu), CdS (Cd), Mn (Mn), GaAs (Ga); LA-ICPMS: NIST SRM610 and MASS-1 as external calibration standards; SRM 612 and S-GE7b as monitoring samples | 12.7907 | [19 empty] | 22301.4261 | [5 empty] | 61.2278 | [5 empty] | 594.3205 | [9 empty] | 117804.0028 |  | 12.1876 |  |  |  | 2.1596 |  |  |  | 4.8172 |  |  |  | 61.2622 | [13 empty] | 10236.3838 | [15 empty] | 10.5028 | [17 empty] | 8.0983 |  |  |  | 185.8383 | [5 empty] | 2.7018 | [32 empty] | 2024 | Chen, X., Wang, Z., Yu, P., Wu, Y., Huang, Y., Tan, Z., Zheng, Y. (2024). Physicochemical condition of the Dafang skarn Au-Ag-Zn-Pb polymetallic deposit in the Nanling Metallogenic Belt (South China), a perspective from sphalerite mineralogy and geochemistry. Ore Geology Reviews, 165, 105923. |  | CHN | Hunan
| Dafang |  | Magmatic hydrothermal | Skarn | skarn Au-Ag-Zn-Pb polymetallic | Au, Ag, Zn, Pb | Sn | Au, Ag, Zn, Pb, Sn | Chen et al., 2024 |  | DK-24-2@A-1 | DK-24-2@A-1-1 | [5 empty] | ore material | polished section | grab | mineral separate | [5 empty] | mineralisation |  |  |  | sphalerite | [6 empty] | garnet, diopside, tremolite, actinolite, epidote, chlorite, pyrrhotite, pyrite, arsenopyrite, chalcopyrite |  | LA-ICPMS | JEOL JXA-i SP100 Electron Probe Microanalysis; NWR 193 nm ArF Excimer laser-ablation system coupled to an iCAP RQ (ICPMS) | Laboratory of Marine Element and Isotope Facilities in Southern Marine Science and Engineering Guangdong Laboratory (Zhuhai); Guangzhou Tuoyan Analytical Technology Co., Ltd., Guangzhou, China | EPMA: accelerating voltage 20 kV, probe current 20 nA, 5 μm beam, peak counting time 10 s (S, Zn, Fe) or 20–50 s (Mn, Cd, Ga, Cu), background 1/2 peak time; LA-ICPMS spot analyses: 22 isotopes, total dwell time 95 ms; LA-ICPMS mapping: energy density 3.5 J/cm2, spot size 5 μm, scan speed 20 μm/s, 30 Hz repetition rate, 11 isotopes, total dwell time 55 ms | EPMA: FeS2 (Fe, S), ZnS (Zn), CuFeS2 (Cu), CdS (Cd), Mn (Mn), GaAs (Ga); LA-ICPMS: NIST SRM610 and MASS-1 as external calibration standards; SRM 612 and S-GE7b as monitoring samples | 9.0514 | [19 empty] | 21668.845 | [5 empty] | 71.9518 | [5 empty] | 2868.479 | [9 empty] | 124999.2776 |  | 5.9876 |  |  |  | 1.8633 |  |  |  | 4.4324 |  |  |  | 81.6823 | [13 empty] | 10999.5523 | [15 empty] | 92.4295 | [17 empty] | 6.5621 |  |  |  | 86.8992 | [5 empty] | 12.5903 | [32 empty] | 2024 | Chen, X., Wang, Z., Yu, P., Wu, Y., Huang, Y., Tan, Z., Zheng, Y. (2024). Physicochemical condition of the Dafang skarn Au-Ag-Zn-Pb polymetallic deposit in the Nanling Metallogenic Belt (South China), a perspective from sphalerite mineralogy and geochemistry. Ore Geology Reviews, 165, 105923. |  | CHN | Hunan
| Dafang |  | Magmatic hydrothermal | Skarn | skarn Au-Ag-Zn-Pb polymetallic | Au, Ag, Zn, Pb | Sn | Au, Ag, Zn, Pb, Sn | Chen et al., 2024 |  | DK-24-2@A-2 | DK-24-2@A-2-1 | [5 empty] | ore material | polished section | grab | mineral separate | [5 empty] | mineralisation |  |  |  | sphalerite | [6 empty] | garnet, diopside, tremolite, actinolite, epidote, chlorite, pyrrhotite, pyrite, arsenopyrite, chalcopyrite |  | LA-ICPMS | JEOL JXA-i SP100 Electron Probe Microanalysis; NWR 193 nm ArF Excimer laser-ablation system coupled to an iCAP RQ (ICPMS) | Laboratory of Marine Element and Isotope Facilities in Southern Marine Science and Engineering Guangdong Laboratory (Zhuhai); Guangzhou Tuoyan Analytical Technology Co., Ltd., Guangzhou, China | EPMA: accelerating voltage 20 kV, probe current 20 nA, 5 μm beam, peak counting time 10 s (S, Zn, Fe) or 20–50 s (Mn, Cd, Ga, Cu), background 1/2 peak time; LA-ICPMS spot analyses: 22 isotopes, total dwell time 95 ms; LA-ICPMS mapping: energy density 3.5 J/cm2, spot size 5 μm, scan speed 20 μm/s, 30 Hz repetition rate, 11 isotopes, total dwell time 55 ms | EPMA: FeS2 (Fe, S), ZnS (Zn), CuFeS2 (Cu), CdS (Cd), Mn (Mn), GaAs (Ga); LA-ICPMS: NIST SRM610 and MASS-1 as external calibration standards; SRM 612 and S-GE7b as monitoring samples | 9.8324 | [19 empty] | 22049.9174 | [5 empty] | 77.8475 | [5 empty] | 1954.1966 | [9 empty] | 127317.0197 |  | 6.4699 |  |  |  | 1.4628 |  |  |  | 3.9106 |  |  |  | 96.8947 | [13 empty] | 10378.2147 | [15 empty] | 13.6783 | [17 empty] | 4.8635 |  |  |  | 105.7924 | [5 empty] | 6.5891 | [32 empty] | 2024 | Chen, X., Wang, Z., Yu, P., Wu, Y., Huang, Y., Tan, Z., Zheng, Y. (2024). Physicochemical condition of the Dafang skarn Au-Ag-Zn-Pb polymetallic deposit in the Nanling Metallogenic Belt (South China), a perspective from sphalerite mineralogy and geochemistry. Ore Geology Reviews, 165, 105923. |  | CHN | Hunan
| Dafang |  | Magmatic hydrothermal | Skarn | skarn Au-Ag-Zn-Pb polymetallic | Au, Ag, Zn, Pb | Sn | Au, Ag, Zn, Pb, Sn | Chen et al., 2024 |  | DK-24-2@A-3 | DK-24-2@A-3-1 | [5 empty] | ore material | polished section | grab | mineral separate | [5 empty] | mineralisation |  |  |  | sphalerite | [6 empty] | garnet, diopside, tremolite, actinolite, epidote, chlorite, pyrrhotite, pyrite, arsenopyrite, chalcopyrite |  | LA-ICPMS | JEOL JXA-i SP100 Electron Probe Microanalysis; NWR 193 nm ArF Excimer laser-ablation system coupled to an iCAP RQ (ICPMS) | Laboratory of Marine Element and Isotope Facilities in Southern Marine Science and Engineering Guangdong Laboratory (Zhuhai); Guangzhou Tuoyan Analytical Technology Co., Ltd., Guangzhou, China | EPMA: accelerating voltage 20 kV, probe current 20 nA, 5 μm beam, peak counting time 10 s (S, Zn, Fe) or 20–50 s (Mn, Cd, Ga, Cu), background 1/2 peak time; LA-ICPMS spot analyses: 22 isotopes, total dwell time 95 ms; LA-ICPMS mapping: energy density 3.5 J/cm2, spot size 5 μm, scan speed 20 μm/s, 30 Hz repetition rate, 11 isotopes, total dwell time 55 ms | EPMA: FeS2 (Fe, S), ZnS (Zn), CuFeS2 (Cu), CdS (Cd), Mn (Mn), GaAs (Ga); LA-ICPMS: NIST SRM610 and MASS-1 as external calibration standards; SRM 612 and S-GE7b as monitoring samples | 3.784 | [19 empty] | 21648.2044 | [5 empty] | 75.8595 | [5 empty] | 519.6531 | [9 empty] | 132517.9535 |  | 8.978 |  |  |  | 2.1297 |  |  |  | 4.0476 |  |  |  | 74.0187 | [13 empty] | 11974.4124 | [15 empty] | 4.018 | [17 empty] | 1.6578 |  |  |  | 107.9618 | [5 empty] | 3.3807 | [32 empty] | 2024 | Chen, X., Wang, Z., Yu, P., Wu, Y., Huang, Y., Tan, Z., Zheng, Y. (2024). Physicochemical condition of the Dafang skarn Au-Ag-Zn-Pb polymetallic deposit in the Nanling Metallogenic Belt (South China), a perspective from sphalerite mineralogy and geochemistry. Ore Geology Reviews, 165, 105923. |  | CHN | Hunan
| Dafang |  | Magmatic hydrothermal | Skarn | skarn Au-Ag-Zn-Pb polymetallic | Au, Ag, Zn, Pb | Sn | Au, Ag, Zn, Pb, Sn | Chen et al., 2024 |  | DK-24-2@A-4 | DK-24-2@A-4-1 | [5 empty] | ore material | polished section | grab | mineral separate | [5 empty] | mineralisation |  |  |  | sphalerite | [6 empty] | garnet, diopside, tremolite, actinolite, epidote, chlorite, pyrrhotite, pyrite, arsenopyrite, chalcopyrite |  | LA-ICPMS | JEOL JXA-i SP100 Electron Probe Microanalysis; NWR 193 nm ArF Excimer laser-ablation system coupled to an iCAP RQ (ICPMS) | Laboratory of Marine Element and Isotope Facilities in Southern Marine Science and Engineering Guangdong Laboratory (Zhuhai); Guangzhou Tuoyan Analytical Technology Co., Ltd., Guangzhou, China | EPMA: accelerating voltage 20 kV, probe current 20 nA, 5 μm beam, peak counting time 10 s (S, Zn, Fe) or 20–50 s (Mn, Cd, Ga, Cu), background 1/2 peak time; LA-ICPMS spot analyses: 22 isotopes, total dwell time 95 ms; LA-ICPMS mapping: energy density 3.5 J/cm2, spot size 5 μm, scan speed 20 μm/s, 30 Hz repetition rate, 11 isotopes, total dwell time 55 ms | EPMA: FeS2 (Fe, S), ZnS (Zn), CuFeS2 (Cu), CdS (Cd), Mn (Mn), GaAs (Ga); LA-ICPMS: NIST SRM610 and MASS-1 as external calibration standards; SRM 612 and S-GE7b as monitoring samples | 10.2339 | [19 empty] | 22363.3782 | [5 empty] | 85.8147 | [5 empty] | 2366.8602 | [9 empty] | 128687.2646 |  | 9.0466 |  |  |  | 2.4163 |  |  |  | 4.2311 |  |  |  | 89.401 | [13 empty] | 10803.349 | [15 empty] | 14.3656 | [17 empty] | 6.4515 |  |  |  | 90.2296 | [5 empty] | 6.2466 | [32 empty] | 2024 | Chen, X., Wang, Z., Yu, P., Wu, Y., Huang, Y., Tan, Z., Zheng, Y. (2024). Physicochemical condition of the Dafang skarn Au-Ag-Zn-Pb polymetallic deposit in the Nanling Metallogenic Belt (South China), a perspective from sphalerite mineralogy and geochemistry. Ore Geology Reviews, 165, 105923. |  | CHN | Hunan
| Dafang |  | Magmatic hydrothermal | Skarn | skarn Au-Ag-Zn-Pb polymetallic | Au, Ag, Zn, Pb | Sn | Au, Ag, Zn, Pb, Sn | Chen et al., 2024 |  | DK-24-2@A-5 | DK-24-2@A-5-1 | [5 empty] | ore material | polished section | grab | mineral separate | [5 empty] | mineralisation |  |  |  | sphalerite | [6 empty] | garnet, diopside, tremolite, actinolite, epidote, chlorite, pyrrhotite, pyrite, arsenopyrite, chalcopyrite |  | LA-ICPMS | JEOL JXA-i SP100 Electron Probe Microanalysis; NWR 193 nm ArF Excimer laser-ablation system coupled to an iCAP RQ (ICPMS) | Laboratory of Marine Element and Isotope Facilities in Southern Marine Science and Engineering Guangdong Laboratory (Zhuhai); Guangzhou Tuoyan Analytical Technology Co., Ltd., Guangzhou, China | EPMA: accelerating voltage 20 kV, probe current 20 nA, 5 μm beam, peak counting time 10 s (S, Zn, Fe) or 20–50 s (Mn, Cd, Ga, Cu), background 1/2 peak time; LA-ICPMS spot analyses: 22 isotopes, total dwell time 95 ms; LA-ICPMS mapping: energy density 3.5 J/cm2, spot size 5 μm, scan speed 20 μm/s, 30 Hz repetition rate, 11 isotopes, total dwell time 55 ms | EPMA: FeS2 (Fe, S), ZnS (Zn), CuFeS2 (Cu), CdS (Cd), Mn (Mn), GaAs (Ga); LA-ICPMS: NIST SRM610 and MASS-1 as external calibration standards; SRM 612 and S-GE7b as monitoring samples | 6.7522 | [19 empty] | 21019.9184 | [5 empty] | 64.8381 | [5 empty] | 1217.9047 | [9 empty] | 132280.2745 |  | 9.8544 |  |  |  | 2.2326 |  |  |  | 3.7692 |  |  |  | 66.5651 | [13 empty] | 12922.0963 | [15 empty] | 8.7082 | [17 empty] | 4.4083 |  |  |  | 88.4002 | [5 empty] | 4.6519 | [32 empty] | 2024 | Chen, X., Wang, Z., Yu, P., Wu, Y., Huang, Y., Tan, Z., Zheng, Y. (2024). Physicochemical condition of the Dafang skarn Au-Ag-Zn-Pb polymetallic deposit in the Nanling Metallogenic Belt (South China), a perspective from sphalerite mineralogy and geochemistry. Ore Geology Reviews, 165, 105923. |  | CHN | Hunan
| Dafang |  | Magmatic hydrothermal | Skarn | skarn Au-Ag-Zn-Pb polymetallic | Au, Ag, Zn, Pb | Sn | Au, Ag, Zn, Pb, Sn | Chen et al., 2024 |  | DK-24-2@A-6 | DK-24-2@A-6-1 | [5 empty] | ore material | polished section | grab | mineral separate | [5 empty] | mineralisation |  |  |  | sphalerite | [6 empty] | garnet, diopside, tremolite, actinolite, epidote, chlorite, pyrrhotite, pyrite, arsenopyrite, chalcopyrite |  | LA-ICPMS | JEOL JXA-i SP100 Electron Probe Microanalysis; NWR 193 nm ArF Excimer laser-ablation system coupled to an iCAP RQ (ICPMS) | Laboratory of Marine Element and Isotope Facilities in Southern Marine Science and Engineering Guangdong Laboratory (Zhuhai); Guangzhou Tuoyan Analytical Technology Co., Ltd., Guangzhou, China | EPMA: accelerating voltage 20 kV, probe current 20 nA, 5 μm beam, peak counting time 10 s (S, Zn, Fe) or 20–50 s (Mn, Cd, Ga, Cu), background 1/2 peak time; LA-ICPMS spot analyses: 22 isotopes, total dwell time 95 ms; LA-ICPMS mapping: energy density 3.5 J/cm2, spot size 5 μm, scan speed 20 μm/s, 30 Hz repetition rate, 11 isotopes, total dwell time 55 ms | EPMA: FeS2 (Fe, S), ZnS (Zn), CuFeS2 (Cu), CdS (Cd), Mn (Mn), GaAs (Ga); LA-ICPMS: NIST SRM610 and MASS-1 as external calibration standards; SRM 612 and S-GE7b as monitoring samples | 6.0448 | [19 empty] | 21618.5049 | [5 empty] | 69.371 | [5 empty] | 803.6766 | [9 empty] | 132300.7815 |  | 8.2109 |  |  |  | 1.7288 |  |  |  | 3.8842 |  |  |  | 73.8522 | [13 empty] | 12397.3327 | [15 empty] | 10.9124 | [17 empty] | 1.8321 |  |  |  | 108.6701 | [5 empty] | 4.5675 | [32 empty] | 2024 | Chen, X., Wang, Z., Yu, P., Wu, Y., Huang, Y., Tan, Z., Zheng, Y. (2024). Physicochemical condition of the Dafang skarn Au-Ag-Zn-Pb polymetallic deposit in the Nanling Metallogenic Belt (South China), a perspective from sphalerite mineralogy and geochemistry. Ore Geology Reviews, 165, 105923. |  | CHN | Hunan
| Dafang |  | Magmatic hydrothermal | Skarn | skarn Au-Ag-Zn-Pb polymetallic | Au, Ag, Zn, Pb | Sn | Au, Ag, Zn, Pb, Sn | Chen et al., 2024 |  | DK-24-2@A-7 | DK-24-2@A-7-1 | [5 empty] | ore material | polished section | grab | mineral separate | [5 empty] | mineralisation |  |  |  | sphalerite | [6 empty] | garnet, diopside, tremolite, actinolite, epidote, chlorite, pyrrhotite, pyrite, arsenopyrite, chalcopyrite |  | LA-ICPMS | JEOL JXA-i SP100 Electron Probe Microanalysis; NWR 193 nm ArF Excimer laser-ablation system coupled to an iCAP RQ (ICPMS) | Laboratory of Marine Element and Isotope Facilities in Southern Marine Science and Engineering Guangdong Laboratory (Zhuhai); Guangzhou Tuoyan Analytical Technology Co., Ltd., Guangzhou, China | EPMA: accelerating voltage 20 kV, probe current 20 nA, 5 μm beam, peak counting time 10 s (S, Zn, Fe) or 20–50 s (Mn, Cd, Ga, Cu), background 1/2 peak time; LA-ICPMS spot analyses: 22 isotopes, total dwell time 95 ms; LA-ICPMS mapping: energy density 3.5 J/cm2, spot size 5 μm, scan speed 20 μm/s, 30 Hz repetition rate, 11 isotopes, total dwell time 55 ms | EPMA: FeS2 (Fe, S), ZnS (Zn), CuFeS2 (Cu), CdS (Cd), Mn (Mn), GaAs (Ga); LA-ICPMS: NIST SRM610 and MASS-1 as external calibration standards; SRM 612 and S-GE7b as monitoring samples | 8.622 | [19 empty] | 21815.6513 | [5 empty] | 72.0108 | [5 empty] | 1090.5509 | [9 empty] | 131866.8394 |  | 4.7724 |  |  |  | 2.0609 |  |  |  | 4.0932 |  |  |  | 76.0848 | [13 empty] | 12050.2381 | [15 empty] | 22.5616 | [17 empty] | 2.4555 |  |  |  | 112.5135 | [5 empty] | 5.4836 | [32 empty] | 2024 | Chen, X., Wang, Z., Yu, P., Wu, Y., Huang, Y., Tan, Z., Zheng, Y. (2024). Physicochemical condition of the Dafang skarn Au-Ag-Zn-Pb polymetallic deposit in the Nanling Metallogenic Belt (South China), a perspective from sphalerite mineralogy and geochemistry. Ore Geology Reviews, 165, 105923. |  | CHN | Hunan
| Dafang |  | Magmatic hydrothermal | Skarn | skarn Au-Ag-Zn-Pb polymetallic | Au, Ag, Zn, Pb | Sn | Au, Ag, Zn, Pb, Sn | Chen et al., 2024 |  | DK-24-2@A-8 | DK-24-2@A-8-1 | [5 empty] | ore material | polished section | grab | mineral separate | [5 empty] | mineralisation |  |  |  | sphalerite | [6 empty] | garnet, diopside, tremolite, actinolite, epidote, chlorite, pyrrhotite, pyrite, arsenopyrite, chalcopyrite |  | LA-ICPMS | JEOL JXA-i SP100 Electron Probe Microanalysis; NWR 193 nm ArF Excimer laser-ablation system coupled to an iCAP RQ (ICPMS) | Laboratory of Marine Element and Isotope Facilities in Southern Marine Science and Engineering Guangdong Laboratory (Zhuhai); Guangzhou Tuoyan Analytical Technology Co., Ltd., Guangzhou, China | EPMA: accelerating voltage 20 kV, probe current 20 nA, 5 μm beam, peak counting time 10 s (S, Zn, Fe) or 20–50 s (Mn, Cd, Ga, Cu), background 1/2 peak time; LA-ICPMS spot analyses: 22 isotopes, total dwell time 95 ms; LA-ICPMS mapping: energy density 3.5 J/cm2, spot size 5 μm, scan speed 20 μm/s, 30 Hz repetition rate, 11 isotopes, total dwell time 55 ms | EPMA: FeS2 (Fe, S), ZnS (Zn), CuFeS2 (Cu), CdS (Cd), Mn (Mn), GaAs (Ga); LA-ICPMS: NIST SRM610 and MASS-1 as external calibration standards; SRM 612 and S-GE7b as monitoring samples | 13.9681 | [19 empty] | 21935.1476 | [5 empty] | 76.5618 | [5 empty] | 1950.9467 | [9 empty] | 127805.7958 |  | 6.3983 |  |  |  | 2.1544 |  |  |  | 4.0198 |  |  |  | 91.1865 | [13 empty] | 10748.462 | [15 empty] | 246.3666 | [17 empty] | 7.3646 |  |  |  | 103.6195 | [5 empty] | 8.4963 | [32 empty] | 2024 | Chen, X., Wang, Z., Yu, P., Wu, Y., Huang, Y., Tan, Z., Zheng, Y. (2024). Physicochemical condition of the Dafang skarn Au-Ag-Zn-Pb polymetallic deposit in the Nanling Metallogenic Belt (South China), a perspective from sphalerite mineralogy and geochemistry. Ore Geology Reviews, 165, 105923. |  | CHN | Hunan
| Dafang |  | Magmatic hydrothermal | Skarn | skarn Au-Ag-Zn-Pb polymetallic | Au, Ag, Zn, Pb | Sn | Au, Ag, Zn, Pb, Sn | Chen et al., 2024 |  | DK-24-2@A-9 | DK-24-2@A-9-1 | [5 empty] | ore material | polished section | grab | mineral separate | [5 empty] | mineralisation |  |  |  | sphalerite | [6 empty] | garnet, diopside, tremolite, actinolite, epidote, chlorite, pyrrhotite, pyrite, arsenopyrite, chalcopyrite |  | LA-ICPMS | JEOL JXA-i SP100 Electron Probe Microanalysis; NWR 193 nm ArF Excimer laser-ablation system coupled to an iCAP RQ (ICPMS) | Laboratory of Marine Element and Isotope Facilities in Southern Marine Science and Engineering Guangdong Laboratory (Zhuhai); Guangzhou Tuoyan Analytical Technology Co., Ltd., Guangzhou, China | EPMA: accelerating voltage 20 kV, probe current 20 nA, 5 μm beam, peak counting time 10 s (S, Zn, Fe) or 20–50 s (Mn, Cd, Ga, Cu), background 1/2 peak time; LA-ICPMS spot analyses: 22 isotopes, total dwell time 95 ms; LA-ICPMS mapping: energy density 3.5 J/cm2, spot size 5 μm, scan speed 20 μm/s, 30 Hz repetition rate, 11 isotopes, total dwell time 55 ms | EPMA: FeS2 (Fe, S), ZnS (Zn), CuFeS2 (Cu), CdS (Cd), Mn (Mn), GaAs (Ga); LA-ICPMS: NIST SRM610 and MASS-1 as external calibration standards; SRM 612 and S-GE7b as monitoring samples | 11.6546 | [19 empty] | 21179.1751 | [5 empty] | 80.6943 | [5 empty] | 1295.3606 | [9 empty] | 122396.8845 |  | 4.635 |  |  |  | 1.7016 |  |  |  | 4.0852 |  |  |  | 93.8129 | [13 empty] | 9562.8657 | [15 empty] | 10.744 | [17 empty] | 5.2122 |  |  |  | 100.1525 | [5 empty] | 5.2354 | [32 empty] | 2024 | Chen, X., Wang, Z., Yu, P., Wu, Y., Huang, Y., Tan, Z., Zheng, Y. (2024). Physicochemical condition of the Dafang skarn Au-Ag-Zn-Pb polymetallic deposit in the Nanling Metallogenic Belt (South China), a perspective from sphalerite mineralogy and geochemistry. Ore Geology Reviews, 165, 105923. |  | CHN | Hunan
| Dafang |  | Magmatic hydrothermal | Skarn | skarn Au-Ag-Zn-Pb polymetallic | Au, Ag, Zn, Pb | Sn | Au, Ag, Zn, Pb, Sn | Chen et al., 2024 |  | DK-27-1@A-1 | DK-27-1@A-1-1 | [5 empty] | ore material | polished section | grab | mineral separate | [5 empty] | mineralisation |  |  |  | sphalerite | [6 empty] | garnet, diopside, tremolite, actinolite, epidote, chlorite, pyrrhotite, pyrite, arsenopyrite, chalcopyrite |  | LA-ICPMS | JEOL JXA-i SP100 Electron Probe Microanalysis; NWR 193 nm ArF Excimer laser-ablation system coupled to an iCAP RQ (ICPMS) | Laboratory of Marine Element and Isotope Facilities in Southern Marine Science and Engineering Guangdong Laboratory (Zhuhai); Guangzhou Tuoyan Analytical Technology Co., Ltd., Guangzhou, China | EPMA: accelerating voltage 20 kV, probe current 20 nA, 5 μm beam, peak counting time 10 s (S, Zn, Fe) or 20–50 s (Mn, Cd, Ga, Cu), background 1/2 peak time; LA-ICPMS spot analyses: 22 isotopes, total dwell time 95 ms; LA-ICPMS mapping: energy density 3.5 J/cm2, spot size 5 μm, scan speed 20 μm/s, 30 Hz repetition rate, 11 isotopes, total dwell time 55 ms | EPMA: FeS2 (Fe, S), ZnS (Zn), CuFeS2 (Cu), CdS (Cd), Mn (Mn), GaAs (Ga); LA-ICPMS: NIST SRM610 and MASS-1 as external calibration standards; SRM 612 and S-GE7b as monitoring samples | 16.6454 | [19 empty] | 17804.2577 | [5 empty] | 36.7578 | [5 empty] | 2485.3012 | [9 empty] | 141496.4677 |  | 13.4016 | [7 empty] | 5.0575 |  |  |  | 47.5924 | [13 empty] | 19523.7621 | [15 empty] | 12.7826 | [21 empty] | 34.485 | [5 empty] | 14.8287 | [32 empty] | 2024 | Chen, X., Wang, Z., Yu, P., Wu, Y., Huang, Y., Tan, Z., Zheng, Y. (2024). Physicochemical condition of the Dafang skarn Au-Ag-Zn-Pb polymetallic deposit in the Nanling Metallogenic Belt (South China), a perspective from sphalerite mineralogy and geochemistry. Ore Geology Reviews, 165, 105923. |  | CHN | Hunan
| Dafang |  | Magmatic hydrothermal | Skarn | skarn Au-Ag-Zn-Pb polymetallic | Au, Ag, Zn, Pb | Sn | Au, Ag, Zn, Pb, Sn | Chen et al., 2024 |  | DK-27-1@A-2 | DK-27-1@A-2-1 | [5 empty] | ore material | polished section | grab | mineral separate | [5 empty] | mineralisation |  |  |  | sphalerite | [6 empty] | garnet, diopside, tremolite, actinolite, epidote, chlorite, pyrrhotite, pyrite, arsenopyrite, chalcopyrite |  | LA-ICPMS | JEOL JXA-i SP100 Electron Probe Microanalysis; NWR 193 nm ArF Excimer laser-ablation system coupled to an iCAP RQ (ICPMS) | Laboratory of Marine Element and Isotope Facilities in Southern Marine Science and Engineering Guangdong Laboratory (Zhuhai); Guangzhou Tuoyan Analytical Technology Co., Ltd., Guangzhou, China | EPMA: accelerating voltage 20 kV, probe current 20 nA, 5 μm beam, peak counting time 10 s (S, Zn, Fe) or 20–50 s (Mn, Cd, Ga, Cu), background 1/2 peak time; LA-ICPMS spot analyses: 22 isotopes, total dwell time 95 ms; LA-ICPMS mapping: energy density 3.5 J/cm2, spot size 5 μm, scan speed 20 μm/s, 30 Hz repetition rate, 11 isotopes, total dwell time 55 ms | EPMA: FeS2 (Fe, S), ZnS (Zn), CuFeS2 (Cu), CdS (Cd), Mn (Mn), GaAs (Ga); LA-ICPMS: NIST SRM610 and MASS-1 as external calibration standards; SRM 612 and S-GE7b as monitoring samples | 14.2477 | [19 empty] | 18221.4873 | [5 empty] | 36.7863 | [5 empty] | 2713.6777 | [9 empty] | 139531.336 |  | 26.6968 |  |  |  | 1.9933 |  |  |  | 4.942 |  |  |  | 30.8758 | [13 empty] | 17803.4643 | [15 empty] | 2.2291 | [21 empty] | 33.3564 | [5 empty] | 12.0013 | [32 empty] | 2024 | Chen, X., Wang, Z., Yu, P., Wu, Y., Huang, Y., Tan, Z., Zheng, Y. (2024). Physicochemical condition of the Dafang skarn Au-Ag-Zn-Pb polymetallic deposit in the Nanling Metallogenic Belt (South China), a perspective from sphalerite mineralogy and geochemistry. Ore Geology Reviews, 165, 105923. |  | CHN | Hunan
| Dafang |  | Magmatic hydrothermal | Skarn | skarn Au-Ag-Zn-Pb polymetallic | Au, Ag, Zn, Pb | Sn | Au, Ag, Zn, Pb, Sn | Chen et al., 2024 |  | DK-27-1@A-3 | DK-27-1@A-3-1 | [5 empty] | ore material | polished section | grab | mineral separate | [5 empty] | mineralisation |  |  |  | sphalerite | [6 empty] | garnet, diopside, tremolite, actinolite, epidote, chlorite, pyrrhotite, pyrite, arsenopyrite, chalcopyrite |  | LA-ICPMS | JEOL JXA-i SP100 Electron Probe Microanalysis; NWR 193 nm ArF Excimer laser-ablation system coupled to an iCAP RQ (ICPMS) | Laboratory of Marine Element and Isotope Facilities in Southern Marine Science and Engineering Guangdong Laboratory (Zhuhai); Guangzhou Tuoyan Analytical Technology Co., Ltd., Guangzhou, China | EPMA: accelerating voltage 20 kV, probe current 20 nA, 5 μm beam, peak counting time 10 s (S, Zn, Fe) or 20–50 s (Mn, Cd, Ga, Cu), background 1/2 peak time; LA-ICPMS spot analyses: 22 isotopes, total dwell time 95 ms; LA-ICPMS mapping: energy density 3.5 J/cm2, spot size 5 μm, scan speed 20 μm/s, 30 Hz repetition rate, 11 isotopes, total dwell time 55 ms | EPMA: FeS2 (Fe, S), ZnS (Zn), CuFeS2 (Cu), CdS (Cd), Mn (Mn), GaAs (Ga); LA-ICPMS: NIST SRM610 and MASS-1 as external calibration standards; SRM 612 and S-GE7b as monitoring samples | 8.1804 | [19 empty] | 17510.9929 | [5 empty] | 36.6746 | [5 empty] | 1491.549 | [9 empty] | 137952.962 |  | 25.4291 |  |  |  | 2.093 |  |  |  | 5.965 |  |  |  | 38.2222 | [13 empty] | 19277.3173 | [15 empty] | 17.681 | [17 empty] | 0.95342 |  |  |  | 28.654 | [5 empty] | 12.5052 | [32 empty] | 2024 | Chen, X., Wang, Z., Yu, P., Wu, Y., Huang, Y., Tan, Z., Zheng, Y. (2024). Physicochemical condition of the Dafang skarn Au-Ag-Zn-Pb polymetallic deposit in the Nanling Metallogenic Belt (South China), a perspective from sphalerite mineralogy and geochemistry. Ore Geology Reviews, 165, 105923. |  | CHN | Hunan
| Dafang |  | Magmatic hydrothermal | Skarn | skarn Au-Ag-Zn-Pb polymetallic | Au, Ag, Zn, Pb | Sn | Au, Ag, Zn, Pb, Sn | Chen et al., 2024 |  | DK-27-1@A-4 | DK-27-1@A-4-1 | [5 empty] | ore material | polished section | grab | mineral separate | [5 empty] | mineralisation |  |  |  | sphalerite | [6 empty] | garnet, diopside, tremolite, actinolite, epidote, chlorite, pyrrhotite, pyrite, arsenopyrite, chalcopyrite |  | LA-ICPMS | JEOL JXA-i SP100 Electron Probe Microanalysis; NWR 193 nm ArF Excimer laser-ablation system coupled to an iCAP RQ (ICPMS) | Laboratory of Marine Element and Isotope Facilities in Southern Marine Science and Engineering Guangdong Laboratory (Zhuhai); Guangzhou Tuoyan Analytical Technology Co., Ltd., Guangzhou, China | EPMA: accelerating voltage 20 kV, probe current 20 nA, 5 μm beam, peak counting time 10 s (S, Zn, Fe) or 20–50 s (Mn, Cd, Ga, Cu), background 1/2 peak time; LA-ICPMS spot analyses: 22 isotopes, total dwell time 95 ms; LA-ICPMS mapping: energy density 3.5 J/cm2, spot size 5 μm, scan speed 20 μm/s, 30 Hz repetition rate, 11 isotopes, total dwell time 55 ms | EPMA: FeS2 (Fe, S), ZnS (Zn), CuFeS2 (Cu), CdS (Cd), Mn (Mn), GaAs (Ga); LA-ICPMS: NIST SRM610 and MASS-1 as external calibration standards; SRM 612 and S-GE7b as monitoring samples | 25.4538 | [19 empty] | 19512.081 | [5 empty] | 27.39 | [5 empty] | 4385.3534 | [9 empty] | 145576.5419 |  | 9.7533 |  |  |  | 2.5934 |  |  |  | 5.5206 |  |  |  | 64.082 | [13 empty] | 21773.6227 | [15 empty] | 11.3804 | [21 empty] | 28.71 | [5 empty] | 3.2789 | [32 empty] | 2024 | Chen, X., Wang, Z., Yu, P., Wu, Y., Huang, Y., Tan, Z., Zheng, Y. (2024). Physicochemical condition of the Dafang skarn Au-Ag-Zn-Pb polymetallic deposit in the Nanling Metallogenic Belt (South China), a perspective from sphalerite mineralogy and geochemistry. Ore Geology Reviews, 165, 105923. |  | CHN | Hunan
| Dafang |  | Magmatic hydrothermal | Skarn | skarn Au-Ag-Zn-Pb polymetallic | Au, Ag, Zn, Pb | Sn | Au, Ag, Zn, Pb, Sn | Chen et al., 2024 |  | DK-27-1@A-5 | DK-27-1@A-5-1 | [5 empty] | ore material | polished section | grab | mineral separate | [5 empty] | mineralisation |  |  |  | sphalerite | [6 empty] | garnet, diopside, tremolite, actinolite, epidote, chlorite, pyrrhotite, pyrite, arsenopyrite, chalcopyrite |  | LA-ICPMS | JEOL JXA-i SP100 Electron Probe Microanalysis; NWR 193 nm ArF Excimer laser-ablation system coupled to an iCAP RQ (ICPMS) | Laboratory of Marine Element and Isotope Facilities in Southern Marine Science and Engineering Guangdong Laboratory (Zhuhai); Guangzhou Tuoyan Analytical Technology Co., Ltd., Guangzhou, China | EPMA: accelerating voltage 20 kV, probe current 20 nA, 5 μm beam, peak counting time 10 s (S, Zn, Fe) or 20–50 s (Mn, Cd, Ga, Cu), background 1/2 peak time; LA-ICPMS spot analyses: 22 isotopes, total dwell time 95 ms; LA-ICPMS mapping: energy density 3.5 J/cm2, spot size 5 μm, scan speed 20 μm/s, 30 Hz repetition rate, 11 isotopes, total dwell time 55 ms | EPMA: FeS2 (Fe, S), ZnS (Zn), CuFeS2 (Cu), CdS (Cd), Mn (Mn), GaAs (Ga); LA-ICPMS: NIST SRM610 and MASS-1 as external calibration standards; SRM 612 and S-GE7b as monitoring samples | 56.1482 | [19 empty] | 17930.3134 | [5 empty] | 26.2834 | [5 empty] | 9236.5444 | [9 empty] | 153055.0613 |  | 12.8287 |  |  |  | 2.3485 |  |  |  | 6.2288 |  |  |  | 85.2443 | [13 empty] | 20007.8586 | [15 empty] | 19.7918 | [21 empty] | 40.4514 | [5 empty] | 7.3715 | [32 empty] | 2024 | Chen, X., Wang, Z., Yu, P., Wu, Y., Huang, Y., Tan, Z., Zheng, Y. (2024). Physicochemical condition of the Dafang skarn Au-Ag-Zn-Pb polymetallic deposit in the Nanling Metallogenic Belt (South China), a perspective from sphalerite mineralogy and geochemistry. Ore Geology Reviews, 165, 105923. |  | CHN | Hunan
| Dafang |  | Magmatic hydrothermal | Skarn | skarn Au-Ag-Zn-Pb polymetallic | Au, Ag, Zn, Pb | Sn | Au, Ag, Zn, Pb, Sn | Chen et al., 2024 |  | DK-27-1@B-1 | DK-27-1@B-1-1 | [5 empty] | ore material | polished section | grab | mineral separate | [5 empty] | mineralisation |  |  |  | sphalerite | [6 empty] | garnet, diopside, tremolite, actinolite, epidote, chlorite, pyrrhotite, pyrite, arsenopyrite, chalcopyrite |  | LA-ICPMS | JEOL JXA-i SP100 Electron Probe Microanalysis; NWR 193 nm ArF Excimer laser-ablation system coupled to an iCAP RQ (ICPMS) | Laboratory of Marine Element and Isotope Facilities in Southern Marine Science and Engineering Guangdong Laboratory (Zhuhai); Guangzhou Tuoyan Analytical Technology Co., Ltd., Guangzhou, China | EPMA: accelerating voltage 20 kV, probe current 20 nA, 5 μm beam, peak counting time 10 s (S, Zn, Fe) or 20–50 s (Mn, Cd, Ga, Cu), background 1/2 peak time; LA-ICPMS spot analyses: 22 isotopes, total dwell time 95 ms; LA-ICPMS mapping: energy density 3.5 J/cm2, spot size 5 μm, scan speed 20 μm/s, 30 Hz repetition rate, 11 isotopes, total dwell time 55 ms | EPMA: FeS2 (Fe, S), ZnS (Zn), CuFeS2 (Cu), CdS (Cd), Mn (Mn), GaAs (Ga); LA-ICPMS: NIST SRM610 and MASS-1 as external calibration standards; SRM 612 and S-GE7b as monitoring samples | 8.6985 | [19 empty] | 19465.3663 | [5 empty] | 32.5736 | [5 empty] | 2745.0971 | [9 empty] | 153325.1733 |  | 14.8708 |  |  |  | 3.1378 |  |  |  | 3.6573 |  |  |  | 95.8766 | [13 empty] | 16576.1559 | [15 empty] | 0.61724 | [21 empty] | 44.2251 | [5 empty] | 6.8555 | [32 empty] | 2024 | Chen, X., Wang, Z., Yu, P., Wu, Y., Huang, Y., Tan, Z., Zheng, Y. (2024). Physicochemical condition of the Dafang skarn Au-Ag-Zn-Pb polymetallic deposit in the Nanling Metallogenic Belt (South China), a perspective from sphalerite mineralogy and geochemistry. Ore Geology Reviews, 165, 105923. |  | CHN | Hunan
| Dafang |  | Magmatic hydrothermal | Skarn | skarn Au-Ag-Zn-Pb polymetallic | Au, Ag, Zn, Pb | Sn | Au, Ag, Zn, Pb, Sn | Chen et al., 2024 |  | DK-27-1@B-2 | DK-27-1@B-2-1 | [5 empty] | ore material | polished section | grab | mineral separate | [5 empty] | mineralisation |  |  |  | sphalerite | [6 empty] | garnet, diopside, tremolite, actinolite, epidote, chlorite, pyrrhotite, pyrite, arsenopyrite, chalcopyrite |  | LA-ICPMS | JEOL JXA-i SP100 Electron Probe Microanalysis; NWR 193 nm ArF Excimer laser-ablation system coupled to an iCAP RQ (ICPMS) | Laboratory of Marine Element and Isotope Facilities in Southern Marine Science and Engineering Guangdong Laboratory (Zhuhai); Guangzhou Tuoyan Analytical Technology Co., Ltd., Guangzhou, China | EPMA: accelerating voltage 20 kV, probe current 20 nA, 5 μm beam, peak counting time 10 s (S, Zn, Fe) or 20–50 s (Mn, Cd, Ga, Cu), background 1/2 peak time; LA-ICPMS spot analyses: 22 isotopes, total dwell time 95 ms; LA-ICPMS mapping: energy density 3.5 J/cm2, spot size 5 μm, scan speed 20 μm/s, 30 Hz repetition rate, 11 isotopes, total dwell time 55 ms | EPMA: FeS2 (Fe, S), ZnS (Zn), CuFeS2 (Cu), CdS (Cd), Mn (Mn), GaAs (Ga); LA-ICPMS: NIST SRM610 and MASS-1 as external calibration standards; SRM 612 and S-GE7b as monitoring samples | 23.9578 | [19 empty] | 18880.2166 | [5 empty] | 23.7175 | [5 empty] | 3458.5306 | [9 empty] | 148843.1378 |  | 15.0981 | [7 empty] | 5.9514 |  |  |  | 81.8258 | [13 empty] | 16261.7563 | [15 empty] | 9.4875 | [17 empty] | 0.62649 |  |  |  | 26.2052 | [5 empty] | 12.5499 | [32 empty] | 2024 | Chen, X., Wang, Z., Yu, P., Wu, Y., Huang, Y., Tan, Z., Zheng, Y. (2024). Physicochemical condition of the Dafang skarn Au-Ag-Zn-Pb polymetallic deposit in the Nanling Metallogenic Belt (South China), a perspective from sphalerite mineralogy and geochemistry. Ore Geology Reviews, 165, 105923. |  | CHN | Hunan
| Dafang |  | Magmatic hydrothermal | Skarn | skarn Au-Ag-Zn-Pb polymetallic | Au, Ag, Zn, Pb | Sn | Au, Ag, Zn, Pb, Sn | Chen et al., 2024 |  | DK-27-1@B-3 | DK-27-1@B-3-1 | [5 empty] | ore material | polished section | grab | mineral separate | [5 empty] | mineralisation |  |  |  | sphalerite | [6 empty] | garnet, diopside, tremolite, actinolite, epidote, chlorite, pyrrhotite, pyrite, arsenopyrite, chalcopyrite |  | LA-ICPMS | JEOL JXA-i SP100 Electron Probe Microanalysis; NWR 193 nm ArF Excimer laser-ablation system coupled to an iCAP RQ (ICPMS) | Laboratory of Marine Element and Isotope Facilities in Southern Marine Science and Engineering Guangdong Laboratory (Zhuhai); Guangzhou Tuoyan Analytical Technology Co., Ltd., Guangzhou, China | EPMA: accelerating voltage 20 kV, probe current 20 nA, 5 μm beam, peak counting time 10 s (S, Zn, Fe) or 20–50 s (Mn, Cd, Ga, Cu), background 1/2 peak time; LA-ICPMS spot analyses: 22 isotopes, total dwell time 95 ms; LA-ICPMS mapping: energy density 3.5 J/cm2, spot size 5 μm, scan speed 20 μm/s, 30 Hz repetition rate, 11 isotopes, total dwell time 55 ms | EPMA: FeS2 (Fe, S), ZnS (Zn), CuFeS2 (Cu), CdS (Cd), Mn (Mn), GaAs (Ga); LA-ICPMS: NIST SRM610 and MASS-1 as external calibration standards; SRM 612 and S-GE7b as monitoring samples | 15.2235 | [19 empty] | 19100.6093 | [5 empty] | 23.3088 | [5 empty] | 3837.8954 | [9 empty] | 160030.7405 |  | 15.725 |  |  |  | 2.9564 |  |  |  | 5.1856 |  |  |  | 134.6725 | [13 empty] | 17055.4109 | [15 empty] | 31.2018 | [21 empty] | 36.4873 | [5 empty] | 12.6325 | [32 empty] | 2024 | Chen, X., Wang, Z., Yu, P., Wu, Y., Huang, Y., Tan, Z., Zheng, Y. (2024). Physicochemical condition of the Dafang skarn Au-Ag-Zn-Pb polymetallic deposit in the Nanling Metallogenic Belt (South China), a perspective from sphalerite mineralogy and geochemistry. Ore Geology Reviews, 165, 105923. |  | CHN | Hunan
| Dafang |  | Magmatic hydrothermal | Skarn | skarn Au-Ag-Zn-Pb polymetallic | Au, Ag, Zn, Pb | Sn | Au, Ag, Zn, Pb, Sn | Chen et al., 2024 |  | DK-27-1@B-4 | DK-27-1@B-4-1 | [5 empty] | ore material | polished section | grab | mineral separate | [5 empty] | mineralisation |  |  |  | sphalerite | [6 empty] | garnet, diopside, tremolite, actinolite, epidote, chlorite, pyrrhotite, pyrite, arsenopyrite, chalcopyrite |  | LA-ICPMS | JEOL JXA-i SP100 Electron Probe Microanalysis; NWR 193 nm ArF Excimer laser-ablation system coupled to an iCAP RQ (ICPMS) | Laboratory of Marine Element and Isotope Facilities in Southern Marine Science and Engineering Guangdong Laboratory (Zhuhai); Guangzhou Tuoyan Analytical Technology Co., Ltd., Guangzhou, China | EPMA: accelerating voltage 20 kV, probe current 20 nA, 5 μm beam, peak counting time 10 s (S, Zn, Fe) or 20–50 s (Mn, Cd, Ga, Cu), background 1/2 peak time; LA-ICPMS spot analyses: 22 isotopes, total dwell time 95 ms; LA-ICPMS mapping: energy density 3.5 J/cm2, spot size 5 μm, scan speed 20 μm/s, 30 Hz repetition rate, 11 isotopes, total dwell time 55 ms | EPMA: FeS2 (Fe, S), ZnS (Zn), CuFeS2 (Cu), CdS (Cd), Mn (Mn), GaAs (Ga); LA-ICPMS: NIST SRM610 and MASS-1 as external calibration standards; SRM 612 and S-GE7b as monitoring samples | 24.9395 | [19 empty] | 19122.3743 | [5 empty] | 17.682 | [5 empty] | 6751.7709 | [9 empty] | 152816.3934 |  | 12.667 |  |  |  | 2.5366 |  |  |  | 5.3808 |  |  |  | 108.8437 | [13 empty] | 17013.0163 | [15 empty] | 8.6546 | [21 empty] | 48.701 | [5 empty] | 8.4298 | [32 empty] | 2024 | Chen, X., Wang, Z., Yu, P., Wu, Y., Huang, Y., Tan, Z., Zheng, Y. (2024). Physicochemical condition of the Dafang skarn Au-Ag-Zn-Pb polymetallic deposit in the Nanling Metallogenic Belt (South China), a perspective from sphalerite mineralogy and geochemistry. Ore Geology Reviews, 165, 105923. |  | CHN | Hunan
| Dafang |  | Magmatic hydrothermal | Skarn | skarn Au-Ag-Zn-Pb polymetallic | Au, Ag, Zn, Pb | Sn | Au, Ag, Zn, Pb, Sn | Chen et al., 2024 |  | DK-27-1@B-5 | DK-27-1@B-5-1 | [5 empty] | ore material | polished section | grab | mineral separate | [5 empty] | mineralisation |  |  |  | sphalerite | [6 empty] | garnet, diopside, tremolite, actinolite, epidote, chlorite, pyrrhotite, pyrite, arsenopyrite, chalcopyrite |  | LA-ICPMS | JEOL JXA-i SP100 Electron Probe Microanalysis; NWR 193 nm ArF Excimer laser-ablation system coupled to an iCAP RQ (ICPMS) | Laboratory of Marine Element and Isotope Facilities in Southern Marine Science and Engineering Guangdong Laboratory (Zhuhai); Guangzhou Tuoyan Analytical Technology Co., Ltd., Guangzhou, China | EPMA: accelerating voltage 20 kV, probe current 20 nA, 5 μm beam, peak counting time 10 s (S, Zn, Fe) or 20–50 s (Mn, Cd, Ga, Cu), background 1/2 peak time; LA-ICPMS spot analyses: 22 isotopes, total dwell time 95 ms; LA-ICPMS mapping: energy density 3.5 J/cm2, spot size 5 μm, scan speed 20 μm/s, 30 Hz repetition rate, 11 isotopes, total dwell time 55 ms | EPMA: FeS2 (Fe, S), ZnS (Zn), CuFeS2 (Cu), CdS (Cd), Mn (Mn), GaAs (Ga); LA-ICPMS: NIST SRM610 and MASS-1 as external calibration standards; SRM 612 and S-GE7b as monitoring samples | 24.5746 | [19 empty] | 19392.96 | [5 empty] | 18.2825 | [5 empty] | 5798.6008 | [9 empty] | 158426.8586 |  | 13.8605 |  |  |  | 2.9519 |  |  |  | 4.6805 |  |  |  | 88.6604 | [13 empty] | 16572.6497 | [15 empty] | 11.85 | [21 empty] | 44.8638 | [5 empty] | 4.2049 | [32 empty] | 2024 | Chen, X., Wang, Z., Yu, P., Wu, Y., Huang, Y., Tan, Z., Zheng, Y. (2024). Physicochemical condition of the Dafang skarn Au-Ag-Zn-Pb polymetallic deposit in the Nanling Metallogenic Belt (South China), a perspective from sphalerite mineralogy and geochemistry. Ore Geology Reviews, 165, 105923. |  | CHN | Hunan
| Dafang |  | Magmatic hydrothermal | Skarn | skarn Au-Ag-Zn-Pb polymetallic | Au, Ag, Zn, Pb | Sn | Au, Ag, Zn, Pb, Sn | Chen et al., 2024 |  | DK-27-1@B-6 | DK-27-1@B-6-1 | [5 empty] | ore material | polished section | grab | mineral separate | [5 empty] | mineralisation |  |  |  | sphalerite | [6 empty] | garnet, diopside, tremolite, actinolite, epidote, chlorite, pyrrhotite, pyrite, arsenopyrite, chalcopyrite |  | LA-ICPMS | JEOL JXA-i SP100 Electron Probe Microanalysis; NWR 193 nm ArF Excimer laser-ablation system coupled to an iCAP RQ (ICPMS) | Laboratory of Marine Element and Isotope Facilities in Southern Marine Science and Engineering Guangdong Laboratory (Zhuhai); Guangzhou Tuoyan Analytical Technology Co., Ltd., Guangzhou, China | EPMA: accelerating voltage 20 kV, probe current 20 nA, 5 μm beam, peak counting time 10 s (S, Zn, Fe) or 20–50 s (Mn, Cd, Ga, Cu), background 1/2 peak time; LA-ICPMS spot analyses: 22 isotopes, total dwell time 95 ms; LA-ICPMS mapping: energy density 3.5 J/cm2, spot size 5 μm, scan speed 20 μm/s, 30 Hz repetition rate, 11 isotopes, total dwell time 55 ms | EPMA: FeS2 (Fe, S), ZnS (Zn), CuFeS2 (Cu), CdS (Cd), Mn (Mn), GaAs (Ga); LA-ICPMS: NIST SRM610 and MASS-1 as external calibration standards; SRM 612 and S-GE7b as monitoring samples | 47.6294 | [19 empty] | 18672.9685 | [5 empty] | 18.0837 | [5 empty] | 4773.2267 | [9 empty] | 206246.1304 |  | 20.0702 |  |  |  | 4.0275 |  |  |  | 5.5306 |  |  |  | 121.292 | [13 empty] | 19894.2837 | [15 empty] | 56.4949 | [21 empty] | 39.1817 | [5 empty] | 18.1557 | [32 empty] | 2024 | Chen, X., Wang, Z., Yu, P., Wu, Y., Huang, Y., Tan, Z., Zheng, Y. (2024). Physicochemical condition of the Dafang skarn Au-Ag-Zn-Pb polymetallic deposit in the Nanling Metallogenic Belt (South China), a perspective from sphalerite mineralogy and geochemistry. Ore Geology Reviews, 165, 105923. |  | CHN | Hunan
| Dafang |  | Magmatic hydrothermal | Skarn | skarn Au-Ag-Zn-Pb polymetallic | Au, Ag, Zn, Pb | Sn | Au, Ag, Zn, Pb, Sn | Chen et al., 2024 |  | DK-27-1@B-7 | DK-27-1@B-7-1 | [5 empty] | ore material | polished section | grab | mineral separate | [5 empty] | mineralisation |  |  |  | sphalerite | [6 empty] | garnet, diopside, tremolite, actinolite, epidote, chlorite, pyrrhotite, pyrite, arsenopyrite, chalcopyrite |  | LA-ICPMS | JEOL JXA-i SP100 Electron Probe Microanalysis; NWR 193 nm ArF Excimer laser-ablation system coupled to an iCAP RQ (ICPMS) | Laboratory of Marine Element and Isotope Facilities in Southern Marine Science and Engineering Guangdong Laboratory (Zhuhai); Guangzhou Tuoyan Analytical Technology Co., Ltd., Guangzhou, China | EPMA: accelerating voltage 20 kV, probe current 20 nA, 5 μm beam, peak counting time 10 s (S, Zn, Fe) or 20–50 s (Mn, Cd, Ga, Cu), background 1/2 peak time; LA-ICPMS spot analyses: 22 isotopes, total dwell time 95 ms; LA-ICPMS mapping: energy density 3.5 J/cm2, spot size 5 μm, scan speed 20 μm/s, 30 Hz repetition rate, 11 isotopes, total dwell time 55 ms | EPMA: FeS2 (Fe, S), ZnS (Zn), CuFeS2 (Cu), CdS (Cd), Mn (Mn), GaAs (Ga); LA-ICPMS: NIST SRM610 and MASS-1 as external calibration standards; SRM 612 and S-GE7b as monitoring samples | 27.6357 | [19 empty] | 18557.2064 | [5 empty] | 23.0469 | [5 empty] | 8908.067 | [9 empty] | 165476.9049 |  | 35.8917 |  |  |  | 3.4855 |  |  |  | 7.6308 |  |  |  | 80.2319 | [13 empty] | 22369.918 | [15 empty] | 52.733 | [21 empty] | 34.705 | [5 empty] | 12.0367 | [32 empty] | 2024 | Chen, X., Wang, Z., Yu, P., Wu, Y., Huang, Y., Tan, Z., Zheng, Y. (2024). Physicochemical condition of the Dafang skarn Au-Ag-Zn-Pb polymetallic deposit in the Nanling Metallogenic Belt (South China), a perspective from sphalerite mineralogy and geochemistry. Ore Geology Reviews, 165, 105923. |  | CHN | Hunan
| Dafang |  | Magmatic hydrothermal | Skarn | skarn Au-Ag-Zn-Pb polymetallic | Au, Ag, Zn, Pb | Sn | Au, Ag, Zn, Pb, Sn | Chen et al., 2024 |  | DK-27-1@B-8 | DK-27-1@B-8-1 | [5 empty] | ore material | polished section | grab | mineral separate | [5 empty] | mineralisation |  |  |  | sphalerite | [6 empty] | garnet, diopside, tremolite, actinolite, epidote, chlorite, pyrrhotite, pyrite, arsenopyrite, chalcopyrite |  | LA-ICPMS | JEOL JXA-i SP100 Electron Probe Microanalysis; NWR 193 nm ArF Excimer laser-ablation system coupled to an iCAP RQ (ICPMS) | Laboratory of Marine Element and Isotope Facilities in Southern Marine Science and Engineering Guangdong Laboratory (Zhuhai); Guangzhou Tuoyan Analytical Technology Co., Ltd., Guangzhou, China | EPMA: accelerating voltage 20 kV, probe current 20 nA, 5 μm beam, peak counting time 10 s (S, Zn, Fe) or 20–50 s (Mn, Cd, Ga, Cu), background 1/2 peak time; LA-ICPMS spot analyses: 22 isotopes, total dwell time 95 ms; LA-ICPMS mapping: energy density 3.5 J/cm2, spot size 5 μm, scan speed 20 μm/s, 30 Hz repetition rate, 11 isotopes, total dwell time 55 ms | EPMA: FeS2 (Fe, S), ZnS (Zn), CuFeS2 (Cu), CdS (Cd), Mn (Mn), GaAs (Ga); LA-ICPMS: NIST SRM610 and MASS-1 as external calibration standards; SRM 612 and S-GE7b as monitoring samples | 16.7671 | [19 empty] | 19332.7798 | [5 empty] | 21.6181 | [5 empty] | 6640.9493 | [9 empty] | 152800.3121 |  | 19.6474 |  |  |  | 2.7558 |  |  |  | 4.9642 |  |  |  | 86.3484 | [13 empty] | 21566.1029 | [15 empty] | 15.9759 | [21 empty] | 50.8833 | [5 empty] | 9.9134 | [32 empty] | 2024 | Chen, X., Wang, Z., Yu, P., Wu, Y., Huang, Y., Tan, Z., Zheng, Y. (2024). Physicochemical condition of the Dafang skarn Au-Ag-Zn-Pb polymetallic deposit in the Nanling Metallogenic Belt (South China), a perspective from sphalerite mineralogy and geochemistry. Ore Geology Reviews, 165, 105923. |  | CHN | Hunan
| Dafang |  | Magmatic hydrothermal | Skarn | skarn Au-Ag-Zn-Pb polymetallic | Au, Ag, Zn, Pb | Sn | Au, Ag, Zn, Pb, Sn | Chen et al., 2024 |  | DK-27-1@B-9 | DK-27-1@B-9-1 | [5 empty] | ore material | polished section | grab | mineral separate | [5 empty] | mineralisation |  |  |  | sphalerite | [6 empty] | garnet, diopside, tremolite, actinolite, epidote, chlorite, pyrrhotite, pyrite, arsenopyrite, chalcopyrite |  | LA-ICPMS | JEOL JXA-i SP100 Electron Probe Microanalysis; NWR 193 nm ArF Excimer laser-ablation system coupled to an iCAP RQ (ICPMS) | Laboratory of Marine Element and Isotope Facilities in Southern Marine Science and Engineering Guangdong Laboratory (Zhuhai); Guangzhou Tuoyan Analytical Technology Co., Ltd., Guangzhou, China | EPMA: accelerating voltage 20 kV, probe current 20 nA, 5 μm beam, peak counting time 10 s (S, Zn, Fe) or 20–50 s (Mn, Cd, Ga, Cu), background 1/2 peak time; LA-ICPMS spot analyses: 22 isotopes, total dwell time 95 ms; LA-ICPMS mapping: energy density 3.5 J/cm2, spot size 5 μm, scan speed 20 μm/s, 30 Hz repetition rate, 11 isotopes, total dwell time 55 ms | EPMA: FeS2 (Fe, S), ZnS (Zn), CuFeS2 (Cu), CdS (Cd), Mn (Mn), GaAs (Ga); LA-ICPMS: NIST SRM610 and MASS-1 as external calibration standards; SRM 612 and S-GE7b as monitoring samples | 28.659 | [19 empty] | 19196.3091 | [5 empty] | 23.0851 | [5 empty] | 6966.4074 | [9 empty] | 149709.2362 |  | 29.7244 |  |  |  | 2.0599 |  |  |  | 6.7493 |  |  |  | 92.328 | [13 empty] | 21535.0833 | [15 empty] | 41.2433 | [21 empty] | 44.7958 | [5 empty] | 13.6382 | [32 empty] | 2024 | Chen, X., Wang, Z., Yu, P., Wu, Y., Huang, Y., Tan, Z., Zheng, Y. (2024). Physicochemical condition of the Dafang skarn Au-Ag-Zn-Pb polymetallic deposit in the Nanling Metallogenic Belt (South China), a perspective from sphalerite mineralogy and geochemistry. Ore Geology Reviews, 165, 105923. |  | CHN | Hunan
| Dafang |  | Magmatic hydrothermal | Skarn | skarn Au-Ag-Zn-Pb polymetallic | Au, Ag, Zn, Pb | Sn | Au, Ag, Zn, Pb, Sn | Chen et al., 2024 |  | DK-27-2@A-1 | DK-27-2@A-1-1 | [5 empty] | ore material | polished section | grab | mineral separate | [5 empty] | mineralisation |  |  |  | sphalerite | [6 empty] | garnet, diopside, tremolite, actinolite, epidote, chlorite, pyrrhotite, pyrite, arsenopyrite, chalcopyrite |  | LA-ICPMS | JEOL JXA-i SP100 Electron Probe Microanalysis; NWR 193 nm ArF Excimer laser-ablation system coupled to an iCAP RQ (ICPMS) | Laboratory of Marine Element and Isotope Facilities in Southern Marine Science and Engineering Guangdong Laboratory (Zhuhai); Guangzhou Tuoyan Analytical Technology Co., Ltd., Guangzhou, China | EPMA: accelerating voltage 20 kV, probe current 20 nA, 5 μm beam, peak counting time 10 s (S, Zn, Fe) or 20–50 s (Mn, Cd, Ga, Cu), background 1/2 peak time; LA-ICPMS spot analyses: 22 isotopes, total dwell time 95 ms; LA-ICPMS mapping: energy density 3.5 J/cm2, spot size 5 μm, scan speed 20 μm/s, 30 Hz repetition rate, 11 isotopes, total dwell time 55 ms | EPMA: FeS2 (Fe, S), ZnS (Zn), CuFeS2 (Cu), CdS (Cd), Mn (Mn), GaAs (Ga); LA-ICPMS: NIST SRM610 and MASS-1 as external calibration standards; SRM 612 and S-GE7b as monitoring samples | 209.4679 | [19 empty] | 18384.1723 | [5 empty] | 41.0533 | [5 empty] | 20251.0067 | [9 empty] | 151674.1107 |  | 24.2544 |  |  |  | 2.1688 |  |  |  | 9.3759 |  |  |  | 90.2712 | [13 empty] | 12782.9852 | [15 empty] | 155.6988 | [17 empty] | 2.1052 |  |  |  | 10.7612 | [5 empty] | 18.3714 | [32 empty] | 2024 | Chen, X., Wang, Z., Yu, P., Wu, Y., Huang, Y., Tan, Z., Zheng, Y. (2024). Physicochemical condition of the Dafang skarn Au-Ag-Zn-Pb polymetallic deposit in the Nanling Metallogenic Belt (South China), a perspective from sphalerite mineralogy and geochemistry. Ore Geology Reviews, 165, 105923. |  | CHN | Hunan
| Dafang |  | Magmatic hydrothermal | Skarn | skarn Au-Ag-Zn-Pb polymetallic | Au, Ag, Zn, Pb | Sn | Au, Ag, Zn, Pb, Sn | Chen et al., 2024 |  | DK-27-2@A-2 | DK-27-2@A-2-1 | [5 empty] | ore material | polished section | grab | mineral separate | [5 empty] | mineralisation |  |  |  | sphalerite | [6 empty] | garnet, diopside, tremolite, actinolite, epidote, chlorite, pyrrhotite, pyrite, arsenopyrite, chalcopyrite |  | LA-ICPMS | JEOL JXA-i SP100 Electron Probe Microanalysis; NWR 193 nm ArF Excimer laser-ablation system coupled to an iCAP RQ (ICPMS) | Laboratory of Marine Element and Isotope Facilities in Southern Marine Science and Engineering Guangdong Laboratory (Zhuhai); Guangzhou Tuoyan Analytical Technology Co., Ltd., Guangzhou, China | EPMA: accelerating voltage 20 kV, probe current 20 nA, 5 μm beam, peak counting time 10 s (S, Zn, Fe) or 20–50 s (Mn, Cd, Ga, Cu), background 1/2 peak time; LA-ICPMS spot analyses: 22 isotopes, total dwell time 95 ms; LA-ICPMS mapping: energy density 3.5 J/cm2, spot size 5 μm, scan speed 20 μm/s, 30 Hz repetition rate, 11 isotopes, total dwell time 55 ms | EPMA: FeS2 (Fe, S), ZnS (Zn), CuFeS2 (Cu), CdS (Cd), Mn (Mn), GaAs (Ga); LA-ICPMS: NIST SRM610 and MASS-1 as external calibration standards; SRM 612 and S-GE7b as monitoring samples | 29.4857 | [19 empty] | 20735.2714 | [5 empty] | 36.3174 | [5 empty] | 5200.6472 | [9 empty] | 150985.1373 |  | 10.1285 |  |  |  | 2.9378 |  |  |  | 5.482 |  |  |  | 66.5013 | [13 empty] | 13171.1149 | [15 empty] | 0.44157 | [21 empty] | 19.2262 | [5 empty] | 7.0699 | [32 empty] | 2024 | Chen, X., Wang, Z., Yu, P., Wu, Y., Huang, Y., Tan, Z., Zheng, Y. (2024). Physicochemical condition of the Dafang skarn Au-Ag-Zn-Pb polymetallic deposit in the Nanling Metallogenic Belt (South China), a perspective from sphalerite mineralogy and geochemistry. Ore Geology Reviews, 165, 105923. |  | CHN | Hunan
| Dafang |  | Magmatic hydrothermal | Skarn | skarn Au-Ag-Zn-Pb polymetallic | Au, Ag, Zn, Pb | Sn | Au, Ag, Zn, Pb, Sn | Chen et al., 2024 |  | DK-27-2@A-3 | DK-27-2@A-3-1 | [5 empty] | ore material | polished section | grab | mineral separate | [5 empty] | mineralisation |  |  |  | sphalerite | [6 empty] | garnet, diopside, tremolite, actinolite, epidote, chlorite, pyrrhotite, pyrite, arsenopyrite, chalcopyrite |  | LA-ICPMS | JEOL JXA-i SP100 Electron Probe Microanalysis; NWR 193 nm ArF Excimer laser-ablation system coupled to an iCAP RQ (ICPMS) | Laboratory of Marine Element and Isotope Facilities in Southern Marine Science and Engineering Guangdong Laboratory (Zhuhai); Guangzhou Tuoyan Analytical Technology Co., Ltd., Guangzhou, China | EPMA: accelerating voltage 20 kV, probe current 20 nA, 5 μm beam, peak counting time 10 s (S, Zn, Fe) or 20–50 s (Mn, Cd, Ga, Cu), background 1/2 peak time; LA-ICPMS spot analyses: 22 isotopes, total dwell time 95 ms; LA-ICPMS mapping: energy density 3.5 J/cm2, spot size 5 μm, scan speed 20 μm/s, 30 Hz repetition rate, 11 isotopes, total dwell time 55 ms | EPMA: FeS2 (Fe, S), ZnS (Zn), CuFeS2 (Cu), CdS (Cd), Mn (Mn), GaAs (Ga); LA-ICPMS: NIST SRM610 and MASS-1 as external calibration standards; SRM 612 and S-GE7b as monitoring samples | 13.3852 | [19 empty] | 20265.7828 | [5 empty] | 25.7173 | [5 empty] | 7098.2252 | [9 empty] | 147094.4453 |  | 6.1391 |  |  |  | 2.1552 |  |  |  | 5.0444 |  |  |  | 29.4351 | [13 empty] | 13246.2418 | [15 empty] | 3.0816 | [17 empty] | 0.34683 |  |  |  | 11.7152 | [5 empty] | 9.0146 | [32 empty] | 2024 | Chen, X., Wang, Z., Yu, P., Wu, Y., Huang, Y., Tan, Z., Zheng, Y. (2024). Physicochemical condition of the Dafang skarn Au-Ag-Zn-Pb polymetallic deposit in the Nanling Metallogenic Belt (South China), a perspective from sphalerite mineralogy and geochemistry. Ore Geology Reviews, 165, 105923. |  | CHN | Hunan
| Dafang |  | Magmatic hydrothermal | Skarn | skarn Au-Ag-Zn-Pb polymetallic | Au, Ag, Zn, Pb | Sn | Au, Ag, Zn, Pb, Sn | Chen et al., 2024 |  | DK-27-2@A-4 | DK-27-2@A-4-1 | [5 empty] | ore material | polished section | grab | mineral separate | [5 empty] | mineralisation |  |  |  | sphalerite | [6 empty] | garnet, diopside, tremolite, actinolite, epidote, chlorite, pyrrhotite, pyrite, arsenopyrite, chalcopyrite |  | LA-ICPMS | JEOL JXA-i SP100 Electron Probe Microanalysis; NWR 193 nm ArF Excimer laser-ablation system coupled to an iCAP RQ (ICPMS) | Laboratory of Marine Element and Isotope Facilities in Southern Marine Science and Engineering Guangdong Laboratory (Zhuhai); Guangzhou Tuoyan Analytical Technology Co., Ltd., Guangzhou, China | EPMA: accelerating voltage 20 kV, probe current 20 nA, 5 μm beam, peak counting time 10 s (S, Zn, Fe) or 20–50 s (Mn, Cd, Ga, Cu), background 1/2 peak time; LA-ICPMS spot analyses: 22 isotopes, total dwell time 95 ms; LA-ICPMS mapping: energy density 3.5 J/cm2, spot size 5 μm, scan speed 20 μm/s, 30 Hz repetition rate, 11 isotopes, total dwell time 55 ms | EPMA: FeS2 (Fe, S), ZnS (Zn), CuFeS2 (Cu), CdS (Cd), Mn (Mn), GaAs (Ga); LA-ICPMS: NIST SRM610 and MASS-1 as external calibration standards; SRM 612 and S-GE7b as monitoring samples | 30.0659 | [19 empty] | 20516.8008 | [5 empty] | 19.8891 | [5 empty] | 8789.7955 | [9 empty] | 154738.4911 |  | 12.4317 |  |  |  | 1.9147 |  |  |  | 5.4794 |  |  |  | 81.1976 | [13 empty] | 18997.4462 | [15 empty] | 0.50907 | [21 empty] | 37.6691 | [5 empty] | 15.2304 | [32 empty] | 2024 | Chen, X., Wang, Z., Yu, P., Wu, Y., Huang, Y., Tan, Z., Zheng, Y. (2024). Physicochemical condition of the Dafang skarn Au-Ag-Zn-Pb polymetallic deposit in the Nanling Metallogenic Belt (South China), a perspective from sphalerite mineralogy and geochemistry. Ore Geology Reviews, 165, 105923. |  | CHN | Hunan
| Dafang |  | Magmatic hydrothermal | Skarn | skarn Au-Ag-Zn-Pb polymetallic | Au, Ag, Zn, Pb | Sn | Au, Ag, Zn, Pb, Sn | Chen et al., 2024 |  | DK-27-2@A-5 | DK-27-2@A-5-1 | [5 empty] | ore material | polished section | grab | mineral separate | [5 empty] | mineralisation |  |  |  | sphalerite | [6 empty] | garnet, diopside, tremolite, actinolite, epidote, chlorite, pyrrhotite, pyrite, arsenopyrite, chalcopyrite |  | LA-ICPMS | JEOL JXA-i SP100 Electron Probe Microanalysis; NWR 193 nm ArF Excimer laser-ablation system coupled to an iCAP RQ (ICPMS) | Laboratory of Marine Element and Isotope Facilities in Southern Marine Science and Engineering Guangdong Laboratory (Zhuhai); Guangzhou Tuoyan Analytical Technology Co., Ltd., Guangzhou, China | EPMA: accelerating voltage 20 kV, probe current 20 nA, 5 μm beam, peak counting time 10 s (S, Zn, Fe) or 20–50 s (Mn, Cd, Ga, Cu), background 1/2 peak time; LA-ICPMS spot analyses: 22 isotopes, total dwell time 95 ms; LA-ICPMS mapping: energy density 3.5 J/cm2, spot size 5 μm, scan speed 20 μm/s, 30 Hz repetition rate, 11 isotopes, total dwell time 55 ms | EPMA: FeS2 (Fe, S), ZnS (Zn), CuFeS2 (Cu), CdS (Cd), Mn (Mn), GaAs (Ga); LA-ICPMS: NIST SRM610 and MASS-1 as external calibration standards; SRM 612 and S-GE7b as monitoring samples | 60.8703 | [19 empty] | 20905.818 | [5 empty] | 21.278 | [5 empty] | 9308.9776 | [9 empty] | 157347.9094 |  | 26.8655 |  |  |  | 2.7894 |  |  |  | 5.7106 |  |  |  | 64.8945 | [13 empty] | 20232.2122 | [15 empty] | 0.981 | [21 empty] | 33.8567 | [5 empty] | 12.1713 | [32 empty] | 2024 | Chen, X., Wang, Z., Yu, P., Wu, Y., Huang, Y., Tan, Z., Zheng, Y. (2024). Physicochemical condition of the Dafang skarn Au-Ag-Zn-Pb polymetallic deposit in the Nanling Metallogenic Belt (South China), a perspective from sphalerite mineralogy and geochemistry. Ore Geology Reviews, 165, 105923. |  | CHN | Hunan
| Dafang |  | Magmatic hydrothermal | Skarn | skarn Au-Ag-Zn-Pb polymetallic | Au, Ag, Zn, Pb | Sn | Au, Ag, Zn, Pb, Sn | Chen et al., 2024 |  | DK-27-2@A-6 | DK-27-2@A-6-1 | [5 empty] | ore material | polished section | grab | mineral separate | [5 empty] | mineralisation |  |  |  | sphalerite | [6 empty] | garnet, diopside, tremolite, actinolite, epidote, chlorite, pyrrhotite, pyrite, arsenopyrite, chalcopyrite |  | LA-ICPMS | JEOL JXA-i SP100 Electron Probe Microanalysis; NWR 193 nm ArF Excimer laser-ablation system coupled to an iCAP RQ (ICPMS) | Laboratory of Marine Element and Isotope Facilities in Southern Marine Science and Engineering Guangdong Laboratory (Zhuhai); Guangzhou Tuoyan Analytical Technology Co., Ltd., Guangzhou, China | EPMA: accelerating voltage 20 kV, probe current 20 nA, 5 μm beam, peak counting time 10 s (S, Zn, Fe) or 20–50 s (Mn, Cd, Ga, Cu), background 1/2 peak time; LA-ICPMS spot analyses: 22 isotopes, total dwell time 95 ms; LA-ICPMS mapping: energy density 3.5 J/cm2, spot size 5 μm, scan speed 20 μm/s, 30 Hz repetition rate, 11 isotopes, total dwell time 55 ms | EPMA: FeS2 (Fe, S), ZnS (Zn), CuFeS2 (Cu), CdS (Cd), Mn (Mn), GaAs (Ga); LA-ICPMS: NIST SRM610 and MASS-1 as external calibration standards; SRM 612 and S-GE7b as monitoring samples | 31.2963 | [19 empty] | 20659.8035 | [5 empty] | 18.943 | [5 empty] | 5638.4152 | [9 empty] | 152107.1499 |  | 9.6636 |  |  |  | 2.9031 |  |  |  | 5.8428 |  |  |  | 77.2873 | [13 empty] | 18676.8272 | [15 empty] | 3.182 | [21 empty] | 38.8364 | [5 empty] | 3.1337 | [32 empty] | 2024 | Chen, X., Wang, Z., Yu, P., Wu, Y., Huang, Y., Tan, Z., Zheng, Y. (2024). Physicochemical condition of the Dafang skarn Au-Ag-Zn-Pb polymetallic deposit in the Nanling Metallogenic Belt (South China), a perspective from sphalerite mineralogy and geochemistry. Ore Geology Reviews, 165, 105923. |  | CHN | Hunan
| Dafang |  | Magmatic hydrothermal | Skarn | skarn Au-Ag-Zn-Pb polymetallic | Au, Ag, Zn, Pb | Sn | Au, Ag, Zn, Pb, Sn | Chen et al., 2024 |  | DK-27-2@A-7 | DK-27-2@A-7-1 | [5 empty] | ore material | polished section | grab | mineral separate | [5 empty] | mineralisation |  |  |  | sphalerite | [6 empty] | garnet, diopside, tremolite, actinolite, epidote, chlorite, pyrrhotite, pyrite, arsenopyrite, chalcopyrite |  | LA-ICPMS | JEOL JXA-i SP100 Electron Probe Microanalysis; NWR 193 nm ArF Excimer laser-ablation system coupled to an iCAP RQ (ICPMS) | Laboratory of Marine Element and Isotope Facilities in Southern Marine Science and Engineering Guangdong Laboratory (Zhuhai); Guangzhou Tuoyan Analytical Technology Co., Ltd., Guangzhou, China | EPMA: accelerating voltage 20 kV, probe current 20 nA, 5 μm beam, peak counting time 10 s (S, Zn, Fe) or 20–50 s (Mn, Cd, Ga, Cu), background 1/2 peak time; LA-ICPMS spot analyses: 22 isotopes, total dwell time 95 ms; LA-ICPMS mapping: energy density 3.5 J/cm2, spot size 5 μm, scan speed 20 μm/s, 30 Hz repetition rate, 11 isotopes, total dwell time 55 ms | EPMA: FeS2 (Fe, S), ZnS (Zn), CuFeS2 (Cu), CdS (Cd), Mn (Mn), GaAs (Ga); LA-ICPMS: NIST SRM610 and MASS-1 as external calibration standards; SRM 612 and S-GE7b as monitoring samples | 20.7206 | [19 empty] | 19721.4242 | [5 empty] | 17.3005 | [5 empty] | 3040.0951 | [9 empty] | 157439.1623 |  | 14.0064 |  |  |  | 2.5163 |  |  |  | 5.9506 |  |  |  | 36.3268 | [13 empty] | 12406.2096 | [15 empty] | 2.7544 | [17 empty] | 0.55398 |  |  |  | 31.8147 | [5 empty] | 5.7504 | [32 empty] | 2024 | Chen, X., Wang, Z., Yu, P., Wu, Y., Huang, Y., Tan, Z., Zheng, Y. (2024). Physicochemical condition of the Dafang skarn Au-Ag-Zn-Pb polymetallic deposit in the Nanling Metallogenic Belt (South China), a perspective from sphalerite mineralogy and geochemistry. Ore Geology Reviews, 165, 105923. |  | CHN | Hunan
| Dafang |  | Magmatic hydrothermal | Skarn | skarn Au-Ag-Zn-Pb polymetallic | Au, Ag, Zn, Pb | Sn | Au, Ag, Zn, Pb, Sn | Chen et al., 2024 |  | DK-27-2@A-8 | DK-27-2@A-8-1 | [5 empty] | ore material | polished section | grab | mineral separate | [5 empty] | mineralisation |  |  |  | sphalerite | [6 empty] | garnet, diopside, tremolite, actinolite, epidote, chlorite, pyrrhotite, pyrite, arsenopyrite, chalcopyrite |  | LA-ICPMS | JEOL JXA-i SP100 Electron Probe Microanalysis; NWR 193 nm ArF Excimer laser-ablation system coupled to an iCAP RQ (ICPMS) | Laboratory of Marine Element and Isotope Facilities in Southern Marine Science and Engineering Guangdong Laboratory (Zhuhai); Guangzhou Tuoyan Analytical Technology Co., Ltd., Guangzhou, China | EPMA: accelerating voltage 20 kV, probe current 20 nA, 5 μm beam, peak counting time 10 s (S, Zn, Fe) or 20–50 s (Mn, Cd, Ga, Cu), background 1/2 peak time; LA-ICPMS spot analyses: 22 isotopes, total dwell time 95 ms; LA-ICPMS mapping: energy density 3.5 J/cm2, spot size 5 μm, scan speed 20 μm/s, 30 Hz repetition rate, 11 isotopes, total dwell time 55 ms | EPMA: FeS2 (Fe, S), ZnS (Zn), CuFeS2 (Cu), CdS (Cd), Mn (Mn), GaAs (Ga); LA-ICPMS: NIST SRM610 and MASS-1 as external calibration standards; SRM 612 and S-GE7b as monitoring samples | 19.9486 | [19 empty] | 19957.5827 | [5 empty] | 21.1568 | [5 empty] | 6510.5339 | [9 empty] | 151824.3661 |  | 11.1878 |  |  |  | 2.2804 |  |  |  | 5.8316 |  |  |  | 53.9136 | [13 empty] | 17194.6756 | [15 empty] | 1.6443 | [21 empty] | 32.5672 | [5 empty] | 5.4768 | [32 empty] | 2024 | Chen, X., Wang, Z., Yu, P., Wu, Y., Huang, Y., Tan, Z., Zheng, Y. (2024). Physicochemical condition of the Dafang skarn Au-Ag-Zn-Pb polymetallic deposit in the Nanling Metallogenic Belt (South China), a perspective from sphalerite mineralogy and geochemistry. Ore Geology Reviews, 165, 105923. |  | CHN | Hunan
| Dafang |  | Magmatic hydrothermal | Skarn | skarn Au-Ag-Zn-Pb polymetallic | Au, Ag, Zn, Pb | Sn | Au, Ag, Zn, Pb, Sn | Chen et al., 2024 |  | DK-27-2@A-9 | DK-27-2@A-9-1 | [5 empty] | ore material | polished section | grab | mineral separate | [5 empty] | mineralisation |  |  |  | sphalerite | [6 empty] | garnet, diopside, tremolite, actinolite, epidote, chlorite, pyrrhotite, pyrite, arsenopyrite, chalcopyrite |  | LA-ICPMS | JEOL JXA-i SP100 Electron Probe Microanalysis; NWR 193 nm ArF Excimer laser-ablation system coupled to an iCAP RQ (ICPMS) | Laboratory of Marine Element and Isotope Facilities in Southern Marine Science and Engineering Guangdong Laboratory (Zhuhai); Guangzhou Tuoyan Analytical Technology Co., Ltd., Guangzhou, China | EPMA: accelerating voltage 20 kV, probe current 20 nA, 5 μm beam, peak counting time 10 s (S, Zn, Fe) or 20–50 s (Mn, Cd, Ga, Cu), background 1/2 peak time; LA-ICPMS spot analyses: 22 isotopes, total dwell time 95 ms; LA-ICPMS mapping: energy density 3.5 J/cm2, spot size 5 μm, scan speed 20 μm/s, 30 Hz repetition rate, 11 isotopes, total dwell time 55 ms | EPMA: FeS2 (Fe, S), ZnS (Zn), CuFeS2 (Cu), CdS (Cd), Mn (Mn), GaAs (Ga); LA-ICPMS: NIST SRM610 and MASS-1 as external calibration standards; SRM 612 and S-GE7b as monitoring samples | 20.5482 | [19 empty] | 19921.3299 | [5 empty] | 16.6286 | [5 empty] | 4275.3464 | [9 empty] | 155066.9396 |  | 20.2048 |  |  |  | 1.9737 |  |  |  | 5.6518 |  |  |  | 36.2846 | [13 empty] | 14067.7242 | [15 empty] | 1.9912 | [21 empty] | 20.6548 | [5 empty] | 6.5871 | [32 empty] | 2024 | Chen, X., Wang, Z., Yu, P., Wu, Y., Huang, Y., Tan, Z., Zheng, Y. (2024). Physicochemical condition of the Dafang skarn Au-Ag-Zn-Pb polymetallic deposit in the Nanling Metallogenic Belt (South China), a perspective from sphalerite mineralogy and geochemistry. Ore Geology Reviews, 165, 105923. |  | CHN | Hunan
| Dafang |  | Magmatic hydrothermal | Skarn | skarn Au-Ag-Zn-Pb polymetallic | Au, Ag, Zn, Pb | Sn | Au, Ag, Zn, Pb, Sn | Chen et al., 2024 |  | DK-27-2@A-10 | DK-27-2@A-10-1 | [5 empty] | ore material | polished section | grab | mineral separate | [5 empty] | mineralisation |  |  |  | sphalerite | [6 empty] | garnet, diopside, tremolite, actinolite, epidote, chlorite, pyrrhotite, pyrite, arsenopyrite, chalcopyrite |  | LA-ICPMS | JEOL JXA-i SP100 Electron Probe Microanalysis; NWR 193 nm ArF Excimer laser-ablation system coupled to an iCAP RQ (ICPMS) | Laboratory of Marine Element and Isotope Facilities in Southern Marine Science and Engineering Guangdong Laboratory (Zhuhai); Guangzhou Tuoyan Analytical Technology Co., Ltd., Guangzhou, China | EPMA: accelerating voltage 20 kV, probe current 20 nA, 5 μm beam, peak counting time 10 s (S, Zn, Fe) or 20–50 s (Mn, Cd, Ga, Cu), background 1/2 peak time; LA-ICPMS spot analyses: 22 isotopes, total dwell time 95 ms; LA-ICPMS mapping: energy density 3.5 J/cm2, spot size 5 μm, scan speed 20 μm/s, 30 Hz repetition rate, 11 isotopes, total dwell time 55 ms | EPMA: FeS2 (Fe, S), ZnS (Zn), CuFeS2 (Cu), CdS (Cd), Mn (Mn), GaAs (Ga); LA-ICPMS: NIST SRM610 and MASS-1 as external calibration standards; SRM 612 and S-GE7b as monitoring samples | 34.069 | [19 empty] | 20079.5451 | [5 empty] | 20.7502 | [5 empty] | 8230.111 | [9 empty] | 151124.1053 |  | 7.0043 |  |  |  | 2.0962 |  |  |  | 5.4257 |  |  |  | 70.2725 | [13 empty] | 19824.1066 | [15 empty] | 5.94 | [21 empty] | 23.6278 | [5 empty] | 17.3577 | [32 empty] | 2024 | Chen, X., Wang, Z., Yu, P., Wu, Y., Huang, Y., Tan, Z., Zheng, Y. (2024). Physicochemical condition of the Dafang skarn Au-Ag-Zn-Pb polymetallic deposit in the Nanling Metallogenic Belt (South China), a perspective from sphalerite mineralogy and geochemistry. Ore Geology Reviews, 165, 105923. |  | CHN | Hunan
| Dafang |  | Magmatic hydrothermal | Skarn | skarn Au-Ag-Zn-Pb polymetallic | Au, Ag, Zn, Pb | Sn | Au, Ag, Zn, Pb, Sn | Chen et al., 2024 |  | DK-27-2@A-11 | DK-27-2@A-11-1 | [5 empty] | ore material | polished section | grab | mineral separate | [5 empty] | mineralisation |  |  |  | sphalerite | [6 empty] | garnet, diopside, tremolite, actinolite, epidote, chlorite, pyrrhotite, pyrite, arsenopyrite, chalcopyrite |  | LA-ICPMS | JEOL JXA-i SP100 Electron Probe Microanalysis; NWR 193 nm ArF Excimer laser-ablation system coupled to an iCAP RQ (ICPMS) | Laboratory of Marine Element and Isotope Facilities in Southern Marine Science and Engineering Guangdong Laboratory (Zhuhai); Guangzhou Tuoyan Analytical Technology Co., Ltd., Guangzhou, China | EPMA: accelerating voltage 20 kV, probe current 20 nA, 5 μm beam, peak counting time 10 s (S, Zn, Fe) or 20–50 s (Mn, Cd, Ga, Cu), background 1/2 peak time; LA-ICPMS spot analyses: 22 isotopes, total dwell time 95 ms; LA-ICPMS mapping: energy density 3.5 J/cm2, spot size 5 μm, scan speed 20 μm/s, 30 Hz repetition rate, 11 isotopes, total dwell time 55 ms | EPMA: FeS2 (Fe, S), ZnS (Zn), CuFeS2 (Cu), CdS (Cd), Mn (Mn), GaAs (Ga); LA-ICPMS: NIST SRM610 and MASS-1 as external calibration standards; SRM 612 and S-GE7b as monitoring samples | 66.4126 | [19 empty] | 20872.6184 | [5 empty] | 19.4497 | [5 empty] | 13767.5059 | [9 empty] | 160473.4643 |  | 7.9657 |  |  |  | 2.3645 |  |  |  | 5.4809 |  |  |  | 94.7536 | [13 empty] | 20342.3396 | [15 empty] | 1.2924 | [21 empty] | 49.5486 | [5 empty] | 8.3493 | [32 empty] | 2024 | Chen, X., Wang, Z., Yu, P., Wu, Y., Huang, Y., Tan, Z., Zheng, Y. (2024). Physicochemical condition of the Dafang skarn Au-Ag-Zn-Pb polymetallic deposit in the Nanling Metallogenic Belt (South China), a perspective from sphalerite mineralogy and geochemistry. Ore Geology Reviews, 165, 105923. |  | CHN | Hunan
| Dafang |  | Magmatic hydrothermal | Skarn | skarn Au-Ag-Zn-Pb polymetallic | Au, Ag, Zn, Pb | Sn | Au, Ag, Zn, Pb, Sn | Chen et al., 2024 |  | DK-27-2@B-1 | DK-27-2@B-1-1 | [5 empty] | ore material | polished section | grab | mineral separate | [5 empty] | mineralisation |  |  |  | sphalerite | [6 empty] | garnet, diopside, tremolite, actinolite, epidote, chlorite, pyrrhotite, pyrite, arsenopyrite, chalcopyrite |  | LA-ICPMS | JEOL JXA-i SP100 Electron Probe Microanalysis; NWR 193 nm ArF Excimer laser-ablation system coupled to an iCAP RQ (ICPMS) | Laboratory of Marine Element and Isotope Facilities in Southern Marine Science and Engineering Guangdong Laboratory (Zhuhai); Guangzhou Tuoyan Analytical Technology Co., Ltd., Guangzhou, China | EPMA: accelerating voltage 20 kV, probe current 20 nA, 5 μm beam, peak counting time 10 s (S, Zn, Fe) or 20–50 s (Mn, Cd, Ga, Cu), background 1/2 peak time; LA-ICPMS spot analyses: 22 isotopes, total dwell time 95 ms; LA-ICPMS mapping: energy density 3.5 J/cm2, spot size 5 μm, scan speed 20 μm/s, 30 Hz repetition rate, 11 isotopes, total dwell time 55 ms | EPMA: FeS2 (Fe, S), ZnS (Zn), CuFeS2 (Cu), CdS (Cd), Mn (Mn), GaAs (Ga); LA-ICPMS: NIST SRM610 and MASS-1 as external calibration standards; SRM 612 and S-GE7b as monitoring samples | 24.1227 | [19 empty] | 20917.3832 | [5 empty] | 23.2122 | [5 empty] | 3446.1111 | [9 empty] | 157055.9039 |  | 9.2775 |  |  |  | 2.5073 |  |  |  | 5.7119 |  |  |  | 35.2451 | [13 empty] | 13240.0291 | [15 empty] | 0.22416 | [21 empty] | 20.7766 | [5 empty] | 4.4692 | [32 empty] | 2024 | Chen, X., Wang, Z., Yu, P., Wu, Y., Huang, Y., Tan, Z., Zheng, Y. (2024). Physicochemical condition of the Dafang skarn Au-Ag-Zn-Pb polymetallic deposit in the Nanling Metallogenic Belt (South China), a perspective from sphalerite mineralogy and geochemistry. Ore Geology Reviews, 165, 105923. |  | CHN | Hunan
| Dafang |  | Magmatic hydrothermal | Skarn | skarn Au-Ag-Zn-Pb polymetallic | Au, Ag, Zn, Pb | Sn | Au, Ag, Zn, Pb, Sn | Chen et al., 2024 |  | DK-27-2@B-2 | DK-27-2@B-2-1 | [5 empty] | ore material | polished section | grab | mineral separate | [5 empty] | mineralisation |  |  |  | sphalerite | [6 empty] | garnet, diopside, tremolite, actinolite, epidote, chlorite, pyrrhotite, pyrite, arsenopyrite, chalcopyrite |  | LA-ICPMS | JEOL JXA-i SP100 Electron Probe Microanalysis; NWR 193 nm ArF Excimer laser-ablation system coupled to an iCAP RQ (ICPMS) | Laboratory of Marine Element and Isotope Facilities in Southern Marine Science and Engineering Guangdong Laboratory (Zhuhai); Guangzhou Tuoyan Analytical Technology Co., Ltd., Guangzhou, China | EPMA: accelerating voltage 20 kV, probe current 20 nA, 5 μm beam, peak counting time 10 s (S, Zn, Fe) or 20–50 s (Mn, Cd, Ga, Cu), background 1/2 peak time; LA-ICPMS spot analyses: 22 isotopes, total dwell time 95 ms; LA-ICPMS mapping: energy density 3.5 J/cm2, spot size 5 μm, scan speed 20 μm/s, 30 Hz repetition rate, 11 isotopes, total dwell time 55 ms | EPMA: FeS2 (Fe, S), ZnS (Zn), CuFeS2 (Cu), CdS (Cd), Mn (Mn), GaAs (Ga); LA-ICPMS: NIST SRM610 and MASS-1 as external calibration standards; SRM 612 and S-GE7b as monitoring samples | 20.4902 | [19 empty] | 21517.896 | [5 empty] | 17.4185 | [5 empty] | 6544.1038 | [9 empty] | 166617.0056 |  | 9.3865 |  |  |  | 2.6564 |  |  |  | 4.6146 |  |  |  | 75.3011 | [13 empty] | 13714.7503 | [15 empty] | 0.064776 | [21 empty] | 36.6449 | [5 empty] | 4.1891 | [32 empty] | 2024 | Chen, X., Wang, Z., Yu, P., Wu, Y., Huang, Y., Tan, Z., Zheng, Y. (2024). Physicochemical condition of the Dafang skarn Au-Ag-Zn-Pb polymetallic deposit in the Nanling Metallogenic Belt (South China), a perspective from sphalerite mineralogy and geochemistry. Ore Geology Reviews, 165, 105923. |  | CHN | Hunan
| Dafang |  | Magmatic hydrothermal | Skarn | skarn Au-Ag-Zn-Pb polymetallic | Au, Ag, Zn, Pb | Sn | Au, Ag, Zn, Pb, Sn | Chen et al., 2024 |  | DK-27-2@B-3 | DK-27-2@B-3-1 | [5 empty] | ore material | polished section | grab | mineral separate | [5 empty] | mineralisation |  |  |  | sphalerite | [6 empty] | garnet, diopside, tremolite, actinolite, epidote, chlorite, pyrrhotite, pyrite, arsenopyrite, chalcopyrite |  | LA-ICPMS | JEOL JXA-i SP100 Electron Probe Microanalysis; NWR 193 nm ArF Excimer laser-ablation system coupled to an iCAP RQ (ICPMS) | Laboratory of Marine Element and Isotope Facilities in Southern Marine Science and Engineering Guangdong Laboratory (Zhuhai); Guangzhou Tuoyan Analytical Technology Co., Ltd., Guangzhou, China | EPMA: accelerating voltage 20 kV, probe current 20 nA, 5 μm beam, peak counting time 10 s (S, Zn, Fe) or 20–50 s (Mn, Cd, Ga, Cu), background 1/2 peak time; LA-ICPMS spot analyses: 22 isotopes, total dwell time 95 ms; LA-ICPMS mapping: energy density 3.5 J/cm2, spot size 5 μm, scan speed 20 μm/s, 30 Hz repetition rate, 11 isotopes, total dwell time 55 ms | EPMA: FeS2 (Fe, S), ZnS (Zn), CuFeS2 (Cu), CdS (Cd), Mn (Mn), GaAs (Ga); LA-ICPMS: NIST SRM610 and MASS-1 as external calibration standards; SRM 612 and S-GE7b as monitoring samples | 46.4473 | [19 empty] | 20567.4492 | [5 empty] | 18.024 | [5 empty] | 5511.4536 | [9 empty] | 161977.8969 |  | 13.8818 |  |  |  | 2.6645 |  |  |  | 4.6387 |  |  |  | 70.8724 | [13 empty] | 16254.0443 | [15 empty] | 0.052893 | [21 empty] | 28.7406 | [5 empty] | 10.5154 | [32 empty] | 2024 | Chen, X., Wang, Z., Yu, P., Wu, Y., Huang, Y., Tan, Z., Zheng, Y. (2024). Physicochemical condition of the Dafang skarn Au-Ag-Zn-Pb polymetallic deposit in the Nanling Metallogenic Belt (South China), a perspective from sphalerite mineralogy and geochemistry. Ore Geology Reviews, 165, 105923. |  | CHN | Hunan
| Dafang |  | Magmatic hydrothermal | Skarn | skarn Au-Ag-Zn-Pb polymetallic | Au, Ag, Zn, Pb | Sn | Au, Ag, Zn, Pb, Sn | Chen et al., 2024 |  | DK19-1 | DK19-1-1 | [5 empty] | ore material | polished section | grab | mineral separate | [5 empty] | mineralisation |  |  |  | sphalerite | [6 empty] | garnet, diopside, tremolite, actinolite, epidote, chlorite, pyrrhotite, pyrite, arsenopyrite, chalcopyrite |  | LA-ICPMS | JEOL JXA-i SP100 Electron Probe Microanalysis; NWR 193 nm ArF Excimer laser-ablation system coupled to an iCAP RQ (ICPMS) | Laboratory of Marine Element and Isotope Facilities in Southern Marine Science and Engineering Guangdong Laboratory (Zhuhai); Guangzhou Tuoyan Analytical Technology Co., Ltd., Guangzhou, China | EPMA: accelerating voltage 20 kV, probe current 20 nA, 5 μm beam, peak counting time 10 s (S, Zn, Fe) or 20–50 s (Mn, Cd, Ga, Cu), background 1/2 peak time; LA-ICPMS spot analyses: 22 isotopes, total dwell time 95 ms; LA-ICPMS mapping: energy density 3.5 J/cm2, spot size 5 μm, scan speed 20 μm/s, 30 Hz repetition rate, 11 isotopes, total dwell time 55 ms | EPMA: FeS2 (Fe, S), ZnS (Zn), CuFeS2 (Cu), CdS (Cd), Mn (Mn), GaAs (Ga); LA-ICPMS: NIST SRM610 and MASS-1 as external calibration standards; SRM 612 and S-GE7b as monitoring samples | 23.0634 | [19 empty] | 17921.7582 | [5 empty] | 8.7017 | [5 empty] | 564.3352 | [9 empty] | 142326.2023 |  | 6.1437 |  |  |  | 1.5767 |  |  |  | 7.3682 |  |  |  | 21.531 | [13 empty] | 32262.7344 | [15 empty] | 26.8883 | [17 empty] | 0.8639 |  |  |  | 27.8827 | [5 empty] | 14.3771 | [32 empty] | 2024 | Chen, X., Wang, Z., Yu, P., Wu, Y., Huang, Y., Tan, Z., Zheng, Y. (2024). Physicochemical condition of the Dafang skarn Au-Ag-Zn-Pb polymetallic deposit in the Nanling Metallogenic Belt (South China), a perspective from sphalerite mineralogy and geochemistry. Ore Geology Reviews, 165, 105923. |  | CHN | Hunan
| Dafang |  | Magmatic hydrothermal | Skarn | skarn Au-Ag-Zn-Pb polymetallic | Au, Ag, Zn, Pb | Sn | Au, Ag, Zn, Pb, Sn | Chen et al., 2024 |  | DK19-2 | DK19-2-1 | [5 empty] | ore material | polished section | grab | mineral separate | [5 empty] | mineralisation |  |  |  | sphalerite | [6 empty] | garnet, diopside, tremolite, actinolite, epidote, chlorite, pyrrhotite, pyrite, arsenopyrite, chalcopyrite |  | LA-ICPMS | JEOL JXA-i SP100 Electron Probe Microanalysis; NWR 193 nm ArF Excimer laser-ablation system coupled to an iCAP RQ (ICPMS) | Laboratory of Marine Element and Isotope Facilities in Southern Marine Science and Engineering Guangdong Laboratory (Zhuhai); Guangzhou Tuoyan Analytical Technology Co., Ltd., Guangzhou, China | EPMA: accelerating voltage 20 kV, probe current 20 nA, 5 μm beam, peak counting time 10 s (S, Zn, Fe) or 20–50 s (Mn, Cd, Ga, Cu), background 1/2 peak time; LA-ICPMS spot analyses: 22 isotopes, total dwell time 95 ms; LA-ICPMS mapping: energy density 3.5 J/cm2, spot size 5 μm, scan speed 20 μm/s, 30 Hz repetition rate, 11 isotopes, total dwell time 55 ms | EPMA: FeS2 (Fe, S), ZnS (Zn), CuFeS2 (Cu), CdS (Cd), Mn (Mn), GaAs (Ga); LA-ICPMS: NIST SRM610 and MASS-1 as external calibration standards; SRM 612 and S-GE7b as monitoring samples | 21.0393 | [19 empty] | 17552.4328 | [5 empty] | 10.9501 | [5 empty] | 127.8299 | [9 empty] | 137546.0458 |  | 4.4542 |  |  |  | 3.1187 |  |  |  | 6.9594 |  |  |  | 19.4938 | [13 empty] | 30203.7175 | [15 empty] | 100.3932 | [17 empty] | 4.2344 |  |  |  | 26.541 | [5 empty] | 8.4273 | [32 empty] | 2024 | Chen, X., Wang, Z., Yu, P., Wu, Y., Huang, Y., Tan, Z., Zheng, Y. (2024). Physicochemical condition of the Dafang skarn Au-Ag-Zn-Pb polymetallic deposit in the Nanling Metallogenic Belt (South China), a perspective from sphalerite mineralogy and geochemistry. Ore Geology Reviews, 165, 105923. |  | CHN | Hunan
| Dafang |  | Magmatic hydrothermal | Skarn | skarn Au-Ag-Zn-Pb polymetallic | Au, Ag, Zn, Pb | Sn | Au, Ag, Zn, Pb, Sn | Chen et al., 2024 |  | DK19-3 | DK19-3-1 | [5 empty] | ore material | polished section | grab | mineral separate | [5 empty] | mineralisation |  |  |  | sphalerite | [6 empty] | garnet, diopside, tremolite, actinolite, epidote, chlorite, pyrrhotite, pyrite, arsenopyrite, chalcopyrite |  | LA-ICPMS | JEOL JXA-i SP100 Electron Probe Microanalysis; NWR 193 nm ArF Excimer laser-ablation system coupled to an iCAP RQ (ICPMS) | Laboratory of Marine Element and Isotope Facilities in Southern Marine Science and Engineering Guangdong Laboratory (Zhuhai); Guangzhou Tuoyan Analytical Technology Co., Ltd., Guangzhou, China | EPMA: accelerating voltage 20 kV, probe current 20 nA, 5 μm beam, peak counting time 10 s (S, Zn, Fe) or 20–50 s (Mn, Cd, Ga, Cu), background 1/2 peak time; LA-ICPMS spot analyses: 22 isotopes, total dwell time 95 ms; LA-ICPMS mapping: energy density 3.5 J/cm2, spot size 5 μm, scan speed 20 μm/s, 30 Hz repetition rate, 11 isotopes, total dwell time 55 ms | EPMA: FeS2 (Fe, S), ZnS (Zn), CuFeS2 (Cu), CdS (Cd), Mn (Mn), GaAs (Ga); LA-ICPMS: NIST SRM610 and MASS-1 as external calibration standards; SRM 612 and S-GE7b as monitoring samples | 12.7187 | [19 empty] | 17253.574 | [5 empty] | 5.9365 | [5 empty] | 64.9294 | [9 empty] | 138461.5445 |  | 4.95 |  |  |  | 2.9277 |  |  |  | 5.0599 |  |  |  | 24.8639 | [13 empty] | 32582.0423 | [15 empty] | 32.5951 | [17 empty] | 2.084 |  |  |  | 34.8763 | [5 empty] | 8.6772 | [32 empty] | 2024 | Chen, X., Wang, Z., Yu, P., Wu, Y., Huang, Y., Tan, Z., Zheng, Y. (2024). Physicochemical condition of the Dafang skarn Au-Ag-Zn-Pb polymetallic deposit in the Nanling Metallogenic Belt (South China), a perspective from sphalerite mineralogy and geochemistry. Ore Geology Reviews, 165, 105923. |  | CHN | Hunan
| Dafang |  | Magmatic hydrothermal | Skarn | skarn Au-Ag-Zn-Pb polymetallic | Au, Ag, Zn, Pb | Sn | Au, Ag, Zn, Pb, Sn | Chen et al., 2024 |  | DK19-4 | DK19-4-1 | [5 empty] | ore material | polished section | grab | mineral separate | [5 empty] | mineralisation |  |  |  | sphalerite | [6 empty] | garnet, diopside, tremolite, actinolite, epidote, chlorite, pyrrhotite, pyrite, arsenopyrite, chalcopyrite |  | LA-ICPMS | JEOL JXA-i SP100 Electron Probe Microanalysis; NWR 193 nm ArF Excimer laser-ablation system coupled to an iCAP RQ (ICPMS) | Laboratory of Marine Element and Isotope Facilities in Southern Marine Science and Engineering Guangdong Laboratory (Zhuhai); Guangzhou Tuoyan Analytical Technology Co., Ltd., Guangzhou, China | EPMA: accelerating voltage 20 kV, probe current 20 nA, 5 μm beam, peak counting time 10 s (S, Zn, Fe) or 20–50 s (Mn, Cd, Ga, Cu), background 1/2 peak time; LA-ICPMS spot analyses: 22 isotopes, total dwell time 95 ms; LA-ICPMS mapping: energy density 3.5 J/cm2, spot size 5 μm, scan speed 20 μm/s, 30 Hz repetition rate, 11 isotopes, total dwell time 55 ms | EPMA: FeS2 (Fe, S), ZnS (Zn), CuFeS2 (Cu), CdS (Cd), Mn (Mn), GaAs (Ga); LA-ICPMS: NIST SRM610 and MASS-1 as external calibration standards; SRM 612 and S-GE7b as monitoring samples | 13.3365 | [19 empty] | 17877.9188 | [5 empty] | 12.7642 | [5 empty] | 273.3905 | [9 empty] | 141857.7965 |  | 4.2381 |  |  |  | 2.0273 |  |  |  | 4.6259 |  |  |  | 27.6129 | [13 empty] | 34035.2276 | [15 empty] | 53.6967 | [17 empty] | 1.1336 |  |  |  | 28.8061 | [5 empty] | 13.6235 | [32 empty] | 2024 | Chen, X., Wang, Z., Yu, P., Wu, Y., Huang, Y., Tan, Z., Zheng, Y. (2024). Physicochemical condition of the Dafang skarn Au-Ag-Zn-Pb polymetallic deposit in the Nanling Metallogenic Belt (South China), a perspective from sphalerite mineralogy and geochemistry. Ore Geology Reviews, 165, 105923. |  | CHN | Hunan
| Dafang |  | Magmatic hydrothermal | Skarn | skarn Au-Ag-Zn-Pb polymetallic | Au, Ag, Zn, Pb | Sn | Au, Ag, Zn, Pb, Sn | Chen et al., 2024 |  | DK19-5 | DK19-5-1 | [5 empty] | ore material | polished section | grab | mineral separate | [5 empty] | mineralisation |  |  |  | sphalerite | [6 empty] | garnet, diopside, tremolite, actinolite, epidote, chlorite, pyrrhotite, pyrite, arsenopyrite, chalcopyrite |  | LA-ICPMS | JEOL JXA-i SP100 Electron Probe Microanalysis; NWR 193 nm ArF Excimer laser-ablation system coupled to an iCAP RQ (ICPMS) | Laboratory of Marine Element and Isotope Facilities in Southern Marine Science and Engineering Guangdong Laboratory (Zhuhai); Guangzhou Tuoyan Analytical Technology Co., Ltd., Guangzhou, China | EPMA: accelerating voltage 20 kV, probe current 20 nA, 5 μm beam, peak counting time 10 s (S, Zn, Fe) or 20–50 s (Mn, Cd, Ga, Cu), background 1/2 peak time; LA-ICPMS spot analyses: 22 isotopes, total dwell time 95 ms; LA-ICPMS mapping: energy density 3.5 J/cm2, spot size 5 μm, scan speed 20 μm/s, 30 Hz repetition rate, 11 isotopes, total dwell time 55 ms | EPMA: FeS2 (Fe, S), ZnS (Zn), CuFeS2 (Cu), CdS (Cd), Mn (Mn), GaAs (Ga); LA-ICPMS: NIST SRM610 and MASS-1 as external calibration standards; SRM 612 and S-GE7b as monitoring samples | 89.6838 | [19 empty] | 17865.379 | [5 empty] | 3.3266 | [5 empty] | 1098.5903 | [9 empty] | 138272.692 |  | 6.6289 |  |  |  | 1.8001 |  |  |  | 4.5458 |  |  |  | 30.1491 | [13 empty] | 32965.5883 | [15 empty] | 22.9854 | [17 empty] | 9.5235 |  |  |  | 22.7068 | [5 empty] | 72.9868 | [32 empty] | 2024 | Chen, X., Wang, Z., Yu, P., Wu, Y., Huang, Y., Tan, Z., Zheng, Y. (2024). Physicochemical condition of the Dafang skarn Au-Ag-Zn-Pb polymetallic deposit in the Nanling Metallogenic Belt (South China), a perspective from sphalerite mineralogy and geochemistry. Ore Geology Reviews, 165, 105923. |  | CHN | Hunan
| Dafang |  | Magmatic hydrothermal | Skarn | skarn Au-Ag-Zn-Pb polymetallic | Au, Ag, Zn, Pb | Sn | Au, Ag, Zn, Pb, Sn | Chen et al., 2024 |  | DK19-6 | DK19-6-1 | [5 empty] | ore material | polished section | grab | mineral separate | [5 empty] | mineralisation |  |  |  | sphalerite | [6 empty] | garnet, diopside, tremolite, actinolite, epidote, chlorite, pyrrhotite, pyrite, arsenopyrite, chalcopyrite |  | LA-ICPMS | JEOL JXA-i SP100 Electron Probe Microanalysis; NWR 193 nm ArF Excimer laser-ablation system coupled to an iCAP RQ (ICPMS) | Laboratory of Marine Element and Isotope Facilities in Southern Marine Science and Engineering Guangdong Laboratory (Zhuhai); Guangzhou Tuoyan Analytical Technology Co., Ltd., Guangzhou, China | EPMA: accelerating voltage 20 kV, probe current 20 nA, 5 μm beam, peak counting time 10 s (S, Zn, Fe) or 20–50 s (Mn, Cd, Ga, Cu), background 1/2 peak time; LA-ICPMS spot analyses: 22 isotopes, total dwell time 95 ms; LA-ICPMS mapping: energy density 3.5 J/cm2, spot size 5 μm, scan speed 20 μm/s, 30 Hz repetition rate, 11 isotopes, total dwell time 55 ms | EPMA: FeS2 (Fe, S), ZnS (Zn), CuFeS2 (Cu), CdS (Cd), Mn (Mn), GaAs (Ga); LA-ICPMS: NIST SRM610 and MASS-1 as external calibration standards; SRM 612 and S-GE7b as monitoring samples | 267.5113 | [19 empty] | 18474.837 | [5 empty] | 1.0563 | [5 empty] | 3014.5565 | [9 empty] | 138266.1838 |  | 7.4736 |  |  |  | 1.9071 |  |  |  | 4.3397 |  |  |  | 25.5273 | [13 empty] | 34468.7789 | [15 empty] | 8197.4174 | [17 empty] | 23.2818 |  |  |  | 28.0726 | [5 empty] | 12.6589 | [32 empty] | 2024 | Chen, X., Wang, Z., Yu, P., Wu, Y., Huang, Y., Tan, Z., Zheng, Y. (2024). Physicochemical condition of the Dafang skarn Au-Ag-Zn-Pb polymetallic deposit in the Nanling Metallogenic Belt (South China), a perspective from sphalerite mineralogy and geochemistry. Ore Geology Reviews, 165, 105923. |  | CHN | Hunan
| Dafang |  | Magmatic hydrothermal | Skarn | skarn Au-Ag-Zn-Pb polymetallic | Au, Ag, Zn, Pb | Sn | Au, Ag, Zn, Pb, Sn | Chen et al., 2024 |  | DK19-7 | DK19-7-1 | [5 empty] | ore material | polished section | grab | mineral separate | [5 empty] | mineralisation |  |  |  | sphalerite | [6 empty] | garnet, diopside, tremolite, actinolite, epidote, chlorite, pyrrhotite, pyrite, arsenopyrite, chalcopyrite |  | LA-ICPMS | JEOL JXA-i SP100 Electron Probe Microanalysis; NWR 193 nm ArF Excimer laser-ablation system coupled to an iCAP RQ (ICPMS) | Laboratory of Marine Element and Isotope Facilities in Southern Marine Science and Engineering Guangdong Laboratory (Zhuhai); Guangzhou Tuoyan Analytical Technology Co., Ltd., Guangzhou, China | EPMA: accelerating voltage 20 kV, probe current 20 nA, 5 μm beam, peak counting time 10 s (S, Zn, Fe) or 20–50 s (Mn, Cd, Ga, Cu), background 1/2 peak time; LA-ICPMS spot analyses: 22 isotopes, total dwell time 95 ms; LA-ICPMS mapping: energy density 3.5 J/cm2, spot size 5 μm, scan speed 20 μm/s, 30 Hz repetition rate, 11 isotopes, total dwell time 55 ms | EPMA: FeS2 (Fe, S), ZnS (Zn), CuFeS2 (Cu), CdS (Cd), Mn (Mn), GaAs (Ga); LA-ICPMS: NIST SRM610 and MASS-1 as external calibration standards; SRM 612 and S-GE7b as monitoring samples | 12.6479 | [19 empty] | 19400.1015 | [5 empty] | 1.9592 | [5 empty] | 1016.4808 | [9 empty] | 144050.0255 |  | 9.3518 |  |  |  | 2.5968 |  |  |  | 4.1897 |  |  |  | 28.2102 | [13 empty] | 33121.9881 | [15 empty] | 76.7218 | [17 empty] | 3.9159 |  |  |  | 26.5817 | [5 empty] | 13.3314 | [32 empty] | 2024 | Chen, X., Wang, Z., Yu, P., Wu, Y., Huang, Y., Tan, Z., Zheng, Y. (2024). Physicochemical condition of the Dafang skarn Au-Ag-Zn-Pb polymetallic deposit in the Nanling Metallogenic Belt (South China), a perspective from sphalerite mineralogy and geochemistry. Ore Geology Reviews, 165, 105923. |  | CHN | Hunan
| Dafang |  | Magmatic hydrothermal | Skarn | skarn Au-Ag-Zn-Pb polymetallic | Au, Ag, Zn, Pb | Sn | Au, Ag, Zn, Pb, Sn | Chen et al., 2024 |  | DK-22-1@A-1 | DK-22-1@A-1-1 | [5 empty] | ore material | polished section | grab | mineral separate | [5 empty] | mineralisation |  |  |  | sphalerite | [6 empty] | garnet, diopside, tremolite, actinolite, epidote, chlorite, pyrrhotite, pyrite, arsenopyrite, chalcopyrite |  | LA-ICPMS | JEOL JXA-i SP100 Electron Probe Microanalysis; NWR 193 nm ArF Excimer laser-ablation system coupled to an iCAP RQ (ICPMS) | Laboratory of Marine Element and Isotope Facilities in Southern Marine Science and Engineering Guangdong Laboratory (Zhuhai); Guangzhou Tuoyan Analytical Technology Co., Ltd., Guangzhou, China | EPMA: accelerating voltage 20 kV, probe current 20 nA, 5 μm beam, peak counting time 10 s (S, Zn, Fe) or 20–50 s (Mn, Cd, Ga, Cu), background 1/2 peak time; LA-ICPMS spot analyses: 22 isotopes, total dwell time 95 ms; LA-ICPMS mapping: energy density 3.5 J/cm2, spot size 5 μm, scan speed 20 μm/s, 30 Hz repetition rate, 11 isotopes, total dwell time 55 ms | EPMA: FeS2 (Fe, S), ZnS (Zn), CuFeS2 (Cu), CdS (Cd), Mn (Mn), GaAs (Ga); LA-ICPMS: NIST SRM610 and MASS-1 as external calibration standards; SRM 612 and S-GE7b as monitoring samples | 232.9529 | [19 empty] | 20137.2835 | [11 empty] | 83845.59 | [9 empty] | 79957.7657 |  | 28.8513 |  |  |  | 2.0516 |  |  |  | 4.0561 |  |  |  | 19.6836 | [13 empty] | 14916.2417 | [15 empty] | 71.0311 | [17 empty] | 7.3443 |  |  |  | 8.9019 | [5 empty] | 151.8768 | [32 empty] | 2024 | Chen, X., Wang, Z., Yu, P., Wu, Y., Huang, Y., Tan, Z., Zheng, Y. (2024). Physicochemical condition of the Dafang skarn Au-Ag-Zn-Pb polymetallic deposit in the Nanling Metallogenic Belt (South China), a perspective from sphalerite mineralogy and geochemistry. Ore Geology Reviews, 165, 105923. |  | CHN | Hunan
| Dafang |  | Magmatic hydrothermal | Skarn | skarn Au-Ag-Zn-Pb polymetallic | Au, Ag, Zn, Pb | Sn | Au, Ag, Zn, Pb, Sn | Chen et al., 2024 |  | DK-22-1@A-2 | DK-22-1@A-2-1 | [5 empty] | ore material | polished section | grab | mineral separate | [5 empty] | mineralisation |  |  |  | sphalerite | [6 empty] | garnet, diopside, tremolite, actinolite, epidote, chlorite, pyrrhotite, pyrite, arsenopyrite, chalcopyrite |  | LA-ICPMS | JEOL JXA-i SP100 Electron Probe Microanalysis; NWR 193 nm ArF Excimer laser-ablation system coupled to an iCAP RQ (ICPMS) | Laboratory of Marine Element and Isotope Facilities in Southern Marine Science and Engineering Guangdong Laboratory (Zhuhai); Guangzhou Tuoyan Analytical Technology Co., Ltd., Guangzhou, China | EPMA: accelerating voltage 20 kV, probe current 20 nA, 5 μm beam, peak counting time 10 s (S, Zn, Fe) or 20–50 s (Mn, Cd, Ga, Cu), background 1/2 peak time; LA-ICPMS spot analyses: 22 isotopes, total dwell time 95 ms; LA-ICPMS mapping: energy density 3.5 J/cm2, spot size 5 μm, scan speed 20 μm/s, 30 Hz repetition rate, 11 isotopes, total dwell time 55 ms | EPMA: FeS2 (Fe, S), ZnS (Zn), CuFeS2 (Cu), CdS (Cd), Mn (Mn), GaAs (Ga); LA-ICPMS: NIST SRM610 and MASS-1 as external calibration standards; SRM 612 and S-GE7b as monitoring samples | 1556.8568 | [19 empty] | 19154.2112 | [11 empty] | 92744.2463 | [9 empty] | 91612.098 |  | 28.1208 |  |  |  | 1.9165 |  |  |  | 4.2445 |  |  |  | 20.2624 | [13 empty] | 11037.6085 | [15 empty] | 153.6986 | [17 empty] | 5.0334 |  |  |  | 11.8584 | [5 empty] | 132.3733 | [32 empty] | 2024 | Chen, X., Wang, Z., Yu, P., Wu, Y., Huang, Y., Tan, Z., Zheng, Y. (2024). Physicochemical condition of the Dafang skarn Au-Ag-Zn-Pb polymetallic deposit in the Nanling Metallogenic Belt (South China), a perspective from sphalerite mineralogy and geochemistry. Ore Geology Reviews, 165, 105923. |  | CHN | Hunan
| Dafang |  | Magmatic hydrothermal | Skarn | skarn Au-Ag-Zn-Pb polymetallic | Au, Ag, Zn, Pb | Sn | Au, Ag, Zn, Pb, Sn | Chen et al., 2024 |  | DK-22-1@A-3 | DK-22-1@A-3-1 | [5 empty] | ore material | polished section | grab | mineral separate | [5 empty] | mineralisation |  |  |  | sphalerite | [6 empty] | garnet, diopside, tremolite, actinolite, epidote, chlorite, pyrrhotite, pyrite, arsenopyrite, chalcopyrite |  | LA-ICPMS | JEOL JXA-i SP100 Electron Probe Microanalysis; NWR 193 nm ArF Excimer laser-ablation system coupled to an iCAP RQ (ICPMS) | Laboratory of Marine Element and Isotope Facilities in Southern Marine Science and Engineering Guangdong Laboratory (Zhuhai); Guangzhou Tuoyan Analytical Technology Co., Ltd., Guangzhou, China | EPMA: accelerating voltage 20 kV, probe current 20 nA, 5 μm beam, peak counting time 10 s (S, Zn, Fe) or 20–50 s (Mn, Cd, Ga, Cu), background 1/2 peak time; LA-ICPMS spot analyses: 22 isotopes, total dwell time 95 ms; LA-ICPMS mapping: energy density 3.5 J/cm2, spot size 5 μm, scan speed 20 μm/s, 30 Hz repetition rate, 11 isotopes, total dwell time 55 ms | EPMA: FeS2 (Fe, S), ZnS (Zn), CuFeS2 (Cu), CdS (Cd), Mn (Mn), GaAs (Ga); LA-ICPMS: NIST SRM610 and MASS-1 as external calibration standards; SRM 612 and S-GE7b as monitoring samples | 49.9293 | [19 empty] | 20226.9068 | [11 empty] | 12200.845 | [9 empty] | 143492.6204 |  | 18.3192 |  |  |  | 2.8801 |  |  |  | 3.1402 |  |  |  | 26.8715 | [13 empty] | 28207.5339 | [15 empty] | 26.9761 | [17 empty] | 5.8965 |  |  |  | 22.479 | [5 empty] | 48.8499 | [32 empty] | 2024 | Chen, X., Wang, Z., Yu, P., Wu, Y., Huang, Y., Tan, Z., Zheng, Y. (2024). Physicochemical condition of the Dafang skarn Au-Ag-Zn-Pb polymetallic deposit in the Nanling Metallogenic Belt (South China), a perspective from sphalerite mineralogy and geochemistry. Ore Geology Reviews, 165, 105923. |  | CHN | Hunan
| Dafang |  | Magmatic hydrothermal | Skarn | skarn Au-Ag-Zn-Pb polymetallic | Au, Ag, Zn, Pb | Sn | Au, Ag, Zn, Pb, Sn | Chen et al., 2024 |  | DK-22-1@A-4 | DK-22-1@A-4-1 | [5 empty] | ore material | polished section | grab | mineral separate | [5 empty] | mineralisation |  |  |  | sphalerite | [6 empty] | garnet, diopside, tremolite, actinolite, epidote, chlorite, pyrrhotite, pyrite, arsenopyrite, chalcopyrite |  | LA-ICPMS | JEOL JXA-i SP100 Electron Probe Microanalysis; NWR 193 nm ArF Excimer laser-ablation system coupled to an iCAP RQ (ICPMS) | Laboratory of Marine Element and Isotope Facilities in Southern Marine Science and Engineering Guangdong Laboratory (Zhuhai); Guangzhou Tuoyan Analytical Technology Co., Ltd., Guangzhou, China | EPMA: accelerating voltage 20 kV, probe current 20 nA, 5 μm beam, peak counting time 10 s (S, Zn, Fe) or 20–50 s (Mn, Cd, Ga, Cu), background 1/2 peak time; LA-ICPMS spot analyses: 22 isotopes, total dwell time 95 ms; LA-ICPMS mapping: energy density 3.5 J/cm2, spot size 5 μm, scan speed 20 μm/s, 30 Hz repetition rate, 11 isotopes, total dwell time 55 ms | EPMA: FeS2 (Fe, S), ZnS (Zn), CuFeS2 (Cu), CdS (Cd), Mn (Mn), GaAs (Ga); LA-ICPMS: NIST SRM610 and MASS-1 as external calibration standards; SRM 612 and S-GE7b as monitoring samples | 109.7173 | [19 empty] | 19208.665 | [11 empty] | 14250.0295 | [9 empty] | 132294.2146 |  | 13.3974 |  |  |  | 1.9924 |  |  |  | 4.6319 |  |  |  | 21.8642 | [13 empty] | 28202.1149 | [15 empty] | 23.6378 | [17 empty] | 7.07 |  |  |  | 19.2605 | [5 empty] | 24.2511 | [32 empty] | 2024 | Chen, X., Wang, Z., Yu, P., Wu, Y., Huang, Y., Tan, Z., Zheng, Y. (2024). Physicochemical condition of the Dafang skarn Au-Ag-Zn-Pb polymetallic deposit in the Nanling Metallogenic Belt (South China), a perspective from sphalerite mineralogy and geochemistry. Ore Geology Reviews, 165, 105923. |  | CHN | Hunan
| Dafang |  | Magmatic hydrothermal | Skarn | skarn Au-Ag-Zn-Pb polymetallic | Au, Ag, Zn, Pb | Sn | Au, Ag, Zn, Pb, Sn | Chen et al., 2024 |  | DK-22-1@A-5 | DK-22-1@A-5-1 | [5 empty] | ore material | polished section | grab | mineral separate | [5 empty] | mineralisation |  |  |  | sphalerite | [6 empty] | garnet, diopside, tremolite, actinolite, epidote, chlorite, pyrrhotite, pyrite, arsenopyrite, chalcopyrite |  | LA-ICPMS | JEOL JXA-i SP100 Electron Probe Microanalysis; NWR 193 nm ArF Excimer laser-ablation system coupled to an iCAP RQ (ICPMS) | Laboratory of Marine Element and Isotope Facilities in Southern Marine Science and Engineering Guangdong Laboratory (Zhuhai); Guangzhou Tuoyan Analytical Technology Co., Ltd., Guangzhou, China | EPMA: accelerating voltage 20 kV, probe current 20 nA, 5 μm beam, peak counting time 10 s (S, Zn, Fe) or 20–50 s (Mn, Cd, Ga, Cu), background 1/2 peak time; LA-ICPMS spot analyses: 22 isotopes, total dwell time 95 ms; LA-ICPMS mapping: energy density 3.5 J/cm2, spot size 5 μm, scan speed 20 μm/s, 30 Hz repetition rate, 11 isotopes, total dwell time 55 ms | EPMA: FeS2 (Fe, S), ZnS (Zn), CuFeS2 (Cu), CdS (Cd), Mn (Mn), GaAs (Ga); LA-ICPMS: NIST SRM610 and MASS-1 as external calibration standards; SRM 612 and S-GE7b as monitoring samples | 11.7237 | [19 empty] | 19076.4251 | [5 empty] | 0.73047 | [5 empty] | 2139.6671 | [9 empty] | 139977.585 |  | 18.897 |  |  |  | 2.0237 |  |  |  | 4.2529 |  |  |  | 19.4813 | [13 empty] | 30621.1088 | [15 empty] | 0.96037 | [21 empty] | 15.1494 | [5 empty] | 33.0318 | [32 empty] | 2024 | Chen, X., Wang, Z., Yu, P., Wu, Y., Huang, Y., Tan, Z., Zheng, Y. (2024). Physicochemical condition of the Dafang skarn Au-Ag-Zn-Pb polymetallic deposit in the Nanling Metallogenic Belt (South China), a perspective from sphalerite mineralogy and geochemistry. Ore Geology Reviews, 165, 105923. |  | CHN | Hunan
| Dafang |  | Magmatic hydrothermal | Skarn | skarn Au-Ag-Zn-Pb polymetallic | Au, Ag, Zn, Pb | Sn | Au, Ag, Zn, Pb, Sn | Chen et al., 2024 |  | DK-22-1@A-6 | DK-22-1@A-6-1 | [5 empty] | ore material | polished section | grab | mineral separate | [5 empty] | mineralisation |  |  |  | sphalerite | [6 empty] | garnet, diopside, tremolite, actinolite, epidote, chlorite, pyrrhotite, pyrite, arsenopyrite, chalcopyrite |  | LA-ICPMS | JEOL JXA-i SP100 Electron Probe Microanalysis; NWR 193 nm ArF Excimer laser-ablation system coupled to an iCAP RQ (ICPMS) | Laboratory of Marine Element and Isotope Facilities in Southern Marine Science and Engineering Guangdong Laboratory (Zhuhai); Guangzhou Tuoyan Analytical Technology Co., Ltd., Guangzhou, China | EPMA: accelerating voltage 20 kV, probe current 20 nA, 5 μm beam, peak counting time 10 s (S, Zn, Fe) or 20–50 s (Mn, Cd, Ga, Cu), background 1/2 peak time; LA-ICPMS spot analyses: 22 isotopes, total dwell time 95 ms; LA-ICPMS mapping: energy density 3.5 J/cm2, spot size 5 μm, scan speed 20 μm/s, 30 Hz repetition rate, 11 isotopes, total dwell time 55 ms | EPMA: FeS2 (Fe, S), ZnS (Zn), CuFeS2 (Cu), CdS (Cd), Mn (Mn), GaAs (Ga); LA-ICPMS: NIST SRM610 and MASS-1 as external calibration standards; SRM 612 and S-GE7b as monitoring samples | 194.2316 | [19 empty] | 19446.9469 | [11 empty] | 93633.6178 | [9 empty] | 81277.2988 |  | 27.1843 | [7 empty] | 3.3016 |  |  |  | 16.6417 | [13 empty] | 10757.9948 | [15 empty] | 46.9587 | [17 empty] | 5.4146 |  |  |  | 12.6482 | [5 empty] | 27.7597 | [32 empty] | 2024 | Chen, X., Wang, Z., Yu, P., Wu, Y., Huang, Y., Tan, Z., Zheng, Y. (2024). Physicochemical condition of the Dafang skarn Au-Ag-Zn-Pb polymetallic deposit in the Nanling Metallogenic Belt (South China), a perspective from sphalerite mineralogy and geochemistry. Ore Geology Reviews, 165, 105923. |  | CHN | Hunan
| Dafang |  | Magmatic hydrothermal | Skarn | skarn Au-Ag-Zn-Pb polymetallic | Au, Ag, Zn, Pb | Sn | Au, Ag, Zn, Pb, Sn | Chen et al., 2024 |  | DK-22-1@A-7 | DK-22-1@A-7-1 | [5 empty] | ore material | polished section | grab | mineral separate | [5 empty] | mineralisation |  |  |  | sphalerite | [6 empty] | garnet, diopside, tremolite, actinolite, epidote, chlorite, pyrrhotite, pyrite, arsenopyrite, chalcopyrite |  | LA-ICPMS | JEOL JXA-i SP100 Electron Probe Microanalysis; NWR 193 nm ArF Excimer laser-ablation system coupled to an iCAP RQ (ICPMS) | Laboratory of Marine Element and Isotope Facilities in Southern Marine Science and Engineering Guangdong Laboratory (Zhuhai); Guangzhou Tuoyan Analytical Technology Co., Ltd., Guangzhou, China | EPMA: accelerating voltage 20 kV, probe current 20 nA, 5 μm beam, peak counting time 10 s (S, Zn, Fe) or 20–50 s (Mn, Cd, Ga, Cu), background 1/2 peak time; LA-ICPMS spot analyses: 22 isotopes, total dwell time 95 ms; LA-ICPMS mapping: energy density 3.5 J/cm2, spot size 5 μm, scan speed 20 μm/s, 30 Hz repetition rate, 11 isotopes, total dwell time 55 ms | EPMA: FeS2 (Fe, S), ZnS (Zn), CuFeS2 (Cu), CdS (Cd), Mn (Mn), GaAs (Ga); LA-ICPMS: NIST SRM610 and MASS-1 as external calibration standards; SRM 612 and S-GE7b as monitoring samples | 181.6913 | [19 empty] | 18973.8252 | [11 empty] | 93719.2046 | [9 empty] | 79743.4999 |  | 14.7944 |  |  |  | 1.792 |  |  |  | 3.0152 |  |  |  | 16.8854 | [13 empty] | 17261.1616 | [15 empty] | 109.3472 | [17 empty] | 10.4152 |  |  |  | 13.1277 | [5 empty] | 19.7303 | [32 empty] | 2024 | Chen, X., Wang, Z., Yu, P., Wu, Y., Huang, Y., Tan, Z., Zheng, Y. (2024). Physicochemical condition of the Dafang skarn Au-Ag-Zn-Pb polymetallic deposit in the Nanling Metallogenic Belt (South China), a perspective from sphalerite mineralogy and geochemistry. Ore Geology Reviews, 165, 105923. |  | CHN | Hunan
| Dafang |  | Magmatic hydrothermal | Skarn | skarn Au-Ag-Zn-Pb polymetallic | Au, Ag, Zn, Pb | Sn | Au, Ag, Zn, Pb, Sn | Chen et al., 2024 |  | DK-22-1@A-8 | DK-22-1@A-8-1 | [5 empty] | ore material | polished section | grab | mineral separate | [5 empty] | mineralisation |  |  |  | sphalerite | [6 empty] | garnet, diopside, tremolite, actinolite, epidote, chlorite, pyrrhotite, pyrite, arsenopyrite, chalcopyrite |  | LA-ICPMS | JEOL JXA-i SP100 Electron Probe Microanalysis; NWR 193 nm ArF Excimer laser-ablation system coupled to an iCAP RQ (ICPMS) | Laboratory of Marine Element and Isotope Facilities in Southern Marine Science and Engineering Guangdong Laboratory (Zhuhai); Guangzhou Tuoyan Analytical Technology Co., Ltd., Guangzhou, China | EPMA: accelerating voltage 20 kV, probe current 20 nA, 5 μm beam, peak counting time 10 s (S, Zn, Fe) or 20–50 s (Mn, Cd, Ga, Cu), background 1/2 peak time; LA-ICPMS spot analyses: 22 isotopes, total dwell time 95 ms; LA-ICPMS mapping: energy density 3.5 J/cm2, spot size 5 μm, scan speed 20 μm/s, 30 Hz repetition rate, 11 isotopes, total dwell time 55 ms | EPMA: FeS2 (Fe, S), ZnS (Zn), CuFeS2 (Cu), CdS (Cd), Mn (Mn), GaAs (Ga); LA-ICPMS: NIST SRM610 and MASS-1 as external calibration standards; SRM 612 and S-GE7b as monitoring samples | 198.2496 | [19 empty] | 18439.617 | [11 empty] | 101261.8422 | [9 empty] | 83066.8986 |  | 31.9846 |  |  |  | 2.759 |  |  |  | 2.8727 |  |  |  | 20.0638 | [13 empty] | 9644.9986 | [15 empty] | 287.6525 | [17 empty] | 3.3161 |  |  |  | 17.6868 | [5 empty] | 58.7237 | [32 empty] | 2024 | Chen, X., Wang, Z., Yu, P., Wu, Y., Huang, Y., Tan, Z., Zheng, Y. (2024). Physicochemical condition of the Dafang skarn Au-Ag-Zn-Pb polymetallic deposit in the Nanling Metallogenic Belt (South China), a perspective from sphalerite mineralogy and geochemistry. Ore Geology Reviews, 165, 105923. |  | CHN | Hunan
| Dafang |  | Magmatic hydrothermal | Skarn | skarn Au-Ag-Zn-Pb polymetallic | Au, Ag, Zn, Pb | Sn | Au, Ag, Zn, Pb, Sn | Chen et al., 2024 |  | DK-44-4@A-1 | DK-44-4@A-1-1 | [5 empty] | ore material | polished section | grab | mineral separate | [5 empty] | mineralisation |  |  |  | sphalerite | [6 empty] | garnet, diopside, tremolite, actinolite, epidote, chlorite, pyrrhotite, pyrite, arsenopyrite, chalcopyrite |  | LA-ICPMS | JEOL JXA-i SP100 Electron Probe Microanalysis; NWR 193 nm ArF Excimer laser-ablation system coupled to an iCAP RQ (ICPMS) | Laboratory of Marine Element and Isotope Facilities in Southern Marine Science and Engineering Guangdong Laboratory (Zhuhai); Guangzhou Tuoyan Analytical Technology Co., Ltd., Guangzhou, China | EPMA: accelerating voltage 20 kV, probe current 20 nA, 5 μm beam, peak counting time 10 s (S, Zn, Fe) or 20–50 s (Mn, Cd, Ga, Cu), background 1/2 peak time; LA-ICPMS spot analyses: 22 isotopes, total dwell time 95 ms; LA-ICPMS mapping: energy density 3.5 J/cm2, spot size 5 μm, scan speed 20 μm/s, 30 Hz repetition rate, 11 isotopes, total dwell time 55 ms | EPMA: FeS2 (Fe, S), ZnS (Zn), CuFeS2 (Cu), CdS (Cd), Mn (Mn), GaAs (Ga); LA-ICPMS: NIST SRM610 and MASS-1 as external calibration standards; SRM 612 and S-GE7b as monitoring samples | 3.4979 | [19 empty] | 16907.0224 | [11 empty] | 634.2302 | [9 empty] | 107636.4071 |  | 38.4206 |  |  |  | 1.7249 |  |  |  | 4.3394 |  |  |  | 24.5087 | [13 empty] | 11856.8189 | [37 empty] | 10.6633 | [5 empty] | 69.5367 | [32 empty] | 2024 | Chen, X., Wang, Z., Yu, P., Wu, Y., Huang, Y., Tan, Z., Zheng, Y. (2024). Physicochemical condition of the Dafang skarn Au-Ag-Zn-Pb polymetallic deposit in the Nanling Metallogenic Belt (South China), a perspective from sphalerite mineralogy and geochemistry. Ore Geology Reviews, 165, 105923. |  | CHN | Hunan
| Dafang |  | Magmatic hydrothermal | Skarn | skarn Au-Ag-Zn-Pb polymetallic | Au, Ag, Zn, Pb | Sn | Au, Ag, Zn, Pb, Sn | Chen et al., 2024 |  | DK-44-4@A-2 | DK-44-4@A-2-1 | [5 empty] | ore material | polished section | grab | mineral separate | [5 empty] | mineralisation |  |  |  | sphalerite | [6 empty] | garnet, diopside, tremolite, actinolite, epidote, chlorite, pyrrhotite, pyrite, arsenopyrite, chalcopyrite |  | LA-ICPMS | JEOL JXA-i SP100 Electron Probe Microanalysis; NWR 193 nm ArF Excimer laser-ablation system coupled to an iCAP RQ (ICPMS) | Laboratory of Marine Element and Isotope Facilities in Southern Marine Science and Engineering Guangdong Laboratory (Zhuhai); Guangzhou Tuoyan Analytical Technology Co., Ltd., Guangzhou, China | EPMA: accelerating voltage 20 kV, probe current 20 nA, 5 μm beam, peak counting time 10 s (S, Zn, Fe) or 20–50 s (Mn, Cd, Ga, Cu), background 1/2 peak time; LA-ICPMS spot analyses: 22 isotopes, total dwell time 95 ms; LA-ICPMS mapping: energy density 3.5 J/cm2, spot size 5 μm, scan speed 20 μm/s, 30 Hz repetition rate, 11 isotopes, total dwell time 55 ms | EPMA: FeS2 (Fe, S), ZnS (Zn), CuFeS2 (Cu), CdS (Cd), Mn (Mn), GaAs (Ga); LA-ICPMS: NIST SRM610 and MASS-1 as external calibration standards; SRM 612 and S-GE7b as monitoring samples | 6.3522 | [19 empty] | 16962.489 | [5 empty] | 0.73182 | [5 empty] | 1400.5158 | [9 empty] | 103468.2676 |  | 13.825 |  |  |  | 1.9916 |  |  |  | 4.1473 |  |  |  | 8.7427 | [13 empty] | 12229.883 | [15 empty] | 0.1217 | [21 empty] | 6.325 | [5 empty] | 7.9644 | [32 empty] | 2024 | Chen, X., Wang, Z., Yu, P., Wu, Y., Huang, Y., Tan, Z., Zheng, Y. (2024). Physicochemical condition of the Dafang skarn Au-Ag-Zn-Pb polymetallic deposit in the Nanling Metallogenic Belt (South China), a perspective from sphalerite mineralogy and geochemistry. Ore Geology Reviews, 165, 105923. |  | CHN | Hunan
| Dafang |  | Magmatic hydrothermal | Skarn | skarn Au-Ag-Zn-Pb polymetallic | Au, Ag, Zn, Pb | Sn | Au, Ag, Zn, Pb, Sn | Chen et al., 2024 |  | DK-44-4@A-3 | DK-44-4@A-3-1 | [5 empty] | ore material | polished section | grab | mineral separate | [5 empty] | mineralisation |  |  |  | sphalerite | [6 empty] | garnet, diopside, tremolite, actinolite, epidote, chlorite, pyrrhotite, pyrite, arsenopyrite, chalcopyrite |  | LA-ICPMS | JEOL JXA-i SP100 Electron Probe Microanalysis; NWR 193 nm ArF Excimer laser-ablation system coupled to an iCAP RQ (ICPMS) | Laboratory of Marine Element and Isotope Facilities in Southern Marine Science and Engineering Guangdong Laboratory (Zhuhai); Guangzhou Tuoyan Analytical Technology Co., Ltd., Guangzhou, China | EPMA: accelerating voltage 20 kV, probe current 20 nA, 5 μm beam, peak counting time 10 s (S, Zn, Fe) or 20–50 s (Mn, Cd, Ga, Cu), background 1/2 peak time; LA-ICPMS spot analyses: 22 isotopes, total dwell time 95 ms; LA-ICPMS mapping: energy density 3.5 J/cm2, spot size 5 μm, scan speed 20 μm/s, 30 Hz repetition rate, 11 isotopes, total dwell time 55 ms | EPMA: FeS2 (Fe, S), ZnS (Zn), CuFeS2 (Cu), CdS (Cd), Mn (Mn), GaAs (Ga); LA-ICPMS: NIST SRM610 and MASS-1 as external calibration standards; SRM 612 and S-GE7b as monitoring samples | 28.2659 | [19 empty] | 18767.0507 | [5 empty] | 1.1932 | [5 empty] | 3627.2777 | [9 empty] | 120395.6048 |  | 9.6797 |  |  |  | 1.9921 |  |  |  | 4.5079 |  |  |  | 7.7684 | [13 empty] | 12091.119 | [15 empty] | 6.3159 | [17 empty] | 19.1376 |  |  |  | 7.1858 | [5 empty] | 57.2133 | [32 empty] | 2024 | Chen, X., Wang, Z., Yu, P., Wu, Y., Huang, Y., Tan, Z., Zheng, Y. (2024). Physicochemical condition of the Dafang skarn Au-Ag-Zn-Pb polymetallic deposit in the Nanling Metallogenic Belt (South China), a perspective from sphalerite mineralogy and geochemistry. Ore Geology Reviews, 165, 105923. |  | CHN | Hunan
| Dafang |  | Magmatic hydrothermal | Skarn | skarn Au-Ag-Zn-Pb polymetallic | Au, Ag, Zn, Pb | Sn | Au, Ag, Zn, Pb, Sn | Chen et al., 2024 |  | DK-44-4@A-4 | DK-44-4@A-4-1 | [5 empty] | ore material | polished section | grab | mineral separate | [5 empty] | mineralisation |  |  |  | sphalerite | [6 empty] | garnet, diopside, tremolite, actinolite, epidote, chlorite, pyrrhotite, pyrite, arsenopyrite, chalcopyrite |  | LA-ICPMS | JEOL JXA-i SP100 Electron Probe Microanalysis; NWR 193 nm ArF Excimer laser-ablation system coupled to an iCAP RQ (ICPMS) | Laboratory of Marine Element and Isotope Facilities in Southern Marine Science and Engineering Guangdong Laboratory (Zhuhai); Guangzhou Tuoyan Analytical Technology Co., Ltd., Guangzhou, China | EPMA: accelerating voltage 20 kV, probe current 20 nA, 5 μm beam, peak counting time 10 s (S, Zn, Fe) or 20–50 s (Mn, Cd, Ga, Cu), background 1/2 peak time; LA-ICPMS spot analyses: 22 isotopes, total dwell time 95 ms; LA-ICPMS mapping: energy density 3.5 J/cm2, spot size 5 μm, scan speed 20 μm/s, 30 Hz repetition rate, 11 isotopes, total dwell time 55 ms | EPMA: FeS2 (Fe, S), ZnS (Zn), CuFeS2 (Cu), CdS (Cd), Mn (Mn), GaAs (Ga); LA-ICPMS: NIST SRM610 and MASS-1 as external calibration standards; SRM 612 and S-GE7b as monitoring samples | 64.8055 | [19 empty] | 17412.3552 | [11 empty] | 6860.5803 | [9 empty] | 104865.6076 |  | 13.7094 |  |  |  | 1.3728 |  |  |  | 4.7462 |  |  |  | 18.8676 | [13 empty] | 10937.9557 | [15 empty] | 16.2348 | [17 empty] | 12.9547 |  |  |  | 14.2768 | [5 empty] | 55.0429 | [32 empty] | 2024 | Chen, X., Wang, Z., Yu, P., Wu, Y., Huang, Y., Tan, Z., Zheng, Y. (2024). Physicochemical condition of the Dafang skarn Au-Ag-Zn-Pb polymetallic deposit in the Nanling Metallogenic Belt (South China), a perspective from sphalerite mineralogy and geochemistry. Ore Geology Reviews, 165, 105923. |  | CHN | Hunan
| Dafang |  | Magmatic hydrothermal | Skarn | skarn Au-Ag-Zn-Pb polymetallic | Au, Ag, Zn, Pb | Sn | Au, Ag, Zn, Pb, Sn | Chen et al., 2024 |  | DK-44-4@A-5 | DK-44-4@A-5-1 | [5 empty] | ore material | polished section | grab | mineral separate | [5 empty] | mineralisation |  |  |  | sphalerite | [6 empty] | garnet, diopside, tremolite, actinolite, epidote, chlorite, pyrrhotite, pyrite, arsenopyrite, chalcopyrite |  | LA-ICPMS | JEOL JXA-i SP100 Electron Probe Microanalysis; NWR 193 nm ArF Excimer laser-ablation system coupled to an iCAP RQ (ICPMS) | Laboratory of Marine Element and Isotope Facilities in Southern Marine Science and Engineering Guangdong Laboratory (Zhuhai); Guangzhou Tuoyan Analytical Technology Co., Ltd., Guangzhou, China | EPMA: accelerating voltage 20 kV, probe current 20 nA, 5 μm beam, peak counting time 10 s (S, Zn, Fe) or 20–50 s (Mn, Cd, Ga, Cu), background 1/2 peak time; LA-ICPMS spot analyses: 22 isotopes, total dwell time 95 ms; LA-ICPMS mapping: energy density 3.5 J/cm2, spot size 5 μm, scan speed 20 μm/s, 30 Hz repetition rate, 11 isotopes, total dwell time 55 ms | EPMA: FeS2 (Fe, S), ZnS (Zn), CuFeS2 (Cu), CdS (Cd), Mn (Mn), GaAs (Ga); LA-ICPMS: NIST SRM610 and MASS-1 as external calibration standards; SRM 612 and S-GE7b as monitoring samples | 16.2931 | [19 empty] | 17191.7673 | [11 empty] | 1465.0932 | [9 empty] | 105587.8876 |  | 18.4022 |  |  |  | 2.1549 |  |  |  | 4.2183 |  |  |  | 10.6574 | [13 empty] | 11815.0567 | [15 empty] | 0.3845 | [27 empty] | 15.9249 | [32 empty] | 2024 | Chen, X., Wang, Z., Yu, P., Wu, Y., Huang, Y., Tan, Z., Zheng, Y. (2024). Physicochemical condition of the Dafang skarn Au-Ag-Zn-Pb polymetallic deposit in the Nanling Metallogenic Belt (South China), a perspective from sphalerite mineralogy and geochemistry. Ore Geology Reviews, 165, 105923. |  | CHN | Hunan
| Dafang |  | Magmatic hydrothermal | Skarn | skarn Au-Ag-Zn-Pb polymetallic | Au, Ag, Zn, Pb | Sn | Au, Ag, Zn, Pb, Sn | Chen et al., 2024 |  | DK-44-4@A-6 | DK-44-4@A-6-1 | [5 empty] | ore material | polished section | grab | mineral separate | [5 empty] | mineralisation |  |  |  | sphalerite | [6 empty] | garnet, diopside, tremolite, actinolite, epidote, chlorite, pyrrhotite, pyrite, arsenopyrite, chalcopyrite |  | LA-ICPMS | JEOL JXA-i SP100 Electron Probe Microanalysis; NWR 193 nm ArF Excimer laser-ablation system coupled to an iCAP RQ (ICPMS) | Laboratory of Marine Element and Isotope Facilities in Southern Marine Science and Engineering Guangdong Laboratory (Zhuhai); Guangzhou Tuoyan Analytical Technology Co., Ltd., Guangzhou, China | EPMA: accelerating voltage 20 kV, probe current 20 nA, 5 μm beam, peak counting time 10 s (S, Zn, Fe) or 20–50 s (Mn, Cd, Ga, Cu), background 1/2 peak time; LA-ICPMS spot analyses: 22 isotopes, total dwell time 95 ms; LA-ICPMS mapping: energy density 3.5 J/cm2, spot size 5 μm, scan speed 20 μm/s, 30 Hz repetition rate, 11 isotopes, total dwell time 55 ms | EPMA: FeS2 (Fe, S), ZnS (Zn), CuFeS2 (Cu), CdS (Cd), Mn (Mn), GaAs (Ga); LA-ICPMS: NIST SRM610 and MASS-1 as external calibration standards; SRM 612 and S-GE7b as monitoring samples | 19.1047 | [19 empty] | 17818.723 | [11 empty] | 3578.348 | [9 empty] | 116954.2142 |  | 11.9046 |  |  |  | 1.3767 |  |  |  | 3.9424 |  |  |  | 6.4478 | [13 empty] | 11460.0896 | [15 empty] | 1.6641 | [27 empty] | 16.8967 | [32 empty] | 2024 | Chen, X., Wang, Z., Yu, P., Wu, Y., Huang, Y., Tan, Z., Zheng, Y. (2024). Physicochemical condition of the Dafang skarn Au-Ag-Zn-Pb polymetallic deposit in the Nanling Metallogenic Belt (South China), a perspective from sphalerite mineralogy and geochemistry. Ore Geology Reviews, 165, 105923. |  | CHN | Hunan
| Dafang |  | Magmatic hydrothermal | Skarn | skarn Au-Ag-Zn-Pb polymetallic | Au, Ag, Zn, Pb | Sn | Au, Ag, Zn, Pb, Sn | Chen et al., 2024 |  | DK-44-4@A-7 | DK-44-4@A-7-1 | [5 empty] | ore material | polished section | grab | mineral separate | [5 empty] | mineralisation |  |  |  | sphalerite | [6 empty] | garnet, diopside, tremolite, actinolite, epidote, chlorite, pyrrhotite, pyrite, arsenopyrite, chalcopyrite |  | LA-ICPMS | JEOL JXA-i SP100 Electron Probe Microanalysis; NWR 193 nm ArF Excimer laser-ablation system coupled to an iCAP RQ (ICPMS) | Laboratory of Marine Element and Isotope Facilities in Southern Marine Science and Engineering Guangdong Laboratory (Zhuhai); Guangzhou Tuoyan Analytical Technology Co., Ltd., Guangzhou, China | EPMA: accelerating voltage 20 kV, probe current 20 nA, 5 μm beam, peak counting time 10 s (S, Zn, Fe) or 20–50 s (Mn, Cd, Ga, Cu), background 1/2 peak time; LA-ICPMS spot analyses: 22 isotopes, total dwell time 95 ms; LA-ICPMS mapping: energy density 3.5 J/cm2, spot size 5 μm, scan speed 20 μm/s, 30 Hz repetition rate, 11 isotopes, total dwell time 55 ms | EPMA: FeS2 (Fe, S), ZnS (Zn), CuFeS2 (Cu), CdS (Cd), Mn (Mn), GaAs (Ga); LA-ICPMS: NIST SRM610 and MASS-1 as external calibration standards; SRM 612 and S-GE7b as monitoring samples | 34.12 | [19 empty] | 17258.2967 | [11 empty] | 2392.632 | [9 empty] | 101730.731 |  | 26.1477 |  |  |  | 1.9108 |  |  |  | 4.4199 |  |  |  | 12.3837 | [13 empty] | 12722.7209 | [15 empty] | 22.134 | [17 empty] | 23.246 |  |  |  | 6.6291 | [5 empty] | 99.0142 | [32 empty] | 2024 | Chen, X., Wang, Z., Yu, P., Wu, Y., Huang, Y., Tan, Z., Zheng, Y. (2024). Physicochemical condition of the Dafang skarn Au-Ag-Zn-Pb polymetallic deposit in the Nanling Metallogenic Belt (South China), a perspective from sphalerite mineralogy and geochemistry. Ore Geology Reviews, 165, 105923. |  | CHN | Hunan
| Dafang |  | Magmatic hydrothermal | Skarn | skarn Au-Ag-Zn-Pb polymetallic | Au, Ag, Zn, Pb | Sn | Au, Ag, Zn, Pb, Sn | Chen et al., 2024 |  | DK-44-4@A-8 | DK-44-4@A-8-1 | [5 empty] | ore material | polished section | grab | mineral separate | [5 empty] | mineralisation |  |  |  | sphalerite | [6 empty] | garnet, diopside, tremolite, actinolite, epidote, chlorite, pyrrhotite, pyrite, arsenopyrite, chalcopyrite |  | LA-ICPMS | JEOL JXA-i SP100 Electron Probe Microanalysis; NWR 193 nm ArF Excimer laser-ablation system coupled to an iCAP RQ (ICPMS) | Laboratory of Marine Element and Isotope Facilities in Southern Marine Science and Engineering Guangdong Laboratory (Zhuhai); Guangzhou Tuoyan Analytical Technology Co., Ltd., Guangzhou, China | EPMA: accelerating voltage 20 kV, probe current 20 nA, 5 μm beam, peak counting time 10 s (S, Zn, Fe) or 20–50 s (Mn, Cd, Ga, Cu), background 1/2 peak time; LA-ICPMS spot analyses: 22 isotopes, total dwell time 95 ms; LA-ICPMS mapping: energy density 3.5 J/cm2, spot size 5 μm, scan speed 20 μm/s, 30 Hz repetition rate, 11 isotopes, total dwell time 55 ms | EPMA: FeS2 (Fe, S), ZnS (Zn), CuFeS2 (Cu), CdS (Cd), Mn (Mn), GaAs (Ga); LA-ICPMS: NIST SRM610 and MASS-1 as external calibration standards; SRM 612 and S-GE7b as monitoring samples | 14.3297 | [19 empty] | 17205.2528 | [11 empty] | 1054.7148 | [9 empty] | 99695.754 |  | 27.7154 |  |  |  | 1.755 |  |  |  | 4.9338 |  |  |  | 13.762 | [13 empty] | 11289.8658 | [15 empty] | 6.4547 | [17 empty] | 0.29151 |  |  |  | 8.7334 | [5 empty] | 20.2895 | [32 empty] | 2024 | Chen, X., Wang, Z., Yu, P., Wu, Y., Huang, Y., Tan, Z., Zheng, Y. (2024). Physicochemical condition of the Dafang skarn Au-Ag-Zn-Pb polymetallic deposit in the Nanling Metallogenic Belt (South China), a perspective from sphalerite mineralogy and geochemistry. Ore Geology Reviews, 165, 105923. |  | CHN | Hunan
| Dafang |  | Magmatic hydrothermal | Skarn | skarn Au-Ag-Zn-Pb polymetallic | Au, Ag, Zn, Pb | Sn | Au, Ag, Zn, Pb, Sn | Chen et al., 2024 |  | DK-44-4@A-9 | DK-44-4@A-9-1 | [5 empty] | ore material | polished section | grab | mineral separate | [5 empty] | mineralisation |  |  |  | sphalerite | [6 empty] | garnet, diopside, tremolite, actinolite, epidote, chlorite, pyrrhotite, pyrite, arsenopyrite, chalcopyrite |  | LA-ICPMS | JEOL JXA-i SP100 Electron Probe Microanalysis; NWR 193 nm ArF Excimer laser-ablation system coupled to an iCAP RQ (ICPMS) | Laboratory of Marine Element and Isotope Facilities in Southern Marine Science and Engineering Guangdong Laboratory (Zhuhai); Guangzhou Tuoyan Analytical Technology Co., Ltd., Guangzhou, China | EPMA: accelerating voltage 20 kV, probe current 20 nA, 5 μm beam, peak counting time 10 s (S, Zn, Fe) or 20–50 s (Mn, Cd, Ga, Cu), background 1/2 peak time; LA-ICPMS spot analyses: 22 isotopes, total dwell time 95 ms; LA-ICPMS mapping: energy density 3.5 J/cm2, spot size 5 μm, scan speed 20 μm/s, 30 Hz repetition rate, 11 isotopes, total dwell time 55 ms | EPMA: FeS2 (Fe, S), ZnS (Zn), CuFeS2 (Cu), CdS (Cd), Mn (Mn), GaAs (Ga); LA-ICPMS: NIST SRM610 and MASS-1 as external calibration standards; SRM 612 and S-GE7b as monitoring samples | 13.5501 | [19 empty] | 17074.2119 | [11 empty] | 897.0214 | [9 empty] | 102081.2593 |  | 25.5064 |  |  |  | 1.5929 |  |  |  | 5.1129 |  |  |  | 11.5261 | [13 empty] | 12113.9185 | [15 empty] | 2.3226 | [17 empty] | 4.7291 |  |  |  | 10.0618 | [5 empty] | 28.1884 | [32 empty] | 2024 | Chen, X., Wang, Z., Yu, P., Wu, Y., Huang, Y., Tan, Z., Zheng, Y. (2024). Physicochemical condition of the Dafang skarn Au-Ag-Zn-Pb polymetallic deposit in the Nanling Metallogenic Belt (South China), a perspective from sphalerite mineralogy and geochemistry. Ore Geology Reviews, 165, 105923. |  | CHN | Hunan
| Dafang |  | Magmatic hydrothermal | Skarn | skarn Au-Ag-Zn-Pb polymetallic | Au, Ag, Zn, Pb | Sn | Au, Ag, Zn, Pb, Sn | Chen et al., 2024 |  | DK-44-4@A-10 | DK-44-4@A-10-1 | [5 empty] | ore material | polished section | grab | mineral separate | [5 empty] | mineralisation |  |  |  | sphalerite | [6 empty] | garnet, diopside, tremolite, actinolite, epidote, chlorite, pyrrhotite, pyrite, arsenopyrite, chalcopyrite |  | LA-ICPMS | JEOL JXA-i SP100 Electron Probe Microanalysis; NWR 193 nm ArF Excimer laser-ablation system coupled to an iCAP RQ (ICPMS) | Laboratory of Marine Element and Isotope Facilities in Southern Marine Science and Engineering Guangdong Laboratory (Zhuhai); Guangzhou Tuoyan Analytical Technology Co., Ltd., Guangzhou, China | EPMA: accelerating voltage 20 kV, probe current 20 nA, 5 μm beam, peak counting time 10 s (S, Zn, Fe) or 20–50 s (Mn, Cd, Ga, Cu), background 1/2 peak time; LA-ICPMS spot analyses: 22 isotopes, total dwell time 95 ms; LA-ICPMS mapping: energy density 3.5 J/cm2, spot size 5 μm, scan speed 20 μm/s, 30 Hz repetition rate, 11 isotopes, total dwell time 55 ms | EPMA: FeS2 (Fe, S), ZnS (Zn), CuFeS2 (Cu), CdS (Cd), Mn (Mn), GaAs (Ga); LA-ICPMS: NIST SRM610 and MASS-1 as external calibration standards; SRM 612 and S-GE7b as monitoring samples | 15.3017 | [19 empty] | 15330.1819 | [11 empty] | 965.6453 | [9 empty] | 77725.3913 |  | 18.0381 |  |  |  | 1.069 |  |  |  | 5.1647 |  |  |  | 13.684 | [13 empty] | 9814.1743 | [15 empty] | 7.4676 | [17 empty] | 0.59521 |  |  |  | 6.0837 | [5 empty] | 13.4001 | [32 empty] | 2024 | Chen, X., Wang, Z., Yu, P., Wu, Y., Huang, Y., Tan, Z., Zheng, Y. (2024). Physicochemical condition of the Dafang skarn Au-Ag-Zn-Pb polymetallic deposit in the Nanling Metallogenic Belt (South China), a perspective from sphalerite mineralogy and geochemistry. Ore Geology Reviews, 165, 105923. |  | CHN | Hunan
| Dafang |  | Magmatic hydrothermal | Skarn | skarn Au-Ag-Zn-Pb polymetallic | Au, Ag, Zn, Pb | Sn | Au, Ag, Zn, Pb, Sn | Chen et al., 2024 |  | DK-44-4@A-11 | DK-44-4@A-11-1 | [5 empty] | ore material | polished section | grab | mineral separate | [5 empty] | mineralisation |  |  |  | sphalerite | [6 empty] | garnet, diopside, tremolite, actinolite, epidote, chlorite, pyrrhotite, pyrite, arsenopyrite, chalcopyrite |  | LA-ICPMS | JEOL JXA-i SP100 Electron Probe Microanalysis; NWR 193 nm ArF Excimer laser-ablation system coupled to an iCAP RQ (ICPMS) | Laboratory of Marine Element and Isotope Facilities in Southern Marine Science and Engineering Guangdong Laboratory (Zhuhai); Guangzhou Tuoyan Analytical Technology Co., Ltd., Guangzhou, China | EPMA: accelerating voltage 20 kV, probe current 20 nA, 5 μm beam, peak counting time 10 s (S, Zn, Fe) or 20–50 s (Mn, Cd, Ga, Cu), background 1/2 peak time; LA-ICPMS spot analyses: 22 isotopes, total dwell time 95 ms; LA-ICPMS mapping: energy density 3.5 J/cm2, spot size 5 μm, scan speed 20 μm/s, 30 Hz repetition rate, 11 isotopes, total dwell time 55 ms | EPMA: FeS2 (Fe, S), ZnS (Zn), CuFeS2 (Cu), CdS (Cd), Mn (Mn), GaAs (Ga); LA-ICPMS: NIST SRM610 and MASS-1 as external calibration standards; SRM 612 and S-GE7b as monitoring samples | 13.6605 | [19 empty] | 16168.3508 | [11 empty] | 839.5106 | [9 empty] | 83349.4565 |  | 15.3708 |  |  |  | 1.7348 |  |  |  | 5.17 |  |  |  | 8.4593 | [13 empty] | 12442.9007 | [15 empty] | 3.7031 | [17 empty] | 1.534 | [9 empty] | 11.952 | [32 empty] | 2024 | Chen, X., Wang, Z., Yu, P., Wu, Y., Huang, Y., Tan, Z., Zheng, Y. (2024). Physicochemical condition of the Dafang skarn Au-Ag-Zn-Pb polymetallic deposit in the Nanling Metallogenic Belt (South China), a perspective from sphalerite mineralogy and geochemistry. Ore Geology Reviews, 165, 105923. |  | CHN | Hunan
| Dafang |  | Magmatic hydrothermal | Skarn | skarn Au-Ag-Zn-Pb polymetallic | Au, Ag, Zn, Pb | Sn | Au, Ag, Zn, Pb, Sn | Chen et al., 2024 |  | DK-44-6@A-1 | DK-44-6@A-1-1 | [5 empty] | ore material | polished section | grab | mineral separate | [5 empty] | mineralisation |  |  |  | sphalerite | [6 empty] | garnet, diopside, tremolite, actinolite, epidote, chlorite, pyrrhotite, pyrite, arsenopyrite, chalcopyrite |  | LA-ICPMS | JEOL JXA-i SP100 Electron Probe Microanalysis; NWR 193 nm ArF Excimer laser-ablation system coupled to an iCAP RQ (ICPMS) | Laboratory of Marine Element and Isotope Facilities in Southern Marine Science and Engineering Guangdong Laboratory (Zhuhai); Guangzhou Tuoyan Analytical Technology Co., Ltd., Guangzhou, China | EPMA: accelerating voltage 20 kV, probe current 20 nA, 5 μm beam, peak counting time 10 s (S, Zn, Fe) or 20–50 s (Mn, Cd, Ga, Cu), background 1/2 peak time; LA-ICPMS spot analyses: 22 isotopes, total dwell time 95 ms; LA-ICPMS mapping: energy density 3.5 J/cm2, spot size 5 μm, scan speed 20 μm/s, 30 Hz repetition rate, 11 isotopes, total dwell time 55 ms | EPMA: FeS2 (Fe, S), ZnS (Zn), CuFeS2 (Cu), CdS (Cd), Mn (Mn), GaAs (Ga); LA-ICPMS: NIST SRM610 and MASS-1 as external calibration standards; SRM 612 and S-GE7b as monitoring samples | 8.1888 | [19 empty] | 15475.4186 | [11 empty] | 4177.4931 | [9 empty] | 108386.4186 |  | 11.7085 | [7 empty] | 5.7815 |  |  |  | 13.8496 | [13 empty] | 10775.4312 | [15 empty] | 1.9259 | [17 empty] | 2.2555 | [9 empty] | 23.3172 | [32 empty] | 2024 | Chen, X., Wang, Z., Yu, P., Wu, Y., Huang, Y., Tan, Z., Zheng, Y. (2024). Physicochemical condition of the Dafang skarn Au-Ag-Zn-Pb polymetallic deposit in the Nanling Metallogenic Belt (South China), a perspective from sphalerite mineralogy and geochemistry. Ore Geology Reviews, 165, 105923. |  | CHN | Hunan
| Dafang |  | Magmatic hydrothermal | Skarn | skarn Au-Ag-Zn-Pb polymetallic | Au, Ag, Zn, Pb | Sn | Au, Ag, Zn, Pb, Sn | Chen et al., 2024 |  | DK-44-6@A-2 | DK-44-6@A-2-1 | [5 empty] | ore material | polished section | grab | mineral separate | [5 empty] | mineralisation |  |  |  | sphalerite | [6 empty] | garnet, diopside, tremolite, actinolite, epidote, chlorite, pyrrhotite, pyrite, arsenopyrite, chalcopyrite |  | LA-ICPMS | JEOL JXA-i SP100 Electron Probe Microanalysis; NWR 193 nm ArF Excimer laser-ablation system coupled to an iCAP RQ (ICPMS) | Laboratory of Marine Element and Isotope Facilities in Southern Marine Science and Engineering Guangdong Laboratory (Zhuhai); Guangzhou Tuoyan Analytical Technology Co., Ltd., Guangzhou, China | EPMA: accelerating voltage 20 kV, probe current 20 nA, 5 μm beam, peak counting time 10 s (S, Zn, Fe) or 20–50 s (Mn, Cd, Ga, Cu), background 1/2 peak time; LA-ICPMS spot analyses: 22 isotopes, total dwell time 95 ms; LA-ICPMS mapping: energy density 3.5 J/cm2, spot size 5 μm, scan speed 20 μm/s, 30 Hz repetition rate, 11 isotopes, total dwell time 55 ms | EPMA: FeS2 (Fe, S), ZnS (Zn), CuFeS2 (Cu), CdS (Cd), Mn (Mn), GaAs (Ga); LA-ICPMS: NIST SRM610 and MASS-1 as external calibration standards; SRM 612 and S-GE7b as monitoring samples | 3.4557 | [19 empty] | 16486.6595 | [11 empty] | 2061.5576 | [9 empty] | 113612.3859 |  | 13.2656 | [7 empty] | 5.8516 |  |  |  | 4.3955 | [13 empty] | 11224.7837 | [15 empty] | 1.0188 | [17 empty] | 0.31267 | [9 empty] | 8.5165 | [32 empty] | 2024 | Chen, X., Wang, Z., Yu, P., Wu, Y., Huang, Y., Tan, Z., Zheng, Y. (2024). Physicochemical condition of the Dafang skarn Au-Ag-Zn-Pb polymetallic deposit in the Nanling Metallogenic Belt (South China), a perspective from sphalerite mineralogy and geochemistry. Ore Geology Reviews, 165, 105923. |  | CHN | Hunan
| Dafang |  | Magmatic hydrothermal | Skarn | skarn Au-Ag-Zn-Pb polymetallic | Au, Ag, Zn, Pb | Sn | Au, Ag, Zn, Pb, Sn | Chen et al., 2024 |  | DK-44-6@A-3 | DK-44-6@A-3-1 | [5 empty] | ore material | polished section | grab | mineral separate | [5 empty] | mineralisation |  |  |  | sphalerite | [6 empty] | garnet, diopside, tremolite, actinolite, epidote, chlorite, pyrrhotite, pyrite, arsenopyrite, chalcopyrite |  | LA-ICPMS | JEOL JXA-i SP100 Electron Probe Microanalysis; NWR 193 nm ArF Excimer laser-ablation system coupled to an iCAP RQ (ICPMS) | Laboratory of Marine Element and Isotope Facilities in Southern Marine Science and Engineering Guangdong Laboratory (Zhuhai); Guangzhou Tuoyan Analytical Technology Co., Ltd., Guangzhou, China | EPMA: accelerating voltage 20 kV, probe current 20 nA, 5 μm beam, peak counting time 10 s (S, Zn, Fe) or 20–50 s (Mn, Cd, Ga, Cu), background 1/2 peak time; LA-ICPMS spot analyses: 22 isotopes, total dwell time 95 ms; LA-ICPMS mapping: energy density 3.5 J/cm2, spot size 5 μm, scan speed 20 μm/s, 30 Hz repetition rate, 11 isotopes, total dwell time 55 ms | EPMA: FeS2 (Fe, S), ZnS (Zn), CuFeS2 (Cu), CdS (Cd), Mn (Mn), GaAs (Ga); LA-ICPMS: NIST SRM610 and MASS-1 as external calibration standards; SRM 612 and S-GE7b as monitoring samples | 0.73879 | [19 empty] | 15733.3189 | [11 empty] | 203.101 | [9 empty] | 92613.1159 |  | 22.4125 | [7 empty] | 5.8898 |  |  |  | 11.2509 | [13 empty] | 13982.6881 | [43 empty] | 35.379 | [32 empty] | 2024 | Chen, X., Wang, Z., Yu, P., Wu, Y., Huang, Y., Tan, Z., Zheng, Y. (2024). Physicochemical condition of the Dafang skarn Au-Ag-Zn-Pb polymetallic deposit in the Nanling Metallogenic Belt (South China), a perspective from sphalerite mineralogy and geochemistry. Ore Geology Reviews, 165, 105923. |  | CHN | Hunan
| Dafang |  | Magmatic hydrothermal | Skarn | skarn Au-Ag-Zn-Pb polymetallic | Au, Ag, Zn, Pb | Sn | Au, Ag, Zn, Pb, Sn | Chen et al., 2024 |  | DK-44-6@A-4 | DK-44-6@A-4-1 | [5 empty] | ore material | polished section | grab | mineral separate | [5 empty] | mineralisation |  |  |  | sphalerite | [6 empty] | garnet, diopside, tremolite, actinolite, epidote, chlorite, pyrrhotite, pyrite, arsenopyrite, chalcopyrite |  | LA-ICPMS | JEOL JXA-i SP100 Electron Probe Microanalysis; NWR 193 nm ArF Excimer laser-ablation system coupled to an iCAP RQ (ICPMS) | Laboratory of Marine Element and Isotope Facilities in Southern Marine Science and Engineering Guangdong Laboratory (Zhuhai); Guangzhou Tuoyan Analytical Technology Co., Ltd., Guangzhou, China | EPMA: accelerating voltage 20 kV, probe current 20 nA, 5 μm beam, peak counting time 10 s (S, Zn, Fe) or 20–50 s (Mn, Cd, Ga, Cu), background 1/2 peak time; LA-ICPMS spot analyses: 22 isotopes, total dwell time 95 ms; LA-ICPMS mapping: energy density 3.5 J/cm2, spot size 5 μm, scan speed 20 μm/s, 30 Hz repetition rate, 11 isotopes, total dwell time 55 ms | EPMA: FeS2 (Fe, S), ZnS (Zn), CuFeS2 (Cu), CdS (Cd), Mn (Mn), GaAs (Ga); LA-ICPMS: NIST SRM610 and MASS-1 as external calibration standards; SRM 612 and S-GE7b as monitoring samples | 23.8826 | [19 empty] | 16379.2333 | [11 empty] | 2077.2673 | [9 empty] | 105127.55 |  | 22.8971 |  |  |  | 1.5233 |  |  |  | 6.0316 |  |  |  | 7.1316 | [13 empty] | 16571.0839 | [15 empty] | 6.68 | [17 empty] | 26.1731 |  |  |  | 9.1542 | [5 empty] | 32.0289 | [32 empty] | 2024 | Chen, X., Wang, Z., Yu, P., Wu, Y., Huang, Y., Tan, Z., Zheng, Y. (2024). Physicochemical condition of the Dafang skarn Au-Ag-Zn-Pb polymetallic deposit in the Nanling Metallogenic Belt (South China), a perspective from sphalerite mineralogy and geochemistry. Ore Geology Reviews, 165, 105923. |  | CHN | Hunan
| Dafang |  | Magmatic hydrothermal | Skarn | skarn Au-Ag-Zn-Pb polymetallic | Au, Ag, Zn, Pb | Sn | Au, Ag, Zn, Pb, Sn | Chen et al., 2024 |  | DK-44-6@A-5 | DK-44-6@A-5-1 | [5 empty] | ore material | polished section | grab | mineral separate | [5 empty] | mineralisation |  |  |  | sphalerite | [6 empty] | garnet, diopside, tremolite, actinolite, epidote, chlorite, pyrrhotite, pyrite, arsenopyrite, chalcopyrite |  | LA-ICPMS | JEOL JXA-i SP100 Electron Probe Microanalysis; NWR 193 nm ArF Excimer laser-ablation system coupled to an iCAP RQ (ICPMS) | Laboratory of Marine Element and Isotope Facilities in Southern Marine Science and Engineering Guangdong Laboratory (Zhuhai); Guangzhou Tuoyan Analytical Technology Co., Ltd., Guangzhou, China | EPMA: accelerating voltage 20 kV, probe current 20 nA, 5 μm beam, peak counting time 10 s (S, Zn, Fe) or 20–50 s (Mn, Cd, Ga, Cu), background 1/2 peak time; LA-ICPMS spot analyses: 22 isotopes, total dwell time 95 ms; LA-ICPMS mapping: energy density 3.5 J/cm2, spot size 5 μm, scan speed 20 μm/s, 30 Hz repetition rate, 11 isotopes, total dwell time 55 ms | EPMA: FeS2 (Fe, S), ZnS (Zn), CuFeS2 (Cu), CdS (Cd), Mn (Mn), GaAs (Ga); LA-ICPMS: NIST SRM610 and MASS-1 as external calibration standards; SRM 612 and S-GE7b as monitoring samples | 12.4661 | [19 empty] | 16758.4407 | [11 empty] | 4426.0914 | [9 empty] | 116447.7784 |  | 21.2572 |  |  |  | 2.228 |  |  |  | 4.9172 |  |  |  | 8.2036 | [13 empty] | 13088.7827 | [15 empty] | 14.6829 | [17 empty] | 11.5265 | [9 empty] | 32.7236 | [32 empty] | 2024 | Chen, X., Wang, Z., Yu, P., Wu, Y., Huang, Y., Tan, Z., Zheng, Y. (2024). Physicochemical condition of the Dafang skarn Au-Ag-Zn-Pb polymetallic deposit in the Nanling Metallogenic Belt (South China), a perspective from sphalerite mineralogy and geochemistry. Ore Geology Reviews, 165, 105923. |  | CHN | Hunan
| Dafang |  | Magmatic hydrothermal | Skarn | skarn Au-Ag-Zn-Pb polymetallic | Au, Ag, Zn, Pb | Sn | Au, Ag, Zn, Pb, Sn | Chen et al., 2024 |  | DK-44-6@A-6 | DK-44-6@A-6-1 | [5 empty] | ore material | polished section | grab | mineral separate | [5 empty] | mineralisation |  |  |  | sphalerite | [6 empty] | garnet, diopside, tremolite, actinolite, epidote, chlorite, pyrrhotite, pyrite, arsenopyrite, chalcopyrite |  | LA-ICPMS | JEOL JXA-i SP100 Electron Probe Microanalysis; NWR 193 nm ArF Excimer laser-ablation system coupled to an iCAP RQ (ICPMS) | Laboratory of Marine Element and Isotope Facilities in Southern Marine Science and Engineering Guangdong Laboratory (Zhuhai); Guangzhou Tuoyan Analytical Technology Co., Ltd., Guangzhou, China | EPMA: accelerating voltage 20 kV, probe current 20 nA, 5 μm beam, peak counting time 10 s (S, Zn, Fe) or 20–50 s (Mn, Cd, Ga, Cu), background 1/2 peak time; LA-ICPMS spot analyses: 22 isotopes, total dwell time 95 ms; LA-ICPMS mapping: energy density 3.5 J/cm2, spot size 5 μm, scan speed 20 μm/s, 30 Hz repetition rate, 11 isotopes, total dwell time 55 ms | EPMA: FeS2 (Fe, S), ZnS (Zn), CuFeS2 (Cu), CdS (Cd), Mn (Mn), GaAs (Ga); LA-ICPMS: NIST SRM610 and MASS-1 as external calibration standards; SRM 612 and S-GE7b as monitoring samples | 0.77866 | [19 empty] | 15405.4197 | [11 empty] | 276.3599 | [9 empty] | 98426.8193 |  | 22.0045 |  |  |  | 1.732 |  |  |  | 5.6846 |  |  |  | 10.0417 | [13 empty] | 12837.6726 | [15 empty] | 0.14167 | [21 empty] | 10.8759 | [5 empty] | 11.4933 | [32 empty] | 2024 | Chen, X., Wang, Z., Yu, P., Wu, Y., Huang, Y., Tan, Z., Zheng, Y. (2024). Physicochemical condition of the Dafang skarn Au-Ag-Zn-Pb polymetallic deposit in the Nanling Metallogenic Belt (South China), a perspective from sphalerite mineralogy and geochemistry. Ore Geology Reviews, 165, 105923. |  | CHN | Hunan
| Dafang |  | Magmatic hydrothermal | Skarn | skarn Au-Ag-Zn-Pb polymetallic | Au, Ag, Zn, Pb | Sn | Au, Ag, Zn, Pb, Sn | Chen et al., 2024 |  | DK-44-6@A-7 | DK-44-6@A-7-1 | [5 empty] | ore material | polished section | grab | mineral separate | [5 empty] | mineralisation |  |  |  | sphalerite | [6 empty] | garnet, diopside, tremolite, actinolite, epidote, chlorite, pyrrhotite, pyrite, arsenopyrite, chalcopyrite |  | LA-ICPMS | JEOL JXA-i SP100 Electron Probe Microanalysis; NWR 193 nm ArF Excimer laser-ablation system coupled to an iCAP RQ (ICPMS) | Laboratory of Marine Element and Isotope Facilities in Southern Marine Science and Engineering Guangdong Laboratory (Zhuhai); Guangzhou Tuoyan Analytical Technology Co., Ltd., Guangzhou, China | EPMA: accelerating voltage 20 kV, probe current 20 nA, 5 μm beam, peak counting time 10 s (S, Zn, Fe) or 20–50 s (Mn, Cd, Ga, Cu), background 1/2 peak time; LA-ICPMS spot analyses: 22 isotopes, total dwell time 95 ms; LA-ICPMS mapping: energy density 3.5 J/cm2, spot size 5 μm, scan speed 20 μm/s, 30 Hz repetition rate, 11 isotopes, total dwell time 55 ms | EPMA: FeS2 (Fe, S), ZnS (Zn), CuFeS2 (Cu), CdS (Cd), Mn (Mn), GaAs (Ga); LA-ICPMS: NIST SRM610 and MASS-1 as external calibration standards; SRM 612 and S-GE7b as monitoring samples | 85.7725 | [19 empty] | 19258.0832 | [5 empty] | 4.5712 | [5 empty] | 20954.1521 | [9 empty] | 115780.7518 |  | 9.3491 | [7 empty] | 4.7113 |  |  |  | 9.3636 | [13 empty] | 11914.6235 | [15 empty] | 26.8534 | [17 empty] | 45.8098 |  |  |  | 13.6179 | [5 empty] | 62.089 | [32 empty] | 2024 | Chen, X., Wang, Z., Yu, P., Wu, Y., Huang, Y., Tan, Z., Zheng, Y. (2024). Physicochemical condition of the Dafang skarn Au-Ag-Zn-Pb polymetallic deposit in the Nanling Metallogenic Belt (South China), a perspective from sphalerite mineralogy and geochemistry. Ore Geology Reviews, 165, 105923. |  | CHN | Hunan
| Dafang |  | Magmatic hydrothermal | Skarn | skarn Au-Ag-Zn-Pb polymetallic | Au, Ag, Zn, Pb | Sn | Au, Ag, Zn, Pb, Sn | Chen et al., 2024 |  | DK-44-6@A-8 | DK-44-6@A-8-1 | [5 empty] | ore material | polished section | grab | mineral separate | [5 empty] | mineralisation |  |  |  | sphalerite | [6 empty] | garnet, diopside, tremolite, actinolite, epidote, chlorite, pyrrhotite, pyrite, arsenopyrite, chalcopyrite |  | LA-ICPMS | JEOL JXA-i SP100 Electron Probe Microanalysis; NWR 193 nm ArF Excimer laser-ablation system coupled to an iCAP RQ (ICPMS) | Laboratory of Marine Element and Isotope Facilities in Southern Marine Science and Engineering Guangdong Laboratory (Zhuhai); Guangzhou Tuoyan Analytical Technology Co., Ltd., Guangzhou, China | EPMA: accelerating voltage 20 kV, probe current 20 nA, 5 μm beam, peak counting time 10 s (S, Zn, Fe) or 20–50 s (Mn, Cd, Ga, Cu), background 1/2 peak time; LA-ICPMS spot analyses: 22 isotopes, total dwell time 95 ms; LA-ICPMS mapping: energy density 3.5 J/cm2, spot size 5 μm, scan speed 20 μm/s, 30 Hz repetition rate, 11 isotopes, total dwell time 55 ms | EPMA: FeS2 (Fe, S), ZnS (Zn), CuFeS2 (Cu), CdS (Cd), Mn (Mn), GaAs (Ga); LA-ICPMS: NIST SRM610 and MASS-1 as external calibration standards; SRM 612 and S-GE7b as monitoring samples | 10.6087 | [19 empty] | 17126.9332 | [5 empty] | 0.87839 | [5 empty] | 804.8293 | [9 empty] | 117896.067 |  | 15.4501 |  |  |  | 1.6143 |  |  |  | 5.7484 |  |  |  | 17.4256 | [13 empty] | 13920.4665 | [15 empty] | 1.0036 | [17 empty] | 4.1842 |  |  |  | 16.5393 | [5 empty] | 18.6608 | [32 empty] | 2024 | Chen, X., Wang, Z., Yu, P., Wu, Y., Huang, Y., Tan, Z., Zheng, Y. (2024). Physicochemical condition of the Dafang skarn Au-Ag-Zn-Pb polymetallic deposit in the Nanling Metallogenic Belt (South China), a perspective from sphalerite mineralogy and geochemistry. Ore Geology Reviews, 165, 105923. |  | CHN | Hunan
| Dafang |  | Magmatic hydrothermal | Skarn | skarn Au-Ag-Zn-Pb polymetallic | Au, Ag, Zn, Pb | Sn | Au, Ag, Zn, Pb, Sn | Chen et al., 2024 |  | DK-44-6@A-9 | DK-44-6@A-9-1 | [5 empty] | ore material | polished section | grab | mineral separate | [5 empty] | mineralisation |  |  |  | sphalerite | [6 empty] | garnet, diopside, tremolite, actinolite, epidote, chlorite, pyrrhotite, pyrite, arsenopyrite, chalcopyrite |  | LA-ICPMS | JEOL JXA-i SP100 Electron Probe Microanalysis; NWR 193 nm ArF Excimer laser-ablation system coupled to an iCAP RQ (ICPMS) | Laboratory of Marine Element and Isotope Facilities in Southern Marine Science and Engineering Guangdong Laboratory (Zhuhai); Guangzhou Tuoyan Analytical Technology Co., Ltd., Guangzhou, China | EPMA: accelerating voltage 20 kV, probe current 20 nA, 5 μm beam, peak counting time 10 s (S, Zn, Fe) or 20–50 s (Mn, Cd, Ga, Cu), background 1/2 peak time; LA-ICPMS spot analyses: 22 isotopes, total dwell time 95 ms; LA-ICPMS mapping: energy density 3.5 J/cm2, spot size 5 μm, scan speed 20 μm/s, 30 Hz repetition rate, 11 isotopes, total dwell time 55 ms | EPMA: FeS2 (Fe, S), ZnS (Zn), CuFeS2 (Cu), CdS (Cd), Mn (Mn), GaAs (Ga); LA-ICPMS: NIST SRM610 and MASS-1 as external calibration standards; SRM 612 and S-GE7b as monitoring samples | 11.5572 | [19 empty] | 18208.7744 | [5 empty] | 7.6208 | [5 empty] | 3215.9584 | [9 empty] | 123672.3306 |  | 9.3896 | [7 empty] | 4.9662 |  |  |  | 12.6741 | [13 empty] | 9102.882 | [15 empty] | 0.78481 | [21 empty] | 31.5674 | [5 empty] | 9.5915 | [32 empty] | 2024 | Chen, X., Wang, Z., Yu, P., Wu, Y., Huang, Y., Tan, Z., Zheng, Y. (2024). Physicochemical condition of the Dafang skarn Au-Ag-Zn-Pb polymetallic deposit in the Nanling Metallogenic Belt (South China), a perspective from sphalerite mineralogy and geochemistry. Ore Geology Reviews, 165, 105923. |  | CHN | Hunan
| Dafang |  | Magmatic hydrothermal | Skarn | skarn Au-Ag-Zn-Pb polymetallic | Au, Ag, Zn, Pb | Sn | Au, Ag, Zn, Pb, Sn | Chen et al., 2024 |  | DK-44-6@A-10 | DK-44-6@A-10-1 | [5 empty] | ore material | polished section | grab | mineral separate | [5 empty] | mineralisation |  |  |  | sphalerite | [6 empty] | garnet, diopside, tremolite, actinolite, epidote, chlorite, pyrrhotite, pyrite, arsenopyrite, chalcopyrite |  | LA-ICPMS | JEOL JXA-i SP100 Electron Probe Microanalysis; NWR 193 nm ArF Excimer laser-ablation system coupled to an iCAP RQ (ICPMS) | Laboratory of Marine Element and Isotope Facilities in Southern Marine Science and Engineering Guangdong Laboratory (Zhuhai); Guangzhou Tuoyan Analytical Technology Co., Ltd., Guangzhou, China | EPMA: accelerating voltage 20 kV, probe current 20 nA, 5 μm beam, peak counting time 10 s (S, Zn, Fe) or 20–50 s (Mn, Cd, Ga, Cu), background 1/2 peak time; LA-ICPMS spot analyses: 22 isotopes, total dwell time 95 ms; LA-ICPMS mapping: energy density 3.5 J/cm2, spot size 5 μm, scan speed 20 μm/s, 30 Hz repetition rate, 11 isotopes, total dwell time 55 ms | EPMA: FeS2 (Fe, S), ZnS (Zn), CuFeS2 (Cu), CdS (Cd), Mn (Mn), GaAs (Ga); LA-ICPMS: NIST SRM610 and MASS-1 as external calibration standards; SRM 612 and S-GE7b as monitoring samples | 11.7162 | [19 empty] | 16011.8192 | [5 empty] | 0.94111 | [5 empty] | 914.3903 | [9 empty] | 105758.7226 |  | 17.0636 | [7 empty] | 4.9324 |  |  |  | 12.6833 | [13 empty] | 12378.6483 | [15 empty] | 1.4422 | [17 empty] | 2.0634 |  |  |  | 9.5426 | [5 empty] | 9.8166 | [32 empty] | 2024 | Chen, X., Wang, Z., Yu, P., Wu, Y., Huang, Y., Tan, Z., Zheng, Y. (2024). Physicochemical condition of the Dafang skarn Au-Ag-Zn-Pb polymetallic deposit in the Nanling Metallogenic Belt (South China), a perspective from sphalerite mineralogy and geochemistry. Ore Geology Reviews, 165, 105923. |  | CHN | Hunan
| Dafang |  | Magmatic hydrothermal | Skarn | skarn Au-Ag-Zn-Pb polymetallic | Au, Ag, Zn, Pb | Sn | Au, Ag, Zn, Pb, Sn | Chen et al., 2024 |  | DK-44-6@A-11 | DK-44-6@A-11-1 | [5 empty] | ore material | polished section | grab | mineral separate | [5 empty] | mineralisation |  |  |  | sphalerite | [6 empty] | garnet, diopside, tremolite, actinolite, epidote, chlorite, pyrrhotite, pyrite, arsenopyrite, chalcopyrite |  | LA-ICPMS | JEOL JXA-i SP100 Electron Probe Microanalysis; NWR 193 nm ArF Excimer laser-ablation system coupled to an iCAP RQ (ICPMS) | Laboratory of Marine Element and Isotope Facilities in Southern Marine Science and Engineering Guangdong Laboratory (Zhuhai); Guangzhou Tuoyan Analytical Technology Co., Ltd., Guangzhou, China | EPMA: accelerating voltage 20 kV, probe current 20 nA, 5 μm beam, peak counting time 10 s (S, Zn, Fe) or 20–50 s (Mn, Cd, Ga, Cu), background 1/2 peak time; LA-ICPMS spot analyses: 22 isotopes, total dwell time 95 ms; LA-ICPMS mapping: energy density 3.5 J/cm2, spot size 5 μm, scan speed 20 μm/s, 30 Hz repetition rate, 11 isotopes, total dwell time 55 ms | EPMA: FeS2 (Fe, S), ZnS (Zn), CuFeS2 (Cu), CdS (Cd), Mn (Mn), GaAs (Ga); LA-ICPMS: NIST SRM610 and MASS-1 as external calibration standards; SRM 612 and S-GE7b as monitoring samples | 13.3104 | [19 empty] | 16374.1616 | [5 empty] | 1.5758 | [5 empty] | 3113.1557 | [9 empty] | 107280.6488 |  | 26.8066 | [7 empty] | 4.9086 |  |  |  | 12.7735 | [13 empty] | 11639.6111 | [15 empty] | 1.5957 | [17 empty] | 0.47656 | [9 empty] | 15.6759 | [32 empty] | 2024 | Chen, X., Wang, Z., Yu, P., Wu, Y., Huang, Y., Tan, Z., Zheng, Y. (2024). Physicochemical condition of the Dafang skarn Au-Ag-Zn-Pb polymetallic deposit in the Nanling Metallogenic Belt (South China), a perspective from sphalerite mineralogy and geochemistry. Ore Geology Reviews, 165, 105923. |  | CHN | Hunan
| Dafang |  | Magmatic hydrothermal | Skarn | skarn Au-Ag-Zn-Pb polymetallic | Au, Ag, Zn, Pb | Sn | Au, Ag, Zn, Pb, Sn | Chen et al., 2024 |  | DK-44-6@A-12 | DK-44-6@A-12-1 | [5 empty] | ore material | polished section | grab | mineral separate | [5 empty] | mineralisation |  |  |  | sphalerite | [6 empty] | garnet, diopside, tremolite, actinolite, epidote, chlorite, pyrrhotite, pyrite, arsenopyrite, chalcopyrite |  | LA-ICPMS | JEOL JXA-i SP100 Electron Probe Microanalysis; NWR 193 nm ArF Excimer laser-ablation system coupled to an iCAP RQ (ICPMS) | Laboratory of Marine Element and Isotope Facilities in Southern Marine Science and Engineering Guangdong Laboratory (Zhuhai); Guangzhou Tuoyan Analytical Technology Co., Ltd., Guangzhou, China | EPMA: accelerating voltage 20 kV, probe current 20 nA, 5 μm beam, peak counting time 10 s (S, Zn, Fe) or 20–50 s (Mn, Cd, Ga, Cu), background 1/2 peak time; LA-ICPMS spot analyses: 22 isotopes, total dwell time 95 ms; LA-ICPMS mapping: energy density 3.5 J/cm2, spot size 5 μm, scan speed 20 μm/s, 30 Hz repetition rate, 11 isotopes, total dwell time 55 ms | EPMA: FeS2 (Fe, S), ZnS (Zn), CuFeS2 (Cu), CdS (Cd), Mn (Mn), GaAs (Ga); LA-ICPMS: NIST SRM610 and MASS-1 as external calibration standards; SRM 612 and S-GE7b as monitoring samples | 24.8491 | [19 empty] | 16501.1486 | [5 empty] | 0.87196 | [5 empty] | 6328.9676 | [9 empty] | 102631.5898 |  | 18.4541 |  |  |  | 1.9302 |  |  |  | 5.4044 |  |  |  | 11.9523 | [13 empty] | 11880.2078 | [15 empty] | 8.2552 | [17 empty] | 21.0847 |  |  |  | 8.1177 | [5 empty] | 22.5514 | [32 empty] | 2024 | Chen, X., Wang, Z., Yu, P., Wu, Y., Huang, Y., Tan, Z., Zheng, Y. (2024). Physicochemical condition of the Dafang skarn Au-Ag-Zn-Pb polymetallic deposit in the Nanling Metallogenic Belt (South China), a perspective from sphalerite mineralogy and geochemistry. Ore Geology Reviews, 165, 105923. |  | CHN | Hunan
| Dafang |  | Magmatic hydrothermal | Skarn | skarn Au-Ag-Zn-Pb polymetallic | Au, Ag, Zn, Pb | Sn | Au, Ag, Zn, Pb, Sn | Chen et al., 2024 |  | DK-44-6@B-1 | DK-44-6@B-1-1 | [5 empty] | ore material | polished section | grab | mineral separate | [5 empty] | mineralisation |  |  |  | sphalerite | [6 empty] | garnet, diopside, tremolite, actinolite, epidote, chlorite, pyrrhotite, pyrite, arsenopyrite, chalcopyrite |  | LA-ICPMS | JEOL JXA-i SP100 Electron Probe Microanalysis; NWR 193 nm ArF Excimer laser-ablation system coupled to an iCAP RQ (ICPMS) | Laboratory of Marine Element and Isotope Facilities in Southern Marine Science and Engineering Guangdong Laboratory (Zhuhai); Guangzhou Tuoyan Analytical Technology Co., Ltd., Guangzhou, China | EPMA: accelerating voltage 20 kV, probe current 20 nA, 5 μm beam, peak counting time 10 s (S, Zn, Fe) or 20–50 s (Mn, Cd, Ga, Cu), background 1/2 peak time; LA-ICPMS spot analyses: 22 isotopes, total dwell time 95 ms; LA-ICPMS mapping: energy density 3.5 J/cm2, spot size 5 μm, scan speed 20 μm/s, 30 Hz repetition rate, 11 isotopes, total dwell time 55 ms | EPMA: FeS2 (Fe, S), ZnS (Zn), CuFeS2 (Cu), CdS (Cd), Mn (Mn), GaAs (Ga); LA-ICPMS: NIST SRM610 and MASS-1 as external calibration standards; SRM 612 and S-GE7b as monitoring samples | 17.6002 | [19 empty] | 16460.6824 | [11 empty] | 2101.6954 | [9 empty] | 110584.963 |  | 19.3191 |  |  |  | 2.5359 |  |  |  | 5.6188 |  |  |  | 14.201 | [13 empty] | 11298.6241 | [15 empty] | 54.4551 | [17 empty] | 18.1132 | [9 empty] | 39.8756 | [32 empty] | 2024 | Chen, X., Wang, Z., Yu, P., Wu, Y., Huang, Y., Tan, Z., Zheng, Y. (2024). Physicochemical condition of the Dafang skarn Au-Ag-Zn-Pb polymetallic deposit in the Nanling Metallogenic Belt (South China), a perspective from sphalerite mineralogy and geochemistry. Ore Geology Reviews, 165, 105923. |  | CHN | Hunan
| Dafang |  | Magmatic hydrothermal | Skarn | skarn Au-Ag-Zn-Pb polymetallic | Au, Ag, Zn, Pb | Sn | Au, Ag, Zn, Pb, Sn | Chen et al., 2024 |  | DK-44-6@B-2 | DK-44-6@B-2-1 | [5 empty] | ore material | polished section | grab | mineral separate | [5 empty] | mineralisation |  |  |  | sphalerite | [6 empty] | garnet, diopside, tremolite, actinolite, epidote, chlorite, pyrrhotite, pyrite, arsenopyrite, chalcopyrite |  | LA-ICPMS | JEOL JXA-i SP100 Electron Probe Microanalysis; NWR 193 nm ArF Excimer laser-ablation system coupled to an iCAP RQ (ICPMS) | Laboratory of Marine Element and Isotope Facilities in Southern Marine Science and Engineering Guangdong Laboratory (Zhuhai); Guangzhou Tuoyan Analytical Technology Co., Ltd., Guangzhou, China | EPMA: accelerating voltage 20 kV, probe current 20 nA, 5 μm beam, peak counting time 10 s (S, Zn, Fe) or 20–50 s (Mn, Cd, Ga, Cu), background 1/2 peak time; LA-ICPMS spot analyses: 22 isotopes, total dwell time 95 ms; LA-ICPMS mapping: energy density 3.5 J/cm2, spot size 5 μm, scan speed 20 μm/s, 30 Hz repetition rate, 11 isotopes, total dwell time 55 ms | EPMA: FeS2 (Fe, S), ZnS (Zn), CuFeS2 (Cu), CdS (Cd), Mn (Mn), GaAs (Ga); LA-ICPMS: NIST SRM610 and MASS-1 as external calibration standards; SRM 612 and S-GE7b as monitoring samples | 26.6734 | [19 empty] | 15539.9502 | [11 empty] | 1172.0172 | [9 empty] | 101437.0026 |  | 13.5211 | [7 empty] | 5.224 |  |  |  | 13.413 | [13 empty] | 9785.769 | [15 empty] | 50.0704 | [17 empty] | 30.4676 |  |  |  | 10.0617 | [5 empty] | 30.7674 | [32 empty] | 2024 | Chen, X., Wang, Z., Yu, P., Wu, Y., Huang, Y., Tan, Z., Zheng, Y. (2024). Physicochemical condition of the Dafang skarn Au-Ag-Zn-Pb polymetallic deposit in the Nanling Metallogenic Belt (South China), a perspective from sphalerite mineralogy and geochemistry. Ore Geology Reviews, 165, 105923. |  | CHN | Hunan
| Dafang |  | Magmatic hydrothermal | Skarn | skarn Au-Ag-Zn-Pb polymetallic | Au, Ag, Zn, Pb | Sn | Au, Ag, Zn, Pb, Sn | Chen et al., 2024 |  | DK-44-6@B-3 | DK-44-6@B-3-1 | [5 empty] | ore material | polished section | grab | mineral separate | [5 empty] | mineralisation |  |  |  | sphalerite | [6 empty] | garnet, diopside, tremolite, actinolite, epidote, chlorite, pyrrhotite, pyrite, arsenopyrite, chalcopyrite |  | LA-ICPMS | JEOL JXA-i SP100 Electron Probe Microanalysis; NWR 193 nm ArF Excimer laser-ablation system coupled to an iCAP RQ (ICPMS) | Laboratory of Marine Element and Isotope Facilities in Southern Marine Science and Engineering Guangdong Laboratory (Zhuhai); Guangzhou Tuoyan Analytical Technology Co., Ltd., Guangzhou, China | EPMA: accelerating voltage 20 kV, probe current 20 nA, 5 μm beam, peak counting time 10 s (S, Zn, Fe) or 20–50 s (Mn, Cd, Ga, Cu), background 1/2 peak time; LA-ICPMS spot analyses: 22 isotopes, total dwell time 95 ms; LA-ICPMS mapping: energy density 3.5 J/cm2, spot size 5 μm, scan speed 20 μm/s, 30 Hz repetition rate, 11 isotopes, total dwell time 55 ms | EPMA: FeS2 (Fe, S), ZnS (Zn), CuFeS2 (Cu), CdS (Cd), Mn (Mn), GaAs (Ga); LA-ICPMS: NIST SRM610 and MASS-1 as external calibration standards; SRM 612 and S-GE7b as monitoring samples | 17.1554 | [19 empty] | 18177.4136 | [5 empty] | 2.0627 | [5 empty] | 10689.7056 | [9 empty] | 120306.2672 |  | 11.2263 | [7 empty] | 4.356 |  |  |  | 6.2348 | [13 empty] | 14335.9248 | [15 empty] | 0.75853 | [21 empty] | 2.9144 | [5 empty] | 18.8524 | [32 empty] | 2024 | Chen, X., Wang, Z., Yu, P., Wu, Y., Huang, Y., Tan, Z., Zheng, Y. (2024). Physicochemical condition of the Dafang skarn Au-Ag-Zn-Pb polymetallic deposit in the Nanling Metallogenic Belt (South China), a perspective from sphalerite mineralogy and geochemistry. Ore Geology Reviews, 165, 105923. |  | CHN | Hunan