## Sheet1
Uploaded | deposit_name | deposit_local_id | deposit_environment | deposit_group | deposit_type | primary_commodities | secondary_commodities | all_commodities | deposit_source | sample_uid | sample_name | sample_local_id | feature_type | feature_name | feature_uid | top_depth_m | bottom_depth_m | sample_deposit_relation | sample_type | sampling_method | material_class | material_class_comments | province | strat_unit_name | strat_unit_uid | strat_grouping | earth_material_group | earth_material_qualifier | earth_material | metamorphic_grade | mineral | paragenetic_stage | mode_of_occurrence | texture | color | alteration | sample_description | associated_minerals | sample_preparation | analytical_method | instrument_type_model | laboratory_location/if reported | operating_conditions/if reported | standards_used/if reported | ag_ppm | ag_detection_limit | al_ppm | al_detection_limit | as_ppm | as_detection_limit | au_ppm | au_detection_limit | b_ppm | b_detection_limit | ba_ppm | ba_detection_limit | be_ppm | be_detection_limit | bi_ppm | bi_detection_limit | br_ppm | br_detection_limit | ca_ppm | ca_detection_limit | cd_ppm | cd_detection_limit | ce_ppm | ce_detection_limit | cl_ppm | cl_detection_limit | co_ppm | co_detection_limit | cr_ppm | cr_detection_limit | cs_ppm | cs_detection_limit | cu_ppm | cu_detection_limit | dy_ppm | dy_detection_limit | er_ppm | er_detection_limit | eu_ppm | eu_detection_limit | f_ppm | f_detection_limit | fe_ppm | fe_detection_limit | ga_ppm | ga_detection_limit | gd_ppm | gd_detection_limit | ge_ppm | ge_detection_limit | hf_ppm | hf_detection_limit | hg_ppm | hg_detection_limit | ho_ppm | ho_detection_limit | in_ppm | in_detection_limit | ir_ppm | ir_detection_limit | k_ppm | k_detection_limit | la_ppm | la_detection_limit | li_ppm | li_detection_limit | lu_ppm | lu_detection_limit | mg_ppm | mg_detection_limit | mn_ppm | mn_detection_limit | mo_ppm | mo_detection_limit | na_ppm | na_detection_limit | nb_ppm | nb_detection_limit | nd_ppm | nd_detection_limit | ni_ppm | ni_detection_limit | os_ppm | os_detection_limit | p_ppm | p_detection_limit | pb_ppm | pb_detection_limit | pd_ppm | pd_detection_limit | pr_ppm | pr_detection_limit | pt_ppm | pt_detection_limit | rb_ppm | rb_detection_limit | re_ppm | re_detection_limit | rh_ppm | rh_detection_limit | ru_ppm | ru_detection_limit | s_ppm | s_detection_limit | sb_ppm | sb_detection_limit | sc_ppm | sc_detection_limit | se_ppm | se_detection_limit | si_ppm | si_detection_limit | sm_ppm | sm_detection_limit | sn_ppm | sn_detection_limit | sr_ppm | sr_detection_limit | ta_ppm | ta_detection_limit | tb_ppm | tb_detection_limit | te_ppm | te_detection_limit | th_ppm | th_detection_limit | ti_ppm | ti_detection_limit | tl_ppm | tl_detection_limit | tm_ppm | tm_detection_limit | u_ppm | u_detection_limit | v_ppm | v_detection_limit | w_ppm | w_detection_limit | y_ppm | y_detection_limit | yb_ppm | yb_detection_limit | zn_ppm | zn_detection_limit | zr_ppm | zr_detection_limit | analysis_datetime | publication_date | sample_source | submitter | country | state | deposit_longitude_wgs84 | deposit_latitude_wgs84 | sample_longitude_wgs84 | sample_latitude_wgs84 | sample_easting | sample_northing | sample_utm_zone | sample_location_description | location_source | location_accuracy | comments | last_update
| Daliangzi |  | Basin hydrothermal | Mississippi Valley-type (MVT) | MVT zinc-lead | Pb, Zn |  | Pb, Zn | Yuan et al., 2018 |  | LA1-1_1 |  | underground mine |  |  |  |  | ore material | grab | grab | mineral separate | [5 empty] | mineralisation |  |  |  | sphalerite | [6 empty] | galena, dolomite, pyrite, chalcopyrite | polished slices prepared for investigation using an optical electronic microscope | LA-ICPMS | 193-nm excimer LA system (ESI NWR UP193-FX) coupled to a quadrupole ICP-MS (Perkin Elmer DRC) | National Research Center for Geoanalysis, China | 40-μm spot size at 23–25 J/m2, 10 pulses/s, He carrier gas | USGS sulfide reference material MASS-1 (Wilson et al., 2002) for calibration; Zn contents as determined by electron microprobe analysis used as internal standard | 43.6985 |  |  |  | 13.9351 | [9 empty] | 0.019605 | [5 empty] | 1479.0409 | [5 empty] | 2.2248 | [5 empty] | 841.0063 | [9 empty] | 32998.2776 |  | 1.7654 |  |  |  | 268.803 | [7 empty] | 0.003075 | [13 empty] | 15.5208 | [9 empty] | 1.1302 | [5 empty] | 35.4239 | [17 empty] | 10.9847 | [9 empty] | 0.90684 | [13 empty] | 0.4293 |  |  |  | 0.00567 | [14 empty] | 2018 | Yuan, B. et al. (2018), Trace element geochemistry of sphalerite in the Daliangzi Pb-Zn deposit, Journal of Geochemical Exploration, 186, 187–201 |  | CHN
| Daliangzi |  | Basin hydrothermal | Mississippi Valley-type (MVT) | MVT zinc-lead | Pb, Zn |  | Pb, Zn | Yuan et al., 2018 |  | LA1-1_2 |  | underground mine |  |  |  |  | ore material | grab | grab | mineral separate | [5 empty] | mineralisation |  |  |  | sphalerite | [6 empty] | galena, dolomite, pyrite, chalcopyrite | polished slices prepared for investigation using an optical electronic microscope | LA-ICPMS | 193-nm excimer LA system (ESI NWR UP193-FX) coupled to a quadrupole ICP-MS (Perkin Elmer DRC) | National Research Center for Geoanalysis, China | 40-μm spot size at 23–25 J/m2, 10 pulses/s, He carrier gas | USGS sulfide reference material MASS-1 (Wilson et al., 2002) for calibration; Zn contents as determined by electron microprobe analysis used as internal standard | 53.3877 |  |  |  | 8.7984 | [15 empty] | 1631.3972 | [5 empty] | 7.1276 | [5 empty] | 3998.3155 | [9 empty] | 57285.1833 |  | 0.32215 |  |  |  | 264.2499 | [21 empty] | 18.7241 | [15 empty] | 12.2139 | [17 empty] | 3.7371 | [9 empty] | 0.54434 | [13 empty] | 1.2723 | [18 empty] | 2018 | Yuan, B. et al. (2018), Trace element geochemistry of sphalerite in the Daliangzi Pb-Zn deposit, Journal of Geochemical Exploration, 186, 187–201 |  | CHN
| Daliangzi |  | Basin hydrothermal | Mississippi Valley-type (MVT) | MVT zinc-lead | Pb, Zn |  | Pb, Zn | Yuan et al., 2018 |  | LA1-1_3 |  | underground mine |  |  |  |  | ore material | grab | grab | mineral separate | [5 empty] | mineralisation |  |  |  | sphalerite | [6 empty] | galena, dolomite, pyrite, chalcopyrite | polished slices prepared for investigation using an optical electronic microscope | LA-ICPMS | 193-nm excimer LA system (ESI NWR UP193-FX) coupled to a quadrupole ICP-MS (Perkin Elmer DRC) | National Research Center for Geoanalysis, China | 40-μm spot size at 23–25 J/m2, 10 pulses/s, He carrier gas | USGS sulfide reference material MASS-1 (Wilson et al., 2002) for calibration; Zn contents as determined by electron microprobe analysis used as internal standard | 32.5024 |  |  |  | 1.086 | [9 empty] | 0.013647 | [5 empty] | 528.5721 | [5 empty] | 2.9831 | [5 empty] | 1538.6254 | [9 empty] | 38930.779 |  | 0.65158 |  |  |  | 271.59 | [21 empty] | 17.2699 | [15 empty] | 50.5411 | [17 empty] | 6.8022 | [9 empty] | 0.36375 | [13 empty] | 0.89444 |  |  |  | 0.002787 | [14 empty] | 2018 | Yuan, B. et al. (2018), Trace element geochemistry of sphalerite in the Daliangzi Pb-Zn deposit, Journal of Geochemical Exploration, 186, 187–201 |  | CHN
| Daliangzi |  | Basin hydrothermal | Mississippi Valley-type (MVT) | MVT zinc-lead | Pb, Zn |  | Pb, Zn | Yuan et al., 2018 |  | LA1-1_4 |  | underground mine |  |  |  |  | ore material | grab | grab | mineral separate | [5 empty] | mineralisation |  |  |  | sphalerite | [6 empty] | galena, dolomite, pyrite, chalcopyrite | polished slices prepared for investigation using an optical electronic microscope | LA-ICPMS | 193-nm excimer LA system (ESI NWR UP193-FX) coupled to a quadrupole ICP-MS (Perkin Elmer DRC) | National Research Center for Geoanalysis, China | 40-μm spot size at 23–25 J/m2, 10 pulses/s, He carrier gas | USGS sulfide reference material MASS-1 (Wilson et al., 2002) for calibration; Zn contents as determined by electron microprobe analysis used as internal standard | 37.0982 |  |  |  | 2.5258 | [9 empty] | 0.009978 | [5 empty] | 1054.7904 | [5 empty] | 3.7431 | [5 empty] | 683.8083 | [9 empty] | 57682.7819 |  | 4.3218 |  |  |  | 309.4052 | [7 empty] | 0.027843 | [13 empty] | 24.5167 | [15 empty] | 7.2619 | [17 empty] | 3.478 | [9 empty] | 0.59971 | [13 empty] | 0.11308 | [18 empty] | 2018 | Yuan, B. et al. (2018), Trace element geochemistry of sphalerite in the Daliangzi Pb-Zn deposit, Journal of Geochemical Exploration, 186, 187–201 |  | CHN
| Daliangzi |  | Basin hydrothermal | Mississippi Valley-type (MVT) | MVT zinc-lead | Pb, Zn |  | Pb, Zn | Yuan et al., 2018 |  | LA1-1_5 |  | underground mine |  |  |  |  | ore material | grab | grab | mineral separate | [5 empty] | mineralisation |  |  |  | sphalerite | [6 empty] | galena, dolomite, pyrite, chalcopyrite | polished slices prepared for investigation using an optical electronic microscope | LA-ICPMS | 193-nm excimer LA system (ESI NWR UP193-FX) coupled to a quadrupole ICP-MS (Perkin Elmer DRC) | National Research Center for Geoanalysis, China | 40-μm spot size at 23–25 J/m2, 10 pulses/s, He carrier gas | USGS sulfide reference material MASS-1 (Wilson et al., 2002) for calibration; Zn contents as determined by electron microprobe analysis used as internal standard | 1012.7268 |  |  |  | 1862.5936 | [9 empty] | 0.13974 | [5 empty] | 9594.6972 | [5 empty] | 2.777 | [5 empty] | 2158.3623 | [9 empty] | 30595.2066 |  | 0.52649 |  |  |  | 43.4761 | [7 empty] | 0.05073 | [13 empty] | 48.9422 | [9 empty] | 0.94908 | [5 empty] | 2982.9578 | [17 empty] | 492.043 | [9 empty] | 0.7982 | [13 empty] | 10.9416 |  |  |  | 0.01067 | [14 empty] | 2018 | Yuan, B. et al. (2018), Trace element geochemistry of sphalerite in the Daliangzi Pb-Zn deposit, Journal of Geochemical Exploration, 186, 187–201 |  | CHN
| Daliangzi |  | Basin hydrothermal | Mississippi Valley-type (MVT) | MVT zinc-lead | Pb, Zn |  | Pb, Zn | Yuan et al., 2018 |  | LA-2_1 |  | underground mine |  |  |  |  | ore material | grab | grab | mineral separate | [5 empty] | mineralisation |  |  |  | sphalerite | [6 empty] | galena, dolomite, pyrite, chalcopyrite | polished slices prepared for investigation using an optical electronic microscope | LA-ICPMS | 193-nm excimer LA system (ESI NWR UP193-FX) coupled to a quadrupole ICP-MS (Perkin Elmer DRC) | National Research Center for Geoanalysis, China | 40-μm spot size at 23–25 J/m2, 10 pulses/s, He carrier gas | USGS sulfide reference material MASS-1 (Wilson et al., 2002) for calibration; Zn contents as determined by electron microprobe analysis used as internal standard | 101.6732 |  |  |  | 210.3454 | [9 empty] | 0.032252 | [5 empty] | 19162.8038 | [5 empty] | 5.5613 | [5 empty] | 1765.804 | [9 empty] | 17278.7752 |  | 33.1029 |  |  |  | 55.1778 | [7 empty] | 0.35467 | [13 empty] | 7.6165 | [9 empty] | 1.0915 | [5 empty] | 74.6991 | [17 empty] | 267.1878 | [9 empty] | 3.054 | [13 empty] | 0.31476 |  |  |  | 0.013714 | [14 empty] | 2018 | Yuan, B. et al. (2018), Trace element geochemistry of sphalerite in the Daliangzi Pb-Zn deposit, Journal of Geochemical Exploration, 186, 187–201 |  | CHN
| Daliangzi |  | Basin hydrothermal | Mississippi Valley-type (MVT) | MVT zinc-lead | Pb, Zn |  | Pb, Zn | Yuan et al., 2018 |  | LA-2_2 |  | underground mine |  |  |  |  | ore material | grab | grab | mineral separate | [5 empty] | mineralisation |  |  |  | sphalerite | [6 empty] | galena, dolomite, pyrite, chalcopyrite | polished slices prepared for investigation using an optical electronic microscope | LA-ICPMS | 193-nm excimer LA system (ESI NWR UP193-FX) coupled to a quadrupole ICP-MS (Perkin Elmer DRC) | National Research Center for Geoanalysis, China | 40-μm spot size at 23–25 J/m2, 10 pulses/s, He carrier gas | USGS sulfide reference material MASS-1 (Wilson et al., 2002) for calibration; Zn contents as determined by electron microprobe analysis used as internal standard | 339.6358 |  |  |  | 349.5106 | [9 empty] | 0.079568 | [5 empty] | 19175.134 | [5 empty] | 6.4528 | [5 empty] | 2593.082 | [9 empty] | 21493.8108 |  | 40.0784 |  |  |  | 115.554 | [7 empty] | 0.37894 | [13 empty] | 7.6197 | [9 empty] | 0.28504 | [5 empty] | 182.3988 | [17 empty] | 831.0965 | [9 empty] | 1.0862 | [13 empty] | 0.18933 |  |  |  | 0.027441 | [14 empty] | 2018 | Yuan, B. et al. (2018), Trace element geochemistry of sphalerite in the Daliangzi Pb-Zn deposit, Journal of Geochemical Exploration, 186, 187–201 |  | CHN
| Daliangzi |  | Basin hydrothermal | Mississippi Valley-type (MVT) | MVT zinc-lead | Pb, Zn |  | Pb, Zn | Yuan et al., 2018 |  | LA-2_3 |  | underground mine |  |  |  |  | ore material | grab | grab | mineral separate | [5 empty] | mineralisation |  |  |  | sphalerite | [6 empty] | galena, dolomite, pyrite, chalcopyrite | polished slices prepared for investigation using an optical electronic microscope | LA-ICPMS | 193-nm excimer LA system (ESI NWR UP193-FX) coupled to a quadrupole ICP-MS (Perkin Elmer DRC) | National Research Center for Geoanalysis, China | 40-μm spot size at 23–25 J/m2, 10 pulses/s, He carrier gas | USGS sulfide reference material MASS-1 (Wilson et al., 2002) for calibration; Zn contents as determined by electron microprobe analysis used as internal standard | 134.4317 |  |  |  | 133.67 | [9 empty] | 0.010758 | [5 empty] | 19479.2672 | [5 empty] | 6.1989 | [5 empty] | 4825.0697 | [9 empty] | 23378.9289 |  | 31.0659 |  |  |  | 60.4181 | [7 empty] | 0.097777 | [13 empty] | 7.3004 | [15 empty] | 91.8172 | [17 empty] | 303.6138 | [9 empty] | 1.5147 | [13 empty] | 0.098444 |  |  |  | 0.00438 | [14 empty] | 2018 | Yuan, B. et al. (2018), Trace element geochemistry of sphalerite in the Daliangzi Pb-Zn deposit, Journal of Geochemical Exploration, 186, 187–201 |  | CHN
| Daliangzi |  | Basin hydrothermal | Mississippi Valley-type (MVT) | MVT zinc-lead | Pb, Zn |  | Pb, Zn | Yuan et al., 2018 |  | LA-2_4 |  | underground mine |  |  |  |  | ore material | grab | grab | mineral separate | [5 empty] | mineralisation |  |  |  | sphalerite | [6 empty] | galena, dolomite, pyrite, chalcopyrite | polished slices prepared for investigation using an optical electronic microscope | LA-ICPMS | 193-nm excimer LA system (ESI NWR UP193-FX) coupled to a quadrupole ICP-MS (Perkin Elmer DRC) | National Research Center for Geoanalysis, China | 40-μm spot size at 23–25 J/m2, 10 pulses/s, He carrier gas | USGS sulfide reference material MASS-1 (Wilson et al., 2002) for calibration; Zn contents as determined by electron microprobe analysis used as internal standard | 31.4351 |  |  |  | 93.6328 | [9 empty] | 0.043139 | [5 empty] | 4420.6504 | [5 empty] | 2.6915 | [5 empty] | 212.7365 | [9 empty] | 2095.078 |  | 16.3319 |  |  |  | 24.8521 | [7 empty] | 2.4296 | [13 empty] | 3.7103 | [9 empty] | 6.7812 | [5 empty] | 58.4667 | [17 empty] | 34.8791 | [9 empty] | 18.5472 | [13 empty] | 1.0646 |  |  |  | 0.001345 | [14 empty] | 2018 | Yuan, B. et al. (2018), Trace element geochemistry of sphalerite in the Daliangzi Pb-Zn deposit, Journal of Geochemical Exploration, 186, 187–201 |  | CHN
| Daliangzi |  | Basin hydrothermal | Mississippi Valley-type (MVT) | MVT zinc-lead | Pb, Zn |  | Pb, Zn | Yuan et al., 2018 |  | LA-2_5 |  | underground mine |  |  |  |  | ore material | grab | grab | mineral separate | [5 empty] | mineralisation |  |  |  | sphalerite | [6 empty] | galena, dolomite, pyrite, chalcopyrite | polished slices prepared for investigation using an optical electronic microscope | LA-ICPMS | 193-nm excimer LA system (ESI NWR UP193-FX) coupled to a quadrupole ICP-MS (Perkin Elmer DRC) | National Research Center for Geoanalysis, China | 40-μm spot size at 23–25 J/m2, 10 pulses/s, He carrier gas | USGS sulfide reference material MASS-1 (Wilson et al., 2002) for calibration; Zn contents as determined by electron microprobe analysis used as internal standard | 270.4942 |  |  |  | 257.2879 | [9 empty] | 0.027536 | [5 empty] | 15173.1514 | [5 empty] | 5.6759 | [5 empty] | 2630.9495 | [9 empty] | 19800.026 |  | 29.4097 |  |  |  | 132.6246 | [7 empty] | 0.039619 | [13 empty] | 5.6778 | [15 empty] | 155.3843 | [17 empty] | 621.8182 | [9 empty] | 0.7447 | [13 empty] | 0.033812 |  |  |  | 0.001218 | [14 empty] | 2018 | Yuan, B. et al. (2018), Trace element geochemistry of sphalerite in the Daliangzi Pb-Zn deposit, Journal of Geochemical Exploration, 186, 187–201 |  | CHN
| Daliangzi |  | Basin hydrothermal | Mississippi Valley-type (MVT) | MVT zinc-lead | Pb, Zn |  | Pb, Zn | Yuan et al., 2018 |  | LA-3_1 |  | underground mine |  |  |  |  | ore material | grab | grab | mineral separate | [5 empty] | mineralisation |  |  |  | sphalerite | [6 empty] | galena, dolomite, pyrite, chalcopyrite | polished slices prepared for investigation using an optical electronic microscope | LA-ICPMS | 193-nm excimer LA system (ESI NWR UP193-FX) coupled to a quadrupole ICP-MS (Perkin Elmer DRC) | National Research Center for Geoanalysis, China | 40-μm spot size at 23–25 J/m2, 10 pulses/s, He carrier gas | USGS sulfide reference material MASS-1 (Wilson et al., 2002) for calibration; Zn contents as determined by electron microprobe analysis used as internal standard | 25.0928 |  |  |  | 126.3768 | [9 empty] | 0.089761 | [5 empty] | 3680.7841 | [5 empty] | 1.233 | [5 empty] | 122.2443 | [9 empty] | 1166.7028 |  | 16.4626 |  |  |  | 0.44535 | [7 empty] | 2.6678 | [13 empty] | 32.0507 | [15 empty] | 158.5716 | [17 empty] | 41.8533 | [9 empty] | 18.4712 | [13 empty] | 0.57288 |  |  |  | 0.008553 | [14 empty] | 2018 | Yuan, B. et al. (2018), Trace element geochemistry of sphalerite in the Daliangzi Pb-Zn deposit, Journal of Geochemical Exploration, 186, 187–201 |  | CHN
| Daliangzi |  | Basin hydrothermal | Mississippi Valley-type (MVT) | MVT zinc-lead | Pb, Zn |  | Pb, Zn | Yuan et al., 2018 |  | LA-3_2 |  | underground mine |  |  |  |  | ore material | grab | grab | mineral separate | [5 empty] | mineralisation |  |  |  | sphalerite | [6 empty] | galena, dolomite, pyrite, chalcopyrite | polished slices prepared for investigation using an optical electronic microscope | LA-ICPMS | 193-nm excimer LA system (ESI NWR UP193-FX) coupled to a quadrupole ICP-MS (Perkin Elmer DRC) | National Research Center for Geoanalysis, China | 40-μm spot size at 23–25 J/m2, 10 pulses/s, He carrier gas | USGS sulfide reference material MASS-1 (Wilson et al., 2002) for calibration; Zn contents as determined by electron microprobe analysis used as internal standard | 15.917 |  |  |  | 18.9009 | [9 empty] | 0.038338 | [5 empty] | 4668.8676 | [5 empty] | 2.9404 | [5 empty] | 4992.1963 | [9 empty] | 9217.6416 |  | 2.849 |  |  |  | 1.7118 | [7 empty] | 0.096167 | [13 empty] | 10.4666 | [15 empty] | 77.2756 | [17 empty] | 48.9705 | [9 empty] | 1.0199 | [13 empty] | 0.14707 |  |  |  | 0.002032 | [14 empty] | 2018 | Yuan, B. et al. (2018), Trace element geochemistry of sphalerite in the Daliangzi Pb-Zn deposit, Journal of Geochemical Exploration, 186, 187–201 |  | CHN
| Daliangzi |  | Basin hydrothermal | Mississippi Valley-type (MVT) | MVT zinc-lead | Pb, Zn |  | Pb, Zn | Yuan et al., 2018 |  | LA-3_3 |  | underground mine |  |  |  |  | ore material | grab | grab | mineral separate | [5 empty] | mineralisation |  |  |  | sphalerite | [6 empty] | galena, dolomite, pyrite, chalcopyrite | polished slices prepared for investigation using an optical electronic microscope | LA-ICPMS | 193-nm excimer LA system (ESI NWR UP193-FX) coupled to a quadrupole ICP-MS (Perkin Elmer DRC) | National Research Center for Geoanalysis, China | 40-μm spot size at 23–25 J/m2, 10 pulses/s, He carrier gas | USGS sulfide reference material MASS-1 (Wilson et al., 2002) for calibration; Zn contents as determined by electron microprobe analysis used as internal standard | 75.7529 |  |  |  | 201.505 | [9 empty] | 0.040394 | [5 empty] | 3837.4377 | [5 empty] | 2.3827 | [5 empty] | 8727.5415 | [9 empty] | 11571.8805 |  | 45.5597 |  |  |  | 18.1773 | [7 empty] | 0.30184 | [13 empty] | 9.2962 | [15 empty] | 139.8901 | [17 empty] | 743.2883 | [9 empty] | 1.922 | [13 empty] | 0.51796 | [18 empty] | 2018 | Yuan, B. et al. (2018), Trace element geochemistry of sphalerite in the Daliangzi Pb-Zn deposit, Journal of Geochemical Exploration, 186, 187–201 |  | CHN
| Daliangzi |  | Basin hydrothermal | Mississippi Valley-type (MVT) | MVT zinc-lead | Pb, Zn |  | Pb, Zn | Yuan et al., 2018 |  | LA-3_4 |  | underground mine |  |  |  |  | ore material | grab | grab | mineral separate | [5 empty] | mineralisation |  |  |  | sphalerite | [6 empty] | galena, dolomite, pyrite, chalcopyrite | polished slices prepared for investigation using an optical electronic microscope | LA-ICPMS | 193-nm excimer LA system (ESI NWR UP193-FX) coupled to a quadrupole ICP-MS (Perkin Elmer DRC) | National Research Center for Geoanalysis, China | 40-μm spot size at 23–25 J/m2, 10 pulses/s, He carrier gas | USGS sulfide reference material MASS-1 (Wilson et al., 2002) for calibration; Zn contents as determined by electron microprobe analysis used as internal standard | 53.7182 |  |  |  | 113.8572 | [9 empty] | 0.015772 | [5 empty] | 6049.3613 | [5 empty] | 3.1236 | [5 empty] | 2575.7848 | [9 empty] | 21444.342 |  | 22.3515 |  |  |  | 10.1632 | [7 empty] | 0.039477 | [13 empty] | 8.5962 | [9 empty] | 1.7723 | [5 empty] | 127.7627 | [17 empty] | 559.4866 | [9 empty] | 0.46187 | [13 empty] | 0.22809 |  |  |  | 0.002333 | [14 empty] | 2018 | Yuan, B. et al. (2018), Trace element geochemistry of sphalerite in the Daliangzi Pb-Zn deposit, Journal of Geochemical Exploration, 186, 187–201 |  | CHN
| Daliangzi |  | Basin hydrothermal | Mississippi Valley-type (MVT) | MVT zinc-lead | Pb, Zn |  | Pb, Zn | Yuan et al., 2018 |  | LA-3_5 |  | underground mine |  |  |  |  | ore material | grab | grab | mineral separate | [5 empty] | mineralisation |  |  |  | sphalerite | [6 empty] | galena, dolomite, pyrite, chalcopyrite | polished slices prepared for investigation using an optical electronic microscope | LA-ICPMS | 193-nm excimer LA system (ESI NWR UP193-FX) coupled to a quadrupole ICP-MS (Perkin Elmer DRC) | National Research Center for Geoanalysis, China | 40-μm spot size at 23–25 J/m2, 10 pulses/s, He carrier gas | USGS sulfide reference material MASS-1 (Wilson et al., 2002) for calibration; Zn contents as determined by electron microprobe analysis used as internal standard | 14.2502 |  |  |  | 40.1971 | [9 empty] | 0.000824 | [5 empty] | 4486.4749 | [5 empty] | 2.6642 | [5 empty] | 4909.3128 | [9 empty] | 7925.9225 |  | 7.1141 |  |  |  | 7.5406 | [7 empty] | 0.05949 | [13 empty] | 4.0106 | [15 empty] | 10.1042 | [17 empty] | 145.4306 | [9 empty] | 1.0278 | [13 empty] | 0.000915 |  |  |  | 0.000549 | [14 empty] | 2018 | Yuan, B. et al. (2018), Trace element geochemistry of sphalerite in the Daliangzi Pb-Zn deposit, Journal of Geochemical Exploration, 186, 187–201 |  | CHN
| Daliangzi |  | Basin hydrothermal | Mississippi Valley-type (MVT) | MVT zinc-lead | Pb, Zn |  | Pb, Zn | Yuan et al., 2018 |  | LA-4-1_1 |  | underground mine |  |  |  |  | ore material | grab | grab | mineral separate | [5 empty] | mineralisation |  |  |  | sphalerite | [6 empty] | galena, dolomite, pyrite, chalcopyrite | polished slices prepared for investigation using an optical electronic microscope | LA-ICPMS | 193-nm excimer LA system (ESI NWR UP193-FX) coupled to a quadrupole ICP-MS (Perkin Elmer DRC) | National Research Center for Geoanalysis, China | 40-μm spot size at 23–25 J/m2, 10 pulses/s, He carrier gas | USGS sulfide reference material MASS-1 (Wilson et al., 2002) for calibration; Zn contents as determined by electron microprobe analysis used as internal standard | 29.2786 |  |  |  | 33.8252 | [9 empty] | 0.032821 | [5 empty] | 7030.0338 | [5 empty] | 3.006 | [5 empty] | 157.7829 | [9 empty] | 22676.2987 |  | 1.8289 |  |  |  | 3.4485 | [7 empty] | 0.85316 | [13 empty] | 13.2493 | [15 empty] | 636.8963 | [17 empty] | 143.6503 | [9 empty] | 1.3147 | [13 empty] | 0.6687 | [18 empty] | 2018 | Yuan, B. et al. (2018), Trace element geochemistry of sphalerite in the Daliangzi Pb-Zn deposit, Journal of Geochemical Exploration, 186, 187–201 |  | CHN
| Daliangzi |  | Basin hydrothermal | Mississippi Valley-type (MVT) | MVT zinc-lead | Pb, Zn |  | Pb, Zn | Yuan et al., 2018 |  | LA-4-1_2 |  | underground mine |  |  |  |  | ore material | grab | grab | mineral separate | [5 empty] | mineralisation |  |  |  | sphalerite | [6 empty] | galena, dolomite, pyrite, chalcopyrite | polished slices prepared for investigation using an optical electronic microscope | LA-ICPMS | 193-nm excimer LA system (ESI NWR UP193-FX) coupled to a quadrupole ICP-MS (Perkin Elmer DRC) | National Research Center for Geoanalysis, China | 40-μm spot size at 23–25 J/m2, 10 pulses/s, He carrier gas | USGS sulfide reference material MASS-1 (Wilson et al., 2002) for calibration; Zn contents as determined by electron microprobe analysis used as internal standard | 44.5467 |  |  |  | 17.1806 | [9 empty] | 1.2585 | [5 empty] | 2544.0626 | [5 empty] | 2.3962 | [5 empty] | 146.7836 | [9 empty] | 2799.8641 |  | 30.6869 |  |  |  | 1.9794 | [7 empty] | 4.5579 | [13 empty] | 1.946 | [9 empty] | 0.77726 | [5 empty] | 31653.3472 | [17 empty] | 77.6334 | [9 empty] | 17.0596 | [13 empty] | 0.70248 |  |  |  | 0.018511 | [14 empty] | 2018 | Yuan, B. et al. (2018), Trace element geochemistry of sphalerite in the Daliangzi Pb-Zn deposit, Journal of Geochemical Exploration, 186, 187–201 |  | CHN
| Daliangzi |  | Basin hydrothermal | Mississippi Valley-type (MVT) | MVT zinc-lead | Pb, Zn |  | Pb, Zn | Yuan et al., 2018 |  | LA-4-1_3 |  | underground mine |  |  |  |  | ore material | grab | grab | mineral separate | [5 empty] | mineralisation |  |  |  | sphalerite | [6 empty] | galena, dolomite, pyrite, chalcopyrite | polished slices prepared for investigation using an optical electronic microscope | LA-ICPMS | 193-nm excimer LA system (ESI NWR UP193-FX) coupled to a quadrupole ICP-MS (Perkin Elmer DRC) | National Research Center for Geoanalysis, China | 40-μm spot size at 23–25 J/m2, 10 pulses/s, He carrier gas | USGS sulfide reference material MASS-1 (Wilson et al., 2002) for calibration; Zn contents as determined by electron microprobe analysis used as internal standard | 10.4938 |  |  |  | 1.3804 | [9 empty] | 0.034622 | [5 empty] | 1574.0671 | [5 empty] | 3.4292 | [5 empty] | 72.5731 | [9 empty] | 2270.0832 |  | 20.6842 |  |  |  | 1.3287 | [7 empty] | 0.10663 | [13 empty] | 1.2519 | [15 empty] | 4.2234 | [17 empty] | 8.0033 | [9 empty] | 0.76321 | [13 empty] | 0.019899 |  |  |  | 0.001874 | [14 empty] | 2018 | Yuan, B. et al. (2018), Trace element geochemistry of sphalerite in the Daliangzi Pb-Zn deposit, Journal of Geochemical Exploration, 186, 187–201 |  | CHN
| Daliangzi |  | Basin hydrothermal | Mississippi Valley-type (MVT) | MVT zinc-lead | Pb, Zn |  | Pb, Zn | Yuan et al., 2018 |  | LA-4-1_4 |  | underground mine |  |  |  |  | ore material | grab | grab | mineral separate | [5 empty] | mineralisation |  |  |  | sphalerite | [6 empty] | galena, dolomite, pyrite, chalcopyrite | polished slices prepared for investigation using an optical electronic microscope | LA-ICPMS | 193-nm excimer LA system (ESI NWR UP193-FX) coupled to a quadrupole ICP-MS (Perkin Elmer DRC) | National Research Center for Geoanalysis, China | 40-μm spot size at 23–25 J/m2, 10 pulses/s, He carrier gas | USGS sulfide reference material MASS-1 (Wilson et al., 2002) for calibration; Zn contents as determined by electron microprobe analysis used as internal standard | 11.6467 |  |  |  | 1.866 | [9 empty] | 0.029903 | [5 empty] | 2240.4435 | [5 empty] | 2.0402 | [5 empty] | 18.6509 | [9 empty] | 2005.1745 |  | 1.2419 |  |  |  | 0.10587 | [7 empty] | 0.19711 | [13 empty] | 0.77019 | [9 empty] | 2.4937 | [5 empty] | 23.4371 | [17 empty] | 2.0716 | [9 empty] | 0.56644 | [13 empty] | 0.007094 |  |  |  | 0.008082 | [14 empty] | 2018 | Yuan, B. et al. (2018), Trace element geochemistry of sphalerite in the Daliangzi Pb-Zn deposit, Journal of Geochemical Exploration, 186, 187–201 |  | CHN
| Daliangzi |  | Basin hydrothermal | Mississippi Valley-type (MVT) | MVT zinc-lead | Pb, Zn |  | Pb, Zn | Yuan et al., 2018 |  | LA-4-1_5 |  | underground mine |  |  |  |  | ore material | grab | grab | mineral separate | [5 empty] | mineralisation |  |  |  | sphalerite | [6 empty] | galena, dolomite, pyrite, chalcopyrite | polished slices prepared for investigation using an optical electronic microscope | LA-ICPMS | 193-nm excimer LA system (ESI NWR UP193-FX) coupled to a quadrupole ICP-MS (Perkin Elmer DRC) | National Research Center for Geoanalysis, China | 40-μm spot size at 23–25 J/m2, 10 pulses/s, He carrier gas | USGS sulfide reference material MASS-1 (Wilson et al., 2002) for calibration; Zn contents as determined by electron microprobe analysis used as internal standard | 19.7058 |  |  |  | 3.4478 | [9 empty] | 0.013185 | [5 empty] | 2137.409 | [5 empty] | 2.5563 | [5 empty] | 29.5362 | [9 empty] | 2031.57 |  | 4.7681 |  |  |  | 0.20343 | [7 empty] | 4.1681 | [13 empty] | 1.0324 | [9 empty] | 0.32173 | [5 empty] | 37.0885 | [17 empty] | 6.6078 | [9 empty] | 0.84106 | [13 empty] | 0.024307 |  |  |  | 0.001704 | [14 empty] | 2018 | Yuan, B. et al. (2018), Trace element geochemistry of sphalerite in the Daliangzi Pb-Zn deposit, Journal of Geochemical Exploration, 186, 187–201 |  | CHN
| Daliangzi |  | Basin hydrothermal | Mississippi Valley-type (MVT) | MVT zinc-lead | Pb, Zn |  | Pb, Zn | Yuan et al., 2018 |  | LA-5_1 |  | underground mine |  |  |  |  | ore material | grab | grab | mineral separate | [5 empty] | mineralisation |  |  |  | sphalerite | [6 empty] | galena, dolomite, pyrite, chalcopyrite | polished slices prepared for investigation using an optical electronic microscope | LA-ICPMS | 193-nm excimer LA system (ESI NWR UP193-FX) coupled to a quadrupole ICP-MS (Perkin Elmer DRC) | National Research Center for Geoanalysis, China | 40-μm spot size at 23–25 J/m2, 10 pulses/s, He carrier gas | USGS sulfide reference material MASS-1 (Wilson et al., 2002) for calibration; Zn contents as determined by electron microprobe analysis used as internal standard | 5.808 |  |  |  | 0.70386 | [9 empty] | 0.010232 | [5 empty] | 1483.2399 | [5 empty] | 1.1373 | [5 empty] | 24.5667 | [9 empty] | 1668.8712 |  | 4.6788 |  |  |  | 6.9643 | [7 empty] | 0.046996 | [13 empty] | 0.50111 | [15 empty] | 5.4793 | [17 empty] | 4.8925 | [9 empty] | 0.41907 | [13 empty] | 0.018654 |  |  |  | 0.000272 | [14 empty] | 2018 | Yuan, B. et al. (2018), Trace element geochemistry of sphalerite in the Daliangzi Pb-Zn deposit, Journal of Geochemical Exploration, 186, 187–201 |  | CHN
| Daliangzi |  | Basin hydrothermal | Mississippi Valley-type (MVT) | MVT zinc-lead | Pb, Zn |  | Pb, Zn | Yuan et al., 2018 |  | LA-5_2 |  | underground mine |  |  |  |  | ore material | grab | grab | mineral separate | [5 empty] | mineralisation |  |  |  | sphalerite | [6 empty] | galena, dolomite, pyrite, chalcopyrite | polished slices prepared for investigation using an optical electronic microscope | LA-ICPMS | 193-nm excimer LA system (ESI NWR UP193-FX) coupled to a quadrupole ICP-MS (Perkin Elmer DRC) | National Research Center for Geoanalysis, China | 40-μm spot size at 23–25 J/m2, 10 pulses/s, He carrier gas | USGS sulfide reference material MASS-1 (Wilson et al., 2002) for calibration; Zn contents as determined by electron microprobe analysis used as internal standard | 31.5972 |  |  |  | 61.2167 | [9 empty] | 0.010204 | [5 empty] | 2910.4809 | [5 empty] | 4.8123 | [5 empty] | 202.0089 | [9 empty] | 14045.8021 |  | 0.16489 |  |  |  | 69.7865 | [7 empty] | 0.030793 | [13 empty] | 4.2903 | [9 empty] | 0.78853 | [5 empty] | 43.7791 | [17 empty] | 38.4512 | [9 empty] | 0.31046 | [13 empty] | 0.14521 |  |  |  | 0.001355 | [14 empty] | 2018 | Yuan, B. et al. (2018), Trace element geochemistry of sphalerite in the Daliangzi Pb-Zn deposit, Journal of Geochemical Exploration, 186, 187–201 |  | CHN
| Daliangzi |  | Basin hydrothermal | Mississippi Valley-type (MVT) | MVT zinc-lead | Pb, Zn |  | Pb, Zn | Yuan et al., 2018 |  | LA-5_3 |  | underground mine |  |  |  |  | ore material | grab | grab | mineral separate | [5 empty] | mineralisation |  |  |  | sphalerite | [6 empty] | galena, dolomite, pyrite, chalcopyrite | polished slices prepared for investigation using an optical electronic microscope | LA-ICPMS | 193-nm excimer LA system (ESI NWR UP193-FX) coupled to a quadrupole ICP-MS (Perkin Elmer DRC) | National Research Center for Geoanalysis, China | 40-μm spot size at 23–25 J/m2, 10 pulses/s, He carrier gas | USGS sulfide reference material MASS-1 (Wilson et al., 2002) for calibration; Zn contents as determined by electron microprobe analysis used as internal standard | 16.5297 |  |  |  | 191.8723 | [9 empty] | 0.03516 | [5 empty] | 2503.1982 | [5 empty] | 4.5982 | [5 empty] | 63.5343 | [9 empty] | 18705.0363 |  | 0.18648 |  |  |  | 20.8767 | [7 empty] | 0.017534 | [13 empty] | 23.2786 | [15 empty] | 367.5802 | [17 empty] | 60.4658 | [9 empty] | 0.25671 | [13 empty] | 3.8265 |  |  |  | 0.034612 | [14 empty] | 2018 | Yuan, B. et al. (2018), Trace element geochemistry of sphalerite in the Daliangzi Pb-Zn deposit, Journal of Geochemical Exploration, 186, 187–201 |  | CHN
| Daliangzi |  | Basin hydrothermal | Mississippi Valley-type (MVT) | MVT zinc-lead | Pb, Zn |  | Pb, Zn | Yuan et al., 2018 |  | LA-5_4 |  | underground mine |  |  |  |  | ore material | grab | grab | mineral separate | [5 empty] | mineralisation |  |  |  | sphalerite | [6 empty] | galena, dolomite, pyrite, chalcopyrite | polished slices prepared for investigation using an optical electronic microscope | LA-ICPMS | 193-nm excimer LA system (ESI NWR UP193-FX) coupled to a quadrupole ICP-MS (Perkin Elmer DRC) | National Research Center for Geoanalysis, China | 40-μm spot size at 23–25 J/m2, 10 pulses/s, He carrier gas | USGS sulfide reference material MASS-1 (Wilson et al., 2002) for calibration; Zn contents as determined by electron microprobe analysis used as internal standard | 1.8461 | [19 empty] | 1336.6312 | [5 empty] | 1.2692 | [5 empty] | 10.6593 | [9 empty] | 1378.3455 |  | 6.4497 |  |  |  | 2.4274 | [7 empty] | 0.002485 | [13 empty] | 0.50421 | [9 empty] | 0.94878 | [5 empty] | 1.0819 | [17 empty] | 0.13073 | [9 empty] | 0.36957 | [32 empty] | 2018 | Yuan, B. et al. (2018), Trace element geochemistry of sphalerite in the Daliangzi Pb-Zn deposit, Journal of Geochemical Exploration, 186, 187–201 |  | CHN
| Daliangzi |  | Basin hydrothermal | Mississippi Valley-type (MVT) | MVT zinc-lead | Pb, Zn |  | Pb, Zn | Yuan et al., 2018 |  | LA-5_5 |  | underground mine |  |  |  |  | ore material | grab | grab | mineral separate | [5 empty] | mineralisation |  |  |  | sphalerite | [6 empty] | galena, dolomite, pyrite, chalcopyrite | polished slices prepared for investigation using an optical electronic microscope | LA-ICPMS | 193-nm excimer LA system (ESI NWR UP193-FX) coupled to a quadrupole ICP-MS (Perkin Elmer DRC) | National Research Center for Geoanalysis, China | 40-μm spot size at 23–25 J/m2, 10 pulses/s, He carrier gas | USGS sulfide reference material MASS-1 (Wilson et al., 2002) for calibration; Zn contents as determined by electron microprobe analysis used as internal standard | 4.489 |  |  |  | 25.3715 | [9 empty] | 0.024795 | [5 empty] | 1617.4307 | [5 empty] | 7.4942 | [5 empty] | 75.1341 | [9 empty] | 8544.6088 |  | 14.5405 |  |  |  | 26.8034 | [7 empty] | 0.024507 | [13 empty] | 2.195 | [9 empty] | 3.1109 | [5 empty] | 3.3857 | [17 empty] | 11.052 | [9 empty] | 0.57288 | [13 empty] | 0.022584 |  |  |  | 0.014031 | [14 empty] | 2018 | Yuan, B. et al. (2018), Trace element geochemistry of sphalerite in the Daliangzi Pb-Zn deposit, Journal of Geochemical Exploration, 186, 187–201 |  | CHN
| Daliangzi |  | Basin hydrothermal | Mississippi Valley-type (MVT) | MVT zinc-lead | Pb, Zn |  | Pb, Zn | Yuan et al., 2018 |  | LA-6-1_1 |  | underground mine |  |  |  |  | ore material | grab | grab | mineral separate | [5 empty] | mineralisation |  |  |  | sphalerite | [6 empty] | galena, dolomite, pyrite, chalcopyrite | polished slices prepared for investigation using an optical electronic microscope | LA-ICPMS | 193-nm excimer LA system (ESI NWR UP193-FX) coupled to a quadrupole ICP-MS (Perkin Elmer DRC) | National Research Center for Geoanalysis, China | 40-μm spot size at 23–25 J/m2, 10 pulses/s, He carrier gas | USGS sulfide reference material MASS-1 (Wilson et al., 2002) for calibration; Zn contents as determined by electron microprobe analysis used as internal standard | 800.8348 |  |  |  | 313.1069 | [9 empty] | 0.05132 | [5 empty] | 7424.9969 | [5 empty] | 6.6571 | [5 empty] | 1154.2093 | [9 empty] | 20461.5077 |  | 27.38 |  |  |  | 64.6203 | [7 empty] | 0.050743 | [13 empty] | 6.2045 | [9 empty] | 1.0696 | [5 empty] | 563.1696 | [17 empty] | 949.8922 | [9 empty] | 0.58374 | [13 empty] | 1.1994 |  |  |  | 0.025083 | [14 empty] | 2018 | Yuan, B. et al. (2018), Trace element geochemistry of sphalerite in the Daliangzi Pb-Zn deposit, Journal of Geochemical Exploration, 186, 187–201 |  | CHN
| Daliangzi |  | Basin hydrothermal | Mississippi Valley-type (MVT) | MVT zinc-lead | Pb, Zn |  | Pb, Zn | Yuan et al., 2018 |  | LA-6-1_2 |  | underground mine |  |  |  |  | ore material | grab | grab | mineral separate | [5 empty] | mineralisation |  |  |  | sphalerite | [6 empty] | galena, dolomite, pyrite, chalcopyrite | polished slices prepared for investigation using an optical electronic microscope | LA-ICPMS | 193-nm excimer LA system (ESI NWR UP193-FX) coupled to a quadrupole ICP-MS (Perkin Elmer DRC) | National Research Center for Geoanalysis, China | 40-μm spot size at 23–25 J/m2, 10 pulses/s, He carrier gas | USGS sulfide reference material MASS-1 (Wilson et al., 2002) for calibration; Zn contents as determined by electron microprobe analysis used as internal standard | 8.1208 |  |  |  | 2.1556 | [9 empty] | 0.013262 | [5 empty] | 2255.5614 | [5 empty] | 3.3665 | [5 empty] | 91.2412 | [9 empty] | 2536.1852 |  | 86.7819 |  |  |  | 2.3767 | [7 empty] | 0.23363 | [13 empty] | 0.97161 | [15 empty] | 2.5948 | [17 empty] | 9.1606 | [9 empty] | 3.3271 | [13 empty] | 0.005958 |  |  |  | 0.007977 | [14 empty] | 2018 | Yuan, B. et al. (2018), Trace element geochemistry of sphalerite in the Daliangzi Pb-Zn deposit, Journal of Geochemical Exploration, 186, 187–201 |  | CHN
| Daliangzi |  | Basin hydrothermal | Mississippi Valley-type (MVT) | MVT zinc-lead | Pb, Zn |  | Pb, Zn | Yuan et al., 2018 |  | LA-6-1_3 |  | underground mine |  |  |  |  | ore material | grab | grab | mineral separate | [5 empty] | mineralisation |  |  |  | sphalerite | [6 empty] | galena, dolomite, pyrite, chalcopyrite | polished slices prepared for investigation using an optical electronic microscope | LA-ICPMS | 193-nm excimer LA system (ESI NWR UP193-FX) coupled to a quadrupole ICP-MS (Perkin Elmer DRC) | National Research Center for Geoanalysis, China | 40-μm spot size at 23–25 J/m2, 10 pulses/s, He carrier gas | USGS sulfide reference material MASS-1 (Wilson et al., 2002) for calibration; Zn contents as determined by electron microprobe analysis used as internal standard | 152.5171 |  |  |  | 55.1349 | [9 empty] | 0.037577 | [5 empty] | 6290.9694 | [5 empty] | 4.8139 | [5 empty] | 449.6707 | [9 empty] | 13028.8225 |  | 17.1065 |  |  |  | 5.254 | [7 empty] | 0.056797 | [13 empty] | 6.881 | [9 empty] | 1.2292 | [5 empty] | 130.1248 | [17 empty] | 202.7795 | [9 empty] | 0.29975 | [13 empty] | 0.1109 | [18 empty] | 2018 | Yuan, B. et al. (2018), Trace element geochemistry of sphalerite in the Daliangzi Pb-Zn deposit, Journal of Geochemical Exploration, 186, 187–201 |  | CHN
| Daliangzi |  | Basin hydrothermal | Mississippi Valley-type (MVT) | MVT zinc-lead | Pb, Zn |  | Pb, Zn | Yuan et al., 2018 |  | LA-6-1_4 |  | underground mine |  |  |  |  | ore material | grab | grab | mineral separate | [5 empty] | mineralisation |  |  |  | sphalerite | [6 empty] | galena, dolomite, pyrite, chalcopyrite | polished slices prepared for investigation using an optical electronic microscope | LA-ICPMS | 193-nm excimer LA system (ESI NWR UP193-FX) coupled to a quadrupole ICP-MS (Perkin Elmer DRC) | National Research Center for Geoanalysis, China | 40-μm spot size at 23–25 J/m2, 10 pulses/s, He carrier gas | USGS sulfide reference material MASS-1 (Wilson et al., 2002) for calibration; Zn contents as determined by electron microprobe analysis used as internal standard | 222.2886 |  |  |  | 94.1435 | [9 empty] | 0.022584 | [5 empty] | 4625.4867 | [5 empty] | 4.8427 | [5 empty] | 1088.8586 | [9 empty] | 8956.895 |  | 86.1188 |  |  |  | 15.5496 | [7 empty] | 0.78584 | [13 empty] | 3.1676 | [9 empty] | 0.31157 | [5 empty] | 93.7303 | [17 empty] | 320.5069 | [9 empty] | 4.9148 | [13 empty] | 0.04613 | [18 empty] | 2018 | Yuan, B. et al. (2018), Trace element geochemistry of sphalerite in the Daliangzi Pb-Zn deposit, Journal of Geochemical Exploration, 186, 187–201 |  | CHN
| Daliangzi |  | Basin hydrothermal | Mississippi Valley-type (MVT) | MVT zinc-lead | Pb, Zn |  | Pb, Zn | Yuan et al., 2018 |  | LA-6-1_5 |  | underground mine |  |  |  |  | ore material | grab | grab | mineral separate | [5 empty] | mineralisation |  |  |  | sphalerite | [6 empty] | galena, dolomite, pyrite, chalcopyrite | polished slices prepared for investigation using an optical electronic microscope | LA-ICPMS | 193-nm excimer LA system (ESI NWR UP193-FX) coupled to a quadrupole ICP-MS (Perkin Elmer DRC) | National Research Center for Geoanalysis, China | 40-μm spot size at 23–25 J/m2, 10 pulses/s, He carrier gas | USGS sulfide reference material MASS-1 (Wilson et al., 2002) for calibration; Zn contents as determined by electron microprobe analysis used as internal standard | 2.8601 |  |  |  | 0.26717 | [9 empty] | 0.011725 | [5 empty] | 1898.0545 | [5 empty] | 1.4425 | [5 empty] | 16.4242 | [9 empty] | 1410.8071 |  | 12.2917 |  |  |  | 0.53424 | [7 empty] | 0.18817 | [13 empty] | 1.0149 | [9 empty] | 1.3435 | [5 empty] | 1.727 | [17 empty] | 1.5281 | [9 empty] | 1.5194 | [32 empty] | 2018 | Yuan, B. et al. (2018), Trace element geochemistry of sphalerite in the Daliangzi Pb-Zn deposit, Journal of Geochemical Exploration, 186, 187–201 |  | CHN
| Daliangzi |  | Basin hydrothermal | Mississippi Valley-type (MVT) | MVT zinc-lead | Pb, Zn |  | Pb, Zn | Yuan et al., 2018 |  | LA-7_1 |  | underground mine |  |  |  |  | ore material | grab | grab | mineral separate | [5 empty] | mineralisation |  |  |  | sphalerite | [6 empty] | galena, dolomite, pyrite, chalcopyrite | polished slices prepared for investigation using an optical electronic microscope | LA-ICPMS | 193-nm excimer LA system (ESI NWR UP193-FX) coupled to a quadrupole ICP-MS (Perkin Elmer DRC) | National Research Center for Geoanalysis, China | 40-μm spot size at 23–25 J/m2, 10 pulses/s, He carrier gas | USGS sulfide reference material MASS-1 (Wilson et al., 2002) for calibration; Zn contents as determined by electron microprobe analysis used as internal standard | 2848.5233 |  |  |  | 693.1022 | [9 empty] | 0.061314 | [5 empty] | 11754.4832 | [5 empty] | 8.3438 | [5 empty] | 3397.2772 | [9 empty] | 23032.2904 |  | 158.6677 |  |  |  | 136.9482 | [7 empty] | 0.020182 | [13 empty] | 9.2125 | [9 empty] | 2.6188 | [5 empty] | 1179.1964 | [17 empty] | 1952.8338 | [9 empty] | 0.65745 | [13 empty] | 1.6732 | [18 empty] | 2018 | Yuan, B. et al. (2018), Trace element geochemistry of sphalerite in the Daliangzi Pb-Zn deposit, Journal of Geochemical Exploration, 186, 187–201 |  | CHN
| Daliangzi |  | Basin hydrothermal | Mississippi Valley-type (MVT) | MVT zinc-lead | Pb, Zn |  | Pb, Zn | Yuan et al., 2018 |  | LA-7_2 |  | underground mine |  |  |  |  | ore material | grab | grab | mineral separate | [5 empty] | mineralisation |  |  |  | sphalerite | [6 empty] | galena, dolomite, pyrite, chalcopyrite | polished slices prepared for investigation using an optical electronic microscope | LA-ICPMS | 193-nm excimer LA system (ESI NWR UP193-FX) coupled to a quadrupole ICP-MS (Perkin Elmer DRC) | National Research Center for Geoanalysis, China | 40-μm spot size at 23–25 J/m2, 10 pulses/s, He carrier gas | USGS sulfide reference material MASS-1 (Wilson et al., 2002) for calibration; Zn contents as determined by electron microprobe analysis used as internal standard | 4037.33 |  |  |  | 1120.5729 | [9 empty] | 0.065639 | [5 empty] | 9898.7145 | [5 empty] | 8.1861 | [5 empty] | 5127.1497 | [9 empty] | 21757.951 |  | 236.0315 |  |  |  | 203.8366 | [7 empty] | 0.035847 | [13 empty] | 7.45 | [15 empty] | 1689.5087 | [17 empty] | 3073.4067 | [9 empty] | 0.53136 | [13 empty] | 2.8716 | [18 empty] | 2018 | Yuan, B. et al. (2018), Trace element geochemistry of sphalerite in the Daliangzi Pb-Zn deposit, Journal of Geochemical Exploration, 186, 187–201 |  | CHN
| Daliangzi |  | Basin hydrothermal | Mississippi Valley-type (MVT) | MVT zinc-lead | Pb, Zn |  | Pb, Zn | Yuan et al., 2018 |  | LA-7_3 |  | underground mine |  |  |  |  | ore material | grab | grab | mineral separate | [5 empty] | mineralisation |  |  |  | sphalerite | [6 empty] | galena, dolomite, pyrite, chalcopyrite | polished slices prepared for investigation using an optical electronic microscope | LA-ICPMS | 193-nm excimer LA system (ESI NWR UP193-FX) coupled to a quadrupole ICP-MS (Perkin Elmer DRC) | National Research Center for Geoanalysis, China | 40-μm spot size at 23–25 J/m2, 10 pulses/s, He carrier gas | USGS sulfide reference material MASS-1 (Wilson et al., 2002) for calibration; Zn contents as determined by electron microprobe analysis used as internal standard | 2209.4315 |  |  |  | 586.4268 | [9 empty] | 0.097738 | [5 empty] | 14179.1877 | [5 empty] | 9.8603 | [5 empty] | 2275.7433 | [9 empty] | 24640.1107 |  | 59.7575 |  |  |  | 89.5497 | [7 empty] | 0.015184 | [13 empty] | 11.4172 | [9 empty] | 2.4612 | [5 empty] | 1602.0541 | [17 empty] | 1576.106 | [9 empty] | 0.58652 | [13 empty] | 3.256 | [18 empty] | 2018 | Yuan, B. et al. (2018), Trace element geochemistry of sphalerite in the Daliangzi Pb-Zn deposit, Journal of Geochemical Exploration, 186, 187–201 |  | CHN
| Daliangzi |  | Basin hydrothermal | Mississippi Valley-type (MVT) | MVT zinc-lead | Pb, Zn |  | Pb, Zn | Yuan et al., 2018 |  | LA-7_4 |  | underground mine |  |  |  |  | ore material | grab | grab | mineral separate | [5 empty] | mineralisation |  |  |  | sphalerite | [6 empty] | galena, dolomite, pyrite, chalcopyrite | polished slices prepared for investigation using an optical electronic microscope | LA-ICPMS | 193-nm excimer LA system (ESI NWR UP193-FX) coupled to a quadrupole ICP-MS (Perkin Elmer DRC) | National Research Center for Geoanalysis, China | 40-μm spot size at 23–25 J/m2, 10 pulses/s, He carrier gas | USGS sulfide reference material MASS-1 (Wilson et al., 2002) for calibration; Zn contents as determined by electron microprobe analysis used as internal standard | 1711.6127 |  |  |  | 407.5772 | [9 empty] | 0.069868 | [5 empty] | 16458.7751 | [5 empty] | 10.2639 | [5 empty] | 1563.6125 | [9 empty] | 26144.1386 |  | 35.5008 |  |  |  | 92.9614 | [7 empty] | 0.054683 | [13 empty] | 11.9073 | [15 empty] | 1087.8975 | [17 empty] | 1004.287 | [9 empty] | 0.7499 | [13 empty] | 2.5919 | [18 empty] | 2018 | Yuan, B. et al. (2018), Trace element geochemistry of sphalerite in the Daliangzi Pb-Zn deposit, Journal of Geochemical Exploration, 186, 187–201 |  | CHN
| Daliangzi |  | Basin hydrothermal | Mississippi Valley-type (MVT) | MVT zinc-lead | Pb, Zn |  | Pb, Zn | Yuan et al., 2018 |  | LA-7_5 |  | underground mine |  |  |  |  | ore material | grab | grab | mineral separate | [5 empty] | mineralisation |  |  |  | sphalerite | [6 empty] | galena, dolomite, pyrite, chalcopyrite | polished slices prepared for investigation using an optical electronic microscope | LA-ICPMS | 193-nm excimer LA system (ESI NWR UP193-FX) coupled to a quadrupole ICP-MS (Perkin Elmer DRC) | National Research Center for Geoanalysis, China | 40-μm spot size at 23–25 J/m2, 10 pulses/s, He carrier gas | USGS sulfide reference material MASS-1 (Wilson et al., 2002) for calibration; Zn contents as determined by electron microprobe analysis used as internal standard | 2417.9772 |  |  |  | 567.0137 | [9 empty] | 0.080343 | [5 empty] | 14469.4218 | [5 empty] | 9.5921 | [5 empty] | 2267.0939 | [9 empty] | 24753.5134 |  | 47.8021 |  |  |  | 79.5837 | [7 empty] | 0.05353 | [13 empty] | 12.6761 | [15 empty] | 1533.8202 | [17 empty] | 1432.911 | [9 empty] | 0.73145 | [13 empty] | 3.3829 |  |  |  | 0.002787 | [14 empty] | 2018 | Yuan, B. et al. (2018), Trace element geochemistry of sphalerite in the Daliangzi Pb-Zn deposit, Journal of Geochemical Exploration, 186, 187–201 |  | CHN
| Daliangzi |  | Basin hydrothermal | Mississippi Valley-type (MVT) | MVT zinc-lead | Pb, Zn |  | Pb, Zn | Yuan et al., 2018 |  | LA-10_1 |  | underground mine |  |  |  |  | ore material | grab | grab | mineral separate | [5 empty] | mineralisation |  |  |  | sphalerite | [6 empty] | galena, dolomite, pyrite, chalcopyrite | polished slices prepared for investigation using an optical electronic microscope | LA-ICPMS | 193-nm excimer LA system (ESI NWR UP193-FX) coupled to a quadrupole ICP-MS (Perkin Elmer DRC) | National Research Center for Geoanalysis, China | 40-μm spot size at 23–25 J/m2, 10 pulses/s, He carrier gas | USGS sulfide reference material MASS-1 (Wilson et al., 2002) for calibration; Zn contents as determined by electron microprobe analysis used as internal standard | 32.291 |  |  |  | 6.9099 | [9 empty] | 0.009034 | [5 empty] | 3201.225 | [5 empty] | 1.0322 | [5 empty] | 314.4524 | [9 empty] | 5367.4097 |  | 201.1457 |  |  |  | 81.1598 | [7 empty] | 0.010283 | [13 empty] | 3.798 | [15 empty] | 28.6871 | [17 empty] | 67.2632 | [9 empty] | 0.33406 | [13 empty] | 0.045169 | [18 empty] | 2018 | Yuan, B. et al. (2018), Trace element geochemistry of sphalerite in the Daliangzi Pb-Zn deposit, Journal of Geochemical Exploration, 186, 187–201 |  | CHN
| Daliangzi |  | Basin hydrothermal | Mississippi Valley-type (MVT) | MVT zinc-lead | Pb, Zn |  | Pb, Zn | Yuan et al., 2018 |  | LA-10_2 |  | underground mine |  |  |  |  | ore material | grab | grab | mineral separate | [5 empty] | mineralisation |  |  |  | sphalerite | [6 empty] | galena, dolomite, pyrite, chalcopyrite | polished slices prepared for investigation using an optical electronic microscope | LA-ICPMS | 193-nm excimer LA system (ESI NWR UP193-FX) coupled to a quadrupole ICP-MS (Perkin Elmer DRC) | National Research Center for Geoanalysis, China | 40-μm spot size at 23–25 J/m2, 10 pulses/s, He carrier gas | USGS sulfide reference material MASS-1 (Wilson et al., 2002) for calibration; Zn contents as determined by electron microprobe analysis used as internal standard | 53.2128 |  |  |  | 52.5881 | [9 empty] | 0.006919 | [5 empty] | 2735.1205 | [5 empty] | 9.3798 | [5 empty] | 166.6444 | [9 empty] | 11510.3789 |  | 2.4161 |  |  |  | 51.6944 | [7 empty] | 0.005862 | [13 empty] | 3.3338 | [15 empty] | 76.2105 | [17 empty] | 143.9638 | [9 empty] | 0.37202 | [13 empty] | 0.17577 |  |  |  | 0.001153 | [14 empty] | 2018 | Yuan, B. et al. (2018), Trace element geochemistry of sphalerite in the Daliangzi Pb-Zn deposit, Journal of Geochemical Exploration, 186, 187–201 |  | CHN
| Daliangzi |  | Basin hydrothermal | Mississippi Valley-type (MVT) | MVT zinc-lead | Pb, Zn |  | Pb, Zn | Yuan et al., 2018 |  | LA-10_3 |  | underground mine |  |  |  |  | ore material | grab | grab | mineral separate | [5 empty] | mineralisation |  |  |  | sphalerite | [6 empty] | galena, dolomite, pyrite, chalcopyrite | polished slices prepared for investigation using an optical electronic microscope | LA-ICPMS | 193-nm excimer LA system (ESI NWR UP193-FX) coupled to a quadrupole ICP-MS (Perkin Elmer DRC) | National Research Center for Geoanalysis, China | 40-μm spot size at 23–25 J/m2, 10 pulses/s, He carrier gas | USGS sulfide reference material MASS-1 (Wilson et al., 2002) for calibration; Zn contents as determined by electron microprobe analysis used as internal standard | 22.4595 |  |  |  | 9.9179 | [9 empty] | 0.020182 | [5 empty] | 1781.7686 | [5 empty] | 2.0989 | [5 empty] | 27.6011 | [9 empty] | 1574.1839 |  | 3.7038 |  |  |  | 4.4083 | [7 empty] | 1.4435 | [13 empty] | 5.0762 | [9 empty] | 1.6059 | [5 empty] | 52.9918 | [17 empty] | 27.3993 | [9 empty] | 0.46178 | [13 empty] | 0.12561 |  |  |  | 0.009322 | [14 empty] | 2018 | Yuan, B. et al. (2018), Trace element geochemistry of sphalerite in the Daliangzi Pb-Zn deposit, Journal of Geochemical Exploration, 186, 187–201 |  | CHN
| Daliangzi |  | Basin hydrothermal | Mississippi Valley-type (MVT) | MVT zinc-lead | Pb, Zn |  | Pb, Zn | Yuan et al., 2018 |  | LA-10_4 |  | underground mine |  |  |  |  | ore material | grab | grab | mineral separate | [5 empty] | mineralisation |  |  |  | sphalerite | [6 empty] | galena, dolomite, pyrite, chalcopyrite | polished slices prepared for investigation using an optical electronic microscope | LA-ICPMS | 193-nm excimer LA system (ESI NWR UP193-FX) coupled to a quadrupole ICP-MS (Perkin Elmer DRC) | National Research Center for Geoanalysis, China | 40-μm spot size at 23–25 J/m2, 10 pulses/s, He carrier gas | USGS sulfide reference material MASS-1 (Wilson et al., 2002) for calibration; Zn contents as determined by electron microprobe analysis used as internal standard | 13.3008 |  |  |  | 4.2017 | [9 empty] | 0.006727 | [5 empty] | 3394.3941 | [5 empty] | 0.71194 | [5 empty] | 45.7936 | [9 empty] | 6634.0608 |  | 9.0098 |  |  |  | 12.705 | [7 empty] | 0.023834 | [13 empty] | 6.6485 | [15 empty] | 20.4221 | [17 empty] | 37.0769 | [9 empty] | 0.24151 | [13 empty] | 0.022584 |  |  |  | 0.004901 | [14 empty] | 2018 | Yuan, B. et al. (2018), Trace element geochemistry of sphalerite in the Daliangzi Pb-Zn deposit, Journal of Geochemical Exploration, 186, 187–201 |  | CHN
| Daliangzi |  | Basin hydrothermal | Mississippi Valley-type (MVT) | MVT zinc-lead | Pb, Zn |  | Pb, Zn | Yuan et al., 2018 |  | LA-10_5 |  | underground mine |  |  |  |  | ore material | grab | grab | mineral separate | [5 empty] | mineralisation |  |  |  | sphalerite | [6 empty] | galena, dolomite, pyrite, chalcopyrite | polished slices prepared for investigation using an optical electronic microscope | LA-ICPMS | 193-nm excimer LA system (ESI NWR UP193-FX) coupled to a quadrupole ICP-MS (Perkin Elmer DRC) | National Research Center for Geoanalysis, China | 40-μm spot size at 23–25 J/m2, 10 pulses/s, He carrier gas | USGS sulfide reference material MASS-1 (Wilson et al., 2002) for calibration; Zn contents as determined by electron microprobe analysis used as internal standard | 5.3261 |  |  |  | 1.1513 | [9 empty] | 0.011917 | [5 empty] | 1827.8985 | [5 empty] | 3.3579 | [5 empty] | 8.7887 | [9 empty] | 11141.3395 |  | 0.20787 |  |  |  | 2.5775 | [21 empty] | 5.033 | [15 empty] | 12.9644 | [17 empty] | 10.9078 | [9 empty] | 0.26852 | [13 empty] | 0.004901 | [18 empty] | 2018 | Yuan, B. et al. (2018), Trace element geochemistry of sphalerite in the Daliangzi Pb-Zn deposit, Journal of Geochemical Exploration, 186, 187–201 |  | CHN
| Daliangzi |  | Basin hydrothermal | Mississippi Valley-type (MVT) | MVT zinc-lead | Pb, Zn |  | Pb, Zn | Yuan et al., 2018 |  | LA-14_1 |  | underground mine |  |  |  |  | ore material | grab | grab | mineral separate | [5 empty] | mineralisation |  |  |  | sphalerite | [6 empty] | galena, dolomite, pyrite, chalcopyrite | polished slices prepared for investigation using an optical electronic microscope | LA-ICPMS | 193-nm excimer LA system (ESI NWR UP193-FX) coupled to a quadrupole ICP-MS (Perkin Elmer DRC) | National Research Center for Geoanalysis, China | 40-μm spot size at 23–25 J/m2, 10 pulses/s, He carrier gas | USGS sulfide reference material MASS-1 (Wilson et al., 2002) for calibration; Zn contents as determined by electron microprobe analysis used as internal standard | 23.9395 |  |  |  | 53.0014 | [9 empty] | 0.012782 | [5 empty] | 3750.9401 | [5 empty] | 3.3684 | [5 empty] | 299.5562 | [9 empty] | 12509.8608 |  | 16.2224 |  |  |  | 60.8531 | [7 empty] | 0.030369 | [13 empty] | 4.17 | [15 empty] | 18.9613 | [17 empty] | 200.473 | [9 empty] | 0.52578 | [13 empty] | 0.007688 | [18 empty] | 2018 | Yuan, B. et al. (2018), Trace element geochemistry of sphalerite in the Daliangzi Pb-Zn deposit, Journal of Geochemical Exploration, 186, 187–201 |  | CHN
| Daliangzi |  | Basin hydrothermal | Mississippi Valley-type (MVT) | MVT zinc-lead | Pb, Zn |  | Pb, Zn | Yuan et al., 2018 |  | LA-14_2 |  | underground mine |  |  |  |  | ore material | grab | grab | mineral separate | [5 empty] | mineralisation |  |  |  | sphalerite | [6 empty] | galena, dolomite, pyrite, chalcopyrite | polished slices prepared for investigation using an optical electronic microscope | LA-ICPMS | 193-nm excimer LA system (ESI NWR UP193-FX) coupled to a quadrupole ICP-MS (Perkin Elmer DRC) | National Research Center for Geoanalysis, China | 40-μm spot size at 23–25 J/m2, 10 pulses/s, He carrier gas | USGS sulfide reference material MASS-1 (Wilson et al., 2002) for calibration; Zn contents as determined by electron microprobe analysis used as internal standard | 3.3742 | [13 empty] | 0.017683 | [5 empty] | 661.9645 | [5 empty] | 3.0609 | [5 empty] | 12.6665 | [9 empty] | 1160.9366 |  | 1.7491 |  |  |  | 0.93067 | [7 empty] | 0.022969 | [13 empty] | 0.67119 | [15 empty] | 4.5746 | [17 empty] | 0.82275 | [9 empty] | 0.45928 | [32 empty] | 2018 | Yuan, B. et al. (2018), Trace element geochemistry of sphalerite in the Daliangzi Pb-Zn deposit, Journal of Geochemical Exploration, 186, 187–201 |  | CHN
| Daliangzi |  | Basin hydrothermal | Mississippi Valley-type (MVT) | MVT zinc-lead | Pb, Zn |  | Pb, Zn | Yuan et al., 2018 |  | LA-14_3 |  | underground mine |  |  |  |  | ore material | grab | grab | mineral separate | [5 empty] | mineralisation |  |  |  | sphalerite | [6 empty] | galena, dolomite, pyrite, chalcopyrite | polished slices prepared for investigation using an optical electronic microscope | LA-ICPMS | 193-nm excimer LA system (ESI NWR UP193-FX) coupled to a quadrupole ICP-MS (Perkin Elmer DRC) | National Research Center for Geoanalysis, China | 40-μm spot size at 23–25 J/m2, 10 pulses/s, He carrier gas | USGS sulfide reference material MASS-1 (Wilson et al., 2002) for calibration; Zn contents as determined by electron microprobe analysis used as internal standard | 12.0995 |  |  |  | 8.5465 | [9 empty] | 0.004901 | [5 empty] | 4061.356 | [5 empty] | 3.0782 | [5 empty] | 611.9904 | [9 empty] | 9623.8569 |  | 9.0492 |  |  |  | 18.625 | [7 empty] | 0.040171 | [13 empty] | 2.9831 | [15 empty] | 11.9169 | [17 empty] | 38.086 | [9 empty] | 0.51579 | [13 empty] | 0.052953 | [18 empty] | 2018 | Yuan, B. et al. (2018), Trace element geochemistry of sphalerite in the Daliangzi Pb-Zn deposit, Journal of Geochemical Exploration, 186, 187–201 |  | CHN
| Daliangzi |  | Basin hydrothermal | Mississippi Valley-type (MVT) | MVT zinc-lead | Pb, Zn |  | Pb, Zn | Yuan et al., 2018 |  | LA-14_4 |  | underground mine |  |  |  |  | ore material | grab | grab | mineral separate | [5 empty] | mineralisation |  |  |  | sphalerite | [6 empty] | galena, dolomite, pyrite, chalcopyrite | polished slices prepared for investigation using an optical electronic microscope | LA-ICPMS | 193-nm excimer LA system (ESI NWR UP193-FX) coupled to a quadrupole ICP-MS (Perkin Elmer DRC) | National Research Center for Geoanalysis, China | 40-μm spot size at 23–25 J/m2, 10 pulses/s, He carrier gas | USGS sulfide reference material MASS-1 (Wilson et al., 2002) for calibration; Zn contents as determined by electron microprobe analysis used as internal standard | 16.3185 |  |  |  | 11.965 | [9 empty] | 0.005094 | [5 empty] | 4084.421 | [5 empty] | 5.229 | [5 empty] | 133.969 | [9 empty] | 15424.6958 |  | 14.8192 |  |  |  | 19.1151 | [7 empty] | 0.005766 | [13 empty] | 4.8677 | [15 empty] | 16.5587 | [17 empty] | 80.8043 | [9 empty] | 0.50253 | [13 empty] | 0.005478 | [18 empty] | 2018 | Yuan, B. et al. (2018), Trace element geochemistry of sphalerite in the Daliangzi Pb-Zn deposit, Journal of Geochemical Exploration, 186, 187–201 |  | CHN
| Daliangzi |  | Basin hydrothermal | Mississippi Valley-type (MVT) | MVT zinc-lead | Pb, Zn |  | Pb, Zn | Yuan et al., 2018 |  | LA-14_5 |  | underground mine |  |  |  |  | ore material | grab | grab | mineral separate | [5 empty] | mineralisation |  |  |  | sphalerite | [6 empty] | galena, dolomite, pyrite, chalcopyrite | polished slices prepared for investigation using an optical electronic microscope | LA-ICPMS | 193-nm excimer LA system (ESI NWR UP193-FX) coupled to a quadrupole ICP-MS (Perkin Elmer DRC) | National Research Center for Geoanalysis, China | 40-μm spot size at 23–25 J/m2, 10 pulses/s, He carrier gas | USGS sulfide reference material MASS-1 (Wilson et al., 2002) for calibration; Zn contents as determined by electron microprobe analysis used as internal standard | 24.6411 |  |  |  | 39.6717 | [9 empty] | 0.015665 | [5 empty] | 2186.3665 | [5 empty] | 4.1805 | [5 empty] | 362.8888 | [9 empty] | 10943.3652 |  | 1.1119 |  |  |  | 80.2276 | [7 empty] | 0.10081 | [13 empty] | 3.9941 | [15 empty] | 35.4143 | [17 empty] | 175.3898 | [9 empty] | 0.46111 | [13 empty] | 0.074769 |  |  |  | 0.18952 | [14 empty] | 2018 | Yuan, B. et al. (2018), Trace element geochemistry of sphalerite in the Daliangzi Pb-Zn deposit, Journal of Geochemical Exploration, 186, 187–201 |  | CHN
| Daliangzi |  | Basin hydrothermal | Mississippi Valley-type (MVT) | MVT zinc-lead | Pb, Zn |  | Pb, Zn | Yuan et al., 2018 |  | LA-16_1 |  | underground mine |  |  |  |  | ore material | grab | grab | mineral separate | [5 empty] | mineralisation |  |  |  | sphalerite | [6 empty] | galena, dolomite, pyrite, chalcopyrite | polished slices prepared for investigation using an optical electronic microscope | LA-ICPMS | 193-nm excimer LA system (ESI NWR UP193-FX) coupled to a quadrupole ICP-MS (Perkin Elmer DRC) | National Research Center for Geoanalysis, China | 40-μm spot size at 23–25 J/m2, 10 pulses/s, He carrier gas | USGS sulfide reference material MASS-1 (Wilson et al., 2002) for calibration; Zn contents as determined by electron microprobe analysis used as internal standard | 65.9274 |  |  |  | 121.7638 | [9 empty] | 0.015953 | [5 empty] | 6370.7357 | [5 empty] | 2.5842 | [5 empty] | 668.5957 | [9 empty] | 11249.937 |  | 27.2839 |  |  |  | 104.4651 | [21 empty] | 2.6746 | [15 empty] | 43.9964 | [17 empty] | 392.8732 | [9 empty] | 0.74279 | [13 empty] | 0.048725 | [18 empty] | 2018 | Yuan, B. et al. (2018), Trace element geochemistry of sphalerite in the Daliangzi Pb-Zn deposit, Journal of Geochemical Exploration, 186, 187–201 |  | CHN
| Daliangzi |  | Basin hydrothermal | Mississippi Valley-type (MVT) | MVT zinc-lead | Pb, Zn |  | Pb, Zn | Yuan et al., 2018 |  | LA-16_2 |  | underground mine |  |  |  |  | ore material | grab | grab | mineral separate | [5 empty] | mineralisation |  |  |  | sphalerite | [6 empty] | galena, dolomite, pyrite, chalcopyrite | polished slices prepared for investigation using an optical electronic microscope | LA-ICPMS | 193-nm excimer LA system (ESI NWR UP193-FX) coupled to a quadrupole ICP-MS (Perkin Elmer DRC) | National Research Center for Geoanalysis, China | 40-μm spot size at 23–25 J/m2, 10 pulses/s, He carrier gas | USGS sulfide reference material MASS-1 (Wilson et al., 2002) for calibration; Zn contents as determined by electron microprobe analysis used as internal standard | 32.4832 |  |  |  | 38.211 | [9 empty] | 0.026333 | [5 empty] | 6770.5285 | [5 empty] | 2.3545 | [5 empty] | 312.9147 | [9 empty] | 11973.6003 |  | 26.4767 |  |  |  | 70.6845 | [7 empty] | 0.001634 | [13 empty] | 3.6875 | [15 empty] | 23.9491 | [17 empty] | 120.7067 | [9 empty] | 0.60718 | [13 empty] | 0.064486 | [18 empty] | 2018 | Yuan, B. et al. (2018), Trace element geochemistry of sphalerite in the Daliangzi Pb-Zn deposit, Journal of Geochemical Exploration, 186, 187–201 |  | CHN
| Daliangzi |  | Basin hydrothermal | Mississippi Valley-type (MVT) | MVT zinc-lead | Pb, Zn |  | Pb, Zn | Yuan et al., 2018 |  | LA-16_3 |  | underground mine |  |  |  |  | ore material | grab | grab | mineral separate | [5 empty] | mineralisation |  |  |  | sphalerite | [6 empty] | galena, dolomite, pyrite, chalcopyrite | polished slices prepared for investigation using an optical electronic microscope | LA-ICPMS | 193-nm excimer LA system (ESI NWR UP193-FX) coupled to a quadrupole ICP-MS (Perkin Elmer DRC) | National Research Center for Geoanalysis, China | 40-μm spot size at 23–25 J/m2, 10 pulses/s, He carrier gas | USGS sulfide reference material MASS-1 (Wilson et al., 2002) for calibration; Zn contents as determined by electron microprobe analysis used as internal standard | 17.0489 |  |  |  | 9.1491 | [9 empty] | 0.049974 | [5 empty] | 6237.1511 | [5 empty] | 5.5558 | [5 empty] | 237.5691 | [9 empty] | 16484.7232 |  | 1.2445 |  |  |  | 21.4024 | [7 empty] | 0.020566 | [13 empty] | 7.7729 | [9 empty] | 2.269 | [5 empty] | 14.185 | [17 empty] | 45.6206 | [9 empty] | 0.59306 | [13 empty] | 0.002883 | [18 empty] | 2018 | Yuan, B. et al. (2018), Trace element geochemistry of sphalerite in the Daliangzi Pb-Zn deposit, Journal of Geochemical Exploration, 186, 187–201 |  | CHN
| Daliangzi |  | Basin hydrothermal | Mississippi Valley-type (MVT) | MVT zinc-lead | Pb, Zn |  | Pb, Zn | Yuan et al., 2018 |  | LA-16_4 |  | underground mine |  |  |  |  | ore material | grab | grab | mineral separate | [5 empty] | mineralisation |  |  |  | sphalerite | [6 empty] | galena, dolomite, pyrite, chalcopyrite | polished slices prepared for investigation using an optical electronic microscope | LA-ICPMS | 193-nm excimer LA system (ESI NWR UP193-FX) coupled to a quadrupole ICP-MS (Perkin Elmer DRC) | National Research Center for Geoanalysis, China | 40-μm spot size at 23–25 J/m2, 10 pulses/s, He carrier gas | USGS sulfide reference material MASS-1 (Wilson et al., 2002) for calibration; Zn contents as determined by electron microprobe analysis used as internal standard | 5.697 |  |  |  | 1.8365 | [9 empty] | 0.026621 | [5 empty] | 7114.5809 | [5 empty] | 2.3555 | [5 empty] | 22.3346 | [9 empty] | 9496.0386 |  | 3.8461 |  |  |  | 5.229 | [21 empty] | 3.6664 | [15 empty] | 2.5833 | [17 empty] | 3.6164 | [9 empty] | 0.69464 | [32 empty] | 2018 | Yuan, B. et al. (2018), Trace element geochemistry of sphalerite in the Daliangzi Pb-Zn deposit, Journal of Geochemical Exploration, 186, 187–201 |  | CHN
| Daliangzi |  | Basin hydrothermal | Mississippi Valley-type (MVT) | MVT zinc-lead | Pb, Zn |  | Pb, Zn | Yuan et al., 2018 |  | LA-16_5 |  | underground mine |  |  |  |  | ore material | grab | grab | mineral separate | [5 empty] | mineralisation |  |  |  | sphalerite | [6 empty] | galena, dolomite, pyrite, chalcopyrite | polished slices prepared for investigation using an optical electronic microscope | LA-ICPMS | 193-nm excimer LA system (ESI NWR UP193-FX) coupled to a quadrupole ICP-MS (Perkin Elmer DRC) | National Research Center for Geoanalysis, China | 40-μm spot size at 23–25 J/m2, 10 pulses/s, He carrier gas | USGS sulfide reference material MASS-1 (Wilson et al., 2002) for calibration; Zn contents as determined by electron microprobe analysis used as internal standard | 20.6431 |  |  |  | 27.0052 | [9 empty] | 0.041325 | [5 empty] | 5771.0466 | [5 empty] | 4.7024 | [5 empty] | 176.5431 | [9 empty] | 14691.4221 |  | 1.4819 |  |  |  | 38.7684 | [7 empty] | 0.001826 | [13 empty] | 5.1252 | [15 empty] | 20.7392 | [17 empty] | 89.1461 | [9 empty] | 0.37519 | [13 empty] | 0.025564 | [18 empty] | 2018 | Yuan, B. et al. (2018), Trace element geochemistry of sphalerite in the Daliangzi Pb-Zn deposit, Journal of Geochemical Exploration, 186, 187–201 |  | CHN
| Daliangzi |  | Basin hydrothermal | Mississippi Valley-type (MVT) | MVT zinc-lead | Pb, Zn |  | Pb, Zn | Yuan et al., 2018 |  | LA-17_1 |  | underground mine |  |  |  |  | ore material | grab | grab | mineral separate | [5 empty] | mineralisation |  |  |  | sphalerite | [6 empty] | galena, dolomite, pyrite, chalcopyrite | polished slices prepared for investigation using an optical electronic microscope | LA-ICPMS | 193-nm excimer LA system (ESI NWR UP193-FX) coupled to a quadrupole ICP-MS (Perkin Elmer DRC) | National Research Center for Geoanalysis, China | 40-μm spot size at 23–25 J/m2, 10 pulses/s, He carrier gas | USGS sulfide reference material MASS-1 (Wilson et al., 2002) for calibration; Zn contents as determined by electron microprobe analysis used as internal standard | 56.8263 |  |  |  | 7.8575 | [9 empty] | 0.053434 | [5 empty] | 2199.8211 | [5 empty] | 0.70281 | [5 empty] | 271.8783 | [9 empty] | 569.8008 |  | 16.8663 |  |  |  | 9.3509 | [7 empty] | 4.8927 | [13 empty] | 0.10792 | [15 empty] | 33.4634 | [17 empty] | 273.8004 | [9 empty] | 4.2199 | [13 empty] | 0.10216 | [18 empty] | 2018 | Yuan, B. et al. (2018), Trace element geochemistry of sphalerite in the Daliangzi Pb-Zn deposit, Journal of Geochemical Exploration, 186, 187–201 |  | CHN
| Daliangzi |  | Basin hydrothermal | Mississippi Valley-type (MVT) | MVT zinc-lead | Pb, Zn |  | Pb, Zn | Yuan et al., 2018 |  | LA-17_2 |  | underground mine |  |  |  |  | ore material | grab | grab | mineral separate | [5 empty] | mineralisation |  |  |  | sphalerite | [6 empty] | galena, dolomite, pyrite, chalcopyrite | polished slices prepared for investigation using an optical electronic microscope | LA-ICPMS | 193-nm excimer LA system (ESI NWR UP193-FX) coupled to a quadrupole ICP-MS (Perkin Elmer DRC) | National Research Center for Geoanalysis, China | 40-μm spot size at 23–25 J/m2, 10 pulses/s, He carrier gas | USGS sulfide reference material MASS-1 (Wilson et al., 2002) for calibration; Zn contents as determined by electron microprobe analysis used as internal standard | 14.8481 |  |  |  | 5.7999 | [9 empty] | 0.062275 | [5 empty] | 8276.4785 | [5 empty] | 4.5534 | [5 empty] | 74.817 | [9 empty] | 10560.8712 |  | 28.9369 |  |  |  | 5.2319 | [7 empty] | 0.041421 | [13 empty] | 3.8057 | [9 empty] | 0.92193 | [5 empty] | 77.4598 | [17 empty] | 43.3333 | [9 empty] | 1.2494 | [13 empty] | 0.16655 | [18 empty] | 2018 | Yuan, B. et al. (2018), Trace element geochemistry of sphalerite in the Daliangzi Pb-Zn deposit, Journal of Geochemical Exploration, 186, 187–201 |  | CHN
| Daliangzi |  | Basin hydrothermal | Mississippi Valley-type (MVT) | MVT zinc-lead | Pb, Zn |  | Pb, Zn | Yuan et al., 2018 |  | LA-17_3 |  | underground mine |  |  |  |  | ore material | grab | grab | mineral separate | [5 empty] | mineralisation |  |  |  | sphalerite | [6 empty] | galena, dolomite, pyrite, chalcopyrite | polished slices prepared for investigation using an optical electronic microscope | LA-ICPMS | 193-nm excimer LA system (ESI NWR UP193-FX) coupled to a quadrupole ICP-MS (Perkin Elmer DRC) | National Research Center for Geoanalysis, China | 40-μm spot size at 23–25 J/m2, 10 pulses/s, He carrier gas | USGS sulfide reference material MASS-1 (Wilson et al., 2002) for calibration; Zn contents as determined by electron microprobe analysis used as internal standard | 17.6831 |  |  |  | 4.1892 | [9 empty] | 0.058527 | [5 empty] | 4738.8894 | [5 empty] | 1.5108 | [5 empty] | 64.111 | [9 empty] | 7250.0876 |  | 20.0954 |  |  |  | 3.3954 | [7 empty] | 0.57326 | [13 empty] | 4.2305 | [15 empty] | 71.3284 | [17 empty] | 27.8606 | [9 empty] | 2.1143 | [13 empty] | 0.13676 |  |  |  | 0.0074 | [14 empty] | 2018 | Yuan, B. et al. (2018), Trace element geochemistry of sphalerite in the Daliangzi Pb-Zn deposit, Journal of Geochemical Exploration, 186, 187–201 |  | CHN
| Daliangzi |  | Basin hydrothermal | Mississippi Valley-type (MVT) | MVT zinc-lead | Pb, Zn |  | Pb, Zn | Yuan et al., 2018 |  | LA-17_4 |  | underground mine |  |  |  |  | ore material | grab | grab | mineral separate | [5 empty] | mineralisation |  |  |  | sphalerite | [6 empty] | galena, dolomite, pyrite, chalcopyrite | polished slices prepared for investigation using an optical electronic microscope | LA-ICPMS | 193-nm excimer LA system (ESI NWR UP193-FX) coupled to a quadrupole ICP-MS (Perkin Elmer DRC) | National Research Center for Geoanalysis, China | 40-μm spot size at 23–25 J/m2, 10 pulses/s, He carrier gas | USGS sulfide reference material MASS-1 (Wilson et al., 2002) for calibration; Zn contents as determined by electron microprobe analysis used as internal standard | 51.1466 |  |  |  | 73.0775 | [9 empty] | 0.074385 | [5 empty] | 5500.9943 | [5 empty] | 2.098 | [5 empty] | 968.7286 | [9 empty] | 5457.7475 |  | 374.0369 |  |  |  | 149.9223 | [7 empty] | 0.82111 | [13 empty] | 3.2022 | [15 empty] | 62.7751 | [17 empty] | 235.3588 | [9 empty] | 16.7509 | [13 empty] | 0.077556 |  |  |  | 0.001153 | [14 empty] | 2018 | Yuan, B. et al. (2018), Trace element geochemistry of sphalerite in the Daliangzi Pb-Zn deposit, Journal of Geochemical Exploration, 186, 187–201 |  | CHN
| Daliangzi |  | Basin hydrothermal | Mississippi Valley-type (MVT) | MVT zinc-lead | Pb, Zn |  | Pb, Zn | Yuan et al., 2018 |  | LA-17_5 |  | underground mine |  |  |  |  | ore material | grab | grab | mineral separate | [5 empty] | mineralisation |  |  |  | sphalerite | [6 empty] | galena, dolomite, pyrite, chalcopyrite | polished slices prepared for investigation using an optical electronic microscope | LA-ICPMS | 193-nm excimer LA system (ESI NWR UP193-FX) coupled to a quadrupole ICP-MS (Perkin Elmer DRC) | National Research Center for Geoanalysis, China | 40-μm spot size at 23–25 J/m2, 10 pulses/s, He carrier gas | USGS sulfide reference material MASS-1 (Wilson et al., 2002) for calibration; Zn contents as determined by electron microprobe analysis used as internal standard | 24.9198 |  |  |  | 17.4621 | [9 empty] | 0.016242 | [5 empty] | 3557.771 | [5 empty] | 0.93067 | [5 empty] | 419.8785 | [9 empty] | 5525.9814 |  | 131.6625 |  |  |  | 95.364 | [7 empty] | 0.94634 | [13 empty] | 3.3415 | [9 empty] | 1.307 | [5 empty] | 31.6086 | [17 empty] | 57.8835 | [9 empty] | 0.70704 | [13 empty] | 0.020374 | [18 empty] | 2018 | Yuan, B. et al. (2018), Trace element geochemistry of sphalerite in the Daliangzi Pb-Zn deposit, Journal of Geochemical Exploration, 186, 187–201 |  | CHN
| Daliangzi |  | Basin hydrothermal | Mississippi Valley-type (MVT) | MVT zinc-lead | Pb, Zn |  | Pb, Zn | Yuan et al., 2018 |  | LA-18_1 |  | underground mine |  |  |  |  | ore material | grab | grab | mineral separate | [5 empty] | mineralisation |  |  |  | sphalerite | [6 empty] | galena, dolomite, pyrite, chalcopyrite | polished slices prepared for investigation using an optical electronic microscope | LA-ICPMS | 193-nm excimer LA system (ESI NWR UP193-FX) coupled to a quadrupole ICP-MS (Perkin Elmer DRC) | National Research Center for Geoanalysis, China | 40-μm spot size at 23–25 J/m2, 10 pulses/s, He carrier gas | USGS sulfide reference material MASS-1 (Wilson et al., 2002) for calibration; Zn contents as determined by electron microprobe analysis used as internal standard | 101.1975 |  |  |  | 109.943 | [9 empty] | 0.032771 | [5 empty] | 7970.8677 | [5 empty] | 4.1901 | [5 empty] | 657.0632 | [9 empty] | 12507.9387 |  | 91.3373 |  |  |  | 75.1245 | [7 empty] | 0.041133 | [13 empty] | 4.5351 | [15 empty] | 86.2438 | [17 empty] | 391.1434 | [9 empty] | 0.90616 | [13 empty] | 0.42536 |  |  |  | 0.020951 | [14 empty] | 2018 | Yuan, B. et al. (2018), Trace element geochemistry of sphalerite in the Daliangzi Pb-Zn deposit, Journal of Geochemical Exploration, 186, 187–201 |  | CHN
| Daliangzi |  | Basin hydrothermal | Mississippi Valley-type (MVT) | MVT zinc-lead | Pb, Zn |  | Pb, Zn | Yuan et al., 2018 |  | LA-18_2 |  | underground mine |  |  |  |  | ore material | grab | grab | mineral separate | [5 empty] | mineralisation |  |  |  | sphalerite | [6 empty] | galena, dolomite, pyrite, chalcopyrite | polished slices prepared for investigation using an optical electronic microscope | LA-ICPMS | 193-nm excimer LA system (ESI NWR UP193-FX) coupled to a quadrupole ICP-MS (Perkin Elmer DRC) | National Research Center for Geoanalysis, China | 40-μm spot size at 23–25 J/m2, 10 pulses/s, He carrier gas | USGS sulfide reference material MASS-1 (Wilson et al., 2002) for calibration; Zn contents as determined by electron microprobe analysis used as internal standard | 72.7315 |  |  |  | 23.9491 | [9 empty] | 0.028255 | [5 empty] | 3591.4074 | [5 empty] | 0.43593 | [5 empty] | 431.5071 | [9 empty] | 4563.9801 |  | 145.982 |  |  |  | 89.4536 | [7 empty] | 0.091587 | [13 empty] | 1.6828 | [15 empty] | 57.2396 | [17 empty] | 138.9664 | [9 empty] | 0.79545 | [13 empty] | 0.12705 |  |  |  | 0.004805 | [14 empty] | 2018 | Yuan, B. et al. (2018), Trace element geochemistry of sphalerite in the Daliangzi Pb-Zn deposit, Journal of Geochemical Exploration, 186, 187–201 |  | CHN
| Daliangzi |  | Basin hydrothermal | Mississippi Valley-type (MVT) | MVT zinc-lead | Pb, Zn |  | Pb, Zn | Yuan et al., 2018 |  | LA-18_3 |  | underground mine |  |  |  |  | ore material | grab | grab | mineral separate | [5 empty] | mineralisation |  |  |  | sphalerite | [6 empty] | galena, dolomite, pyrite, chalcopyrite | polished slices prepared for investigation using an optical electronic microscope | LA-ICPMS | 193-nm excimer LA system (ESI NWR UP193-FX) coupled to a quadrupole ICP-MS (Perkin Elmer DRC) | National Research Center for Geoanalysis, China | 40-μm spot size at 23–25 J/m2, 10 pulses/s, He carrier gas | USGS sulfide reference material MASS-1 (Wilson et al., 2002) for calibration; Zn contents as determined by electron microprobe analysis used as internal standard | 31.5125 |  |  |  | 17.193 | [15 empty] | 7864.1923 | [5 empty] | 5.845 | [5 empty] | 684.4529 | [9 empty] | 17194.9319 |  | 32.3486 |  |  |  | 25.506 | [7 empty] | 0.53626 | [13 empty] | 5.8595 | [15 empty] | 31.7143 | [17 empty] | 66.1003 | [9 empty] | 0.46524 | [13 empty] | 0.002883 |  |  |  | 0.004805 | [14 empty] | 2018 | Yuan, B. et al. (2018), Trace element geochemistry of sphalerite in the Daliangzi Pb-Zn deposit, Journal of Geochemical Exploration, 186, 187–201 |  | CHN
| Daliangzi |  | Basin hydrothermal | Mississippi Valley-type (MVT) | MVT zinc-lead | Pb, Zn |  | Pb, Zn | Yuan et al., 2018 |  | LA-18_4 |  | underground mine |  |  |  |  | ore material | grab | grab | mineral separate | [5 empty] | mineralisation |  |  |  | sphalerite | [6 empty] | galena, dolomite, pyrite, chalcopyrite | polished slices prepared for investigation using an optical electronic microscope | LA-ICPMS | 193-nm excimer LA system (ESI NWR UP193-FX) coupled to a quadrupole ICP-MS (Perkin Elmer DRC) | National Research Center for Geoanalysis, China | 40-μm spot size at 23–25 J/m2, 10 pulses/s, He carrier gas | USGS sulfide reference material MASS-1 (Wilson et al., 2002) for calibration; Zn contents as determined by electron microprobe analysis used as internal standard | 48.1193 |  |  |  | 2.468 | [9 empty] | 0.04613 | [5 empty] | 1984.5481 | [5 empty] | 3.107 | [5 empty] | 78.4978 | [9 empty] | 1563.6125 |  | 9.3538 |  |  |  | 2.0018 | [7 empty] | 0.25179 | [13 empty] | 0.86849 | [15 empty] | 121.0911 | [17 empty] | 34.3764 | [9 empty] | 1.8058 | [13 empty] | 0.052569 |  |  |  | 0.004421 | [14 empty] | 2018 | Yuan, B. et al. (2018), Trace element geochemistry of sphalerite in the Daliangzi Pb-Zn deposit, Journal of Geochemical Exploration, 186, 187–201 |  | CHN
| Daliangzi |  | Basin hydrothermal | Mississippi Valley-type (MVT) | MVT zinc-lead | Pb, Zn |  | Pb, Zn | Yuan et al., 2018 |  | LA-18_5 |  | underground mine |  |  |  |  | ore material | grab | grab | mineral separate | [5 empty] | mineralisation |  |  |  | sphalerite | [6 empty] | galena, dolomite, pyrite, chalcopyrite | polished slices prepared for investigation using an optical electronic microscope | LA-ICPMS | 193-nm excimer LA system (ESI NWR UP193-FX) coupled to a quadrupole ICP-MS (Perkin Elmer DRC) | National Research Center for Geoanalysis, China | 40-μm spot size at 23–25 J/m2, 10 pulses/s, He carrier gas | USGS sulfide reference material MASS-1 (Wilson et al., 2002) for calibration; Zn contents as determined by electron microprobe analysis used as internal standard | 30.8494 |  |  |  | 2.4276 | [15 empty] | 2132.5483 | [5 empty] | 2.9629 | [5 empty] | 74.9323 | [9 empty] | 1651.0671 |  | 13.32 |  |  |  | 10.6099 | [7 empty] | 0.42747 | [13 empty] | 0.73587 | [9 empty] | 0.65399 | [5 empty] | 24.0548 | [17 empty] | 26.8226 | [9 empty] | 0.92077 | [13 empty] | 0.072655 | [18 empty] | 2018 | Yuan, B. et al. (2018), Trace element geochemistry of sphalerite in the Daliangzi Pb-Zn deposit, Journal of Geochemical Exploration, 186, 187–201 |  | CHN
| Daliangzi |  | Basin hydrothermal | Mississippi Valley-type (MVT) | MVT zinc-lead | Pb, Zn |  | Pb, Zn | Yuan et al., 2018 |  | LA-19_1 |  | underground mine |  |  |  |  | ore material | grab | grab | mineral separate | [5 empty] | mineralisation |  |  |  | sphalerite | [6 empty] | galena, dolomite, pyrite, chalcopyrite | polished slices prepared for investigation using an optical electronic microscope | LA-ICPMS | 193-nm excimer LA system (ESI NWR UP193-FX) coupled to a quadrupole ICP-MS (Perkin Elmer DRC) | National Research Center for Geoanalysis, China | 40-μm spot size at 23–25 J/m2, 10 pulses/s, He carrier gas | USGS sulfide reference material MASS-1 (Wilson et al., 2002) for calibration; Zn contents as determined by electron microprobe analysis used as internal standard | 77.5848 |  |  |  | 20.5374 | [9 empty] | 0.034501 | [5 empty] | 7773.8545 | [5 empty] | 3.8701 | [5 empty] | 123.782 | [9 empty] | 8827.1546 |  | 7.8382 |  |  |  | 14.7808 | [7 empty] | 0.080727 | [13 empty] | 3.7577 | [9 empty] | 2.2344 | [5 empty] | 54.3949 | [17 empty] | 100.9092 | [9 empty] | 0.51492 | [13 empty] | 0.034501 |  |  |  | 0.040556 | [14 empty] | 2018 | Yuan, B. et al. (2018), Trace element geochemistry of sphalerite in the Daliangzi Pb-Zn deposit, Journal of Geochemical Exploration, 186, 187–201 |  | CHN
| Daliangzi |  | Basin hydrothermal | Mississippi Valley-type (MVT) | MVT zinc-lead | Pb, Zn |  | Pb, Zn | Yuan et al., 2018 |  | LA-19_2 |  | underground mine |  |  |  |  | ore material | grab | grab | mineral separate | [5 empty] | mineralisation |  |  |  | sphalerite | [6 empty] | galena, dolomite, pyrite, chalcopyrite | polished slices prepared for investigation using an optical electronic microscope | LA-ICPMS | 193-nm excimer LA system (ESI NWR UP193-FX) coupled to a quadrupole ICP-MS (Perkin Elmer DRC) | National Research Center for Geoanalysis, China | 40-μm spot size at 23–25 J/m2, 10 pulses/s, He carrier gas | USGS sulfide reference material MASS-1 (Wilson et al., 2002) for calibration; Zn contents as determined by electron microprobe analysis used as internal standard | 96.6806 |  |  |  | 13.839 | [9 empty] | 0.019894 | [5 empty] | 12480.0685 | [5 empty] | 5.0858 | [5 empty] | 115.9976 | [9 empty] | 21196.7035 |  | 0.45572 |  |  |  | 6.9752 | [7 empty] | 0.071501 | [13 empty] | 11.8208 | [15 empty] | 126.2807 | [17 empty] | 117.6313 | [9 empty] | 0.72155 | [13 empty] | 0.11907 |  |  |  | 0.023449 | [14 empty] | 2018 | Yuan, B. et al. (2018), Trace element geochemistry of sphalerite in the Daliangzi Pb-Zn deposit, Journal of Geochemical Exploration, 186, 187–201 |  | CHN
| Daliangzi |  | Basin hydrothermal | Mississippi Valley-type (MVT) | MVT zinc-lead | Pb, Zn |  | Pb, Zn | Yuan et al., 2018 |  | LA-19_3 |  | underground mine |  |  |  |  | ore material | grab | grab | mineral separate | [5 empty] | mineralisation |  |  |  | sphalerite | [6 empty] | galena, dolomite, pyrite, chalcopyrite | polished slices prepared for investigation using an optical electronic microscope | LA-ICPMS | 193-nm excimer LA system (ESI NWR UP193-FX) coupled to a quadrupole ICP-MS (Perkin Elmer DRC) | National Research Center for Geoanalysis, China | 40-μm spot size at 23–25 J/m2, 10 pulses/s, He carrier gas | USGS sulfide reference material MASS-1 (Wilson et al., 2002) for calibration; Zn contents as determined by electron microprobe analysis used as internal standard | 58.7868 |  |  |  | 12.2437 | [9 empty] | 0.04392 | [5 empty] | 7246.2434 | [5 empty] | 4.5486 | [5 empty] | 97.3534 | [9 empty] | 9317.2851 |  | 3.9451 |  |  |  | 9.9756 | [7 empty] | 0.62996 | [13 empty] | 3.6385 | [9 empty] | 2.0124 | [5 empty] | 40.0946 | [17 empty] | 74.7978 | [9 empty] | 1.8644 | [13 empty] | 0.032387 |  |  |  | 0.019509 | [14 empty] | 2018 | Yuan, B. et al. (2018), Trace element geochemistry of sphalerite in the Daliangzi Pb-Zn deposit, Journal of Geochemical Exploration, 186, 187–201 |  | CHN
| Daliangzi |  | Basin hydrothermal | Mississippi Valley-type (MVT) | MVT zinc-lead | Pb, Zn |  | Pb, Zn | Yuan et al., 2018 |  | LA-19_4 |  | underground mine |  |  |  |  | ore material | grab | grab | mineral separate | [5 empty] | mineralisation |  |  |  | sphalerite | [6 empty] | galena, dolomite, pyrite, chalcopyrite | polished slices prepared for investigation using an optical electronic microscope | LA-ICPMS | 193-nm excimer LA system (ESI NWR UP193-FX) coupled to a quadrupole ICP-MS (Perkin Elmer DRC) | National Research Center for Geoanalysis, China | 40-μm spot size at 23–25 J/m2, 10 pulses/s, He carrier gas | USGS sulfide reference material MASS-1 (Wilson et al., 2002) for calibration; Zn contents as determined by electron microprobe analysis used as internal standard | 79.5357 |  |  |  | 11.5805 | [9 empty] | 0.006055 | [5 empty] | 2053.743 | [5 empty] | 5.0166 | [5 empty] | 120.5144 | [9 empty] | 3584.6801 |  | 67.3209 |  |  |  | 34.511 | [7 empty] | 15.2517 | [13 empty] | 0.94355 | [9 empty] | 1.3032 | [5 empty] | 27.8606 | [17 empty] | 13.7525 | [9 empty] | 19.7013 | [13 empty] | 0.078036 | [18 empty] | 2018 | Yuan, B. et al. (2018), Trace element geochemistry of sphalerite in the Daliangzi Pb-Zn deposit, Journal of Geochemical Exploration, 186, 187–201 |  | CHN
| Daliangzi |  | Basin hydrothermal | Mississippi Valley-type (MVT) | MVT zinc-lead | Pb, Zn |  | Pb, Zn | Yuan et al., 2018 |  | LA-19_5 |  | underground mine |  |  |  |  | ore material | grab | grab | mineral separate | [5 empty] | mineralisation |  |  |  | sphalerite | [6 empty] | galena, dolomite, pyrite, chalcopyrite | polished slices prepared for investigation using an optical electronic microscope | LA-ICPMS | 193-nm excimer LA system (ESI NWR UP193-FX) coupled to a quadrupole ICP-MS (Perkin Elmer DRC) | National Research Center for Geoanalysis, China | 40-μm spot size at 23–25 J/m2, 10 pulses/s, He carrier gas | USGS sulfide reference material MASS-1 (Wilson et al., 2002) for calibration; Zn contents as determined by electron microprobe analysis used as internal standard | 48.052 |  |  |  | 1.3012 | [9 empty] | 0.013358 | [5 empty] | 1799.0673 | [5 empty] | 2.8341 | [5 empty] | 116.6703 | [9 empty] | 1756.7816 |  | 52.7707 |  |  |  | 47.1582 | [7 empty] | 12.5704 | [13 empty] | 0.81237 | [15 empty] | 13.887 | [17 empty] | 16.3281 | [9 empty] | 1.5944 | [13 empty] | 0.042862 | [18 empty] | 2018 | Yuan, B. et al. (2018), Trace element geochemistry of sphalerite in the Daliangzi Pb-Zn deposit, Journal of Geochemical Exploration, 186, 187–201 |  | CHN
| Daliangzi |  | Basin hydrothermal | Mississippi Valley-type (MVT) | MVT zinc-lead | Pb, Zn |  | Pb, Zn | Yuan et al., 2018 |  | LA-20_1 |  | underground mine |  |  |  |  | ore material | grab | grab | mineral separate | [5 empty] | mineralisation |  |  |  | sphalerite | [6 empty] | galena, dolomite, pyrite, chalcopyrite | polished slices prepared for investigation using an optical electronic microscope | LA-ICPMS | 193-nm excimer LA system (ESI NWR UP193-FX) coupled to a quadrupole ICP-MS (Perkin Elmer DRC) | National Research Center for Geoanalysis, China | 40-μm spot size at 23–25 J/m2, 10 pulses/s, He carrier gas | USGS sulfide reference material MASS-1 (Wilson et al., 2002) for calibration; Zn contents as determined by electron microprobe analysis used as internal standard | 89.7035 |  |  |  | 39.0663 | [9 empty] | 0.033829 | [5 empty] | 7540.3217 | [5 empty] | 4.9859 | [5 empty] | 168.0859 | [9 empty] | 4776.37 |  | 11.8688 |  |  |  | 10.187 | [7 empty] | 0.19788 | [13 empty] | 1.8567 | [9 empty] | 8.3399 | [5 empty] | 94.4703 | [17 empty] | 150.2106 | [9 empty] | 1.035 | [13 empty] | 0.14627 |  |  |  | 0.00173 | [14 empty] | 2018 | Yuan, B. et al. (2018), Trace element geochemistry of sphalerite in the Daliangzi Pb-Zn deposit, Journal of Geochemical Exploration, 186, 187–201 |  | CHN
| Daliangzi |  | Basin hydrothermal | Mississippi Valley-type (MVT) | MVT zinc-lead | Pb, Zn |  | Pb, Zn | Yuan et al., 2018 |  | LA-20_2 |  | underground mine |  |  |  |  | ore material | grab | grab | mineral separate | [5 empty] | mineralisation |  |  |  | sphalerite | [6 empty] | galena, dolomite, pyrite, chalcopyrite | polished slices prepared for investigation using an optical electronic microscope | LA-ICPMS | 193-nm excimer LA system (ESI NWR UP193-FX) coupled to a quadrupole ICP-MS (Perkin Elmer DRC) | National Research Center for Geoanalysis, China | 40-μm spot size at 23–25 J/m2, 10 pulses/s, He carrier gas | USGS sulfide reference material MASS-1 (Wilson et al., 2002) for calibration; Zn contents as determined by electron microprobe analysis used as internal standard | 125.8963 |  |  |  | 45.0343 | [9 empty] | 0.023738 | [5 empty] | 14478.0712 | [5 empty] | 4.2709 | [5 empty] | 339.7277 | [9 empty] | 13575.6544 |  | 6.044 |  |  |  | 8.1852 | [7 empty] | 8.3341 | [13 empty] | 6.5226 | [15 empty] | 165.4911 | [17 empty] | 238.1458 | [9 empty] | 1.2964 | [13 empty] | 0.084572 | [18 empty] | 2018 | Yuan, B. et al. (2018), Trace element geochemistry of sphalerite in the Daliangzi Pb-Zn deposit, Journal of Geochemical Exploration, 186, 187–201 |  | CHN
| Daliangzi |  | Basin hydrothermal | Mississippi Valley-type (MVT) | MVT zinc-lead | Pb, Zn |  | Pb, Zn | Yuan et al., 2018 |  | LA-20_3 |  | underground mine |  |  |  |  | ore material | grab | grab | mineral separate | [5 empty] | mineralisation |  |  |  | sphalerite | [6 empty] | galena, dolomite, pyrite, chalcopyrite | polished slices prepared for investigation using an optical electronic microscope | LA-ICPMS | 193-nm excimer LA system (ESI NWR UP193-FX) coupled to a quadrupole ICP-MS (Perkin Elmer DRC) | National Research Center for Geoanalysis, China | 40-μm spot size at 23–25 J/m2, 10 pulses/s, He carrier gas | USGS sulfide reference material MASS-1 (Wilson et al., 2002) for calibration; Zn contents as determined by electron microprobe analysis used as internal standard | 61.3816 |  |  |  | 19.6437 | [9 empty] | 0.014416 | [5 empty] | 10767.4948 | [5 empty] | 5.1762 | [5 empty] | 463.798 | [9 empty] | 25370.5013 |  | 14.1465 |  |  |  | 20.2203 | [7 empty] | 0.40662 | [13 empty] | 10.3216 | [9 empty] | 1.1802 | [5 empty] | 67.6284 | [17 empty] | 141.8495 | [9 empty] | 0.55961 | [32 empty] | 2018 | Yuan, B. et al. (2018), Trace element geochemistry of sphalerite in the Daliangzi Pb-Zn deposit, Journal of Geochemical Exploration, 186, 187–201 |  | CHN
| Daliangzi |  | Basin hydrothermal | Mississippi Valley-type (MVT) | MVT zinc-lead | Pb, Zn |  | Pb, Zn | Yuan et al., 2018 |  | LA-20_4 |  | underground mine |  |  |  |  | ore material | grab | grab | mineral separate | [5 empty] | mineralisation |  |  |  | sphalerite | [6 empty] | galena, dolomite, pyrite, chalcopyrite | polished slices prepared for investigation using an optical electronic microscope | LA-ICPMS | 193-nm excimer LA system (ESI NWR UP193-FX) coupled to a quadrupole ICP-MS (Perkin Elmer DRC) | National Research Center for Geoanalysis, China | 40-μm spot size at 23–25 J/m2, 10 pulses/s, He carrier gas | USGS sulfide reference material MASS-1 (Wilson et al., 2002) for calibration; Zn contents as determined by electron microprobe analysis used as internal standard | 265.8237 |  |  |  | 183.2704 | [9 empty] | 0.03181 | [5 empty] | 7497.0749 | [5 empty] | 5.896 | [5 empty] | 1355.0667 | [9 empty] | 22364.3674 |  | 24.7948 |  |  |  | 275.338 | [7 empty] | 10.1582 | [13 empty] | 8.1477 | [9 empty] | 1.3339 | [5 empty] | 232.3795 | [17 empty] | 756.4348 | [9 empty] | 1.2522 | [13 empty] | 0.2319 | [18 empty] | 2018 | Yuan, B. et al. (2018), Trace element geochemistry of sphalerite in the Daliangzi Pb-Zn deposit, Journal of Geochemical Exploration, 186, 187–201 |  | CHN
| Daliangzi |  | Basin hydrothermal | Mississippi Valley-type (MVT) | MVT zinc-lead | Pb, Zn |  | Pb, Zn | Yuan et al., 2018 |  | LA-20_5 |  | underground mine |  |  |  |  | ore material | grab | grab | mineral separate | [5 empty] | mineralisation |  |  |  | sphalerite | [6 empty] | galena, dolomite, pyrite, chalcopyrite | polished slices prepared for investigation using an optical electronic microscope | LA-ICPMS | 193-nm excimer LA system (ESI NWR UP193-FX) coupled to a quadrupole ICP-MS (Perkin Elmer DRC) | National Research Center for Geoanalysis, China | 40-μm spot size at 23–25 J/m2, 10 pulses/s, He carrier gas | USGS sulfide reference material MASS-1 (Wilson et al., 2002) for calibration; Zn contents as determined by electron microprobe analysis used as internal standard | 236.512 |  |  |  | 135.2184 | [9 empty] | 0.040844 | [5 empty] | 8223.6213 | [5 empty] | 6.0296 | [5 empty] | 1049.4559 | [9 empty] | 19607.1429 |  | 33.0502 |  |  |  | 193.7457 | [7 empty] | 4.0181 | [13 empty] | 9.0098 | [15 empty] | 231.6107 | [17 empty] | 556.8267 | [9 empty] | 1.3099 | [13 empty] | 0.20509 |  |  |  | 0.021335 | [14 empty] | 2018 | Yuan, B. et al. (2018), Trace element geochemistry of sphalerite in the Daliangzi Pb-Zn deposit, Journal of Geochemical Exploration, 186, 187–201 |  | CHN
| Daliangzi |  | Basin hydrothermal | Mississippi Valley-type (MVT) | MVT zinc-lead | Pb, Zn |  | Pb, Zn | Yuan et al., 2018 |  | LA-11_1 |  | underground mine |  |  |  |  | ore material | grab | grab | mineral separate | [5 empty] | mineralisation |  |  |  | sphalerite | [6 empty] | galena, dolomite, pyrite, chalcopyrite | polished slices prepared for investigation using an optical electronic microscope | LA-ICPMS | 193-nm excimer LA system (ESI NWR UP193-FX) coupled to a quadrupole ICP-MS (Perkin Elmer DRC) | National Research Center for Geoanalysis, China | 40-μm spot size at 23–25 J/m2, 10 pulses/s, He carrier gas | USGS sulfide reference material MASS-1 (Wilson et al., 2002) for calibration; Zn contents as determined by electron microprobe analysis used as internal standard | 33.2616 |  |  |  | 7.5374 | [9 empty] | 0.07352 | [5 empty] | 1981.665 | [5 empty] | 1.876 | [5 empty] | 86.9069 | [9 empty] | 14684.6948 |  | 4.8936 |  |  |  | 64.7068 | [7 empty] | 0.13455 | [13 empty] | 7.3318 | [15 empty] | 33.1943 | [17 empty] | 6.0767 | [9 empty] | 0.66456 | [13 empty] | 0.096681 |  |  |  | 0.022104 | [14 empty] | 2018 | Yuan, B. et al. (2018), Trace element geochemistry of sphalerite in the Daliangzi Pb-Zn deposit, Journal of Geochemical Exploration, 186, 187–201 |  | CHN
| Daliangzi |  | Basin hydrothermal | Mississippi Valley-type (MVT) | MVT zinc-lead | Pb, Zn |  | Pb, Zn | Yuan et al., 2018 |  | LA-11_2 |  | underground mine |  |  |  |  | ore material | grab | grab | mineral separate | [5 empty] | mineralisation |  |  |  | sphalerite | [6 empty] | galena, dolomite, pyrite, chalcopyrite | polished slices prepared for investigation using an optical electronic microscope | LA-ICPMS | 193-nm excimer LA system (ESI NWR UP193-FX) coupled to a quadrupole ICP-MS (Perkin Elmer DRC) | National Research Center for Geoanalysis, China | 40-μm spot size at 23–25 J/m2, 10 pulses/s, He carrier gas | USGS sulfide reference material MASS-1 (Wilson et al., 2002) for calibration; Zn contents as determined by electron microprobe analysis used as internal standard | 62.0351 |  |  |  | 28.7639 | [9 empty] | 0.053434 | [5 empty] | 1841.3531 | [5 empty] | 3.7115 | [5 empty] | 322.1407 | [9 empty] | 7508.6074 |  | 29.8691 |  |  |  | 29.1868 | [7 empty] | 5.3934 | [13 empty] | 7.5115 | [9 empty] | 10.7637 | [5 empty] | 46.9372 | [17 empty] | 12.9068 | [9 empty] | 24.6699 | [13 empty] | 0.53126 |  |  |  | 0.037577 | [14 empty] | 2018 | Yuan, B. et al. (2018), Trace element geochemistry of sphalerite in the Daliangzi Pb-Zn deposit, Journal of Geochemical Exploration, 186, 187–201 |  | CHN
| Daliangzi |  | Basin hydrothermal | Mississippi Valley-type (MVT) | MVT zinc-lead | Pb, Zn |  | Pb, Zn | Yuan et al., 2018 |  | LA-11_3 |  | underground mine |  |  |  |  | ore material | grab | grab | mineral separate | [5 empty] | mineralisation |  |  |  | sphalerite | [6 empty] | galena, dolomite, pyrite, chalcopyrite | polished slices prepared for investigation using an optical electronic microscope | LA-ICPMS | 193-nm excimer LA system (ESI NWR UP193-FX) coupled to a quadrupole ICP-MS (Perkin Elmer DRC) | National Research Center for Geoanalysis, China | 40-μm spot size at 23–25 J/m2, 10 pulses/s, He carrier gas | USGS sulfide reference material MASS-1 (Wilson et al., 2002) for calibration; Zn contents as determined by electron microprobe analysis used as internal standard | 15.1364 |  |  |  | 22.7959 | [9 empty] | 0.056317 | [5 empty] | 2833.1466 | [5 empty] | 1.1475 | [5 empty] | 20.8546 | [9 empty] | 6475.4891 |  | 1.7885 |  |  |  | 3.3646 | [7 empty] | 0.0148 | [13 empty] | 5.2319 | [9 empty] | 0.71136 | [5 empty] | 26.025 | [17 empty] | 2.0835 | [9 empty] | 0.71924 | [13 empty] | 0.12763 | [18 empty] | 2018 | Yuan, B. et al. (2018), Trace element geochemistry of sphalerite in the Daliangzi Pb-Zn deposit, Journal of Geochemical Exploration, 186, 187–201 |  | CHN
| Daliangzi |  | Basin hydrothermal | Mississippi Valley-type (MVT) | MVT zinc-lead | Pb, Zn |  | Pb, Zn | Yuan et al., 2018 |  | LA-11_4 |  | underground mine |  |  |  |  | ore material | grab | grab | mineral separate | [5 empty] | mineralisation |  |  |  | sphalerite | [6 empty] | galena, dolomite, pyrite, chalcopyrite | polished slices prepared for investigation using an optical electronic microscope | LA-ICPMS | 193-nm excimer LA system (ESI NWR UP193-FX) coupled to a quadrupole ICP-MS (Perkin Elmer DRC) | National Research Center for Geoanalysis, China | 40-μm spot size at 23–25 J/m2, 10 pulses/s, He carrier gas | USGS sulfide reference material MASS-1 (Wilson et al., 2002) for calibration; Zn contents as determined by electron microprobe analysis used as internal standard | 23.2283 |  |  |  | 3.6443 | [9 empty] | 0.066023 | [5 empty] | 1143.6379 | [5 empty] | 5.3482 | [5 empty] | 110.4235 | [9 empty] | 30780.1968 |  | 0.98795 |  |  |  | 86.3302 | [7 empty] | 0.041036 | [13 empty] | 15.4151 | [9 empty] | 0.78671 | [5 empty] | 2058.5482 | [17 empty] | 5.6682 | [9 empty] | 0.5896 | [13 empty] | 0.2219 |  |  |  | 0.014512 | [14 empty] | 2018 | Yuan, B. et al. (2018), Trace element geochemistry of sphalerite in the Daliangzi Pb-Zn deposit, Journal of Geochemical Exploration, 186, 187–201 |  | CHN
| Daliangzi |  | Basin hydrothermal | Mississippi Valley-type (MVT) | MVT zinc-lead | Pb, Zn |  | Pb, Zn | Yuan et al., 2018 |  | LA-11_5 |  | underground mine |  |  |  |  | ore material | grab | grab | mineral separate | [5 empty] | mineralisation |  |  |  | sphalerite | [6 empty] | galena, dolomite, pyrite, chalcopyrite | polished slices prepared for investigation using an optical electronic microscope | LA-ICPMS | 193-nm excimer LA system (ESI NWR UP193-FX) coupled to a quadrupole ICP-MS (Perkin Elmer DRC) | National Research Center for Geoanalysis, China | 40-μm spot size at 23–25 J/m2, 10 pulses/s, He carrier gas | USGS sulfide reference material MASS-1 (Wilson et al., 2002) for calibration; Zn contents as determined by electron microprobe analysis used as internal standard | 17.6735 |  |  |  | 18.2694 | [9 empty] | 0.27447 | [5 empty] | 1749.0932 | [5 empty] | 4.2276 | [5 empty] | 27.6972 | [9 empty] | 10471.4944 |  | 1.0206 |  |  |  | 6.3198 | [21 empty] | 4.9561 | [15 empty] | 6774.3726 | [17 empty] | 3.182 | [9 empty] | 0.81919 | [13 empty] | 0.25208 |  |  |  | 0.006055 | [14 empty] | 2018 | Yuan, B. et al. (2018), Trace element geochemistry of sphalerite in the Daliangzi Pb-Zn deposit, Journal of Geochemical Exploration, 186, 187–201 |  | CHN
| Daliangzi |  | Basin hydrothermal | Mississippi Valley-type (MVT) | MVT zinc-lead | Pb, Zn |  | Pb, Zn | Yuan et al., 2018 |  | LA-12_1 |  | underground mine |  |  |  |  | ore material | grab | grab | mineral separate | [5 empty] | mineralisation |  |  |  | sphalerite | [6 empty] | galena, dolomite, pyrite, chalcopyrite | polished slices prepared for investigation using an optical electronic microscope | LA-ICPMS | 193-nm excimer LA system (ESI NWR UP193-FX) coupled to a quadrupole ICP-MS (Perkin Elmer DRC) | National Research Center for Geoanalysis, China | 40-μm spot size at 23–25 J/m2, 10 pulses/s, He carrier gas | USGS sulfide reference material MASS-1 (Wilson et al., 2002) for calibration; Zn contents as determined by electron microprobe analysis used as internal standard | 84.091 |  |  |  | 66.5905 | [9 empty] | 0.017299 | [5 empty] | 1302.2095 | [5 empty] | 3.2272 | [5 empty] | 6971.3859 | [9 empty] | 35722.8267 |  | 8.5763 |  |  |  | 305.3225 | [7 empty] | 0.29523 | [13 empty] | 33.7229 | [15 empty] | 97.4495 | [17 empty] | 154.3431 | [9 empty] | 1.3849 | [13 empty] | 1.5261 |  |  |  | 0.028543 | [14 empty] | 2018 | Yuan, B. et al. (2018), Trace element geochemistry of sphalerite in the Daliangzi Pb-Zn deposit, Journal of Geochemical Exploration, 186, 187–201 |  | CHN
| Daliangzi |  | Basin hydrothermal | Mississippi Valley-type (MVT) | MVT zinc-lead | Pb, Zn |  | Pb, Zn | Yuan et al., 2018 |  | LA-12_2 |  | underground mine |  |  |  |  | ore material | grab | grab | mineral separate | [5 empty] | mineralisation |  |  |  | sphalerite | [6 empty] | galena, dolomite, pyrite, chalcopyrite | polished slices prepared for investigation using an optical electronic microscope | LA-ICPMS | 193-nm excimer LA system (ESI NWR UP193-FX) coupled to a quadrupole ICP-MS (Perkin Elmer DRC) | National Research Center for Geoanalysis, China | 40-μm spot size at 23–25 J/m2, 10 pulses/s, He carrier gas | USGS sulfide reference material MASS-1 (Wilson et al., 2002) for calibration; Zn contents as determined by electron microprobe analysis used as internal standard | 7.2962 |  |  |  | 3.2253 | [9 empty] | 0.050262 | [5 empty] | 1191.6899 | [5 empty] | 1.3234 | [5 empty] | 80.1027 | [9 empty] | 6320.7616 |  | 7.1473 |  |  |  | 18.8556 | [7 empty] | 10.1101 | [13 empty] | 2.4612 | [15 empty] | 6.0757 | [17 empty] | 27.8798 | [9 empty] | 5.3809 | [13 empty] | 0.07967 |  |  |  | 0.04834 | [14 empty] | 2018 | Yuan, B. et al. (2018), Trace element geochemistry of sphalerite in the Daliangzi Pb-Zn deposit, Journal of Geochemical Exploration, 186, 187–201 |  | CHN
| Daliangzi |  | Basin hydrothermal | Mississippi Valley-type (MVT) | MVT zinc-lead | Pb, Zn |  | Pb, Zn | Yuan et al., 2018 |  | LA-12_3 |  | underground mine |  |  |  |  | ore material | grab | grab | mineral separate | [5 empty] | mineralisation |  |  |  | sphalerite | [6 empty] | galena, dolomite, pyrite, chalcopyrite | polished slices prepared for investigation using an optical electronic microscope | LA-ICPMS | 193-nm excimer LA system (ESI NWR UP193-FX) coupled to a quadrupole ICP-MS (Perkin Elmer DRC) | National Research Center for Geoanalysis, China | 40-μm spot size at 23–25 J/m2, 10 pulses/s, He carrier gas | USGS sulfide reference material MASS-1 (Wilson et al., 2002) for calibration; Zn contents as determined by electron microprobe analysis used as internal standard | 15.1364 |  |  |  | 22.7959 | [9 empty] | 0.056317 | [5 empty] | 2833.1466 | [5 empty] | 1.1475 | [5 empty] | 20.8546 | [9 empty] | 6475.4891 |  | 1.7885 |  |  |  | 3.3646 | [7 empty] | 0.0148 | [13 empty] | 5.2319 | [9 empty] | 0.71136 | [5 empty] | 26.025 | [17 empty] | 2.0835 | [9 empty] | 0.71924 | [13 empty] | 0.12763 | [18 empty] | 2018 | Yuan, B. et al. (2018), Trace element geochemistry of sphalerite in the Daliangzi Pb-Zn deposit, Journal of Geochemical Exploration, 186, 187–201 |  | CHN
| Daliangzi |  | Basin hydrothermal | Mississippi Valley-type (MVT) | MVT zinc-lead | Pb, Zn |  | Pb, Zn | Yuan et al., 2018 |  | LA-12_4 |  | underground mine |  |  |  |  | ore material | grab | grab | mineral separate | [5 empty] | mineralisation |  |  |  | sphalerite | [6 empty] | galena, dolomite, pyrite, chalcopyrite | polished slices prepared for investigation using an optical electronic microscope | LA-ICPMS | 193-nm excimer LA system (ESI NWR UP193-FX) coupled to a quadrupole ICP-MS (Perkin Elmer DRC) | National Research Center for Geoanalysis, China | 40-μm spot size at 23–25 J/m2, 10 pulses/s, He carrier gas | USGS sulfide reference material MASS-1 (Wilson et al., 2002) for calibration; Zn contents as determined by electron microprobe analysis used as internal standard | 9.9468 |  |  |  | 3.4146 | [9 empty] | 0.009514 | [5 empty] | 2071.0417 | [5 empty] | 2.7995 | [5 empty] | 832.7414 | [9 empty] | 14061.9408 |  | 38.3071 |  |  |  | 77.7097 | [7 empty] | 0.2442 | [13 empty] | 7.3423 | [15 empty] | 4.5544 | [17 empty] | 9.1693 | [9 empty] | 0.46582 | [32 empty] | 2018 | Yuan, B. et al. (2018), Trace element geochemistry of sphalerite in the Daliangzi Pb-Zn deposit, Journal of Geochemical Exploration, 186, 187–201 |  | CHN
| Daliangzi |  | Basin hydrothermal | Mississippi Valley-type (MVT) | MVT zinc-lead | Pb, Zn |  | Pb, Zn | Yuan et al., 2018 |  | LA-12_5 |  | underground mine |  |  |  |  | ore material | grab | grab | mineral separate | [5 empty] | mineralisation |  |  |  | sphalerite | [6 empty] | galena, dolomite, pyrite, chalcopyrite | polished slices prepared for investigation using an optical electronic microscope | LA-ICPMS | 193-nm excimer LA system (ESI NWR UP193-FX) coupled to a quadrupole ICP-MS (Perkin Elmer DRC) | National Research Center for Geoanalysis, China | 40-μm spot size at 23–25 J/m2, 10 pulses/s, He carrier gas | USGS sulfide reference material MASS-1 (Wilson et al., 2002) for calibration; Zn contents as determined by electron microprobe analysis used as internal standard | 19.3169 |  |  |  | 4.3131 | [9 empty] | 0.015473 | [5 empty] | 869.357 | [5 empty] | 2.3363 | [5 empty] | 1928.8078 | [9 empty] | 26050.9177 |  | 2.6035 |  |  |  | 328.1952 | [7 empty] | 5.771 | [13 empty] | 12.8683 | [9 empty] | 2.0922 | [5 empty] | 82.4861 | [17 empty] | 30.1382 | [9 empty] | 3.6702 | [13 empty] | 0.84581 |  |  |  | 0.020374 | [14 empty] | 2018 | Yuan, B. et al. (2018), Trace element geochemistry of sphalerite in the Daliangzi Pb-Zn deposit, Journal of Geochemical Exploration, 186, 187–201 |  | CHN
| Daliangzi |  | Basin hydrothermal | Mississippi Valley-type (MVT) | MVT zinc-lead | Pb, Zn |  | Pb, Zn | Yuan et al., 2018 |  | LA-13_1 |  | underground mine |  |  |  |  | ore material | grab | grab | mineral separate | [5 empty] | mineralisation |  |  |  | sphalerite | [6 empty] | galena, dolomite, pyrite, chalcopyrite | polished slices prepared for investigation using an optical electronic microscope | LA-ICPMS | 193-nm excimer LA system (ESI NWR UP193-FX) coupled to a quadrupole ICP-MS (Perkin Elmer DRC) | National Research Center for Geoanalysis, China | 40-μm spot size at 23–25 J/m2, 10 pulses/s, He carrier gas | USGS sulfide reference material MASS-1 (Wilson et al., 2002) for calibration; Zn contents as determined by electron microprobe analysis used as internal standard | 22.6037 |  |  |  | 13.4642 | [9 empty] | 0.024122 | [5 empty] | 2069.1196 | [5 empty] | 1.2695 | [5 empty] | 7992.9717 | [9 empty] | 11060.6121 |  | 59.3635 |  |  |  | 55.7403 | [7 empty] | 5.8316 | [13 empty] | 7.9699 | [15 empty] | 82.1113 | [17 empty] | 80.0354 | [9 empty] | 6.8513 | [13 empty] | 0.24257 | [18 empty] | 2018 | Yuan, B. et al. (2018), Trace element geochemistry of sphalerite in the Daliangzi Pb-Zn deposit, Journal of Geochemical Exploration, 186, 187–201 |  | CHN
| Daliangzi |  | Basin hydrothermal | Mississippi Valley-type (MVT) | MVT zinc-lead | Pb, Zn |  | Pb, Zn | Yuan et al., 2018 |  | LA-13_2 |  | underground mine |  |  |  |  | ore material | grab | grab | mineral separate | [5 empty] | mineralisation |  |  |  | sphalerite | [6 empty] | galena, dolomite, pyrite, chalcopyrite | polished slices prepared for investigation using an optical electronic microscope | LA-ICPMS | 193-nm excimer LA system (ESI NWR UP193-FX) coupled to a quadrupole ICP-MS (Perkin Elmer DRC) | National Research Center for Geoanalysis, China | 40-μm spot size at 23–25 J/m2, 10 pulses/s, He carrier gas | USGS sulfide reference material MASS-1 (Wilson et al., 2002) for calibration; Zn contents as determined by electron microprobe analysis used as internal standard | 27.1398 |  |  |  | 50.3777 | [9 empty] | 0.038057 | [5 empty] | 4500.5514 | [5 empty] | 2.5775 | [5 empty] | 8664.7388 | [9 empty] | 12896.199 |  | 2.9244 |  |  |  | 154.6314 | [7 empty] | 0.36798 | [13 empty] | 6.9599 | [15 empty] | 20.9987 | [17 empty] | 63.3902 | [9 empty] | 0.71002 | [13 empty] | 0.22017 | [18 empty] | 2018 | Yuan, B. et al. (2018), Trace element geochemistry of sphalerite in the Daliangzi Pb-Zn deposit, Journal of Geochemical Exploration, 186, 187–201 |  | CHN
| Daliangzi |  | Basin hydrothermal | Mississippi Valley-type (MVT) | MVT zinc-lead | Pb, Zn |  | Pb, Zn | Yuan et al., 2018 |  | LA-13_3 |  | underground mine |  |  |  |  | ore material | grab | grab | mineral separate | [5 empty] | mineralisation |  |  |  | sphalerite | [6 empty] | galena, dolomite, pyrite, chalcopyrite | polished slices prepared for investigation using an optical electronic microscope | LA-ICPMS | 193-nm excimer LA system (ESI NWR UP193-FX) coupled to a quadrupole ICP-MS (Perkin Elmer DRC) | National Research Center for Geoanalysis, China | 40-μm spot size at 23–25 J/m2, 10 pulses/s, He carrier gas | USGS sulfide reference material MASS-1 (Wilson et al., 2002) for calibration; Zn contents as determined by electron microprobe analysis used as internal standard | 17.3852 |  |  |  | 12.8779 | [9 empty] | 0.02047 | [5 empty] | 2588.0814 | [5 empty] | 2.4334 | [5 empty] | 15113.3188 | [9 empty] | 17710.0495 |  | 1.9471 |  |  |  | 240.164 | [7 empty] | 0.39172 | [13 empty] | 12.5224 | [15 empty] | 63.3806 | [17 empty] | 39.9504 | [9 empty] | 3.0436 | [13 empty] | 0.32377 |  |  |  | 0.008169 | [14 empty] | 2018 | Yuan, B. et al. (2018), Trace element geochemistry of sphalerite in the Daliangzi Pb-Zn deposit, Journal of Geochemical Exploration, 186, 187–201 |  | CHN
| Daliangzi |  | Basin hydrothermal | Mississippi Valley-type (MVT) | MVT zinc-lead | Pb, Zn |  | Pb, Zn | Yuan et al., 2018 |  | LA-13_4 |  | underground mine |  |  |  |  | ore material | grab | grab | mineral separate | [5 empty] | mineralisation |  |  |  | sphalerite | [6 empty] | galena, dolomite, pyrite, chalcopyrite | polished slices prepared for investigation using an optical electronic microscope | LA-ICPMS | 193-nm excimer LA system (ESI NWR UP193-FX) coupled to a quadrupole ICP-MS (Perkin Elmer DRC) | National Research Center for Geoanalysis, China | 40-μm spot size at 23–25 J/m2, 10 pulses/s, He carrier gas | USGS sulfide reference material MASS-1 (Wilson et al., 2002) for calibration; Zn contents as determined by electron microprobe analysis used as internal standard | 26.419 |  |  |  | 19.9031 | [9 empty] | 0.041133 | [5 empty] | 1932.6519 | [5 empty] | 1.5127 | [5 empty] | 8106.3744 | [9 empty] | 11586.3011 |  | 86.1765 |  |  |  | 86.138 | [7 empty] | 1.2993 | [13 empty] | 3.7173 | [15 empty] | 40.2388 | [17 empty] | 145.7898 | [9 empty] | 3.773 | [13 empty] | 0.33473 |  |  |  | 0.006823 | [14 empty] | 2018 | Yuan, B. et al. (2018), Trace element geochemistry of sphalerite in the Daliangzi Pb-Zn deposit, Journal of Geochemical Exploration, 186, 187–201 |  | CHN
| Daliangzi |  | Basin hydrothermal | Mississippi Valley-type (MVT) | MVT zinc-lead | Pb, Zn |  | Pb, Zn | Yuan et al., 2018 |  | LA-13_5 |  | underground mine |  |  |  |  | ore material | grab | grab | mineral separate | [5 empty] | mineralisation |  |  |  | sphalerite | [6 empty] | galena, dolomite, pyrite, chalcopyrite | polished slices prepared for investigation using an optical electronic microscope | LA-ICPMS | 193-nm excimer LA system (ESI NWR UP193-FX) coupled to a quadrupole ICP-MS (Perkin Elmer DRC) | National Research Center for Geoanalysis, China | 40-μm spot size at 23–25 J/m2, 10 pulses/s, He carrier gas | USGS sulfide reference material MASS-1 (Wilson et al., 2002) for calibration; Zn contents as determined by electron microprobe analysis used as internal standard | 16.8855 |  |  |  | 47.4754 | [9 empty] | 0.08832 | [5 empty] | 3944.1091 | [5 empty] | 2.4045 | [5 empty] | 4031.5638 | [9 empty] | 11110.5862 |  | 9.7161 |  |  |  | 155.7846 | [7 empty] | 1.5059 | [13 empty] | 6.2343 | [15 empty] | 1575.145 | [17 empty] | 131.9508 | [9 empty] | 6.2266 | [13 empty] | 0.27601 | [18 empty] | 2018 | Yuan, B. et al. (2018), Trace element geochemistry of sphalerite in the Daliangzi Pb-Zn deposit, Journal of Geochemical Exploration, 186, 187–201 |  | CHN