## Sheet1
Uploaded | deposit_name | deposit_local_id | deposit_environment | deposit_group | deposit_type | primary_commodities | secondary_commodities | all_commodities | deposit_source | sample_uid | sample_name | sample_local_id | feature_type | feature_name | feature_uid | top_depth_m | bottom_depth_m | sample_deposit_relation | sample_type | sampling_method | material_class | material_class_comments | province | strat_unit_name | strat_unit_uid | strat_grouping | earth_material_group | earth_material_qualifier | earth_material | metamorphic_grade | mineral | paragenetic_stage | mode_of_occurrence | texture | color | alteration | sample_description | associated_minerals | sample_preparation | analytical_method | instrument_type_model | laboratory_location/if reported | operating_conditions/if reported | standards_used/if reported | ag_ppm | ag_detection_limit | al_ppm | al_detection_limit | as_ppm | as_detection_limit | au_ppm | au_detection_limit | b_ppm | b_detection_limit | ba_ppm | ba_detection_limit | be_ppm | be_detection_limit | bi_ppm | bi_detection_limit | br_ppm | br_detection_limit | ca_ppm | ca_detection_limit | cd_ppm | cd_detection_limit | ce_ppm | ce_detection_limit | cl_ppm | cl_detection_limit | co_ppm | co_detection_limit | cr_ppm | cr_detection_limit | cs_ppm | cs_detection_limit | cu_ppm | cu_detection_limit | dy_ppm | dy_detection_limit | er_ppm | er_detection_limit | eu_ppm | eu_detection_limit | f_ppm | f_detection_limit | fe_ppm | fe_detection_limit | ga_ppm | ga_detection_limit | gd_ppm | gd_detection_limit | ge_ppm | ge_detection_limit | hf_ppm | hf_detection_limit | hg_ppm | hg_detection_limit | ho_ppm | ho_detection_limit | in_ppm | in_detection_limit | ir_ppm | ir_detection_limit | k_ppm | k_detection_limit | la_ppm | la_detection_limit | li_ppm | li_detection_limit | lu_ppm | lu_detection_limit | mg_ppm | mg_detection_limit | mn_ppm | mn_detection_limit | mo_ppm | mo_detection_limit | na_ppm | na_detection_limit | nb_ppm | nb_detection_limit | nd_ppm | nd_detection_limit | ni_ppm | ni_detection_limit | os_ppm | os_detection_limit | p_ppm | p_detection_limit | pb_ppm | pb_detection_limit | pd_ppm | pd_detection_limit | pr_ppm | pr_detection_limit | pt_ppm | pt_detection_limit | rb_ppm | rb_detection_limit | re_ppm | re_detection_limit | rh_ppm | rh_detection_limit | ru_ppm | ru_detection_limit | s_ppm | s_detection_limit | sb_ppm | sb_detection_limit | sc_ppm | sc_detection_limit | se_ppm | se_detection_limit | si_ppm | si_detection_limit | sm_ppm | sm_detection_limit | sn_ppm | sn_detection_limit | sr_ppm | sr_detection_limit | ta_ppm | ta_detection_limit | tb_ppm | tb_detection_limit | te_ppm | te_detection_limit | th_ppm | th_detection_limit | ti_ppm | ti_detection_limit | tl_ppm | tl_detection_limit | tm_ppm | tm_detection_limit | u_ppm | u_detection_limit | v_ppm | v_detection_limit | w_ppm | w_detection_limit | y_ppm | y_detection_limit | yb_ppm | yb_detection_limit | zn_ppm | zn_detection_limit | zr_ppm | zr_detection_limit | analysis_datetime | publication_date | sample_source | submitter | country | state | deposit_longitude_wgs84 | deposit_latitude_wgs84 | sample_longitude_wgs84 | sample_latitude_wgs84 | sample_easting | sample_northing | sample_utm_zone | sample_location_description | location_source | location_accuracy | comments | last_update
| Polish Kupferschiefer, Luiswishi, Nchanga, Dolostone Ore Formation |  | Basin hydrothermal | Stratiform sediment-hosted Cu | stratiform sediment-hosted Cu-Co | Cu, Co | Ag, Au, Pb, Ni, Se, Re, Zn | Cu, Co, Ag, Au, Pb, Ni, Se, Re, Zn | Bertrandsson Erlandsson et al., 2022; Foltyn et al., 2022; El Desouky et al., 2010 |  | DOF-1 | DOF-1 | [5 empty] | ore material | polished section |  | mineral separate | [5 empty] | mineralisation |  |  |  | chalcopyrite, sphalerite, pyrite | stage 1 (sediment-hosted, diagenetic), stage 2 (epigenetic hydrothermal veins) | disseminations, veins, mineralized nodules | disseminations, mineralized nodules, veins cross-cutting sedimentary bedding |  |  |  | quartz, carbonates |  | LA-ICPMS | ESI NWR213 Nd:YAG laser ablation system coupled to an Agilent 8800 QQQ ICP-MS | Montanuniversität Leoben, Austria | 50 µm spot size, 2 – 3 J/cm2 on-mineral fluency, 10 Hz repetition rate, helium carrier gas at 0.75 L/min flow rate, 30-s pre-ablation laser warm-up, 60 s dwell time, 30-s washout period | USGS pressed powder polysulfide reference material MASS-1 (Wilson et al. 2002) as external standard for chalcopyrite; sphalerite matrix-matched sinter pressed powder pellet reference material MUL-Zn S1 (Onuk et al. 2017) as external standard for sphalerite and pyrite; MASS-1 used as external standard for Te, Au, Tl, and Hg in sphalerite and pyrite | [147 empty] | 2025 | Bertrandsson Erlandsson et al. (2025), Mineralium Deposita, 60, 869–894 |  | POL, COD, ZMB, NAM
| Polish Kupferschiefer, Luiswishi, Nchanga, Dolostone Ore Formation |  | Basin hydrothermal | Stratiform sediment-hosted Cu | stratiform sediment-hosted Cu-Co | Cu, Co | Ag, Au, Pb, Ni, Se, Re, Zn | Cu, Co, Ag, Au, Pb, Ni, Se, Re, Zn | Bertrandsson Erlandsson et al., 2022; Foltyn et al., 2022; El Desouky et al., 2010 |  | Source: Bertrandsson Erlandsson et al. (2022)-1 | Source: Bertrandsson Erlandsson et al. (2022)-1 | [5 empty] | ore material | polished section |  | mineral separate | [5 empty] | mineralisation |  |  |  | chalcopyrite, sphalerite, pyrite | stage 1 (sediment-hosted, diagenetic), stage 2 (epigenetic hydrothermal veins) | disseminations, veins, mineralized nodules | disseminations, mineralized nodules, veins cross-cutting sedimentary bedding |  |  |  | quartz, carbonates |  | LA-ICPMS | ESI NWR213 Nd:YAG laser ablation system coupled to an Agilent 8800 QQQ ICP-MS | Montanuniversität Leoben, Austria | 50 µm spot size, 2 – 3 J/cm2 on-mineral fluency, 10 Hz repetition rate, helium carrier gas at 0.75 L/min flow rate, 30-s pre-ablation laser warm-up, 60 s dwell time, 30-s washout period | USGS pressed powder polysulfide reference material MASS-1 (Wilson et al. 2002) as external standard for chalcopyrite; sphalerite matrix-matched sinter pressed powder pellet reference material MUL-Zn S1 (Onuk et al. 2017) as external standard for sphalerite and pyrite; MASS-1 used as external standard for Te, Au, Tl, and Hg in sphalerite and pyrite | [147 empty] | 2025 | Bertrandsson Erlandsson et al. (2025), Mineralium Deposita, 60, 869–894 |  | POL, COD, ZMB, NAM
| DOF |  | Basin hydrothermal | Stratiform sediment-hosted Cu | stratiform sediment-hosted Cu-Co | Cu, Co | Ag, Au, Pb, Ni, Se, Re, Zn | Cu, Co, Ag, Au, Pb, Ni, Se, Re, Zn | Bertrandsson Erlandsson et al., 2022; Foltyn et al., 2022; El Desouky et al., 2010 |  | 103-16.2-Cu-1-1 | 103-16.2-Cu-1-1 | [5 empty] | ore material | polished section |  | mineral separate | [5 empty] | mineralisation |  |  |  | chalcopyrite, sphalerite, pyrite | stage 1 (sediment-hosted, diagenetic), stage 2 (epigenetic hydrothermal veins) | disseminations, veins, mineralized nodules | disseminations, mineralized nodules, veins cross-cutting sedimentary bedding |  |  |  | quartz, carbonates |  | LA-ICPMS | ESI NWR213 Nd:YAG laser ablation system coupled to an Agilent 8800 QQQ ICP-MS | Montanuniversität Leoben, Austria | 50 µm spot size, 2 – 3 J/cm2 on-mineral fluency, 10 Hz repetition rate, helium carrier gas at 0.75 L/min flow rate, 30-s pre-ablation laser warm-up, 60 s dwell time, 30-s washout period | USGS pressed powder polysulfide reference material MASS-1 (Wilson et al. 2002) as external standard for chalcopyrite; sphalerite matrix-matched sinter pressed powder pellet reference material MUL-Zn S1 (Onuk et al. 2017) as external standard for sphalerite and pyrite; MASS-1 used as external standard for Te, Au, Tl, and Hg in sphalerite and pyrite | 1.0824 | [13 empty] | 1.2283 | [11 empty] | 12.0146 |  | 1.3365 | [15 empty] | 0.35567 |  |  |  | 0.45969 | [7 empty] | 0.19856 | [29 empty] | 9.3821 | [21 empty] | 28.5599 | [13 empty] | 0.55851 | [19 empty] | 232.9536 |  |  |  |  | 2025 | Bertrandsson Erlandsson et al. (2025), Mineralium Deposita, 60, 869–894 |  | POL, COD, ZMB, NAM
| DOF |  | Basin hydrothermal | Stratiform sediment-hosted Cu | stratiform sediment-hosted Cu-Co | Cu, Co | Ag, Au, Pb, Ni, Se, Re, Zn | Cu, Co, Ag, Au, Pb, Ni, Se, Re, Zn | Bertrandsson Erlandsson et al., 2022; Foltyn et al., 2022; El Desouky et al., 2010 |  | 103-16.2-Cu-2-1 | 103-16.2-Cu-2-1 | [5 empty] | ore material | polished section |  | mineral separate | [5 empty] | mineralisation |  |  |  | chalcopyrite, sphalerite, pyrite | stage 1 (sediment-hosted, diagenetic), stage 2 (epigenetic hydrothermal veins) | disseminations, veins, mineralized nodules | disseminations, mineralized nodules, veins cross-cutting sedimentary bedding |  |  |  | quartz, carbonates |  | LA-ICPMS | ESI NWR213 Nd:YAG laser ablation system coupled to an Agilent 8800 QQQ ICP-MS | Montanuniversität Leoben, Austria | 50 µm spot size, 2 – 3 J/cm2 on-mineral fluency, 10 Hz repetition rate, helium carrier gas at 0.75 L/min flow rate, 30-s pre-ablation laser warm-up, 60 s dwell time, 30-s washout period | USGS pressed powder polysulfide reference material MASS-1 (Wilson et al. 2002) as external standard for chalcopyrite; sphalerite matrix-matched sinter pressed powder pellet reference material MUL-Zn S1 (Onuk et al. 2017) as external standard for sphalerite and pyrite; MASS-1 used as external standard for Te, Au, Tl, and Hg in sphalerite and pyrite | 1.3546 | [13 empty] | 2.9687 | [11 empty] | 16.4189 |  | 2.2624 | [15 empty] | 0.73076 |  |  |  | 0.7028 | [7 empty] | 0.22962 | [29 empty] | 28.2503 | [21 empty] | 21.7561 | [19 empty] | 0.10399 | [13 empty] | 224.3486 |  |  |  |  | 2025 | Bertrandsson Erlandsson et al. (2025), Mineralium Deposita, 60, 869–894 |  | POL, COD, ZMB, NAM
| DOF |  | Basin hydrothermal | Stratiform sediment-hosted Cu | stratiform sediment-hosted Cu-Co | Cu, Co | Ag, Au, Pb, Ni, Se, Re, Zn | Cu, Co, Ag, Au, Pb, Ni, Se, Re, Zn | Bertrandsson Erlandsson et al., 2022; Foltyn et al., 2022; El Desouky et al., 2010 |  | 103-16.2-Cu-3-1 | 103-16.2-Cu-3-1 | [5 empty] | ore material | polished section |  | mineral separate | [5 empty] | mineralisation |  |  |  | chalcopyrite, sphalerite, pyrite | stage 1 (sediment-hosted, diagenetic), stage 2 (epigenetic hydrothermal veins) | disseminations, veins, mineralized nodules | disseminations, mineralized nodules, veins cross-cutting sedimentary bedding |  |  |  | quartz, carbonates |  | LA-ICPMS | ESI NWR213 Nd:YAG laser ablation system coupled to an Agilent 8800 QQQ ICP-MS | Montanuniversität Leoben, Austria | 50 µm spot size, 2 – 3 J/cm2 on-mineral fluency, 10 Hz repetition rate, helium carrier gas at 0.75 L/min flow rate, 30-s pre-ablation laser warm-up, 60 s dwell time, 30-s washout period | USGS pressed powder polysulfide reference material MASS-1 (Wilson et al. 2002) as external standard for chalcopyrite; sphalerite matrix-matched sinter pressed powder pellet reference material MUL-Zn S1 (Onuk et al. 2017) as external standard for sphalerite and pyrite; MASS-1 used as external standard for Te, Au, Tl, and Hg in sphalerite and pyrite | 1.8301 | [13 empty] | 2.1182 | [11 empty] | 7.1559 | [29 empty] | 0.16999 | [13 empty] | 2.9636 | [15 empty] | 22.0868 | [21 empty] | 26.7903 | [13 empty] | 0.38991 | [19 empty] | 264.2302 |  |  |  |  | 2025 | Bertrandsson Erlandsson et al. (2025), Mineralium Deposita, 60, 869–894 |  | POL, COD, ZMB, NAM
| DOF |  | Basin hydrothermal | Stratiform sediment-hosted Cu | stratiform sediment-hosted Cu-Co | Cu, Co | Ag, Au, Pb, Ni, Se, Re, Zn | Cu, Co, Ag, Au, Pb, Ni, Se, Re, Zn | Bertrandsson Erlandsson et al., 2022; Foltyn et al., 2022; El Desouky et al., 2010 |  | 103-16.2-Cu-4-1 | 103-16.2-Cu-4-1 | [5 empty] | ore material | polished section |  | mineral separate | [5 empty] | mineralisation |  |  |  | chalcopyrite, sphalerite, pyrite | stage 1 (sediment-hosted, diagenetic), stage 2 (epigenetic hydrothermal veins) | disseminations, veins, mineralized nodules | disseminations, mineralized nodules, veins cross-cutting sedimentary bedding |  |  |  | quartz, carbonates |  | LA-ICPMS | ESI NWR213 Nd:YAG laser ablation system coupled to an Agilent 8800 QQQ ICP-MS | Montanuniversität Leoben, Austria | 50 µm spot size, 2 – 3 J/cm2 on-mineral fluency, 10 Hz repetition rate, helium carrier gas at 0.75 L/min flow rate, 30-s pre-ablation laser warm-up, 60 s dwell time, 30-s washout period | USGS pressed powder polysulfide reference material MASS-1 (Wilson et al. 2002) as external standard for chalcopyrite; sphalerite matrix-matched sinter pressed powder pellet reference material MUL-Zn S1 (Onuk et al. 2017) as external standard for sphalerite and pyrite; MASS-1 used as external standard for Te, Au, Tl, and Hg in sphalerite and pyrite | 2.6993 | [13 empty] | 4.3519 | [11 empty] | 29.0198 |  | 6.165 | [15 empty] | 1.2287 |  |  |  | 0.95893 | [7 empty] | 0.097181 | [23 empty] | 2.0189 | [5 empty] | 32.4803 | [21 empty] | 18.6456 | [19 empty] | 0.33554 | [13 empty] | 213.9565 |  |  |  |  | 2025 | Bertrandsson Erlandsson et al. (2025), Mineralium Deposita, 60, 869–894 |  | POL, COD, ZMB, NAM
| DOF |  | Basin hydrothermal | Stratiform sediment-hosted Cu | stratiform sediment-hosted Cu-Co | Cu, Co | Ag, Au, Pb, Ni, Se, Re, Zn | Cu, Co, Ag, Au, Pb, Ni, Se, Re, Zn | Bertrandsson Erlandsson et al., 2022; Foltyn et al., 2022; El Desouky et al., 2010 |  | 173-14.1-Cu-11-1 | 173-14.1-Cu-11-1 | [5 empty] | ore material | polished section |  | mineral separate | [5 empty] | mineralisation |  |  |  | chalcopyrite, sphalerite, pyrite | stage 1 (sediment-hosted, diagenetic), stage 2 (epigenetic hydrothermal veins) | disseminations, veins, mineralized nodules | disseminations, mineralized nodules, veins cross-cutting sedimentary bedding |  |  |  | quartz, carbonates |  | LA-ICPMS | ESI NWR213 Nd:YAG laser ablation system coupled to an Agilent 8800 QQQ ICP-MS | Montanuniversität Leoben, Austria | 50 µm spot size, 2 – 3 J/cm2 on-mineral fluency, 10 Hz repetition rate, helium carrier gas at 0.75 L/min flow rate, 30-s pre-ablation laser warm-up, 60 s dwell time, 30-s washout period | USGS pressed powder polysulfide reference material MASS-1 (Wilson et al. 2002) as external standard for chalcopyrite; sphalerite matrix-matched sinter pressed powder pellet reference material MUL-Zn S1 (Onuk et al. 2017) as external standard for sphalerite and pyrite; MASS-1 used as external standard for Te, Au, Tl, and Hg in sphalerite and pyrite | 0.1108 | [13 empty] | 6.7496 | [29 empty] | 0.28567 |  |  |  | 0.96011 | [7 empty] | 8.5974 | [23 empty] | 0.82335 | [5 empty] | 27.7798 | [21 empty] | 25.8957 | [5 empty] | 7.5435 | [7 empty] | 0.93329 | [5 empty] | 0.34957 | [13 empty] | 301.8344 |  |  |  |  | 2025 | Bertrandsson Erlandsson et al. (2025), Mineralium Deposita, 60, 869–894 |  | POL, COD, ZMB, NAM
| DOF |  | Basin hydrothermal | Stratiform sediment-hosted Cu | stratiform sediment-hosted Cu-Co | Cu, Co | Ag, Au, Pb, Ni, Se, Re, Zn | Cu, Co, Ag, Au, Pb, Ni, Se, Re, Zn | Bertrandsson Erlandsson et al., 2022; Foltyn et al., 2022; El Desouky et al., 2010 |  | 173-14.1-Cu-12-1 | 173-14.1-Cu-12-1 | [5 empty] | ore material | polished section |  | mineral separate | [5 empty] | mineralisation |  |  |  | chalcopyrite, sphalerite, pyrite | stage 1 (sediment-hosted, diagenetic), stage 2 (epigenetic hydrothermal veins) | disseminations, veins, mineralized nodules | disseminations, mineralized nodules, veins cross-cutting sedimentary bedding |  |  |  | quartz, carbonates |  | LA-ICPMS | ESI NWR213 Nd:YAG laser ablation system coupled to an Agilent 8800 QQQ ICP-MS | Montanuniversität Leoben, Austria | 50 µm spot size, 2 – 3 J/cm2 on-mineral fluency, 10 Hz repetition rate, helium carrier gas at 0.75 L/min flow rate, 30-s pre-ablation laser warm-up, 60 s dwell time, 30-s washout period | USGS pressed powder polysulfide reference material MASS-1 (Wilson et al. 2002) as external standard for chalcopyrite; sphalerite matrix-matched sinter pressed powder pellet reference material MUL-Zn S1 (Onuk et al. 2017) as external standard for sphalerite and pyrite; MASS-1 used as external standard for Te, Au, Tl, and Hg in sphalerite and pyrite | 2.6744 | [5 empty] | 0.17075 | [21 empty] | 7.1538 | [15 empty] | 1.5328 |  |  |  | 0.92195 | [7 empty] | 9.217 | [47 empty] | 0.6004 |  |  |  | 21.2863 | [5 empty] | 7.9271 | [7 empty] | 2.0002 | [5 empty] | 2.4741 | [18 empty] | 2025 | Bertrandsson Erlandsson et al. (2025), Mineralium Deposita, 60, 869–894 |  | POL, COD, ZMB, NAM
| DOF |  | Basin hydrothermal | Stratiform sediment-hosted Cu | stratiform sediment-hosted Cu-Co | Cu, Co | Ag, Au, Pb, Ni, Se, Re, Zn | Cu, Co, Ag, Au, Pb, Ni, Se, Re, Zn | Bertrandsson Erlandsson et al., 2022; Foltyn et al., 2022; El Desouky et al., 2010 |  | 173-15.1-Cu-11-1 | 173-15.1-Cu-11-1 | [5 empty] | ore material | polished section |  | mineral separate | [5 empty] | mineralisation |  |  |  | chalcopyrite, sphalerite, pyrite | stage 1 (sediment-hosted, diagenetic), stage 2 (epigenetic hydrothermal veins) | disseminations, veins, mineralized nodules | disseminations, mineralized nodules, veins cross-cutting sedimentary bedding |  |  |  | quartz, carbonates |  | LA-ICPMS | ESI NWR213 Nd:YAG laser ablation system coupled to an Agilent 8800 QQQ ICP-MS | Montanuniversität Leoben, Austria | 50 µm spot size, 2 – 3 J/cm2 on-mineral fluency, 10 Hz repetition rate, helium carrier gas at 0.75 L/min flow rate, 30-s pre-ablation laser warm-up, 60 s dwell time, 30-s washout period | USGS pressed powder polysulfide reference material MASS-1 (Wilson et al. 2002) as external standard for chalcopyrite; sphalerite matrix-matched sinter pressed powder pellet reference material MUL-Zn S1 (Onuk et al. 2017) as external standard for sphalerite and pyrite; MASS-1 used as external standard for Te, Au, Tl, and Hg in sphalerite and pyrite | 0.30927 | [13 empty] | 2.5076 | [11 empty] | 19.5455 |  | 4.1219 | [15 empty] | 0.76588 |  |  |  | 1.0884 |  |  |  | 6.9731 |  |  |  | 5.5835 | [23 empty] | 2.0533 | [5 empty] | 14.9256 | [21 empty] | 23.4208 | [5 empty] | 10.5584 | [7 empty] | 0.5577 | [5 empty] | 0.80925 | [18 empty] | 2025 | Bertrandsson Erlandsson et al. (2025), Mineralium Deposita, 60, 869–894 |  | POL, COD, ZMB, NAM
| DOF |  | Basin hydrothermal | Stratiform sediment-hosted Cu | stratiform sediment-hosted Cu-Co | Cu, Co | Ag, Au, Pb, Ni, Se, Re, Zn | Cu, Co, Ag, Au, Pb, Ni, Se, Re, Zn | Bertrandsson Erlandsson et al., 2022; Foltyn et al., 2022; El Desouky et al., 2010 |  | 173-15.1-Cu-12-1 | 173-15.1-Cu-12-1 | [5 empty] | ore material | polished section |  | mineral separate | [5 empty] | mineralisation |  |  |  | chalcopyrite, sphalerite, pyrite | stage 1 (sediment-hosted, diagenetic), stage 2 (epigenetic hydrothermal veins) | disseminations, veins, mineralized nodules | disseminations, mineralized nodules, veins cross-cutting sedimentary bedding |  |  |  | quartz, carbonates |  | LA-ICPMS | ESI NWR213 Nd:YAG laser ablation system coupled to an Agilent 8800 QQQ ICP-MS | Montanuniversität Leoben, Austria | 50 µm spot size, 2 – 3 J/cm2 on-mineral fluency, 10 Hz repetition rate, helium carrier gas at 0.75 L/min flow rate, 30-s pre-ablation laser warm-up, 60 s dwell time, 30-s washout period | USGS pressed powder polysulfide reference material MASS-1 (Wilson et al. 2002) as external standard for chalcopyrite; sphalerite matrix-matched sinter pressed powder pellet reference material MUL-Zn S1 (Onuk et al. 2017) as external standard for sphalerite and pyrite; MASS-1 used as external standard for Te, Au, Tl, and Hg in sphalerite and pyrite | 0.26684 | [5 empty] | 0.040641 | [7 empty] | 9.4589 | [11 empty] | 6.0548 | [17 empty] | 0.16021 |  |  |  | 0.35571 | [7 empty] | 6.0505 | [23 empty] | 0.40782 | [27 empty] | 29.0884 | [5 empty] | 8.7323 | [7 empty] | 0.85146 | [5 empty] | 0.18302 | [5 empty] | 0.8434 | [7 empty] | 317.8833 |  |  |  |  | 2025 | Bertrandsson Erlandsson et al. (2025), Mineralium Deposita, 60, 869–894 |  | POL, COD, ZMB, NAM
| DOF |  | Basin hydrothermal | Stratiform sediment-hosted Cu | stratiform sediment-hosted Cu-Co | Cu, Co | Ag, Au, Pb, Ni, Se, Re, Zn | Cu, Co, Ag, Au, Pb, Ni, Se, Re, Zn | Bertrandsson Erlandsson et al., 2022; Foltyn et al., 2022; El Desouky et al., 2010 |  | 173-15.1-Cu-13-1 | 173-15.1-Cu-13-1 | [5 empty] | ore material | polished section |  | mineral separate | [5 empty] | mineralisation |  |  |  | chalcopyrite, sphalerite, pyrite | stage 1 (sediment-hosted, diagenetic), stage 2 (epigenetic hydrothermal veins) | disseminations, veins, mineralized nodules | disseminations, mineralized nodules, veins cross-cutting sedimentary bedding |  |  |  | quartz, carbonates |  | LA-ICPMS | ESI NWR213 Nd:YAG laser ablation system coupled to an Agilent 8800 QQQ ICP-MS | Montanuniversität Leoben, Austria | 50 µm spot size, 2 – 3 J/cm2 on-mineral fluency, 10 Hz repetition rate, helium carrier gas at 0.75 L/min flow rate, 30-s pre-ablation laser warm-up, 60 s dwell time, 30-s washout period | USGS pressed powder polysulfide reference material MASS-1 (Wilson et al. 2002) as external standard for chalcopyrite; sphalerite matrix-matched sinter pressed powder pellet reference material MUL-Zn S1 (Onuk et al. 2017) as external standard for sphalerite and pyrite; MASS-1 used as external standard for Te, Au, Tl, and Hg in sphalerite and pyrite | 0.46689 | [13 empty] | 9.7287 | [11 empty] | 12.5797 |  | 1.5365 | [15 empty] | 0.61994 |  |  |  | 0.41151 | [7 empty] | 5.6829 | [15 empty] | 0.096501 | [7 empty] | 0.56462 | [27 empty] | 25.9279 | [5 empty] | 8.5154 | [7 empty] | 0.98256 | [5 empty] | 0.2925 | [5 empty] | 2.6758 | [12 empty] | 2025 | Bertrandsson Erlandsson et al. (2025), Mineralium Deposita, 60, 869–894 |  | POL, COD, ZMB, NAM
| DOF |  | Basin hydrothermal | Stratiform sediment-hosted Cu | stratiform sediment-hosted Cu-Co | Cu, Co | Ag, Au, Pb, Ni, Se, Re, Zn | Cu, Co, Ag, Au, Pb, Ni, Se, Re, Zn | Bertrandsson Erlandsson et al., 2022; Foltyn et al., 2022; El Desouky et al., 2010 |  | 173-15.1-Cu-1-1 | 173-15.1-Cu-1-1 | [5 empty] | ore material | polished section |  | mineral separate | [5 empty] | mineralisation |  |  |  | chalcopyrite, sphalerite, pyrite | stage 1 (sediment-hosted, diagenetic), stage 2 (epigenetic hydrothermal veins) | disseminations, veins, mineralized nodules | disseminations, mineralized nodules, veins cross-cutting sedimentary bedding |  |  |  | quartz, carbonates |  | LA-ICPMS | ESI NWR213 Nd:YAG laser ablation system coupled to an Agilent 8800 QQQ ICP-MS | Montanuniversität Leoben, Austria | 50 µm spot size, 2 – 3 J/cm2 on-mineral fluency, 10 Hz repetition rate, helium carrier gas at 0.75 L/min flow rate, 30-s pre-ablation laser warm-up, 60 s dwell time, 30-s washout period | USGS pressed powder polysulfide reference material MASS-1 (Wilson et al. 2002) as external standard for chalcopyrite; sphalerite matrix-matched sinter pressed powder pellet reference material MUL-Zn S1 (Onuk et al. 2017) as external standard for sphalerite and pyrite; MASS-1 used as external standard for Te, Au, Tl, and Hg in sphalerite and pyrite | 0.18979 | [13 empty] | 3.3284 | [13 empty] | 1.1688 | [15 empty] | 0.22809 |  |  |  | 0.35694 |  |  |  | 6.7797 |  |  |  | 10.8674 | [23 empty] | 0.76777 | [27 empty] | 30.3137 | [5 empty] | 24.7659 | [7 empty] | 0.7041 | [5 empty] | 0.099952 | [5 empty] | 1.2146 | [12 empty] | 2025 | Bertrandsson Erlandsson et al. (2025), Mineralium Deposita, 60, 869–894 |  | POL, COD, ZMB, NAM
| DOF |  | Basin hydrothermal | Stratiform sediment-hosted Cu | stratiform sediment-hosted Cu-Co | Cu, Co | Ag, Au, Pb, Ni, Se, Re, Zn | Cu, Co, Ag, Au, Pb, Ni, Se, Re, Zn | Bertrandsson Erlandsson et al., 2022; Foltyn et al., 2022; El Desouky et al., 2010 |  | 173-15.1-Cu-2-1 | 173-15.1-Cu-2-1 | [5 empty] | ore material | polished section |  | mineral separate | [5 empty] | mineralisation |  |  |  | chalcopyrite, sphalerite, pyrite | stage 1 (sediment-hosted, diagenetic), stage 2 (epigenetic hydrothermal veins) | disseminations, veins, mineralized nodules | disseminations, mineralized nodules, veins cross-cutting sedimentary bedding |  |  |  | quartz, carbonates |  | LA-ICPMS | ESI NWR213 Nd:YAG laser ablation system coupled to an Agilent 8800 QQQ ICP-MS | Montanuniversität Leoben, Austria | 50 µm spot size, 2 – 3 J/cm2 on-mineral fluency, 10 Hz repetition rate, helium carrier gas at 0.75 L/min flow rate, 30-s pre-ablation laser warm-up, 60 s dwell time, 30-s washout period | USGS pressed powder polysulfide reference material MASS-1 (Wilson et al. 2002) as external standard for chalcopyrite; sphalerite matrix-matched sinter pressed powder pellet reference material MUL-Zn S1 (Onuk et al. 2017) as external standard for sphalerite and pyrite; MASS-1 used as external standard for Te, Au, Tl, and Hg in sphalerite and pyrite | 0.21749 | [13 empty] | 1.6038 | [29 empty] | 0.18818 |  |  |  | 0.53199 |  |  |  | 6.3137 |  |  |  | 10.2245 | [29 empty] | 9.1206 | [21 empty] | 20.8201 | [5 empty] | 22.6449 | [7 empty] | 0.43566 | [11 empty] | 0.96242 | [12 empty] | 2025 | Bertrandsson Erlandsson et al. (2025), Mineralium Deposita, 60, 869–894 |  | POL, COD, ZMB, NAM
| DOF |  | Basin hydrothermal | Stratiform sediment-hosted Cu | stratiform sediment-hosted Cu-Co | Cu, Co | Ag, Au, Pb, Ni, Se, Re, Zn | Cu, Co, Ag, Au, Pb, Ni, Se, Re, Zn | Bertrandsson Erlandsson et al., 2022; Foltyn et al., 2022; El Desouky et al., 2010 |  | 173-15.1-Cu-3-1 | 173-15.1-Cu-3-1 | [5 empty] | ore material | polished section |  | mineral separate | [5 empty] | mineralisation |  |  |  | chalcopyrite, sphalerite, pyrite | stage 1 (sediment-hosted, diagenetic), stage 2 (epigenetic hydrothermal veins) | disseminations, veins, mineralized nodules | disseminations, mineralized nodules, veins cross-cutting sedimentary bedding |  |  |  | quartz, carbonates |  | LA-ICPMS | ESI NWR213 Nd:YAG laser ablation system coupled to an Agilent 8800 QQQ ICP-MS | Montanuniversität Leoben, Austria | 50 µm spot size, 2 – 3 J/cm2 on-mineral fluency, 10 Hz repetition rate, helium carrier gas at 0.75 L/min flow rate, 30-s pre-ablation laser warm-up, 60 s dwell time, 30-s washout period | USGS pressed powder polysulfide reference material MASS-1 (Wilson et al. 2002) as external standard for chalcopyrite; sphalerite matrix-matched sinter pressed powder pellet reference material MUL-Zn S1 (Onuk et al. 2017) as external standard for sphalerite and pyrite; MASS-1 used as external standard for Te, Au, Tl, and Hg in sphalerite and pyrite | [14 empty] | 1.6543 | [11 empty] | 7.2781 | [21 empty] | 0.40565 |  |  |  | 4.9977 |  |  |  | 8.0577 | [29 empty] | 9.2963 | [21 empty] | 26.6887 | [5 empty] | 14.868 | [7 empty] | 0.5556 | [11 empty] | 0.42937 | [7 empty] | 355.7114 |  |  |  |  | 2025 | Bertrandsson Erlandsson et al. (2025), Mineralium Deposita, 60, 869–894 |  | POL, COD, ZMB, NAM
| DOF |  | Basin hydrothermal | Stratiform sediment-hosted Cu | stratiform sediment-hosted Cu-Co | Cu, Co | Ag, Au, Pb, Ni, Se, Re, Zn | Cu, Co, Ag, Au, Pb, Ni, Se, Re, Zn | Bertrandsson Erlandsson et al., 2022; Foltyn et al., 2022; El Desouky et al., 2010 |  | 173-15.1-Cu-4-1 | 173-15.1-Cu-4-1 | [5 empty] | ore material | polished section |  | mineral separate | [5 empty] | mineralisation |  |  |  | chalcopyrite, sphalerite, pyrite | stage 1 (sediment-hosted, diagenetic), stage 2 (epigenetic hydrothermal veins) | disseminations, veins, mineralized nodules | disseminations, mineralized nodules, veins cross-cutting sedimentary bedding |  |  |  | quartz, carbonates |  | LA-ICPMS | ESI NWR213 Nd:YAG laser ablation system coupled to an Agilent 8800 QQQ ICP-MS | Montanuniversität Leoben, Austria | 50 µm spot size, 2 – 3 J/cm2 on-mineral fluency, 10 Hz repetition rate, helium carrier gas at 0.75 L/min flow rate, 30-s pre-ablation laser warm-up, 60 s dwell time, 30-s washout period | USGS pressed powder polysulfide reference material MASS-1 (Wilson et al. 2002) as external standard for chalcopyrite; sphalerite matrix-matched sinter pressed powder pellet reference material MUL-Zn S1 (Onuk et al. 2017) as external standard for sphalerite and pyrite; MASS-1 used as external standard for Te, Au, Tl, and Hg in sphalerite and pyrite | [14 empty] | 0.58725 | [29 empty] | 0.19563 |  |  |  | 6.9963 |  |  |  | 3.8896 |  |  |  | 10.6792 | [13 empty] | 9.226 | [9 empty] | 0.43782 | [5 empty] | 4.623 | [21 empty] | 28.321 | [5 empty] | 26.2929 | [7 empty] | 0.45365 | [11 empty] | 0.57076 | [7 empty] | 353.4767 |  |  |  |  | 2025 | Bertrandsson Erlandsson et al. (2025), Mineralium Deposita, 60, 869–894 |  | POL, COD, ZMB, NAM
| DOF |  | Basin hydrothermal | Stratiform sediment-hosted Cu | stratiform sediment-hosted Cu-Co | Cu, Co | Ag, Au, Pb, Ni, Se, Re, Zn | Cu, Co, Ag, Au, Pb, Ni, Se, Re, Zn | Bertrandsson Erlandsson et al., 2022; Foltyn et al., 2022; El Desouky et al., 2010 |  | 173-15.1-Cu-5-1 | 173-15.1-Cu-5-1 | [5 empty] | ore material | polished section |  | mineral separate | [5 empty] | mineralisation |  |  |  | chalcopyrite, sphalerite, pyrite | stage 1 (sediment-hosted, diagenetic), stage 2 (epigenetic hydrothermal veins) | disseminations, veins, mineralized nodules | disseminations, mineralized nodules, veins cross-cutting sedimentary bedding |  |  |  | quartz, carbonates |  | LA-ICPMS | ESI NWR213 Nd:YAG laser ablation system coupled to an Agilent 8800 QQQ ICP-MS | Montanuniversität Leoben, Austria | 50 µm spot size, 2 – 3 J/cm2 on-mineral fluency, 10 Hz repetition rate, helium carrier gas at 0.75 L/min flow rate, 30-s pre-ablation laser warm-up, 60 s dwell time, 30-s washout period | USGS pressed powder polysulfide reference material MASS-1 (Wilson et al. 2002) as external standard for chalcopyrite; sphalerite matrix-matched sinter pressed powder pellet reference material MUL-Zn S1 (Onuk et al. 2017) as external standard for sphalerite and pyrite; MASS-1 used as external standard for Te, Au, Tl, and Hg in sphalerite and pyrite | [14 empty] | 4.2406 | [11 empty] | 17.1962 | [17 empty] | 0.11801 |  |  |  | 1.4638 |  |  |  | 3.4486 |  |  |  | 13.1221 | [13 empty] | 5.9704 | [37 empty] | 29.3934 | [5 empty] | 23.6081 | [7 empty] | 0.79889 | [5 empty] | 0.064809 | [5 empty] | 0.39207 | [7 empty] | 299.298 |  |  |  |  | 2025 | Bertrandsson Erlandsson et al. (2025), Mineralium Deposita, 60, 869–894 |  | POL, COD, ZMB, NAM
| DOF |  | Basin hydrothermal | Stratiform sediment-hosted Cu | stratiform sediment-hosted Cu-Co | Cu, Co | Ag, Au, Pb, Ni, Se, Re, Zn | Cu, Co, Ag, Au, Pb, Ni, Se, Re, Zn | Bertrandsson Erlandsson et al., 2022; Foltyn et al., 2022; El Desouky et al., 2010 |  | 173-15.1-Cu-6-1 | 173-15.1-Cu-6-1 | [5 empty] | ore material | polished section |  | mineral separate | [5 empty] | mineralisation |  |  |  | chalcopyrite, sphalerite, pyrite | stage 1 (sediment-hosted, diagenetic), stage 2 (epigenetic hydrothermal veins) | disseminations, veins, mineralized nodules | disseminations, mineralized nodules, veins cross-cutting sedimentary bedding |  |  |  | quartz, carbonates |  | LA-ICPMS | ESI NWR213 Nd:YAG laser ablation system coupled to an Agilent 8800 QQQ ICP-MS | Montanuniversität Leoben, Austria | 50 µm spot size, 2 – 3 J/cm2 on-mineral fluency, 10 Hz repetition rate, helium carrier gas at 0.75 L/min flow rate, 30-s pre-ablation laser warm-up, 60 s dwell time, 30-s washout period | USGS pressed powder polysulfide reference material MASS-1 (Wilson et al. 2002) as external standard for chalcopyrite; sphalerite matrix-matched sinter pressed powder pellet reference material MUL-Zn S1 (Onuk et al. 2017) as external standard for sphalerite and pyrite; MASS-1 used as external standard for Te, Au, Tl, and Hg in sphalerite and pyrite | 0.56946 | [5 empty] | 0.045643 | [7 empty] | 3.5356 | [29 empty] | 0.23719 |  |  |  | 0.72343 |  |  |  | 7.0945 |  |  |  | 3.3013 | [51 empty] | 11.9651 | [5 empty] | 9.163 | [7 empty] | 0.37049 | [5 empty] | 0.13005 | [5 empty] | 1.9041 | [12 empty] | 2025 | Bertrandsson Erlandsson et al. (2025), Mineralium Deposita, 60, 869–894 |  | POL, COD, ZMB, NAM
| DOF |  | Basin hydrothermal | Stratiform sediment-hosted Cu | stratiform sediment-hosted Cu-Co | Cu, Co | Ag, Au, Pb, Ni, Se, Re, Zn | Cu, Co, Ag, Au, Pb, Ni, Se, Re, Zn | Bertrandsson Erlandsson et al., 2022; Foltyn et al., 2022; El Desouky et al., 2010 |  | 173-15.1-Cu-7-1 | 173-15.1-Cu-7-1 | [5 empty] | ore material | polished section |  | mineral separate | [5 empty] | mineralisation |  |  |  | chalcopyrite, sphalerite, pyrite | stage 1 (sediment-hosted, diagenetic), stage 2 (epigenetic hydrothermal veins) | disseminations, veins, mineralized nodules | disseminations, mineralized nodules, veins cross-cutting sedimentary bedding |  |  |  | quartz, carbonates |  | LA-ICPMS | ESI NWR213 Nd:YAG laser ablation system coupled to an Agilent 8800 QQQ ICP-MS | Montanuniversität Leoben, Austria | 50 µm spot size, 2 – 3 J/cm2 on-mineral fluency, 10 Hz repetition rate, helium carrier gas at 0.75 L/min flow rate, 30-s pre-ablation laser warm-up, 60 s dwell time, 30-s washout period | USGS pressed powder polysulfide reference material MASS-1 (Wilson et al. 2002) as external standard for chalcopyrite; sphalerite matrix-matched sinter pressed powder pellet reference material MUL-Zn S1 (Onuk et al. 2017) as external standard for sphalerite and pyrite; MASS-1 used as external standard for Te, Au, Tl, and Hg in sphalerite and pyrite | 0.053752 | [13 empty] | 1.9377 | [11 empty] | 16.8894 | [21 empty] | 0.33998 |  |  |  | 4.8198 |  |  |  | 9.5517 | [13 empty] | 3.9599 | [9 empty] | 0.70266 | [5 empty] | 15.7032 | [21 empty] | 26.1459 | [5 empty] | 18.2571 | [7 empty] | 0.49036 | [19 empty] | 386.1193 |  |  |  |  | 2025 | Bertrandsson Erlandsson et al. (2025), Mineralium Deposita, 60, 869–894 |  | POL, COD, ZMB, NAM
| DOF |  | Basin hydrothermal | Stratiform sediment-hosted Cu | stratiform sediment-hosted Cu-Co | Cu, Co | Ag, Au, Pb, Ni, Se, Re, Zn | Cu, Co, Ag, Au, Pb, Ni, Se, Re, Zn | Bertrandsson Erlandsson et al., 2022; Foltyn et al., 2022; El Desouky et al., 2010 |  | 173-15.1-Cu-10-1 | 173-15.1-Cu-10-1 | [5 empty] | ore material | polished section |  | mineral separate | [5 empty] | mineralisation |  |  |  | chalcopyrite, sphalerite, pyrite | stage 1 (sediment-hosted, diagenetic), stage 2 (epigenetic hydrothermal veins) | disseminations, veins, mineralized nodules | disseminations, mineralized nodules, veins cross-cutting sedimentary bedding |  |  |  | quartz, carbonates |  | LA-ICPMS | ESI NWR213 Nd:YAG laser ablation system coupled to an Agilent 8800 QQQ ICP-MS | Montanuniversität Leoben, Austria | 50 µm spot size, 2 – 3 J/cm2 on-mineral fluency, 10 Hz repetition rate, helium carrier gas at 0.75 L/min flow rate, 30-s pre-ablation laser warm-up, 60 s dwell time, 30-s washout period | USGS pressed powder polysulfide reference material MASS-1 (Wilson et al. 2002) as external standard for chalcopyrite; sphalerite matrix-matched sinter pressed powder pellet reference material MUL-Zn S1 (Onuk et al. 2017) as external standard for sphalerite and pyrite; MASS-1 used as external standard for Te, Au, Tl, and Hg in sphalerite and pyrite | 0.45193 | [5 empty] | 0.030812 | [7 empty] | 7.1926 | [13 empty] | 1.5053 | [15 empty] | 0.44827 |  |  |  | 2.0333 |  |  |  | 8.8556 |  |  |  | 7.399 | [13 empty] | 8.2683 | [37 empty] | 17.0591 | [5 empty] | 12.0317 | [7 empty] | 0.61123 | [5 empty] | 0.21519 | [18 empty] | 2025 | Bertrandsson Erlandsson et al. (2025), Mineralium Deposita, 60, 869–894 |  | POL, COD, ZMB, NAM
| DOF |  | Basin hydrothermal | Stratiform sediment-hosted Cu | stratiform sediment-hosted Cu-Co | Cu, Co | Ag, Au, Pb, Ni, Se, Re, Zn | Cu, Co, Ag, Au, Pb, Ni, Se, Re, Zn | Bertrandsson Erlandsson et al., 2022; Foltyn et al., 2022; El Desouky et al., 2010 |  | 173-15.1-Cu-14-1 | 173-15.1-Cu-14-1 | [5 empty] | ore material | polished section |  | mineral separate | [5 empty] | mineralisation |  |  |  | chalcopyrite, sphalerite, pyrite | stage 1 (sediment-hosted, diagenetic), stage 2 (epigenetic hydrothermal veins) | disseminations, veins, mineralized nodules | disseminations, mineralized nodules, veins cross-cutting sedimentary bedding |  |  |  | quartz, carbonates |  | LA-ICPMS | ESI NWR213 Nd:YAG laser ablation system coupled to an Agilent 8800 QQQ ICP-MS | Montanuniversität Leoben, Austria | 50 µm spot size, 2 – 3 J/cm2 on-mineral fluency, 10 Hz repetition rate, helium carrier gas at 0.75 L/min flow rate, 30-s pre-ablation laser warm-up, 60 s dwell time, 30-s washout period | USGS pressed powder polysulfide reference material MASS-1 (Wilson et al. 2002) as external standard for chalcopyrite; sphalerite matrix-matched sinter pressed powder pellet reference material MUL-Zn S1 (Onuk et al. 2017) as external standard for sphalerite and pyrite; MASS-1 used as external standard for Te, Au, Tl, and Hg in sphalerite and pyrite | 0.37869 | [13 empty] | 1.4507 | [13 empty] | 10.2036 | [19 empty] | 0.73719 | [7 empty] | 7.5817 | [29 empty] | 5.8716 | [21 empty] | 25.6613 | [5 empty] | 14.8424 | [7 empty] | 0.36986 | [5 empty] | 0.47599 | [13 empty] | 484.7508 |  |  |  |  | 2025 | Bertrandsson Erlandsson et al. (2025), Mineralium Deposita, 60, 869–894 |  | POL, COD, ZMB, NAM
| DOF |  | Basin hydrothermal | Stratiform sediment-hosted Cu | stratiform sediment-hosted Cu-Co | Cu, Co | Ag, Au, Pb, Ni, Se, Re, Zn | Cu, Co, Ag, Au, Pb, Ni, Se, Re, Zn | Bertrandsson Erlandsson et al., 2022; Foltyn et al., 2022; El Desouky et al., 2010 |  | 173-15.1-Cu-15-1 | 173-15.1-Cu-15-1 | [5 empty] | ore material | polished section |  | mineral separate | [5 empty] | mineralisation |  |  |  | chalcopyrite, sphalerite, pyrite | stage 1 (sediment-hosted, diagenetic), stage 2 (epigenetic hydrothermal veins) | disseminations, veins, mineralized nodules | disseminations, mineralized nodules, veins cross-cutting sedimentary bedding |  |  |  | quartz, carbonates |  | LA-ICPMS | ESI NWR213 Nd:YAG laser ablation system coupled to an Agilent 8800 QQQ ICP-MS | Montanuniversität Leoben, Austria | 50 µm spot size, 2 – 3 J/cm2 on-mineral fluency, 10 Hz repetition rate, helium carrier gas at 0.75 L/min flow rate, 30-s pre-ablation laser warm-up, 60 s dwell time, 30-s washout period | USGS pressed powder polysulfide reference material MASS-1 (Wilson et al. 2002) as external standard for chalcopyrite; sphalerite matrix-matched sinter pressed powder pellet reference material MUL-Zn S1 (Onuk et al. 2017) as external standard for sphalerite and pyrite; MASS-1 used as external standard for Te, Au, Tl, and Hg in sphalerite and pyrite | 0.4929 | [13 empty] | 1.3924 | [11 empty] | 19.2726 | [21 empty] | 0.5628 |  |  |  | 2.4376 |  |  |  | 9.0095 | [23 empty] | 0.73284 | [5 empty] | 6.6987 | [21 empty] | 18.2138 | [5 empty] | 11.8074 | [7 empty] | 0.66426 | [19 empty] | 483.7604 |  |  |  |  | 2025 | Bertrandsson Erlandsson et al. (2025), Mineralium Deposita, 60, 869–894 |  | POL, COD, ZMB, NAM
| DOF |  | Basin hydrothermal | Stratiform sediment-hosted Cu | stratiform sediment-hosted Cu-Co | Cu, Co | Ag, Au, Pb, Ni, Se, Re, Zn | Cu, Co, Ag, Au, Pb, Ni, Se, Re, Zn | Bertrandsson Erlandsson et al., 2022; Foltyn et al., 2022; El Desouky et al., 2010 |  | 173-14.1-Cu-1-1 | 173-14.1-Cu-1-1 | [5 empty] | ore material | polished section |  | mineral separate | [5 empty] | mineralisation |  |  |  | chalcopyrite, sphalerite, pyrite | stage 1 (sediment-hosted, diagenetic), stage 2 (epigenetic hydrothermal veins) | disseminations, veins, mineralized nodules | disseminations, mineralized nodules, veins cross-cutting sedimentary bedding |  |  |  | quartz, carbonates |  | LA-ICPMS | ESI NWR213 Nd:YAG laser ablation system coupled to an Agilent 8800 QQQ ICP-MS | Montanuniversität Leoben, Austria | 50 µm spot size, 2 – 3 J/cm2 on-mineral fluency, 10 Hz repetition rate, helium carrier gas at 0.75 L/min flow rate, 30-s pre-ablation laser warm-up, 60 s dwell time, 30-s washout period | USGS pressed powder polysulfide reference material MASS-1 (Wilson et al. 2002) as external standard for chalcopyrite; sphalerite matrix-matched sinter pressed powder pellet reference material MUL-Zn S1 (Onuk et al. 2017) as external standard for sphalerite and pyrite; MASS-1 used as external standard for Te, Au, Tl, and Hg in sphalerite and pyrite | [14 empty] | 1.4233 | [29 empty] | 0.11923 |  |  |  | 0.41479 | [7 empty] | 11.9557 | [13 empty] | 8.1643 | [9 empty] | 0.69042 | [5 empty] | 5.1844 | [21 empty] | 30.0448 | [5 empty] | 33.243 | [7 empty] | 1.0304 | [19 empty] | 388.3826 |  |  |  |  | 2025 | Bertrandsson Erlandsson et al. (2025), Mineralium Deposita, 60, 869–894 |  | POL, COD, ZMB, NAM
| DOF |  | Basin hydrothermal | Stratiform sediment-hosted Cu | stratiform sediment-hosted Cu-Co | Cu, Co | Ag, Au, Pb, Ni, Se, Re, Zn | Cu, Co, Ag, Au, Pb, Ni, Se, Re, Zn | Bertrandsson Erlandsson et al., 2022; Foltyn et al., 2022; El Desouky et al., 2010 |  | 173-14.1-Cu-2-1 | 173-14.1-Cu-2-1 | [5 empty] | ore material | polished section |  | mineral separate | [5 empty] | mineralisation |  |  |  | chalcopyrite, sphalerite, pyrite | stage 1 (sediment-hosted, diagenetic), stage 2 (epigenetic hydrothermal veins) | disseminations, veins, mineralized nodules | disseminations, mineralized nodules, veins cross-cutting sedimentary bedding |  |  |  | quartz, carbonates |  | LA-ICPMS | ESI NWR213 Nd:YAG laser ablation system coupled to an Agilent 8800 QQQ ICP-MS | Montanuniversität Leoben, Austria | 50 µm spot size, 2 – 3 J/cm2 on-mineral fluency, 10 Hz repetition rate, helium carrier gas at 0.75 L/min flow rate, 30-s pre-ablation laser warm-up, 60 s dwell time, 30-s washout period | USGS pressed powder polysulfide reference material MASS-1 (Wilson et al. 2002) as external standard for chalcopyrite; sphalerite matrix-matched sinter pressed powder pellet reference material MUL-Zn S1 (Onuk et al. 2017) as external standard for sphalerite and pyrite; MASS-1 used as external standard for Te, Au, Tl, and Hg in sphalerite and pyrite | [14 empty] | 1.153 | [11 empty] | 5.9682 | [17 empty] | 0.17119 |  |  |  | 0.41769 |  |  |  | 3.0889 |  |  |  | 14.1359 | [13 empty] | 10.0714 | [15 empty] | 8.3084 | [21 empty] | 19.2676 | [5 empty] | 31.0649 | [7 empty] | 0.26052 | [19 empty] | 304.5841 |  |  |  |  | 2025 | Bertrandsson Erlandsson et al. (2025), Mineralium Deposita, 60, 869–894 |  | POL, COD, ZMB, NAM
| DOF |  | Basin hydrothermal | Stratiform sediment-hosted Cu | stratiform sediment-hosted Cu-Co | Cu, Co | Ag, Au, Pb, Ni, Se, Re, Zn | Cu, Co, Ag, Au, Pb, Ni, Se, Re, Zn | Bertrandsson Erlandsson et al., 2022; Foltyn et al., 2022; El Desouky et al., 2010 |  | 173-14.1-Cu-3-1 | 173-14.1-Cu-3-1 | [5 empty] | ore material | polished section |  | mineral separate | [5 empty] | mineralisation |  |  |  | chalcopyrite, sphalerite, pyrite | stage 1 (sediment-hosted, diagenetic), stage 2 (epigenetic hydrothermal veins) | disseminations, veins, mineralized nodules | disseminations, mineralized nodules, veins cross-cutting sedimentary bedding |  |  |  | quartz, carbonates |  | LA-ICPMS | ESI NWR213 Nd:YAG laser ablation system coupled to an Agilent 8800 QQQ ICP-MS | Montanuniversität Leoben, Austria | 50 µm spot size, 2 – 3 J/cm2 on-mineral fluency, 10 Hz repetition rate, helium carrier gas at 0.75 L/min flow rate, 30-s pre-ablation laser warm-up, 60 s dwell time, 30-s washout period | USGS pressed powder polysulfide reference material MASS-1 (Wilson et al. 2002) as external standard for chalcopyrite; sphalerite matrix-matched sinter pressed powder pellet reference material MUL-Zn S1 (Onuk et al. 2017) as external standard for sphalerite and pyrite; MASS-1 used as external standard for Te, Au, Tl, and Hg in sphalerite and pyrite | [14 empty] | 1.5765 | [13 empty] | 2.0287 | [15 empty] | 0.88806 |  |  |  | 1.8591 | [7 empty] | 13.3985 | [23 empty] | 2.3006 | [5 empty] | 8.9709 | [21 empty] | 24.5263 | [5 empty] | 30.2652 | [7 empty] | 0.85312 | [5 empty] | 0.165 | [13 empty] | 502.3447 |  |  |  |  | 2025 | Bertrandsson Erlandsson et al. (2025), Mineralium Deposita, 60, 869–894 |  | POL, COD, ZMB, NAM
| DOF |  | Basin hydrothermal | Stratiform sediment-hosted Cu | stratiform sediment-hosted Cu-Co | Cu, Co | Ag, Au, Pb, Ni, Se, Re, Zn | Cu, Co, Ag, Au, Pb, Ni, Se, Re, Zn | Bertrandsson Erlandsson et al., 2022; Foltyn et al., 2022; El Desouky et al., 2010 |  | 173-14.1-Cu-4-1 | 173-14.1-Cu-4-1 | [5 empty] | ore material | polished section |  | mineral separate | [5 empty] | mineralisation |  |  |  | chalcopyrite, sphalerite, pyrite | stage 1 (sediment-hosted, diagenetic), stage 2 (epigenetic hydrothermal veins) | disseminations, veins, mineralized nodules | disseminations, mineralized nodules, veins cross-cutting sedimentary bedding |  |  |  | quartz, carbonates |  | LA-ICPMS | ESI NWR213 Nd:YAG laser ablation system coupled to an Agilent 8800 QQQ ICP-MS | Montanuniversität Leoben, Austria | 50 µm spot size, 2 – 3 J/cm2 on-mineral fluency, 10 Hz repetition rate, helium carrier gas at 0.75 L/min flow rate, 30-s pre-ablation laser warm-up, 60 s dwell time, 30-s washout period | USGS pressed powder polysulfide reference material MASS-1 (Wilson et al. 2002) as external standard for chalcopyrite; sphalerite matrix-matched sinter pressed powder pellet reference material MUL-Zn S1 (Onuk et al. 2017) as external standard for sphalerite and pyrite; MASS-1 used as external standard for Te, Au, Tl, and Hg in sphalerite and pyrite | 0.072139 | [13 empty] | 2.6843 | [11 empty] | 25.4714 | [17 empty] | 0.10534 |  |  |  | 0.32871 | [7 empty] | 16.7734 | [13 empty] | 3.9113 | [15 empty] | 13.334 | [21 empty] | 22.5628 | [5 empty] | 31.4466 | [7 empty] | 0.98484 | [11 empty] | 0.13185 | [7 empty] | 326.0426 |  |  |  |  | 2025 | Bertrandsson Erlandsson et al. (2025), Mineralium Deposita, 60, 869–894 |  | POL, COD, ZMB, NAM
| DOF |  | Basin hydrothermal | Stratiform sediment-hosted Cu | stratiform sediment-hosted Cu-Co | Cu, Co | Ag, Au, Pb, Ni, Se, Re, Zn | Cu, Co, Ag, Au, Pb, Ni, Se, Re, Zn | Bertrandsson Erlandsson et al., 2022; Foltyn et al., 2022; El Desouky et al., 2010 |  | 173-14.1-Cu-5-1 | 173-14.1-Cu-5-1 | [5 empty] | ore material | polished section |  | mineral separate | [5 empty] | mineralisation |  |  |  | chalcopyrite, sphalerite, pyrite | stage 1 (sediment-hosted, diagenetic), stage 2 (epigenetic hydrothermal veins) | disseminations, veins, mineralized nodules | disseminations, mineralized nodules, veins cross-cutting sedimentary bedding |  |  |  | quartz, carbonates |  | LA-ICPMS | ESI NWR213 Nd:YAG laser ablation system coupled to an Agilent 8800 QQQ ICP-MS | Montanuniversität Leoben, Austria | 50 µm spot size, 2 – 3 J/cm2 on-mineral fluency, 10 Hz repetition rate, helium carrier gas at 0.75 L/min flow rate, 30-s pre-ablation laser warm-up, 60 s dwell time, 30-s washout period | USGS pressed powder polysulfide reference material MASS-1 (Wilson et al. 2002) as external standard for chalcopyrite; sphalerite matrix-matched sinter pressed powder pellet reference material MUL-Zn S1 (Onuk et al. 2017) as external standard for sphalerite and pyrite; MASS-1 used as external standard for Te, Au, Tl, and Hg in sphalerite and pyrite | 0.37461 | [13 empty] | 2.5432 | [29 empty] | 0.094198 |  |  |  | 0.37918 |  |  |  | 3.0214 |  |  |  | 16.016 | [13 empty] | 3.8449 | [15 empty] | 12.8424 | [21 empty] | 24.0047 | [5 empty] | 30.2636 | [19 empty] | 0.14666 | [7 empty] | 370.5703 |  |  |  |  | 2025 | Bertrandsson Erlandsson et al. (2025), Mineralium Deposita, 60, 869–894 |  | POL, COD, ZMB, NAM
| DOF |  | Basin hydrothermal | Stratiform sediment-hosted Cu | stratiform sediment-hosted Cu-Co | Cu, Co | Ag, Au, Pb, Ni, Se, Re, Zn | Cu, Co, Ag, Au, Pb, Ni, Se, Re, Zn | Bertrandsson Erlandsson et al., 2022; Foltyn et al., 2022; El Desouky et al., 2010 |  | 173-14.1-Cu-6-1 | 173-14.1-Cu-6-1 | [5 empty] | ore material | polished section |  | mineral separate | [5 empty] | mineralisation |  |  |  | chalcopyrite, sphalerite, pyrite | stage 1 (sediment-hosted, diagenetic), stage 2 (epigenetic hydrothermal veins) | disseminations, veins, mineralized nodules | disseminations, mineralized nodules, veins cross-cutting sedimentary bedding |  |  |  | quartz, carbonates |  | LA-ICPMS | ESI NWR213 Nd:YAG laser ablation system coupled to an Agilent 8800 QQQ ICP-MS | Montanuniversität Leoben, Austria | 50 µm spot size, 2 – 3 J/cm2 on-mineral fluency, 10 Hz repetition rate, helium carrier gas at 0.75 L/min flow rate, 30-s pre-ablation laser warm-up, 60 s dwell time, 30-s washout period | USGS pressed powder polysulfide reference material MASS-1 (Wilson et al. 2002) as external standard for chalcopyrite; sphalerite matrix-matched sinter pressed powder pellet reference material MUL-Zn S1 (Onuk et al. 2017) as external standard for sphalerite and pyrite; MASS-1 used as external standard for Te, Au, Tl, and Hg in sphalerite and pyrite | 0.077265 | [13 empty] | 2.7923 | [29 empty] | 0.4506 |  |  |  | 0.69442 | [7 empty] | 13.8445 | [23 empty] | 0.6677 | [5 empty] | 16.1964 | [21 empty] | 28.7301 | [5 empty] | 28.8196 | [7 empty] | 0.76174 | [5 empty] | 0.10254 | [13 empty] | 664.9105 |  |  |  |  | 2025 | Bertrandsson Erlandsson et al. (2025), Mineralium Deposita, 60, 869–894 |  | POL, COD, ZMB, NAM
| DOF |  | Basin hydrothermal | Stratiform sediment-hosted Cu | stratiform sediment-hosted Cu-Co | Cu, Co | Ag, Au, Pb, Ni, Se, Re, Zn | Cu, Co, Ag, Au, Pb, Ni, Se, Re, Zn | Bertrandsson Erlandsson et al., 2022; Foltyn et al., 2022; El Desouky et al., 2010 |  | 173-14.1-Cu-7-1 | 173-14.1-Cu-7-1 | [5 empty] | ore material | polished section |  | mineral separate | [5 empty] | mineralisation |  |  |  | chalcopyrite, sphalerite, pyrite | stage 1 (sediment-hosted, diagenetic), stage 2 (epigenetic hydrothermal veins) | disseminations, veins, mineralized nodules | disseminations, mineralized nodules, veins cross-cutting sedimentary bedding |  |  |  | quartz, carbonates |  | LA-ICPMS | ESI NWR213 Nd:YAG laser ablation system coupled to an Agilent 8800 QQQ ICP-MS | Montanuniversität Leoben, Austria | 50 µm spot size, 2 – 3 J/cm2 on-mineral fluency, 10 Hz repetition rate, helium carrier gas at 0.75 L/min flow rate, 30-s pre-ablation laser warm-up, 60 s dwell time, 30-s washout period | USGS pressed powder polysulfide reference material MASS-1 (Wilson et al. 2002) as external standard for chalcopyrite; sphalerite matrix-matched sinter pressed powder pellet reference material MUL-Zn S1 (Onuk et al. 2017) as external standard for sphalerite and pyrite; MASS-1 used as external standard for Te, Au, Tl, and Hg in sphalerite and pyrite | 0.04848 | [13 empty] | 1.893 | [11 empty] | 11.8535 | [17 empty] | 0.17754 |  |  |  | 0.47919 |  |  |  | 2.3252 |  |  |  | 14.0638 | [13 empty] | 6.5885 | [15 empty] | 10.4561 | [21 empty] | 24.9589 | [5 empty] | 23.1852 | [7 empty] | 0.5215 | [19 empty] | 477.9244 |  |  |  |  | 2025 | Bertrandsson Erlandsson et al. (2025), Mineralium Deposita, 60, 869–894 |  | POL, COD, ZMB, NAM
| DOF |  | Basin hydrothermal | Stratiform sediment-hosted Cu | stratiform sediment-hosted Cu-Co | Cu, Co | Ag, Au, Pb, Ni, Se, Re, Zn | Cu, Co, Ag, Au, Pb, Ni, Se, Re, Zn | Bertrandsson Erlandsson et al., 2022; Foltyn et al., 2022; El Desouky et al., 2010 |  | 173-14.1-Cu-8-1 | 173-14.1-Cu-8-1 | [5 empty] | ore material | polished section |  | mineral separate | [5 empty] | mineralisation |  |  |  | chalcopyrite, sphalerite, pyrite | stage 1 (sediment-hosted, diagenetic), stage 2 (epigenetic hydrothermal veins) | disseminations, veins, mineralized nodules | disseminations, mineralized nodules, veins cross-cutting sedimentary bedding |  |  |  | quartz, carbonates |  | LA-ICPMS | ESI NWR213 Nd:YAG laser ablation system coupled to an Agilent 8800 QQQ ICP-MS | Montanuniversität Leoben, Austria | 50 µm spot size, 2 – 3 J/cm2 on-mineral fluency, 10 Hz repetition rate, helium carrier gas at 0.75 L/min flow rate, 30-s pre-ablation laser warm-up, 60 s dwell time, 30-s washout period | USGS pressed powder polysulfide reference material MASS-1 (Wilson et al. 2002) as external standard for chalcopyrite; sphalerite matrix-matched sinter pressed powder pellet reference material MUL-Zn S1 (Onuk et al. 2017) as external standard for sphalerite and pyrite; MASS-1 used as external standard for Te, Au, Tl, and Hg in sphalerite and pyrite | 0.058305 | [13 empty] | 3.564 | [13 empty] | 1.3334 | [15 empty] | 0.38926 |  |  |  | 0.56774 |  |  |  | 2.8617 |  |  |  | 14.6184 | [23 empty] | 0.77109 | [5 empty] | 16.082 | [21 empty] | 21.5626 | [5 empty] | 29.7593 | [13 empty] | 0.14585 | [18 empty] | 2025 | Bertrandsson Erlandsson et al. (2025), Mineralium Deposita, 60, 869–894 |  | POL, COD, ZMB, NAM
| DOF |  | Basin hydrothermal | Stratiform sediment-hosted Cu | stratiform sediment-hosted Cu-Co | Cu, Co | Ag, Au, Pb, Ni, Se, Re, Zn | Cu, Co, Ag, Au, Pb, Ni, Se, Re, Zn | Bertrandsson Erlandsson et al., 2022; Foltyn et al., 2022; El Desouky et al., 2010 |  | 173-14.1-Cu-9-1 | 173-14.1-Cu-9-1 | [5 empty] | ore material | polished section |  | mineral separate | [5 empty] | mineralisation |  |  |  | chalcopyrite, sphalerite, pyrite | stage 1 (sediment-hosted, diagenetic), stage 2 (epigenetic hydrothermal veins) | disseminations, veins, mineralized nodules | disseminations, mineralized nodules, veins cross-cutting sedimentary bedding |  |  |  | quartz, carbonates |  | LA-ICPMS | ESI NWR213 Nd:YAG laser ablation system coupled to an Agilent 8800 QQQ ICP-MS | Montanuniversität Leoben, Austria | 50 µm spot size, 2 – 3 J/cm2 on-mineral fluency, 10 Hz repetition rate, helium carrier gas at 0.75 L/min flow rate, 30-s pre-ablation laser warm-up, 60 s dwell time, 30-s washout period | USGS pressed powder polysulfide reference material MASS-1 (Wilson et al. 2002) as external standard for chalcopyrite; sphalerite matrix-matched sinter pressed powder pellet reference material MUL-Zn S1 (Onuk et al. 2017) as external standard for sphalerite and pyrite; MASS-1 used as external standard for Te, Au, Tl, and Hg in sphalerite and pyrite | 0.088896 | [13 empty] | 0.84925 | [11 empty] | 11.4235 | [17 empty] | 0.12477 |  |  |  | 0.54732 |  |  |  | 2.4062 |  |  |  | 12.8224 | [13 empty] | 4.4318 | [15 empty] | 3.7549 | [21 empty] | 24.7581 | [5 empty] | 23.6629 | [27 empty] | 445.5262 |  |  |  |  | 2025 | Bertrandsson Erlandsson et al. (2025), Mineralium Deposita, 60, 869–894 |  | POL, COD, ZMB, NAM
| DOF |  | Basin hydrothermal | Stratiform sediment-hosted Cu | stratiform sediment-hosted Cu-Co | Cu, Co | Ag, Au, Pb, Ni, Se, Re, Zn | Cu, Co, Ag, Au, Pb, Ni, Se, Re, Zn | Bertrandsson Erlandsson et al., 2022; Foltyn et al., 2022; El Desouky et al., 2010 |  | 173-14.1-Cu-10-1 | 173-14.1-Cu-10-1 | [5 empty] | ore material | polished section |  | mineral separate | [5 empty] | mineralisation |  |  |  | chalcopyrite, sphalerite, pyrite | stage 1 (sediment-hosted, diagenetic), stage 2 (epigenetic hydrothermal veins) | disseminations, veins, mineralized nodules | disseminations, mineralized nodules, veins cross-cutting sedimentary bedding |  |  |  | quartz, carbonates |  | LA-ICPMS | ESI NWR213 Nd:YAG laser ablation system coupled to an Agilent 8800 QQQ ICP-MS | Montanuniversität Leoben, Austria | 50 µm spot size, 2 – 3 J/cm2 on-mineral fluency, 10 Hz repetition rate, helium carrier gas at 0.75 L/min flow rate, 30-s pre-ablation laser warm-up, 60 s dwell time, 30-s washout period | USGS pressed powder polysulfide reference material MASS-1 (Wilson et al. 2002) as external standard for chalcopyrite; sphalerite matrix-matched sinter pressed powder pellet reference material MUL-Zn S1 (Onuk et al. 2017) as external standard for sphalerite and pyrite; MASS-1 used as external standard for Te, Au, Tl, and Hg in sphalerite and pyrite | 0.074837 | [13 empty] | 1.844 | [11 empty] | 26.5837 | [17 empty] | 0.13917 |  |  |  | 0.57964 |  |  |  | 2.7501 |  |  |  | 13.86 | [13 empty] | 21.8705 | [15 empty] | 9.7892 | [21 empty] | 24.0765 | [5 empty] | 29.0886 | [7 empty] | 0.83293 | [24 empty] | 2025 | Bertrandsson Erlandsson et al. (2025), Mineralium Deposita, 60, 869–894 |  | POL, COD, ZMB, NAM
| DOF |  | Basin hydrothermal | Stratiform sediment-hosted Cu | stratiform sediment-hosted Cu-Co | Cu, Co | Ag, Au, Pb, Ni, Se, Re, Zn | Cu, Co, Ag, Au, Pb, Ni, Se, Re, Zn | Bertrandsson Erlandsson et al., 2022; Foltyn et al., 2022; El Desouky et al., 2010 |  | 200-1-1 Ccp1-1 | 200-1-1 Ccp1-1 | [5 empty] | ore material | polished section |  | mineral separate | [5 empty] | mineralisation |  |  |  | chalcopyrite, sphalerite, pyrite | stage 1 (sediment-hosted, diagenetic), stage 2 (epigenetic hydrothermal veins) | disseminations, veins, mineralized nodules | disseminations, mineralized nodules, veins cross-cutting sedimentary bedding |  |  |  | quartz, carbonates |  | LA-ICPMS | ESI NWR213 Nd:YAG laser ablation system coupled to an Agilent 8800 QQQ ICP-MS | Montanuniversität Leoben, Austria | 50 µm spot size, 2 – 3 J/cm2 on-mineral fluency, 10 Hz repetition rate, helium carrier gas at 0.75 L/min flow rate, 30-s pre-ablation laser warm-up, 60 s dwell time, 30-s washout period | USGS pressed powder polysulfide reference material MASS-1 (Wilson et al. 2002) as external standard for chalcopyrite; sphalerite matrix-matched sinter pressed powder pellet reference material MUL-Zn S1 (Onuk et al. 2017) as external standard for sphalerite and pyrite; MASS-1 used as external standard for Te, Au, Tl, and Hg in sphalerite and pyrite | 0.074962 | [13 empty] | 4.7768 | [11 empty] | 29.4694 | [21 empty] | 0.49935 |  |  |  | 3.902 |  |  |  | 11.8128 | [29 empty] | 17.8639 | [21 empty] | 16.4042 | [5 empty] | 4.2701 | [13 empty] | 0.099301 | [13 empty] | 416.1337 |  |  |  |  | 2025 | Bertrandsson Erlandsson et al. (2025), Mineralium Deposita, 60, 869–894 |  | POL, COD, ZMB, NAM
| DOF |  | Basin hydrothermal | Stratiform sediment-hosted Cu | stratiform sediment-hosted Cu-Co | Cu, Co | Ag, Au, Pb, Ni, Se, Re, Zn | Cu, Co, Ag, Au, Pb, Ni, Se, Re, Zn | Bertrandsson Erlandsson et al., 2022; Foltyn et al., 2022; El Desouky et al., 2010 |  | 200-1-1 Ccp2-1 | 200-1-1 Ccp2-1 | [5 empty] | ore material | polished section |  | mineral separate | [5 empty] | mineralisation |  |  |  | chalcopyrite, sphalerite, pyrite | stage 1 (sediment-hosted, diagenetic), stage 2 (epigenetic hydrothermal veins) | disseminations, veins, mineralized nodules | disseminations, mineralized nodules, veins cross-cutting sedimentary bedding |  |  |  | quartz, carbonates |  | LA-ICPMS | ESI NWR213 Nd:YAG laser ablation system coupled to an Agilent 8800 QQQ ICP-MS | Montanuniversität Leoben, Austria | 50 µm spot size, 2 – 3 J/cm2 on-mineral fluency, 10 Hz repetition rate, helium carrier gas at 0.75 L/min flow rate, 30-s pre-ablation laser warm-up, 60 s dwell time, 30-s washout period | USGS pressed powder polysulfide reference material MASS-1 (Wilson et al. 2002) as external standard for chalcopyrite; sphalerite matrix-matched sinter pressed powder pellet reference material MUL-Zn S1 (Onuk et al. 2017) as external standard for sphalerite and pyrite; MASS-1 used as external standard for Te, Au, Tl, and Hg in sphalerite and pyrite | 0.052275 | [13 empty] | 4.9474 | [11 empty] | 43.0662 | [21 empty] | 0.21178 |  |  |  | 3.0485 |  |  |  | 11.7309 | [23 empty] | 0.30581 | [5 empty] | 29.7443 | [21 empty] | 12.7402 | [5 empty] | 4.2918 | [13 empty] | 0.14883 | [13 empty] | 308.3373 |  |  |  |  | 2025 | Bertrandsson Erlandsson et al. (2025), Mineralium Deposita, 60, 869–894 |  | POL, COD, ZMB, NAM
| DOF |  | Basin hydrothermal | Stratiform sediment-hosted Cu | stratiform sediment-hosted Cu-Co | Cu, Co | Ag, Au, Pb, Ni, Se, Re, Zn | Cu, Co, Ag, Au, Pb, Ni, Se, Re, Zn | Bertrandsson Erlandsson et al., 2022; Foltyn et al., 2022; El Desouky et al., 2010 |  | 200-1-1 Ccp3-1 | 200-1-1 Ccp3-1 | [5 empty] | ore material | polished section |  | mineral separate | [5 empty] | mineralisation |  |  |  | chalcopyrite, sphalerite, pyrite | stage 1 (sediment-hosted, diagenetic), stage 2 (epigenetic hydrothermal veins) | disseminations, veins, mineralized nodules | disseminations, mineralized nodules, veins cross-cutting sedimentary bedding |  |  |  | quartz, carbonates |  | LA-ICPMS | ESI NWR213 Nd:YAG laser ablation system coupled to an Agilent 8800 QQQ ICP-MS | Montanuniversität Leoben, Austria | 50 µm spot size, 2 – 3 J/cm2 on-mineral fluency, 10 Hz repetition rate, helium carrier gas at 0.75 L/min flow rate, 30-s pre-ablation laser warm-up, 60 s dwell time, 30-s washout period | USGS pressed powder polysulfide reference material MASS-1 (Wilson et al. 2002) as external standard for chalcopyrite; sphalerite matrix-matched sinter pressed powder pellet reference material MUL-Zn S1 (Onuk et al. 2017) as external standard for sphalerite and pyrite; MASS-1 used as external standard for Te, Au, Tl, and Hg in sphalerite and pyrite | [14 empty] | 15.8448 | [37 empty] | 3.5536 |  |  |  | 8.7379 | [23 empty] | 1.9421 | [5 empty] | 75.4024 | [21 empty] | 25.8156 | [5 empty] | 2.9575 | [13 empty] | 0.25447 | [13 empty] | 283.3885 |  |  |  |  | 2025 | Bertrandsson Erlandsson et al. (2025), Mineralium Deposita, 60, 869–894 |  | POL, COD, ZMB, NAM
| DOF |  | Basin hydrothermal | Stratiform sediment-hosted Cu | stratiform sediment-hosted Cu-Co | Cu, Co | Ag, Au, Pb, Ni, Se, Re, Zn | Cu, Co, Ag, Au, Pb, Ni, Se, Re, Zn | Bertrandsson Erlandsson et al., 2022; Foltyn et al., 2022; El Desouky et al., 2010 |  | 200-1-1 Ccp4-1 | 200-1-1 Ccp4-1 | [5 empty] | ore material | polished section |  | mineral separate | [5 empty] | mineralisation |  |  |  | chalcopyrite, sphalerite, pyrite | stage 1 (sediment-hosted, diagenetic), stage 2 (epigenetic hydrothermal veins) | disseminations, veins, mineralized nodules | disseminations, mineralized nodules, veins cross-cutting sedimentary bedding |  |  |  | quartz, carbonates |  | LA-ICPMS | ESI NWR213 Nd:YAG laser ablation system coupled to an Agilent 8800 QQQ ICP-MS | Montanuniversität Leoben, Austria | 50 µm spot size, 2 – 3 J/cm2 on-mineral fluency, 10 Hz repetition rate, helium carrier gas at 0.75 L/min flow rate, 30-s pre-ablation laser warm-up, 60 s dwell time, 30-s washout period | USGS pressed powder polysulfide reference material MASS-1 (Wilson et al. 2002) as external standard for chalcopyrite; sphalerite matrix-matched sinter pressed powder pellet reference material MUL-Zn S1 (Onuk et al. 2017) as external standard for sphalerite and pyrite; MASS-1 used as external standard for Te, Au, Tl, and Hg in sphalerite and pyrite | 0.13881 | [13 empty] | 4.2624 | [37 empty] | 1.7631 |  |  |  | 11.9528 | [23 empty] | 1.5579 | [5 empty] | 20.4856 | [27 empty] | 5.2291 | [27 empty] | 283.582 |  |  |  |  | 2025 | Bertrandsson Erlandsson et al. (2025), Mineralium Deposita, 60, 869–894 |  | POL, COD, ZMB, NAM
| DOF |  | Basin hydrothermal | Stratiform sediment-hosted Cu | stratiform sediment-hosted Cu-Co | Cu, Co | Ag, Au, Pb, Ni, Se, Re, Zn | Cu, Co, Ag, Au, Pb, Ni, Se, Re, Zn | Bertrandsson Erlandsson et al., 2022; Foltyn et al., 2022; El Desouky et al., 2010 |  | 200-1-1 Ccp5-1 | 200-1-1 Ccp5-1 | [5 empty] | ore material | polished section |  | mineral separate | [5 empty] | mineralisation |  |  |  | chalcopyrite, sphalerite, pyrite | stage 1 (sediment-hosted, diagenetic), stage 2 (epigenetic hydrothermal veins) | disseminations, veins, mineralized nodules | disseminations, mineralized nodules, veins cross-cutting sedimentary bedding |  |  |  | quartz, carbonates |  | LA-ICPMS | ESI NWR213 Nd:YAG laser ablation system coupled to an Agilent 8800 QQQ ICP-MS | Montanuniversität Leoben, Austria | 50 µm spot size, 2 – 3 J/cm2 on-mineral fluency, 10 Hz repetition rate, helium carrier gas at 0.75 L/min flow rate, 30-s pre-ablation laser warm-up, 60 s dwell time, 30-s washout period | USGS pressed powder polysulfide reference material MASS-1 (Wilson et al. 2002) as external standard for chalcopyrite; sphalerite matrix-matched sinter pressed powder pellet reference material MUL-Zn S1 (Onuk et al. 2017) as external standard for sphalerite and pyrite; MASS-1 used as external standard for Te, Au, Tl, and Hg in sphalerite and pyrite | 1.3267 | [5 empty] | 0.029768 | [7 empty] | 9.6212 | [37 empty] | 1.495 |  |  |  | 5.9534 | [29 empty] | 51.3591 | [27 empty] | 1.6432 | [13 empty] | 0.14583 | [13 empty] | 205.1245 |  |  |  |  | 2025 | Bertrandsson Erlandsson et al. (2025), Mineralium Deposita, 60, 869–894 |  | POL, COD, ZMB, NAM
| DOF |  | Basin hydrothermal | Stratiform sediment-hosted Cu | stratiform sediment-hosted Cu-Co | Cu, Co | Ag, Au, Pb, Ni, Se, Re, Zn | Cu, Co, Ag, Au, Pb, Ni, Se, Re, Zn | Bertrandsson Erlandsson et al., 2022; Foltyn et al., 2022; El Desouky et al., 2010 |  | 200-1-1 Ccp6-1 | 200-1-1 Ccp6-1 | [5 empty] | ore material | polished section |  | mineral separate | [5 empty] | mineralisation |  |  |  | chalcopyrite, sphalerite, pyrite | stage 1 (sediment-hosted, diagenetic), stage 2 (epigenetic hydrothermal veins) | disseminations, veins, mineralized nodules | disseminations, mineralized nodules, veins cross-cutting sedimentary bedding |  |  |  | quartz, carbonates |  | LA-ICPMS | ESI NWR213 Nd:YAG laser ablation system coupled to an Agilent 8800 QQQ ICP-MS | Montanuniversität Leoben, Austria | 50 µm spot size, 2 – 3 J/cm2 on-mineral fluency, 10 Hz repetition rate, helium carrier gas at 0.75 L/min flow rate, 30-s pre-ablation laser warm-up, 60 s dwell time, 30-s washout period | USGS pressed powder polysulfide reference material MASS-1 (Wilson et al. 2002) as external standard for chalcopyrite; sphalerite matrix-matched sinter pressed powder pellet reference material MUL-Zn S1 (Onuk et al. 2017) as external standard for sphalerite and pyrite; MASS-1 used as external standard for Te, Au, Tl, and Hg in sphalerite and pyrite | 0.42813 | [13 empty] | 6.3716 | [41 empty] | 6.0227 | [29 empty] | 26.194 | [17 empty] | 0.1649 | [23 empty] | 0.5754 | [13 empty] | 166.6974 |  |  |  |  | 2025 | Bertrandsson Erlandsson et al. (2025), Mineralium Deposita, 60, 869–894 |  | POL, COD, ZMB, NAM
| DOF |  | Basin hydrothermal | Stratiform sediment-hosted Cu | stratiform sediment-hosted Cu-Co | Cu, Co | Ag, Au, Pb, Ni, Se, Re, Zn | Cu, Co, Ag, Au, Pb, Ni, Se, Re, Zn | Bertrandsson Erlandsson et al., 2022; Foltyn et al., 2022; El Desouky et al., 2010 |  | 077-31-1B-ccp1-1 | 077-31-1B-ccp1-1 | [5 empty] | ore material | polished section |  | mineral separate | [5 empty] | mineralisation |  |  |  | chalcopyrite, sphalerite, pyrite | stage 1 (sediment-hosted, diagenetic), stage 2 (epigenetic hydrothermal veins) | disseminations, veins, mineralized nodules | disseminations, mineralized nodules, veins cross-cutting sedimentary bedding |  |  |  | quartz, carbonates |  | LA-ICPMS | ESI NWR213 Nd:YAG laser ablation system coupled to an Agilent 8800 QQQ ICP-MS | Montanuniversität Leoben, Austria | 50 µm spot size, 2 – 3 J/cm2 on-mineral fluency, 10 Hz repetition rate, helium carrier gas at 0.75 L/min flow rate, 30-s pre-ablation laser warm-up, 60 s dwell time, 30-s washout period | USGS pressed powder polysulfide reference material MASS-1 (Wilson et al. 2002) as external standard for chalcopyrite; sphalerite matrix-matched sinter pressed powder pellet reference material MUL-Zn S1 (Onuk et al. 2017) as external standard for sphalerite and pyrite; MASS-1 used as external standard for Te, Au, Tl, and Hg in sphalerite and pyrite | 22.3992 | [13 empty] | 1.0619 | [11 empty] | 3.0032 | [17 empty] | 0.34449 |  |  |  | 0.5195 |  |  |  | 8.8072 |  |  |  | 4.0939 | [13 empty] | 4.2325 | [9 empty] | 4.9221 | [5 empty] | 20.4593 | [21 empty] | 56.1603 | [5 empty] | 34.3903 | [7 empty] | 1.665 | [5 empty] | 0.029483 | [13 empty] | 286.2984 |  |  |  |  | 2025 | Bertrandsson Erlandsson et al. (2025), Mineralium Deposita, 60, 869–894 |  | POL, COD, ZMB, NAM
| DOF |  | Basin hydrothermal | Stratiform sediment-hosted Cu | stratiform sediment-hosted Cu-Co | Cu, Co | Ag, Au, Pb, Ni, Se, Re, Zn | Cu, Co, Ag, Au, Pb, Ni, Se, Re, Zn | Bertrandsson Erlandsson et al., 2022; Foltyn et al., 2022; El Desouky et al., 2010 |  | 077-31-1B-ccp10-1 | 077-31-1B-ccp10-1 | [5 empty] | ore material | polished section |  | mineral separate | [5 empty] | mineralisation |  |  |  | chalcopyrite, sphalerite, pyrite | stage 1 (sediment-hosted, diagenetic), stage 2 (epigenetic hydrothermal veins) | disseminations, veins, mineralized nodules | disseminations, mineralized nodules, veins cross-cutting sedimentary bedding |  |  |  | quartz, carbonates |  | LA-ICPMS | ESI NWR213 Nd:YAG laser ablation system coupled to an Agilent 8800 QQQ ICP-MS | Montanuniversität Leoben, Austria | 50 µm spot size, 2 – 3 J/cm2 on-mineral fluency, 10 Hz repetition rate, helium carrier gas at 0.75 L/min flow rate, 30-s pre-ablation laser warm-up, 60 s dwell time, 30-s washout period | USGS pressed powder polysulfide reference material MASS-1 (Wilson et al. 2002) as external standard for chalcopyrite; sphalerite matrix-matched sinter pressed powder pellet reference material MUL-Zn S1 (Onuk et al. 2017) as external standard for sphalerite and pyrite; MASS-1 used as external standard for Te, Au, Tl, and Hg in sphalerite and pyrite | 19.676 | [13 empty] | 0.22118 | [11 empty] | 16.9398 | [21 empty] | 0.36596 |  |  |  | 8.8647 |  |  |  | 2.1034 | [13 empty] | 4.519 | [9 empty] | 1.2709 | [5 empty] | 7.0552 | [21 empty] | 60.9701 | [5 empty] | 18.3506 | [7 empty] | 0.8602 | [19 empty] | 590.7684 |  |  |  |  | 2025 | Bertrandsson Erlandsson et al. (2025), Mineralium Deposita, 60, 869–894 |  | POL, COD, ZMB, NAM
| DOF |  | Basin hydrothermal | Stratiform sediment-hosted Cu | stratiform sediment-hosted Cu-Co | Cu, Co | Ag, Au, Pb, Ni, Se, Re, Zn | Cu, Co, Ag, Au, Pb, Ni, Se, Re, Zn | Bertrandsson Erlandsson et al., 2022; Foltyn et al., 2022; El Desouky et al., 2010 |  | 077-31-1B-ccp11-1 | 077-31-1B-ccp11-1 | [5 empty] | ore material | polished section |  | mineral separate | [5 empty] | mineralisation |  |  |  | chalcopyrite, sphalerite, pyrite | stage 1 (sediment-hosted, diagenetic), stage 2 (epigenetic hydrothermal veins) | disseminations, veins, mineralized nodules | disseminations, mineralized nodules, veins cross-cutting sedimentary bedding |  |  |  | quartz, carbonates |  | LA-ICPMS | ESI NWR213 Nd:YAG laser ablation system coupled to an Agilent 8800 QQQ ICP-MS | Montanuniversität Leoben, Austria | 50 µm spot size, 2 – 3 J/cm2 on-mineral fluency, 10 Hz repetition rate, helium carrier gas at 0.75 L/min flow rate, 30-s pre-ablation laser warm-up, 60 s dwell time, 30-s washout period | USGS pressed powder polysulfide reference material MASS-1 (Wilson et al. 2002) as external standard for chalcopyrite; sphalerite matrix-matched sinter pressed powder pellet reference material MUL-Zn S1 (Onuk et al. 2017) as external standard for sphalerite and pyrite; MASS-1 used as external standard for Te, Au, Tl, and Hg in sphalerite and pyrite | 21.7508 | [13 empty] | 0.76674 | [11 empty] | 7.5616 | [21 empty] | 0.46899 |  |  |  | 9.3996 |  |  |  | 2.0333 | [13 empty] | 4.5383 | [9 empty] | 1.2663 | [5 empty] | 16.1246 | [21 empty] | 59.0311 | [5 empty] | 16.5683 | [7 empty] | 0.89229 | [19 empty] | 472.9621 |  |  |  |  | 2025 | Bertrandsson Erlandsson et al. (2025), Mineralium Deposita, 60, 869–894 |  | POL, COD, ZMB, NAM
| DOF |  | Basin hydrothermal | Stratiform sediment-hosted Cu | stratiform sediment-hosted Cu-Co | Cu, Co | Ag, Au, Pb, Ni, Se, Re, Zn | Cu, Co, Ag, Au, Pb, Ni, Se, Re, Zn | Bertrandsson Erlandsson et al., 2022; Foltyn et al., 2022; El Desouky et al., 2010 |  | 077-31-1B-ccp12-1 | 077-31-1B-ccp12-1 | [5 empty] | ore material | polished section |  | mineral separate | [5 empty] | mineralisation |  |  |  | chalcopyrite, sphalerite, pyrite | stage 1 (sediment-hosted, diagenetic), stage 2 (epigenetic hydrothermal veins) | disseminations, veins, mineralized nodules | disseminations, mineralized nodules, veins cross-cutting sedimentary bedding |  |  |  | quartz, carbonates |  | LA-ICPMS | ESI NWR213 Nd:YAG laser ablation system coupled to an Agilent 8800 QQQ ICP-MS | Montanuniversität Leoben, Austria | 50 µm spot size, 2 – 3 J/cm2 on-mineral fluency, 10 Hz repetition rate, helium carrier gas at 0.75 L/min flow rate, 30-s pre-ablation laser warm-up, 60 s dwell time, 30-s washout period | USGS pressed powder polysulfide reference material MASS-1 (Wilson et al. 2002) as external standard for chalcopyrite; sphalerite matrix-matched sinter pressed powder pellet reference material MUL-Zn S1 (Onuk et al. 2017) as external standard for sphalerite and pyrite; MASS-1 used as external standard for Te, Au, Tl, and Hg in sphalerite and pyrite | 20.9897 | [13 empty] | 0.6129 | [33 empty] | 0.23449 |  |  |  | 6.9384 |  |  |  | 2.5529 | [13 empty] | 4.1596 | [9 empty] | 6.4589 | [5 empty] | 12.6734 | [21 empty] | 68.2275 | [5 empty] | 18.122 | [7 empty] | 0.65355 | [19 empty] | 390.814 |  |  |  |  | 2025 | Bertrandsson Erlandsson et al. (2025), Mineralium Deposita, 60, 869–894 |  | POL, COD, ZMB, NAM
| DOF |  | Basin hydrothermal | Stratiform sediment-hosted Cu | stratiform sediment-hosted Cu-Co | Cu, Co | Ag, Au, Pb, Ni, Se, Re, Zn | Cu, Co, Ag, Au, Pb, Ni, Se, Re, Zn | Bertrandsson Erlandsson et al., 2022; Foltyn et al., 2022; El Desouky et al., 2010 |  | 077-31-1B-ccp13-1 | 077-31-1B-ccp13-1 | [5 empty] | ore material | polished section |  | mineral separate | [5 empty] | mineralisation |  |  |  | chalcopyrite, sphalerite, pyrite | stage 1 (sediment-hosted, diagenetic), stage 2 (epigenetic hydrothermal veins) | disseminations, veins, mineralized nodules | disseminations, mineralized nodules, veins cross-cutting sedimentary bedding |  |  |  | quartz, carbonates |  | LA-ICPMS | ESI NWR213 Nd:YAG laser ablation system coupled to an Agilent 8800 QQQ ICP-MS | Montanuniversität Leoben, Austria | 50 µm spot size, 2 – 3 J/cm2 on-mineral fluency, 10 Hz repetition rate, helium carrier gas at 0.75 L/min flow rate, 30-s pre-ablation laser warm-up, 60 s dwell time, 30-s washout period | USGS pressed powder polysulfide reference material MASS-1 (Wilson et al. 2002) as external standard for chalcopyrite; sphalerite matrix-matched sinter pressed powder pellet reference material MUL-Zn S1 (Onuk et al. 2017) as external standard for sphalerite and pyrite; MASS-1 used as external standard for Te, Au, Tl, and Hg in sphalerite and pyrite | 23.7528 | [13 empty] | 1.7314 | [11 empty] | 5.5675 | [17 empty] | 0.081415 |  |  |  | 0.3674 |  |  |  | 5.8443 |  |  |  | 4.5212 | [13 empty] | 4.1374 | [9 empty] | 1.6586 | [5 empty] | 31.1783 | [21 empty] | 56.8381 | [5 empty] | 21.251 | [7 empty] | 1.1072 | [5 empty] | 0.033826 | [13 empty] | 406.0907 |  |  |  |  | 2025 | Bertrandsson Erlandsson et al. (2025), Mineralium Deposita, 60, 869–894 |  | POL, COD, ZMB, NAM
| DOF |  | Basin hydrothermal | Stratiform sediment-hosted Cu | stratiform sediment-hosted Cu-Co | Cu, Co | Ag, Au, Pb, Ni, Se, Re, Zn | Cu, Co, Ag, Au, Pb, Ni, Se, Re, Zn | Bertrandsson Erlandsson et al., 2022; Foltyn et al., 2022; El Desouky et al., 2010 |  | 077-31-1B-ccp14-1 | 077-31-1B-ccp14-1 | [5 empty] | ore material | polished section |  | mineral separate | [5 empty] | mineralisation |  |  |  | chalcopyrite, sphalerite, pyrite | stage 1 (sediment-hosted, diagenetic), stage 2 (epigenetic hydrothermal veins) | disseminations, veins, mineralized nodules | disseminations, mineralized nodules, veins cross-cutting sedimentary bedding |  |  |  | quartz, carbonates |  | LA-ICPMS | ESI NWR213 Nd:YAG laser ablation system coupled to an Agilent 8800 QQQ ICP-MS | Montanuniversität Leoben, Austria | 50 µm spot size, 2 – 3 J/cm2 on-mineral fluency, 10 Hz repetition rate, helium carrier gas at 0.75 L/min flow rate, 30-s pre-ablation laser warm-up, 60 s dwell time, 30-s washout period | USGS pressed powder polysulfide reference material MASS-1 (Wilson et al. 2002) as external standard for chalcopyrite; sphalerite matrix-matched sinter pressed powder pellet reference material MUL-Zn S1 (Onuk et al. 2017) as external standard for sphalerite and pyrite; MASS-1 used as external standard for Te, Au, Tl, and Hg in sphalerite and pyrite | 23.9407 | [13 empty] | 1.3321 | [33 empty] | 0.27942 |  |  |  | 6.0091 |  |  |  | 5.6646 | [13 empty] | 5.3534 | [9 empty] | 2.6486 | [5 empty] | 21.6014 | [21 empty] | 60.8959 | [5 empty] | 20.9295 | [7 empty] | 1.5666 | [5 empty] | 0.029321 | [18 empty] | 2025 | Bertrandsson Erlandsson et al. (2025), Mineralium Deposita, 60, 869–894 |  | POL, COD, ZMB, NAM
| DOF |  | Basin hydrothermal | Stratiform sediment-hosted Cu | stratiform sediment-hosted Cu-Co | Cu, Co | Ag, Au, Pb, Ni, Se, Re, Zn | Cu, Co, Ag, Au, Pb, Ni, Se, Re, Zn | Bertrandsson Erlandsson et al., 2022; Foltyn et al., 2022; El Desouky et al., 2010 |  | 077-31-1B-ccp15-1 | 077-31-1B-ccp15-1 | [5 empty] | ore material | polished section |  | mineral separate | [5 empty] | mineralisation |  |  |  | chalcopyrite, sphalerite, pyrite | stage 1 (sediment-hosted, diagenetic), stage 2 (epigenetic hydrothermal veins) | disseminations, veins, mineralized nodules | disseminations, mineralized nodules, veins cross-cutting sedimentary bedding |  |  |  | quartz, carbonates |  | LA-ICPMS | ESI NWR213 Nd:YAG laser ablation system coupled to an Agilent 8800 QQQ ICP-MS | Montanuniversität Leoben, Austria | 50 µm spot size, 2 – 3 J/cm2 on-mineral fluency, 10 Hz repetition rate, helium carrier gas at 0.75 L/min flow rate, 30-s pre-ablation laser warm-up, 60 s dwell time, 30-s washout period | USGS pressed powder polysulfide reference material MASS-1 (Wilson et al. 2002) as external standard for chalcopyrite; sphalerite matrix-matched sinter pressed powder pellet reference material MUL-Zn S1 (Onuk et al. 2017) as external standard for sphalerite and pyrite; MASS-1 used as external standard for Te, Au, Tl, and Hg in sphalerite and pyrite | 23.6303 | [13 empty] | 1.3283 | [29 empty] | 0.0971 |  |  |  | 0.33966 |  |  |  | 5.7012 |  |  |  | 5.8124 | [29 empty] | 23.6522 | [21 empty] | 65.038 | [5 empty] | 22.4739 | [7 empty] | 1.5848 | [5 empty] | 0.038673 | [13 empty] | 303.4696 |  |  |  |  | 2025 | Bertrandsson Erlandsson et al. (2025), Mineralium Deposita, 60, 869–894 |  | POL, COD, ZMB, NAM
| DOF |  | Basin hydrothermal | Stratiform sediment-hosted Cu | stratiform sediment-hosted Cu-Co | Cu, Co | Ag, Au, Pb, Ni, Se, Re, Zn | Cu, Co, Ag, Au, Pb, Ni, Se, Re, Zn | Bertrandsson Erlandsson et al., 2022; Foltyn et al., 2022; El Desouky et al., 2010 |  | 077-31-1B-ccp16-1 | 077-31-1B-ccp16-1 | [5 empty] | ore material | polished section |  | mineral separate | [5 empty] | mineralisation |  |  |  | chalcopyrite, sphalerite, pyrite | stage 1 (sediment-hosted, diagenetic), stage 2 (epigenetic hydrothermal veins) | disseminations, veins, mineralized nodules | disseminations, mineralized nodules, veins cross-cutting sedimentary bedding |  |  |  | quartz, carbonates |  | LA-ICPMS | ESI NWR213 Nd:YAG laser ablation system coupled to an Agilent 8800 QQQ ICP-MS | Montanuniversität Leoben, Austria | 50 µm spot size, 2 – 3 J/cm2 on-mineral fluency, 10 Hz repetition rate, helium carrier gas at 0.75 L/min flow rate, 30-s pre-ablation laser warm-up, 60 s dwell time, 30-s washout period | USGS pressed powder polysulfide reference material MASS-1 (Wilson et al. 2002) as external standard for chalcopyrite; sphalerite matrix-matched sinter pressed powder pellet reference material MUL-Zn S1 (Onuk et al. 2017) as external standard for sphalerite and pyrite; MASS-1 used as external standard for Te, Au, Tl, and Hg in sphalerite and pyrite | 19.6906 | [13 empty] | 0.73972 | [33 empty] | 0.31177 |  |  |  | 4.8064 |  |  |  | 5.6573 | [13 empty] | 4.2231 | [15 empty] | 13.4184 | [17 empty] | 0.11696 |  |  |  | 60.522 | [5 empty] | 20.5574 | [7 empty] | 1.2638 | [19 empty] | 295.5611 |  |  |  |  | 2025 | Bertrandsson Erlandsson et al. (2025), Mineralium Deposita, 60, 869–894 |  | POL, COD, ZMB, NAM
| DOF |  | Basin hydrothermal | Stratiform sediment-hosted Cu | stratiform sediment-hosted Cu-Co | Cu, Co | Ag, Au, Pb, Ni, Se, Re, Zn | Cu, Co, Ag, Au, Pb, Ni, Se, Re, Zn | Bertrandsson Erlandsson et al., 2022; Foltyn et al., 2022; El Desouky et al., 2010 |  | 077-31-1B-ccp17-1 | 077-31-1B-ccp17-1 | [5 empty] | ore material | polished section |  | mineral separate | [5 empty] | mineralisation |  |  |  | chalcopyrite, sphalerite, pyrite | stage 1 (sediment-hosted, diagenetic), stage 2 (epigenetic hydrothermal veins) | disseminations, veins, mineralized nodules | disseminations, mineralized nodules, veins cross-cutting sedimentary bedding |  |  |  | quartz, carbonates |  | LA-ICPMS | ESI NWR213 Nd:YAG laser ablation system coupled to an Agilent 8800 QQQ ICP-MS | Montanuniversität Leoben, Austria | 50 µm spot size, 2 – 3 J/cm2 on-mineral fluency, 10 Hz repetition rate, helium carrier gas at 0.75 L/min flow rate, 30-s pre-ablation laser warm-up, 60 s dwell time, 30-s washout period | USGS pressed powder polysulfide reference material MASS-1 (Wilson et al. 2002) as external standard for chalcopyrite; sphalerite matrix-matched sinter pressed powder pellet reference material MUL-Zn S1 (Onuk et al. 2017) as external standard for sphalerite and pyrite; MASS-1 used as external standard for Te, Au, Tl, and Hg in sphalerite and pyrite | 20.4621 | [13 empty] | 0.37448 | [29 empty] | 0.070909 |  |  |  | 0.38438 |  |  |  | 3.9603 |  |  |  | 8.0751 | [13 empty] | 4.4049 | [15 empty] | 6.3938 | [21 empty] | 67.119 | [5 empty] | 36.4897 | [7 empty] | 0.99206 | [5 empty] | 0.035107 | [13 empty] | 386.1832 |  |  |  |  | 2025 | Bertrandsson Erlandsson et al. (2025), Mineralium Deposita, 60, 869–894 |  | POL, COD, ZMB, NAM
| DOF |  | Basin hydrothermal | Stratiform sediment-hosted Cu | stratiform sediment-hosted Cu-Co | Cu, Co | Ag, Au, Pb, Ni, Se, Re, Zn | Cu, Co, Ag, Au, Pb, Ni, Se, Re, Zn | Bertrandsson Erlandsson et al., 2022; Foltyn et al., 2022; El Desouky et al., 2010 |  | 077-31-1B-ccp18-1 | 077-31-1B-ccp18-1 | [5 empty] | ore material | polished section |  | mineral separate | [5 empty] | mineralisation |  |  |  | chalcopyrite, sphalerite, pyrite | stage 1 (sediment-hosted, diagenetic), stage 2 (epigenetic hydrothermal veins) | disseminations, veins, mineralized nodules | disseminations, mineralized nodules, veins cross-cutting sedimentary bedding |  |  |  | quartz, carbonates |  | LA-ICPMS | ESI NWR213 Nd:YAG laser ablation system coupled to an Agilent 8800 QQQ ICP-MS | Montanuniversität Leoben, Austria | 50 µm spot size, 2 – 3 J/cm2 on-mineral fluency, 10 Hz repetition rate, helium carrier gas at 0.75 L/min flow rate, 30-s pre-ablation laser warm-up, 60 s dwell time, 30-s washout period | USGS pressed powder polysulfide reference material MASS-1 (Wilson et al. 2002) as external standard for chalcopyrite; sphalerite matrix-matched sinter pressed powder pellet reference material MUL-Zn S1 (Onuk et al. 2017) as external standard for sphalerite and pyrite; MASS-1 used as external standard for Te, Au, Tl, and Hg in sphalerite and pyrite | 19.8523 | [13 empty] | 0.13702 | [29 empty] | 0.069669 |  |  |  | 0.22892 |  |  |  | 3.9536 |  |  |  | 7.0763 | [13 empty] | 4.4463 | [9 empty] | 5.2143 | [5 empty] | 2.2912 | [21 empty] | 64.3785 | [5 empty] | 47.3403 | [7 empty] | 1.1093 | [19 empty] | 504.8166 |  |  |  |  | 2025 | Bertrandsson Erlandsson et al. (2025), Mineralium Deposita, 60, 869–894 |  | POL, COD, ZMB, NAM
| DOF |  | Basin hydrothermal | Stratiform sediment-hosted Cu | stratiform sediment-hosted Cu-Co | Cu, Co | Ag, Au, Pb, Ni, Se, Re, Zn | Cu, Co, Ag, Au, Pb, Ni, Se, Re, Zn | Bertrandsson Erlandsson et al., 2022; Foltyn et al., 2022; El Desouky et al., 2010 |  | 077-31-1B-ccp19-1 | 077-31-1B-ccp19-1 | [5 empty] | ore material | polished section |  | mineral separate | [5 empty] | mineralisation |  |  |  | chalcopyrite, sphalerite, pyrite | stage 1 (sediment-hosted, diagenetic), stage 2 (epigenetic hydrothermal veins) | disseminations, veins, mineralized nodules | disseminations, mineralized nodules, veins cross-cutting sedimentary bedding |  |  |  | quartz, carbonates |  | LA-ICPMS | ESI NWR213 Nd:YAG laser ablation system coupled to an Agilent 8800 QQQ ICP-MS | Montanuniversität Leoben, Austria | 50 µm spot size, 2 – 3 J/cm2 on-mineral fluency, 10 Hz repetition rate, helium carrier gas at 0.75 L/min flow rate, 30-s pre-ablation laser warm-up, 60 s dwell time, 30-s washout period | USGS pressed powder polysulfide reference material MASS-1 (Wilson et al. 2002) as external standard for chalcopyrite; sphalerite matrix-matched sinter pressed powder pellet reference material MUL-Zn S1 (Onuk et al. 2017) as external standard for sphalerite and pyrite; MASS-1 used as external standard for Te, Au, Tl, and Hg in sphalerite and pyrite | 20.1513 | [13 empty] | 0.21399 | [33 empty] | 0.41575 |  |  |  | 3.8286 |  |  |  | 7.2277 | [23 empty] | 3.9815 | [5 empty] | 5.6356 | [21 empty] | 69.4225 | [5 empty] | 56.3689 | [7 empty] | 1.218 | [19 empty] | 368.8092 |  |  |  |  | 2025 | Bertrandsson Erlandsson et al. (2025), Mineralium Deposita, 60, 869–894 |  | POL, COD, ZMB, NAM
| DOF |  | Basin hydrothermal | Stratiform sediment-hosted Cu | stratiform sediment-hosted Cu-Co | Cu, Co | Ag, Au, Pb, Ni, Se, Re, Zn | Cu, Co, Ag, Au, Pb, Ni, Se, Re, Zn | Bertrandsson Erlandsson et al., 2022; Foltyn et al., 2022; El Desouky et al., 2010 |  | 077-31-1B-ccp2-1 | 077-31-1B-ccp2-1 | [5 empty] | ore material | polished section |  | mineral separate | [5 empty] | mineralisation |  |  |  | chalcopyrite, sphalerite, pyrite | stage 1 (sediment-hosted, diagenetic), stage 2 (epigenetic hydrothermal veins) | disseminations, veins, mineralized nodules | disseminations, mineralized nodules, veins cross-cutting sedimentary bedding |  |  |  | quartz, carbonates |  | LA-ICPMS | ESI NWR213 Nd:YAG laser ablation system coupled to an Agilent 8800 QQQ ICP-MS | Montanuniversität Leoben, Austria | 50 µm spot size, 2 – 3 J/cm2 on-mineral fluency, 10 Hz repetition rate, helium carrier gas at 0.75 L/min flow rate, 30-s pre-ablation laser warm-up, 60 s dwell time, 30-s washout period | USGS pressed powder polysulfide reference material MASS-1 (Wilson et al. 2002) as external standard for chalcopyrite; sphalerite matrix-matched sinter pressed powder pellet reference material MUL-Zn S1 (Onuk et al. 2017) as external standard for sphalerite and pyrite; MASS-1 used as external standard for Te, Au, Tl, and Hg in sphalerite and pyrite | 23.195 | [13 empty] | 1.3968 | [11 empty] | 12.5921 | [17 empty] | 0.30364 |  |  |  | 0.40253 |  |  |  | 10.9626 |  |  |  | 3.8976 | [13 empty] | 4.3389 | [9 empty] | 3.6677 | [5 empty] | 18.9137 | [21 empty] | 58.4262 | [5 empty] | 32.486 | [7 empty] | 1.2745 | [5 empty] | 0.030189 | [13 empty] | 406.7507 |  |  |  |  | 2025 | Bertrandsson Erlandsson et al. (2025), Mineralium Deposita, 60, 869–894 |  | POL, COD, ZMB, NAM
| DOF |  | Basin hydrothermal | Stratiform sediment-hosted Cu | stratiform sediment-hosted Cu-Co | Cu, Co | Ag, Au, Pb, Ni, Se, Re, Zn | Cu, Co, Ag, Au, Pb, Ni, Se, Re, Zn | Bertrandsson Erlandsson et al., 2022; Foltyn et al., 2022; El Desouky et al., 2010 |  | 077-31-1B-ccp20-1 | 077-31-1B-ccp20-1 | [5 empty] | ore material | polished section |  | mineral separate | [5 empty] | mineralisation |  |  |  | chalcopyrite, sphalerite, pyrite | stage 1 (sediment-hosted, diagenetic), stage 2 (epigenetic hydrothermal veins) | disseminations, veins, mineralized nodules | disseminations, mineralized nodules, veins cross-cutting sedimentary bedding |  |  |  | quartz, carbonates |  | LA-ICPMS | ESI NWR213 Nd:YAG laser ablation system coupled to an Agilent 8800 QQQ ICP-MS | Montanuniversität Leoben, Austria | 50 µm spot size, 2 – 3 J/cm2 on-mineral fluency, 10 Hz repetition rate, helium carrier gas at 0.75 L/min flow rate, 30-s pre-ablation laser warm-up, 60 s dwell time, 30-s washout period | USGS pressed powder polysulfide reference material MASS-1 (Wilson et al. 2002) as external standard for chalcopyrite; sphalerite matrix-matched sinter pressed powder pellet reference material MUL-Zn S1 (Onuk et al. 2017) as external standard for sphalerite and pyrite; MASS-1 used as external standard for Te, Au, Tl, and Hg in sphalerite and pyrite | 24.482 | [13 empty] | 0.087199 | [11 empty] | 9.5233 | [17 empty] | 1.6533 |  |  |  | 0.72117 |  |  |  | 3.7919 |  |  |  | 69.686 | [13 empty] | 4.3065 | [9 empty] | 1.127 | [5 empty] | 1.3113 | [21 empty] | 60.3268 | [13 empty] | 2.7227 | [19 empty] | 413.7528 |  |  |  |  | 2025 | Bertrandsson Erlandsson et al. (2025), Mineralium Deposita, 60, 869–894 |  | POL, COD, ZMB, NAM
| DOF |  | Basin hydrothermal | Stratiform sediment-hosted Cu | stratiform sediment-hosted Cu-Co | Cu, Co | Ag, Au, Pb, Ni, Se, Re, Zn | Cu, Co, Ag, Au, Pb, Ni, Se, Re, Zn | Bertrandsson Erlandsson et al., 2022; Foltyn et al., 2022; El Desouky et al., 2010 |  | 077-31-1B-ccp3-1 | 077-31-1B-ccp3-1 | [5 empty] | ore material | polished section |  | mineral separate | [5 empty] | mineralisation |  |  |  | chalcopyrite, sphalerite, pyrite | stage 1 (sediment-hosted, diagenetic), stage 2 (epigenetic hydrothermal veins) | disseminations, veins, mineralized nodules | disseminations, mineralized nodules, veins cross-cutting sedimentary bedding |  |  |  | quartz, carbonates |  | LA-ICPMS | ESI NWR213 Nd:YAG laser ablation system coupled to an Agilent 8800 QQQ ICP-MS | Montanuniversität Leoben, Austria | 50 µm spot size, 2 – 3 J/cm2 on-mineral fluency, 10 Hz repetition rate, helium carrier gas at 0.75 L/min flow rate, 30-s pre-ablation laser warm-up, 60 s dwell time, 30-s washout period | USGS pressed powder polysulfide reference material MASS-1 (Wilson et al. 2002) as external standard for chalcopyrite; sphalerite matrix-matched sinter pressed powder pellet reference material MUL-Zn S1 (Onuk et al. 2017) as external standard for sphalerite and pyrite; MASS-1 used as external standard for Te, Au, Tl, and Hg in sphalerite and pyrite | 23.9226 | [13 empty] | 2.3093 | [11 empty] | 3.7505 | [17 empty] | 0.2848 |  |  |  | 0.5407 |  |  |  | 10.9394 |  |  |  | 3.8473 | [23 empty] | 3.3059 | [5 empty] | 27.5161 | [17 empty] | 0.11661 |  |  |  | 62.8398 | [5 empty] | 33.924 | [7 empty] | 1.673 | [5 empty] | 0.070585 | [13 empty] | 245.4152 |  |  |  |  | 2025 | Bertrandsson Erlandsson et al. (2025), Mineralium Deposita, 60, 869–894 |  | POL, COD, ZMB, NAM
| DOF |  | Basin hydrothermal | Stratiform sediment-hosted Cu | stratiform sediment-hosted Cu-Co | Cu, Co | Ag, Au, Pb, Ni, Se, Re, Zn | Cu, Co, Ag, Au, Pb, Ni, Se, Re, Zn | Bertrandsson Erlandsson et al., 2022; Foltyn et al., 2022; El Desouky et al., 2010 |  | 077-31-1B-ccp4-1 | 077-31-1B-ccp4-1 | [5 empty] | ore material | polished section |  | mineral separate | [5 empty] | mineralisation |  |  |  | chalcopyrite, sphalerite, pyrite | stage 1 (sediment-hosted, diagenetic), stage 2 (epigenetic hydrothermal veins) | disseminations, veins, mineralized nodules | disseminations, mineralized nodules, veins cross-cutting sedimentary bedding |  |  |  | quartz, carbonates |  | LA-ICPMS | ESI NWR213 Nd:YAG laser ablation system coupled to an Agilent 8800 QQQ ICP-MS | Montanuniversität Leoben, Austria | 50 µm spot size, 2 – 3 J/cm2 on-mineral fluency, 10 Hz repetition rate, helium carrier gas at 0.75 L/min flow rate, 30-s pre-ablation laser warm-up, 60 s dwell time, 30-s washout period | USGS pressed powder polysulfide reference material MASS-1 (Wilson et al. 2002) as external standard for chalcopyrite; sphalerite matrix-matched sinter pressed powder pellet reference material MUL-Zn S1 (Onuk et al. 2017) as external standard for sphalerite and pyrite; MASS-1 used as external standard for Te, Au, Tl, and Hg in sphalerite and pyrite | 22.0663 | [13 empty] | 1.1635 | [29 empty] | 0.34641 |  |  |  | 0.47361 |  |  |  | 8.5669 |  |  |  | 4.1034 | [13 empty] | 4.6657 | [15 empty] | 16.0355 | [21 empty] | 62.9704 | [5 empty] | 31.7735 | [7 empty] | 1.21 | [5 empty] | 0.023868 | [13 empty] | 265.3348 |  |  |  |  | 2025 | Bertrandsson Erlandsson et al. (2025), Mineralium Deposita, 60, 869–894 |  | POL, COD, ZMB, NAM
| DOF |  | Basin hydrothermal | Stratiform sediment-hosted Cu | stratiform sediment-hosted Cu-Co | Cu, Co | Ag, Au, Pb, Ni, Se, Re, Zn | Cu, Co, Ag, Au, Pb, Ni, Se, Re, Zn | Bertrandsson Erlandsson et al., 2022; Foltyn et al., 2022; El Desouky et al., 2010 |  | 077-31-1B-ccp5-1 | 077-31-1B-ccp5-1 | [5 empty] | ore material | polished section |  | mineral separate | [5 empty] | mineralisation |  |  |  | chalcopyrite, sphalerite, pyrite | stage 1 (sediment-hosted, diagenetic), stage 2 (epigenetic hydrothermal veins) | disseminations, veins, mineralized nodules | disseminations, mineralized nodules, veins cross-cutting sedimentary bedding |  |  |  | quartz, carbonates |  | LA-ICPMS | ESI NWR213 Nd:YAG laser ablation system coupled to an Agilent 8800 QQQ ICP-MS | Montanuniversität Leoben, Austria | 50 µm spot size, 2 – 3 J/cm2 on-mineral fluency, 10 Hz repetition rate, helium carrier gas at 0.75 L/min flow rate, 30-s pre-ablation laser warm-up, 60 s dwell time, 30-s washout period | USGS pressed powder polysulfide reference material MASS-1 (Wilson et al. 2002) as external standard for chalcopyrite; sphalerite matrix-matched sinter pressed powder pellet reference material MUL-Zn S1 (Onuk et al. 2017) as external standard for sphalerite and pyrite; MASS-1 used as external standard for Te, Au, Tl, and Hg in sphalerite and pyrite | 22.7489 | [13 empty] | 1.1506 | [11 empty] | 4.1609 | [17 empty] | 0.30173 |  |  |  | 0.57756 |  |  |  | 6.9691 |  |  |  | 4.2075 | [13 empty] | 5.5667 | [9 empty] | 3.8267 | [5 empty] | 18.8005 | [21 empty] | 61.8846 | [5 empty] | 31.0575 | [7 empty] | 0.88171 | [5 empty] | 0.019147 | [13 empty] | 247.4318 |  |  |  |  | 2025 | Bertrandsson Erlandsson et al. (2025), Mineralium Deposita, 60, 869–894 |  | POL, COD, ZMB, NAM
| DOF |  | Basin hydrothermal | Stratiform sediment-hosted Cu | stratiform sediment-hosted Cu-Co | Cu, Co | Ag, Au, Pb, Ni, Se, Re, Zn | Cu, Co, Ag, Au, Pb, Ni, Se, Re, Zn | Bertrandsson Erlandsson et al., 2022; Foltyn et al., 2022; El Desouky et al., 2010 |  | 077-31-1B-ccp6-1 | 077-31-1B-ccp6-1 | [5 empty] | ore material | polished section |  | mineral separate | [5 empty] | mineralisation |  |  |  | chalcopyrite, sphalerite, pyrite | stage 1 (sediment-hosted, diagenetic), stage 2 (epigenetic hydrothermal veins) | disseminations, veins, mineralized nodules | disseminations, mineralized nodules, veins cross-cutting sedimentary bedding |  |  |  | quartz, carbonates |  | LA-ICPMS | ESI NWR213 Nd:YAG laser ablation system coupled to an Agilent 8800 QQQ ICP-MS | Montanuniversität Leoben, Austria | 50 µm spot size, 2 – 3 J/cm2 on-mineral fluency, 10 Hz repetition rate, helium carrier gas at 0.75 L/min flow rate, 30-s pre-ablation laser warm-up, 60 s dwell time, 30-s washout period | USGS pressed powder polysulfide reference material MASS-1 (Wilson et al. 2002) as external standard for chalcopyrite; sphalerite matrix-matched sinter pressed powder pellet reference material MUL-Zn S1 (Onuk et al. 2017) as external standard for sphalerite and pyrite; MASS-1 used as external standard for Te, Au, Tl, and Hg in sphalerite and pyrite | 21.061 | [13 empty] | 0.59781 | [11 empty] | 7.9298 | [17 empty] | 0.33297 |  |  |  | 0.43864 |  |  |  | 6.414 |  |  |  | 4.3679 | [13 empty] | 4.5309 | [9 empty] | 6.1137 | [5 empty] | 6.3151 | [21 empty] | 58.0228 | [5 empty] | 40.5543 | [7 empty] | 1.4406 | [19 empty] | 482.2814 |  |  |  |  | 2025 | Bertrandsson Erlandsson et al. (2025), Mineralium Deposita, 60, 869–894 |  | POL, COD, ZMB, NAM
| DOF |  | Basin hydrothermal | Stratiform sediment-hosted Cu | stratiform sediment-hosted Cu-Co | Cu, Co | Ag, Au, Pb, Ni, Se, Re, Zn | Cu, Co, Ag, Au, Pb, Ni, Se, Re, Zn | Bertrandsson Erlandsson et al., 2022; Foltyn et al., 2022; El Desouky et al., 2010 |  | 077-31-1B-ccp7-1 | 077-31-1B-ccp7-1 | [5 empty] | ore material | polished section |  | mineral separate | [5 empty] | mineralisation |  |  |  | chalcopyrite, sphalerite, pyrite | stage 1 (sediment-hosted, diagenetic), stage 2 (epigenetic hydrothermal veins) | disseminations, veins, mineralized nodules | disseminations, mineralized nodules, veins cross-cutting sedimentary bedding |  |  |  | quartz, carbonates |  | LA-ICPMS | ESI NWR213 Nd:YAG laser ablation system coupled to an Agilent 8800 QQQ ICP-MS | Montanuniversität Leoben, Austria | 50 µm spot size, 2 – 3 J/cm2 on-mineral fluency, 10 Hz repetition rate, helium carrier gas at 0.75 L/min flow rate, 30-s pre-ablation laser warm-up, 60 s dwell time, 30-s washout period | USGS pressed powder polysulfide reference material MASS-1 (Wilson et al. 2002) as external standard for chalcopyrite; sphalerite matrix-matched sinter pressed powder pellet reference material MUL-Zn S1 (Onuk et al. 2017) as external standard for sphalerite and pyrite; MASS-1 used as external standard for Te, Au, Tl, and Hg in sphalerite and pyrite | 23.4027 | [13 empty] | 1.8222 | [11 empty] | 2.5906 | [17 empty] | 0.21612 |  |  |  | 0.46545 |  |  |  | 6.0224 |  |  |  | 4.6101 | [13 empty] | 4.772 | [9 empty] | 5.7187 | [5 empty] | 25.5254 | [21 empty] | 55.5744 | [5 empty] | 31.8039 | [7 empty] | 1.8723 | [5 empty] | 0.034558 | [13 empty] | 252.3132 |  |  |  |  | 2025 | Bertrandsson Erlandsson et al. (2025), Mineralium Deposita, 60, 869–894 |  | POL, COD, ZMB, NAM
| DOF |  | Basin hydrothermal | Stratiform sediment-hosted Cu | stratiform sediment-hosted Cu-Co | Cu, Co | Ag, Au, Pb, Ni, Se, Re, Zn | Cu, Co, Ag, Au, Pb, Ni, Se, Re, Zn | Bertrandsson Erlandsson et al., 2022; Foltyn et al., 2022; El Desouky et al., 2010 |  | 077-31-1B-ccp8-1 | 077-31-1B-ccp8-1 | [5 empty] | ore material | polished section |  | mineral separate | [5 empty] | mineralisation |  |  |  | chalcopyrite, sphalerite, pyrite | stage 1 (sediment-hosted, diagenetic), stage 2 (epigenetic hydrothermal veins) | disseminations, veins, mineralized nodules | disseminations, mineralized nodules, veins cross-cutting sedimentary bedding |  |  |  | quartz, carbonates |  | LA-ICPMS | ESI NWR213 Nd:YAG laser ablation system coupled to an Agilent 8800 QQQ ICP-MS | Montanuniversität Leoben, Austria | 50 µm spot size, 2 – 3 J/cm2 on-mineral fluency, 10 Hz repetition rate, helium carrier gas at 0.75 L/min flow rate, 30-s pre-ablation laser warm-up, 60 s dwell time, 30-s washout period | USGS pressed powder polysulfide reference material MASS-1 (Wilson et al. 2002) as external standard for chalcopyrite; sphalerite matrix-matched sinter pressed powder pellet reference material MUL-Zn S1 (Onuk et al. 2017) as external standard for sphalerite and pyrite; MASS-1 used as external standard for Te, Au, Tl, and Hg in sphalerite and pyrite | 25.8544 | [13 empty] | 2.437 | [11 empty] | 3.0047 | [17 empty] | 0.28878 |  |  |  | 0.52387 |  |  |  | 6.4329 |  |  |  | 4.5119 | [23 empty] | 4.3347 | [5 empty] | 36.7311 | [21 empty] | 55.5744 | [5 empty] | 28.4039 | [7 empty] | 1.8791 | [19 empty] | 212.3044 |  |  |  |  | 2025 | Bertrandsson Erlandsson et al. (2025), Mineralium Deposita, 60, 869–894 |  | POL, COD, ZMB, NAM
| DOF |  | Basin hydrothermal | Stratiform sediment-hosted Cu | stratiform sediment-hosted Cu-Co | Cu, Co | Ag, Au, Pb, Ni, Se, Re, Zn | Cu, Co, Ag, Au, Pb, Ni, Se, Re, Zn | Bertrandsson Erlandsson et al., 2022; Foltyn et al., 2022; El Desouky et al., 2010 |  | 077-31-1B-ccp9-1 | 077-31-1B-ccp9-1 | [5 empty] | ore material | polished section |  | mineral separate | [5 empty] | mineralisation |  |  |  | chalcopyrite, sphalerite, pyrite | stage 1 (sediment-hosted, diagenetic), stage 2 (epigenetic hydrothermal veins) | disseminations, veins, mineralized nodules | disseminations, mineralized nodules, veins cross-cutting sedimentary bedding |  |  |  | quartz, carbonates |  | LA-ICPMS | ESI NWR213 Nd:YAG laser ablation system coupled to an Agilent 8800 QQQ ICP-MS | Montanuniversität Leoben, Austria | 50 µm spot size, 2 – 3 J/cm2 on-mineral fluency, 10 Hz repetition rate, helium carrier gas at 0.75 L/min flow rate, 30-s pre-ablation laser warm-up, 60 s dwell time, 30-s washout period | USGS pressed powder polysulfide reference material MASS-1 (Wilson et al. 2002) as external standard for chalcopyrite; sphalerite matrix-matched sinter pressed powder pellet reference material MUL-Zn S1 (Onuk et al. 2017) as external standard for sphalerite and pyrite; MASS-1 used as external standard for Te, Au, Tl, and Hg in sphalerite and pyrite | 34.7161 | [13 empty] | 13.1299 | [29 empty] | 0.14122 |  |  |  | 0.32862 |  |  |  | 9.5531 |  |  |  | 3.7117 | [23 empty] | 3.314 | [5 empty] | 125.0646 | [17 empty] | 0.93858 |  |  |  | 70.1943 | [5 empty] | 40.7537 | [7 empty] | 3.4004 | [5 empty] | 1.3253 | [13 empty] | 302.3782 |  |  |  |  | 2025 | Bertrandsson Erlandsson et al. (2025), Mineralium Deposita, 60, 869–894 |  | POL, COD, ZMB, NAM
| DOF |  | Basin hydrothermal | Stratiform sediment-hosted Cu | stratiform sediment-hosted Cu-Co | Cu, Co | Ag, Au, Pb, Ni, Se, Re, Zn | Cu, Co, Ag, Au, Pb, Ni, Se, Re, Zn | Bertrandsson Erlandsson et al., 2022; Foltyn et al., 2022; El Desouky et al., 2010 |  | 103-15-1 Ccp1-1 | 103-15-1 Ccp1-1 | [5 empty] | ore material | polished section |  | mineral separate | [5 empty] | mineralisation |  |  |  | chalcopyrite, sphalerite, pyrite | stage 1 (sediment-hosted, diagenetic), stage 2 (epigenetic hydrothermal veins) | disseminations, veins, mineralized nodules | disseminations, mineralized nodules, veins cross-cutting sedimentary bedding |  |  |  | quartz, carbonates |  | LA-ICPMS | ESI NWR213 Nd:YAG laser ablation system coupled to an Agilent 8800 QQQ ICP-MS | Montanuniversität Leoben, Austria | 50 µm spot size, 2 – 3 J/cm2 on-mineral fluency, 10 Hz repetition rate, helium carrier gas at 0.75 L/min flow rate, 30-s pre-ablation laser warm-up, 60 s dwell time, 30-s washout period | USGS pressed powder polysulfide reference material MASS-1 (Wilson et al. 2002) as external standard for chalcopyrite; sphalerite matrix-matched sinter pressed powder pellet reference material MUL-Zn S1 (Onuk et al. 2017) as external standard for sphalerite and pyrite; MASS-1 used as external standard for Te, Au, Tl, and Hg in sphalerite and pyrite | 8.663 | [13 empty] | 5.7923 | [11 empty] | 38.6888 | [17 empty] | 0.71583 |  |  |  | 0.95602 |  |  |  | 8.9278 |  |  |  | 4.8578 | [23 empty] | 1.8411 | [5 empty] | 40.8898 | [17 empty] | 0.41261 |  |  |  | 24.8941 | [5 empty] | 15.3625 | [27 empty] | 277.4376 |  |  |  |  | 2025 | Bertrandsson Erlandsson et al. (2025), Mineralium Deposita, 60, 869–894 |  | POL, COD, ZMB, NAM
| DOF |  | Basin hydrothermal | Stratiform sediment-hosted Cu | stratiform sediment-hosted Cu-Co | Cu, Co | Ag, Au, Pb, Ni, Se, Re, Zn | Cu, Co, Ag, Au, Pb, Ni, Se, Re, Zn | Bertrandsson Erlandsson et al., 2022; Foltyn et al., 2022; El Desouky et al., 2010 |  | 103-15-1 Ccp2-1 | 103-15-1 Ccp2-1 | [5 empty] | ore material | polished section |  | mineral separate | [5 empty] | mineralisation |  |  |  | chalcopyrite, sphalerite, pyrite | stage 1 (sediment-hosted, diagenetic), stage 2 (epigenetic hydrothermal veins) | disseminations, veins, mineralized nodules | disseminations, mineralized nodules, veins cross-cutting sedimentary bedding |  |  |  | quartz, carbonates |  | LA-ICPMS | ESI NWR213 Nd:YAG laser ablation system coupled to an Agilent 8800 QQQ ICP-MS | Montanuniversität Leoben, Austria | 50 µm spot size, 2 – 3 J/cm2 on-mineral fluency, 10 Hz repetition rate, helium carrier gas at 0.75 L/min flow rate, 30-s pre-ablation laser warm-up, 60 s dwell time, 30-s washout period | USGS pressed powder polysulfide reference material MASS-1 (Wilson et al. 2002) as external standard for chalcopyrite; sphalerite matrix-matched sinter pressed powder pellet reference material MUL-Zn S1 (Onuk et al. 2017) as external standard for sphalerite and pyrite; MASS-1 used as external standard for Te, Au, Tl, and Hg in sphalerite and pyrite | 9.6185 | [13 empty] | 5.9476 | [11 empty] | 51.795 | [25 empty] | 6.3559 |  |  |  | 5.344 | [23 empty] | 2.2644 | [5 empty] | 37.5167 | [21 empty] | 26.4288 | [5 empty] | 15.1613 | [27 empty] | 283.3669 |  |  |  |  | 2025 | Bertrandsson Erlandsson et al. (2025), Mineralium Deposita, 60, 869–894 |  | POL, COD, ZMB, NAM
| DOF |  | Basin hydrothermal | Stratiform sediment-hosted Cu | stratiform sediment-hosted Cu-Co | Cu, Co | Ag, Au, Pb, Ni, Se, Re, Zn | Cu, Co, Ag, Au, Pb, Ni, Se, Re, Zn | Bertrandsson Erlandsson et al., 2022; Foltyn et al., 2022; El Desouky et al., 2010 |  | 103-15-1 Ccp3-1 | 103-15-1 Ccp3-1 | [5 empty] | ore material | polished section |  | mineral separate | [5 empty] | mineralisation |  |  |  | chalcopyrite, sphalerite, pyrite | stage 1 (sediment-hosted, diagenetic), stage 2 (epigenetic hydrothermal veins) | disseminations, veins, mineralized nodules | disseminations, mineralized nodules, veins cross-cutting sedimentary bedding |  |  |  | quartz, carbonates |  | LA-ICPMS | ESI NWR213 Nd:YAG laser ablation system coupled to an Agilent 8800 QQQ ICP-MS | Montanuniversität Leoben, Austria | 50 µm spot size, 2 – 3 J/cm2 on-mineral fluency, 10 Hz repetition rate, helium carrier gas at 0.75 L/min flow rate, 30-s pre-ablation laser warm-up, 60 s dwell time, 30-s washout period | USGS pressed powder polysulfide reference material MASS-1 (Wilson et al. 2002) as external standard for chalcopyrite; sphalerite matrix-matched sinter pressed powder pellet reference material MUL-Zn S1 (Onuk et al. 2017) as external standard for sphalerite and pyrite; MASS-1 used as external standard for Te, Au, Tl, and Hg in sphalerite and pyrite | 8.3618 | [13 empty] | 5.2464 | [11 empty] | 79.6329 | [25 empty] | 6.2259 |  |  |  | 5.7972 | [29 empty] | 32.1884 | [17 empty] | 0.41245 | [9 empty] | 16.1942 | [27 empty] | 222.8181 |  |  |  |  | 2025 | Bertrandsson Erlandsson et al. (2025), Mineralium Deposita, 60, 869–894 |  | POL, COD, ZMB, NAM
| DOF |  | Basin hydrothermal | Stratiform sediment-hosted Cu | stratiform sediment-hosted Cu-Co | Cu, Co | Ag, Au, Pb, Ni, Se, Re, Zn | Cu, Co, Ag, Au, Pb, Ni, Se, Re, Zn | Bertrandsson Erlandsson et al., 2022; Foltyn et al., 2022; El Desouky et al., 2010 |  | 103-15-1 Ccp4-1 | 103-15-1 Ccp4-1 | [5 empty] | ore material | polished section |  | mineral separate | [5 empty] | mineralisation |  |  |  | chalcopyrite, sphalerite, pyrite | stage 1 (sediment-hosted, diagenetic), stage 2 (epigenetic hydrothermal veins) | disseminations, veins, mineralized nodules | disseminations, mineralized nodules, veins cross-cutting sedimentary bedding |  |  |  | quartz, carbonates |  | LA-ICPMS | ESI NWR213 Nd:YAG laser ablation system coupled to an Agilent 8800 QQQ ICP-MS | Montanuniversität Leoben, Austria | 50 µm spot size, 2 – 3 J/cm2 on-mineral fluency, 10 Hz repetition rate, helium carrier gas at 0.75 L/min flow rate, 30-s pre-ablation laser warm-up, 60 s dwell time, 30-s washout period | USGS pressed powder polysulfide reference material MASS-1 (Wilson et al. 2002) as external standard for chalcopyrite; sphalerite matrix-matched sinter pressed powder pellet reference material MUL-Zn S1 (Onuk et al. 2017) as external standard for sphalerite and pyrite; MASS-1 used as external standard for Te, Au, Tl, and Hg in sphalerite and pyrite | 7.6219 | [13 empty] | 5.4355 | [29 empty] | 0.56824 |  |  |  | 0.96533 |  |  |  | 6.2512 |  |  |  | 6.1787 | [23 empty] | 1.6482 | [5 empty] | 31.0143 | [17 empty] | 0.33298 |  |  |  | 26.788 | [5 empty] | 18.7395 | [27 empty] | 237.9333 |  |  |  |  | 2025 | Bertrandsson Erlandsson et al. (2025), Mineralium Deposita, 60, 869–894 |  | POL, COD, ZMB, NAM
| DOF |  | Basin hydrothermal | Stratiform sediment-hosted Cu | stratiform sediment-hosted Cu-Co | Cu, Co | Ag, Au, Pb, Ni, Se, Re, Zn | Cu, Co, Ag, Au, Pb, Ni, Se, Re, Zn | Bertrandsson Erlandsson et al., 2022; Foltyn et al., 2022; El Desouky et al., 2010 |  | 103-15-1 Ccp5-1 | 103-15-1 Ccp5-1 | [5 empty] | ore material | polished section |  | mineral separate | [5 empty] | mineralisation |  |  |  | chalcopyrite, sphalerite, pyrite | stage 1 (sediment-hosted, diagenetic), stage 2 (epigenetic hydrothermal veins) | disseminations, veins, mineralized nodules | disseminations, mineralized nodules, veins cross-cutting sedimentary bedding |  |  |  | quartz, carbonates |  | LA-ICPMS | ESI NWR213 Nd:YAG laser ablation system coupled to an Agilent 8800 QQQ ICP-MS | Montanuniversität Leoben, Austria | 50 µm spot size, 2 – 3 J/cm2 on-mineral fluency, 10 Hz repetition rate, helium carrier gas at 0.75 L/min flow rate, 30-s pre-ablation laser warm-up, 60 s dwell time, 30-s washout period | USGS pressed powder polysulfide reference material MASS-1 (Wilson et al. 2002) as external standard for chalcopyrite; sphalerite matrix-matched sinter pressed powder pellet reference material MUL-Zn S1 (Onuk et al. 2017) as external standard for sphalerite and pyrite; MASS-1 used as external standard for Te, Au, Tl, and Hg in sphalerite and pyrite | 8.7172 | [5 empty] | 0.024401 | [7 empty] | 7.7094 | [37 empty] | 3.4669 |  |  |  | 6.2774 | [29 empty] | 39.957 | [27 empty] | 16.427 | [7 empty] | 0.85478 | [19 empty] | 332.1829 |  |  |  |  | 2025 | Bertrandsson Erlandsson et al. (2025), Mineralium Deposita, 60, 869–894 |  | POL, COD, ZMB, NAM
| DOF |  | Basin hydrothermal | Stratiform sediment-hosted Cu | stratiform sediment-hosted Cu-Co | Cu, Co | Ag, Au, Pb, Ni, Se, Re, Zn | Cu, Co, Ag, Au, Pb, Ni, Se, Re, Zn | Bertrandsson Erlandsson et al., 2022; Foltyn et al., 2022; El Desouky et al., 2010 |  | 103-15-1 Ccp6-1 | 103-15-1 Ccp6-1 | [5 empty] | ore material | polished section |  | mineral separate | [5 empty] | mineralisation |  |  |  | chalcopyrite, sphalerite, pyrite | stage 1 (sediment-hosted, diagenetic), stage 2 (epigenetic hydrothermal veins) | disseminations, veins, mineralized nodules | disseminations, mineralized nodules, veins cross-cutting sedimentary bedding |  |  |  | quartz, carbonates |  | LA-ICPMS | ESI NWR213 Nd:YAG laser ablation system coupled to an Agilent 8800 QQQ ICP-MS | Montanuniversität Leoben, Austria | 50 µm spot size, 2 – 3 J/cm2 on-mineral fluency, 10 Hz repetition rate, helium carrier gas at 0.75 L/min flow rate, 30-s pre-ablation laser warm-up, 60 s dwell time, 30-s washout period | USGS pressed powder polysulfide reference material MASS-1 (Wilson et al. 2002) as external standard for chalcopyrite; sphalerite matrix-matched sinter pressed powder pellet reference material MUL-Zn S1 (Onuk et al. 2017) as external standard for sphalerite and pyrite; MASS-1 used as external standard for Te, Au, Tl, and Hg in sphalerite and pyrite | 8.0163 | [13 empty] | 8.1886 | [37 empty] | 2.7022 |  |  |  | 7.9116 | [23 empty] | 3.2926 | [33 empty] | 15.9269 | [27 empty] | 214.6737 |  |  |  |  | 2025 | Bertrandsson Erlandsson et al. (2025), Mineralium Deposita, 60, 869–894 |  | POL, COD, ZMB, NAM
| DOF |  | Basin hydrothermal | Stratiform sediment-hosted Cu | stratiform sediment-hosted Cu-Co | Cu, Co | Ag, Au, Pb, Ni, Se, Re, Zn | Cu, Co, Ag, Au, Pb, Ni, Se, Re, Zn | Bertrandsson Erlandsson et al., 2022; Foltyn et al., 2022; El Desouky et al., 2010 |  | 103-15-1 Ccp7-1 | 103-15-1 Ccp7-1 | [5 empty] | ore material | polished section |  | mineral separate | [5 empty] | mineralisation |  |  |  | chalcopyrite, sphalerite, pyrite | stage 1 (sediment-hosted, diagenetic), stage 2 (epigenetic hydrothermal veins) | disseminations, veins, mineralized nodules | disseminations, mineralized nodules, veins cross-cutting sedimentary bedding |  |  |  | quartz, carbonates |  | LA-ICPMS | ESI NWR213 Nd:YAG laser ablation system coupled to an Agilent 8800 QQQ ICP-MS | Montanuniversität Leoben, Austria | 50 µm spot size, 2 – 3 J/cm2 on-mineral fluency, 10 Hz repetition rate, helium carrier gas at 0.75 L/min flow rate, 30-s pre-ablation laser warm-up, 60 s dwell time, 30-s washout period | USGS pressed powder polysulfide reference material MASS-1 (Wilson et al. 2002) as external standard for chalcopyrite; sphalerite matrix-matched sinter pressed powder pellet reference material MUL-Zn S1 (Onuk et al. 2017) as external standard for sphalerite and pyrite; MASS-1 used as external standard for Te, Au, Tl, and Hg in sphalerite and pyrite | 7.8311 | [13 empty] | 7.0427 | [11 empty] | 85.4007 | [29 empty] | 12.4901 | [29 empty] | 37.9665 | [27 empty] | 15.2742 | [27 empty] | 220.6761 |  |  |  |  | 2025 | Bertrandsson Erlandsson et al. (2025), Mineralium Deposita, 60, 869–894 |  | POL, COD, ZMB, NAM
| DOF |  | Basin hydrothermal | Stratiform sediment-hosted Cu | stratiform sediment-hosted Cu-Co | Cu, Co | Ag, Au, Pb, Ni, Se, Re, Zn | Cu, Co, Ag, Au, Pb, Ni, Se, Re, Zn | Bertrandsson Erlandsson et al., 2022; Foltyn et al., 2022; El Desouky et al., 2010 |  | 103-15-1 Ccp8-1 | 103-15-1 Ccp8-1 | [5 empty] | ore material | polished section |  | mineral separate | [5 empty] | mineralisation |  |  |  | chalcopyrite, sphalerite, pyrite | stage 1 (sediment-hosted, diagenetic), stage 2 (epigenetic hydrothermal veins) | disseminations, veins, mineralized nodules | disseminations, mineralized nodules, veins cross-cutting sedimentary bedding |  |  |  | quartz, carbonates |  | LA-ICPMS | ESI NWR213 Nd:YAG laser ablation system coupled to an Agilent 8800 QQQ ICP-MS | Montanuniversität Leoben, Austria | 50 µm spot size, 2 – 3 J/cm2 on-mineral fluency, 10 Hz repetition rate, helium carrier gas at 0.75 L/min flow rate, 30-s pre-ablation laser warm-up, 60 s dwell time, 30-s washout period | USGS pressed powder polysulfide reference material MASS-1 (Wilson et al. 2002) as external standard for chalcopyrite; sphalerite matrix-matched sinter pressed powder pellet reference material MUL-Zn S1 (Onuk et al. 2017) as external standard for sphalerite and pyrite; MASS-1 used as external standard for Te, Au, Tl, and Hg in sphalerite and pyrite | 4.4668 | [13 empty] | 0.3086 | [11 empty] | 31.0627 | [25 empty] | 7.1831 |  |  |  | 7.6334 | [13 empty] | 0.64819 | [15 empty] | 5.4782 | [21 empty] | 29.4582 | [5 empty] | 35.8814 | [19 empty] | 0.065893 | [7 empty] | 330.926 |  |  |  |  | 2025 | Bertrandsson Erlandsson et al. (2025), Mineralium Deposita, 60, 869–894 |  | POL, COD, ZMB, NAM
| DOF |  | Basin hydrothermal | Stratiform sediment-hosted Cu | stratiform sediment-hosted Cu-Co | Cu, Co | Ag, Au, Pb, Ni, Se, Re, Zn | Cu, Co, Ag, Au, Pb, Ni, Se, Re, Zn | Bertrandsson Erlandsson et al., 2022; Foltyn et al., 2022; El Desouky et al., 2010 |  | 103-15-1 Ccp9-1 | 103-15-1 Ccp9-1 | [5 empty] | ore material | polished section |  | mineral separate | [5 empty] | mineralisation |  |  |  | chalcopyrite, sphalerite, pyrite | stage 1 (sediment-hosted, diagenetic), stage 2 (epigenetic hydrothermal veins) | disseminations, veins, mineralized nodules | disseminations, mineralized nodules, veins cross-cutting sedimentary bedding |  |  |  | quartz, carbonates |  | LA-ICPMS | ESI NWR213 Nd:YAG laser ablation system coupled to an Agilent 8800 QQQ ICP-MS | Montanuniversität Leoben, Austria | 50 µm spot size, 2 – 3 J/cm2 on-mineral fluency, 10 Hz repetition rate, helium carrier gas at 0.75 L/min flow rate, 30-s pre-ablation laser warm-up, 60 s dwell time, 30-s washout period | USGS pressed powder polysulfide reference material MASS-1 (Wilson et al. 2002) as external standard for chalcopyrite; sphalerite matrix-matched sinter pressed powder pellet reference material MUL-Zn S1 (Onuk et al. 2017) as external standard for sphalerite and pyrite; MASS-1 used as external standard for Te, Au, Tl, and Hg in sphalerite and pyrite | 4.8311 | [13 empty] | 0.6427 | [37 empty] | 7.5557 |  |  |  | 7.2368 | [29 empty] | 6.1983 | [27 empty] | 33.3041 | [7 empty] | 0.51561 | [24 empty] | 2025 | Bertrandsson Erlandsson et al. (2025), Mineralium Deposita, 60, 869–894 |  | POL, COD, ZMB, NAM
| DOF |  | Basin hydrothermal | Stratiform sediment-hosted Cu | stratiform sediment-hosted Cu-Co | Cu, Co | Ag, Au, Pb, Ni, Se, Re, Zn | Cu, Co, Ag, Au, Pb, Ni, Se, Re, Zn | Bertrandsson Erlandsson et al., 2022; Foltyn et al., 2022; El Desouky et al., 2010 |  | 103-15-1 Ccp10-1 | 103-15-1 Ccp10-1 | [5 empty] | ore material | polished section |  | mineral separate | [5 empty] | mineralisation |  |  |  | chalcopyrite, sphalerite, pyrite | stage 1 (sediment-hosted, diagenetic), stage 2 (epigenetic hydrothermal veins) | disseminations, veins, mineralized nodules | disseminations, mineralized nodules, veins cross-cutting sedimentary bedding |  |  |  | quartz, carbonates |  | LA-ICPMS | ESI NWR213 Nd:YAG laser ablation system coupled to an Agilent 8800 QQQ ICP-MS | Montanuniversität Leoben, Austria | 50 µm spot size, 2 – 3 J/cm2 on-mineral fluency, 10 Hz repetition rate, helium carrier gas at 0.75 L/min flow rate, 30-s pre-ablation laser warm-up, 60 s dwell time, 30-s washout period | USGS pressed powder polysulfide reference material MASS-1 (Wilson et al. 2002) as external standard for chalcopyrite; sphalerite matrix-matched sinter pressed powder pellet reference material MUL-Zn S1 (Onuk et al. 2017) as external standard for sphalerite and pyrite; MASS-1 used as external standard for Te, Au, Tl, and Hg in sphalerite and pyrite | 4.8719 | [13 empty] | 0.25199 | [11 empty] | 7.1102 | [25 empty] | 6.4541 |  |  |  | 7.1651 | [29 empty] | 2.9421 | [21 empty] | 19.5796 | [5 empty] | 32.5742 | [7 empty] | 0.48776 | [11 empty] | 0.049419 | [7 empty] | 349.4795 |  |  |  |  | 2025 | Bertrandsson Erlandsson et al. (2025), Mineralium Deposita, 60, 869–894 |  | POL, COD, ZMB, NAM
| DOF |  | Basin hydrothermal | Stratiform sediment-hosted Cu | stratiform sediment-hosted Cu-Co | Cu, Co | Ag, Au, Pb, Ni, Se, Re, Zn | Cu, Co, Ag, Au, Pb, Ni, Se, Re, Zn | Bertrandsson Erlandsson et al., 2022; Foltyn et al., 2022; El Desouky et al., 2010 |  | 103-15-1 Ccp11-1 | 103-15-1 Ccp11-1 | [5 empty] | ore material | polished section |  | mineral separate | [5 empty] | mineralisation |  |  |  | chalcopyrite, sphalerite, pyrite | stage 1 (sediment-hosted, diagenetic), stage 2 (epigenetic hydrothermal veins) | disseminations, veins, mineralized nodules | disseminations, mineralized nodules, veins cross-cutting sedimentary bedding |  |  |  | quartz, carbonates |  | LA-ICPMS | ESI NWR213 Nd:YAG laser ablation system coupled to an Agilent 8800 QQQ ICP-MS | Montanuniversität Leoben, Austria | 50 µm spot size, 2 – 3 J/cm2 on-mineral fluency, 10 Hz repetition rate, helium carrier gas at 0.75 L/min flow rate, 30-s pre-ablation laser warm-up, 60 s dwell time, 30-s washout period | USGS pressed powder polysulfide reference material MASS-1 (Wilson et al. 2002) as external standard for chalcopyrite; sphalerite matrix-matched sinter pressed powder pellet reference material MUL-Zn S1 (Onuk et al. 2017) as external standard for sphalerite and pyrite; MASS-1 used as external standard for Te, Au, Tl, and Hg in sphalerite and pyrite | 5.1337 | [13 empty] | 0.48658 | [11 empty] | 7.6199 | [25 empty] | 5.2895 |  |  |  | 7.1553 | [29 empty] | 8.3277 | [21 empty] | 39.9632 | [5 empty] | 33.1839 | [27 empty] | 332.4166 |  |  |  |  | 2025 | Bertrandsson Erlandsson et al. (2025), Mineralium Deposita, 60, 869–894 |  | POL, COD, ZMB, NAM
| DOF |  | Basin hydrothermal | Stratiform sediment-hosted Cu | stratiform sediment-hosted Cu-Co | Cu, Co | Ag, Au, Pb, Ni, Se, Re, Zn | Cu, Co, Ag, Au, Pb, Ni, Se, Re, Zn | Bertrandsson Erlandsson et al., 2022; Foltyn et al., 2022; El Desouky et al., 2010 |  | 103-15-1 Ccp12-1 | 103-15-1 Ccp12-1 | [5 empty] | ore material | polished section |  | mineral separate | [5 empty] | mineralisation |  |  |  | chalcopyrite, sphalerite, pyrite | stage 1 (sediment-hosted, diagenetic), stage 2 (epigenetic hydrothermal veins) | disseminations, veins, mineralized nodules | disseminations, mineralized nodules, veins cross-cutting sedimentary bedding |  |  |  | quartz, carbonates |  | LA-ICPMS | ESI NWR213 Nd:YAG laser ablation system coupled to an Agilent 8800 QQQ ICP-MS | Montanuniversität Leoben, Austria | 50 µm spot size, 2 – 3 J/cm2 on-mineral fluency, 10 Hz repetition rate, helium carrier gas at 0.75 L/min flow rate, 30-s pre-ablation laser warm-up, 60 s dwell time, 30-s washout period | USGS pressed powder polysulfide reference material MASS-1 (Wilson et al. 2002) as external standard for chalcopyrite; sphalerite matrix-matched sinter pressed powder pellet reference material MUL-Zn S1 (Onuk et al. 2017) as external standard for sphalerite and pyrite; MASS-1 used as external standard for Te, Au, Tl, and Hg in sphalerite and pyrite | 5.6668 | [13 empty] | 1.2392 | [11 empty] | 10.2447 | [25 empty] | 4.3601 |  |  |  | 6.8829 | [29 empty] | 18.7608 | [21 empty] | 33.4505 | [5 empty] | 32.6511 | [7 empty] | 0.55507 | [11 empty] | 0.05681 | [12 empty] | 2025 | Bertrandsson Erlandsson et al. (2025), Mineralium Deposita, 60, 869–894 |  | POL, COD, ZMB, NAM
| DOF |  | Basin hydrothermal | Stratiform sediment-hosted Cu | stratiform sediment-hosted Cu-Co | Cu, Co | Ag, Au, Pb, Ni, Se, Re, Zn | Cu, Co, Ag, Au, Pb, Ni, Se, Re, Zn | Bertrandsson Erlandsson et al., 2022; Foltyn et al., 2022; El Desouky et al., 2010 |  | 103-15-1 Ccp13-1 | 103-15-1 Ccp13-1 | [5 empty] | ore material | polished section |  | mineral separate | [5 empty] | mineralisation |  |  |  | chalcopyrite, sphalerite, pyrite | stage 1 (sediment-hosted, diagenetic), stage 2 (epigenetic hydrothermal veins) | disseminations, veins, mineralized nodules | disseminations, mineralized nodules, veins cross-cutting sedimentary bedding |  |  |  | quartz, carbonates |  | LA-ICPMS | ESI NWR213 Nd:YAG laser ablation system coupled to an Agilent 8800 QQQ ICP-MS | Montanuniversität Leoben, Austria | 50 µm spot size, 2 – 3 J/cm2 on-mineral fluency, 10 Hz repetition rate, helium carrier gas at 0.75 L/min flow rate, 30-s pre-ablation laser warm-up, 60 s dwell time, 30-s washout period | USGS pressed powder polysulfide reference material MASS-1 (Wilson et al. 2002) as external standard for chalcopyrite; sphalerite matrix-matched sinter pressed powder pellet reference material MUL-Zn S1 (Onuk et al. 2017) as external standard for sphalerite and pyrite; MASS-1 used as external standard for Te, Au, Tl, and Hg in sphalerite and pyrite | 6.9093 | [13 empty] | 0.87486 | [37 empty] | 5.4359 |  |  |  | 7.4064 | [29 empty] | 11.8581 | [27 empty] | 33.462 | [32 empty] | 2025 | Bertrandsson Erlandsson et al. (2025), Mineralium Deposita, 60, 869–894 |  | POL, COD, ZMB, NAM
| DOF |  | Basin hydrothermal | Stratiform sediment-hosted Cu | stratiform sediment-hosted Cu-Co | Cu, Co | Ag, Au, Pb, Ni, Se, Re, Zn | Cu, Co, Ag, Au, Pb, Ni, Se, Re, Zn | Bertrandsson Erlandsson et al., 2022; Foltyn et al., 2022; El Desouky et al., 2010 |  | 103-15-1 Ccp14-1 | 103-15-1 Ccp14-1 | [5 empty] | ore material | polished section |  | mineral separate | [5 empty] | mineralisation |  |  |  | chalcopyrite, sphalerite, pyrite | stage 1 (sediment-hosted, diagenetic), stage 2 (epigenetic hydrothermal veins) | disseminations, veins, mineralized nodules | disseminations, mineralized nodules, veins cross-cutting sedimentary bedding |  |  |  | quartz, carbonates |  | LA-ICPMS | ESI NWR213 Nd:YAG laser ablation system coupled to an Agilent 8800 QQQ ICP-MS | Montanuniversität Leoben, Austria | 50 µm spot size, 2 – 3 J/cm2 on-mineral fluency, 10 Hz repetition rate, helium carrier gas at 0.75 L/min flow rate, 30-s pre-ablation laser warm-up, 60 s dwell time, 30-s washout period | USGS pressed powder polysulfide reference material MASS-1 (Wilson et al. 2002) as external standard for chalcopyrite; sphalerite matrix-matched sinter pressed powder pellet reference material MUL-Zn S1 (Onuk et al. 2017) as external standard for sphalerite and pyrite; MASS-1 used as external standard for Te, Au, Tl, and Hg in sphalerite and pyrite | 3.9428 | [13 empty] | 0.50027 | [29 empty] | 0.15947 | [7 empty] | 5.0751 |  |  |  | 7.5217 | [29 empty] | 5.0375 | [21 empty] | 29.1395 | [5 empty] | 28.238 | [32 empty] | 2025 | Bertrandsson Erlandsson et al. (2025), Mineralium Deposita, 60, 869–894 |  | POL, COD, ZMB, NAM
| DOF |  | Basin hydrothermal | Stratiform sediment-hosted Cu | stratiform sediment-hosted Cu-Co | Cu, Co | Ag, Au, Pb, Ni, Se, Re, Zn | Cu, Co, Ag, Au, Pb, Ni, Se, Re, Zn | Bertrandsson Erlandsson et al., 2022; Foltyn et al., 2022; El Desouky et al., 2010 |  | 103-15-1 Ccp15-1 | 103-15-1 Ccp15-1 | [5 empty] | ore material | polished section |  | mineral separate | [5 empty] | mineralisation |  |  |  | chalcopyrite, sphalerite, pyrite | stage 1 (sediment-hosted, diagenetic), stage 2 (epigenetic hydrothermal veins) | disseminations, veins, mineralized nodules | disseminations, mineralized nodules, veins cross-cutting sedimentary bedding |  |  |  | quartz, carbonates |  | LA-ICPMS | ESI NWR213 Nd:YAG laser ablation system coupled to an Agilent 8800 QQQ ICP-MS | Montanuniversität Leoben, Austria | 50 µm spot size, 2 – 3 J/cm2 on-mineral fluency, 10 Hz repetition rate, helium carrier gas at 0.75 L/min flow rate, 30-s pre-ablation laser warm-up, 60 s dwell time, 30-s washout period | USGS pressed powder polysulfide reference material MASS-1 (Wilson et al. 2002) as external standard for chalcopyrite; sphalerite matrix-matched sinter pressed powder pellet reference material MUL-Zn S1 (Onuk et al. 2017) as external standard for sphalerite and pyrite; MASS-1 used as external standard for Te, Au, Tl, and Hg in sphalerite and pyrite | 2.8788 | [13 empty] | 0.37188 | [37 empty] | 3.7022 |  |  |  | 7.9791 | [29 empty] | 4.8038 | [21 empty] | 28.374 | [5 empty] | 37.2963 | [13 empty] | 0.03717 | [5 empty] | 0.23019 | [7 empty] | 408.4551 |  |  |  |  | 2025 | Bertrandsson Erlandsson et al. (2025), Mineralium Deposita, 60, 869–894 |  | POL, COD, ZMB, NAM
| DOF |  | Basin hydrothermal | Stratiform sediment-hosted Cu | stratiform sediment-hosted Cu-Co | Cu, Co | Ag, Au, Pb, Ni, Se, Re, Zn | Cu, Co, Ag, Au, Pb, Ni, Se, Re, Zn | Bertrandsson Erlandsson et al., 2022; Foltyn et al., 2022; El Desouky et al., 2010 |  | 103-15-1 Ccp16-1 | 103-15-1 Ccp16-1 | [5 empty] | ore material | polished section |  | mineral separate | [5 empty] | mineralisation |  |  |  | chalcopyrite, sphalerite, pyrite | stage 1 (sediment-hosted, diagenetic), stage 2 (epigenetic hydrothermal veins) | disseminations, veins, mineralized nodules | disseminations, mineralized nodules, veins cross-cutting sedimentary bedding |  |  |  | quartz, carbonates |  | LA-ICPMS | ESI NWR213 Nd:YAG laser ablation system coupled to an Agilent 8800 QQQ ICP-MS | Montanuniversität Leoben, Austria | 50 µm spot size, 2 – 3 J/cm2 on-mineral fluency, 10 Hz repetition rate, helium carrier gas at 0.75 L/min flow rate, 30-s pre-ablation laser warm-up, 60 s dwell time, 30-s washout period | USGS pressed powder polysulfide reference material MASS-1 (Wilson et al. 2002) as external standard for chalcopyrite; sphalerite matrix-matched sinter pressed powder pellet reference material MUL-Zn S1 (Onuk et al. 2017) as external standard for sphalerite and pyrite; MASS-1 used as external standard for Te, Au, Tl, and Hg in sphalerite and pyrite | 10.2511 | [13 empty] | 17.2298 | [37 empty] | 7.7083 |  |  |  | 3.7235 | [29 empty] | 106.6971 | [17 empty] | 0.59715 |  |  |  | 25.0411 | [5 empty] | 13.9563 | [27 empty] | 356.7618 |  |  |  |  | 2025 | Bertrandsson Erlandsson et al. (2025), Mineralium Deposita, 60, 869–894 |  | POL, COD, ZMB, NAM
| DOF |  | Basin hydrothermal | Stratiform sediment-hosted Cu | stratiform sediment-hosted Cu-Co | Cu, Co | Ag, Au, Pb, Ni, Se, Re, Zn | Cu, Co, Ag, Au, Pb, Ni, Se, Re, Zn | Bertrandsson Erlandsson et al., 2022; Foltyn et al., 2022; El Desouky et al., 2010 |  | 103-15-1 Ccp17-1 | 103-15-1 Ccp17-1 | [5 empty] | ore material | polished section |  | mineral separate | [5 empty] | mineralisation |  |  |  | chalcopyrite, sphalerite, pyrite | stage 1 (sediment-hosted, diagenetic), stage 2 (epigenetic hydrothermal veins) | disseminations, veins, mineralized nodules | disseminations, mineralized nodules, veins cross-cutting sedimentary bedding |  |  |  | quartz, carbonates |  | LA-ICPMS | ESI NWR213 Nd:YAG laser ablation system coupled to an Agilent 8800 QQQ ICP-MS | Montanuniversität Leoben, Austria | 50 µm spot size, 2 – 3 J/cm2 on-mineral fluency, 10 Hz repetition rate, helium carrier gas at 0.75 L/min flow rate, 30-s pre-ablation laser warm-up, 60 s dwell time, 30-s washout period | USGS pressed powder polysulfide reference material MASS-1 (Wilson et al. 2002) as external standard for chalcopyrite; sphalerite matrix-matched sinter pressed powder pellet reference material MUL-Zn S1 (Onuk et al. 2017) as external standard for sphalerite and pyrite; MASS-1 used as external standard for Te, Au, Tl, and Hg in sphalerite and pyrite | 10.8552 | [13 empty] | 16.8392 | [11 empty] | 67.2104 | [17 empty] | 2.0185 |  |  |  | 1.3219 |  |  |  | 7.1134 |  |  |  | 3.7886 | [23 empty] | 2.5059 | [5 empty] | 86.0079 | [17 empty] | 0.73776 | [9 empty] | 11.9589 | [27 empty] | 261.0235 |  |  |  |  | 2025 | Bertrandsson Erlandsson et al. (2025), Mineralium Deposita, 60, 869–894 |  | POL, COD, ZMB, NAM
| DOF |  | Basin hydrothermal | Stratiform sediment-hosted Cu | stratiform sediment-hosted Cu-Co | Cu, Co | Ag, Au, Pb, Ni, Se, Re, Zn | Cu, Co, Ag, Au, Pb, Ni, Se, Re, Zn | Bertrandsson Erlandsson et al., 2022; Foltyn et al., 2022; El Desouky et al., 2010 |  | 103-15-1 Ccp18-1 | 103-15-1 Ccp18-1 | [5 empty] | ore material | polished section |  | mineral separate | [5 empty] | mineralisation |  |  |  | chalcopyrite, sphalerite, pyrite | stage 1 (sediment-hosted, diagenetic), stage 2 (epigenetic hydrothermal veins) | disseminations, veins, mineralized nodules | disseminations, mineralized nodules, veins cross-cutting sedimentary bedding |  |  |  | quartz, carbonates |  | LA-ICPMS | ESI NWR213 Nd:YAG laser ablation system coupled to an Agilent 8800 QQQ ICP-MS | Montanuniversität Leoben, Austria | 50 µm spot size, 2 – 3 J/cm2 on-mineral fluency, 10 Hz repetition rate, helium carrier gas at 0.75 L/min flow rate, 30-s pre-ablation laser warm-up, 60 s dwell time, 30-s washout period | USGS pressed powder polysulfide reference material MASS-1 (Wilson et al. 2002) as external standard for chalcopyrite; sphalerite matrix-matched sinter pressed powder pellet reference material MUL-Zn S1 (Onuk et al. 2017) as external standard for sphalerite and pyrite; MASS-1 used as external standard for Te, Au, Tl, and Hg in sphalerite and pyrite | 13.2908 | [13 empty] | 24.2231 | [37 empty] | 6.7816 |  |  |  | 4.5506 | [29 empty] | 138.4224 | [27 empty] | 13.1037 | [7 empty] | 1.4154 | [24 empty] | 2025 | Bertrandsson Erlandsson et al. (2025), Mineralium Deposita, 60, 869–894 |  | POL, COD, ZMB, NAM
| DOF |  | Basin hydrothermal | Stratiform sediment-hosted Cu | stratiform sediment-hosted Cu-Co | Cu, Co | Ag, Au, Pb, Ni, Se, Re, Zn | Cu, Co, Ag, Au, Pb, Ni, Se, Re, Zn | Bertrandsson Erlandsson et al., 2022; Foltyn et al., 2022; El Desouky et al., 2010 |  | 103-15-1 Ccp19-1 | 103-15-1 Ccp19-1 | [5 empty] | ore material | polished section |  | mineral separate | [5 empty] | mineralisation |  |  |  | chalcopyrite, sphalerite, pyrite | stage 1 (sediment-hosted, diagenetic), stage 2 (epigenetic hydrothermal veins) | disseminations, veins, mineralized nodules | disseminations, mineralized nodules, veins cross-cutting sedimentary bedding |  |  |  | quartz, carbonates |  | LA-ICPMS | ESI NWR213 Nd:YAG laser ablation system coupled to an Agilent 8800 QQQ ICP-MS | Montanuniversität Leoben, Austria | 50 µm spot size, 2 – 3 J/cm2 on-mineral fluency, 10 Hz repetition rate, helium carrier gas at 0.75 L/min flow rate, 30-s pre-ablation laser warm-up, 60 s dwell time, 30-s washout period | USGS pressed powder polysulfide reference material MASS-1 (Wilson et al. 2002) as external standard for chalcopyrite; sphalerite matrix-matched sinter pressed powder pellet reference material MUL-Zn S1 (Onuk et al. 2017) as external standard for sphalerite and pyrite; MASS-1 used as external standard for Te, Au, Tl, and Hg in sphalerite and pyrite | 10.8956 | [13 empty] | 15.5115 | [11 empty] | 145.4009 | [25 empty] | 6.6502 |  |  |  | 4.61 | [29 empty] | 94.081 | [17 empty] | 0.75832 | [9 empty] | 14.0331 | [7 empty] | 0.58551 | [19 empty] | 381.9673 |  |  |  |  | 2025 | Bertrandsson Erlandsson et al. (2025), Mineralium Deposita, 60, 869–894 |  | POL, COD, ZMB, NAM
| DOF |  | Basin hydrothermal | Stratiform sediment-hosted Cu | stratiform sediment-hosted Cu-Co | Cu, Co | Ag, Au, Pb, Ni, Se, Re, Zn | Cu, Co, Ag, Au, Pb, Ni, Se, Re, Zn | Bertrandsson Erlandsson et al., 2022; Foltyn et al., 2022; El Desouky et al., 2010 |  | 103-15-1 Ccp20-1 | 103-15-1 Ccp20-1 | [5 empty] | ore material | polished section |  | mineral separate | [5 empty] | mineralisation |  |  |  | chalcopyrite, sphalerite, pyrite | stage 1 (sediment-hosted, diagenetic), stage 2 (epigenetic hydrothermal veins) | disseminations, veins, mineralized nodules | disseminations, mineralized nodules, veins cross-cutting sedimentary bedding |  |  |  | quartz, carbonates |  | LA-ICPMS | ESI NWR213 Nd:YAG laser ablation system coupled to an Agilent 8800 QQQ ICP-MS | Montanuniversität Leoben, Austria | 50 µm spot size, 2 – 3 J/cm2 on-mineral fluency, 10 Hz repetition rate, helium carrier gas at 0.75 L/min flow rate, 30-s pre-ablation laser warm-up, 60 s dwell time, 30-s washout period | USGS pressed powder polysulfide reference material MASS-1 (Wilson et al. 2002) as external standard for chalcopyrite; sphalerite matrix-matched sinter pressed powder pellet reference material MUL-Zn S1 (Onuk et al. 2017) as external standard for sphalerite and pyrite; MASS-1 used as external standard for Te, Au, Tl, and Hg in sphalerite and pyrite | 10.6022 | [13 empty] | 14.0161 | [11 empty] | 64.7798 | [17 empty] | 2.0557 |  |  |  | 1.924 |  |  |  | 5.8124 |  |  |  | 4.0689 | [23 empty] | 2.6777 | [5 empty] | 76.2528 | [17 empty] | 0.65812 | [9 empty] | 14.0001 | [27 empty] | 338.913 |  |  |  |  | 2025 | Bertrandsson Erlandsson et al. (2025), Mineralium Deposita, 60, 869–894 |  | POL, COD, ZMB, NAM
| DOF |  | Basin hydrothermal | Stratiform sediment-hosted Cu | stratiform sediment-hosted Cu-Co | Cu, Co | Ag, Au, Pb, Ni, Se, Re, Zn | Cu, Co, Ag, Au, Pb, Ni, Se, Re, Zn | Bertrandsson Erlandsson et al., 2022; Foltyn et al., 2022; El Desouky et al., 2010 |  | 103-15-1 Ccp21-1 | 103-15-1 Ccp21-1 | [5 empty] | ore material | polished section |  | mineral separate | [5 empty] | mineralisation |  |  |  | chalcopyrite, sphalerite, pyrite | stage 1 (sediment-hosted, diagenetic), stage 2 (epigenetic hydrothermal veins) | disseminations, veins, mineralized nodules | disseminations, mineralized nodules, veins cross-cutting sedimentary bedding |  |  |  | quartz, carbonates |  | LA-ICPMS | ESI NWR213 Nd:YAG laser ablation system coupled to an Agilent 8800 QQQ ICP-MS | Montanuniversität Leoben, Austria | 50 µm spot size, 2 – 3 J/cm2 on-mineral fluency, 10 Hz repetition rate, helium carrier gas at 0.75 L/min flow rate, 30-s pre-ablation laser warm-up, 60 s dwell time, 30-s washout period | USGS pressed powder polysulfide reference material MASS-1 (Wilson et al. 2002) as external standard for chalcopyrite; sphalerite matrix-matched sinter pressed powder pellet reference material MUL-Zn S1 (Onuk et al. 2017) as external standard for sphalerite and pyrite; MASS-1 used as external standard for Te, Au, Tl, and Hg in sphalerite and pyrite | 10.5659 | [13 empty] | 12.7822 | [11 empty] | 124.503 | [17 empty] | 2.3682 |  |  |  | 2.5648 |  |  |  | 4.3532 |  |  |  | 4.2459 | [23 empty] | 5.6414 | [5 empty] | 74.1593 | [17 empty] | 0.43439 | [9 empty] | 12.8026 | [27 empty] | 318.5829 |  |  |  |  | 2025 | Bertrandsson Erlandsson et al. (2025), Mineralium Deposita, 60, 869–894 |  | POL, COD, ZMB, NAM
| DOF |  | Basin hydrothermal | Stratiform sediment-hosted Cu | stratiform sediment-hosted Cu-Co | Cu, Co | Ag, Au, Pb, Ni, Se, Re, Zn | Cu, Co, Ag, Au, Pb, Ni, Se, Re, Zn | Bertrandsson Erlandsson et al., 2022; Foltyn et al., 2022; El Desouky et al., 2010 |  | 103-15-1 Ccp22-1 | 103-15-1 Ccp22-1 | [5 empty] | ore material | polished section |  | mineral separate | [5 empty] | mineralisation |  |  |  | chalcopyrite, sphalerite, pyrite | stage 1 (sediment-hosted, diagenetic), stage 2 (epigenetic hydrothermal veins) | disseminations, veins, mineralized nodules | disseminations, mineralized nodules, veins cross-cutting sedimentary bedding |  |  |  | quartz, carbonates |  | LA-ICPMS | ESI NWR213 Nd:YAG laser ablation system coupled to an Agilent 8800 QQQ ICP-MS | Montanuniversität Leoben, Austria | 50 µm spot size, 2 – 3 J/cm2 on-mineral fluency, 10 Hz repetition rate, helium carrier gas at 0.75 L/min flow rate, 30-s pre-ablation laser warm-up, 60 s dwell time, 30-s washout period | USGS pressed powder polysulfide reference material MASS-1 (Wilson et al. 2002) as external standard for chalcopyrite; sphalerite matrix-matched sinter pressed powder pellet reference material MUL-Zn S1 (Onuk et al. 2017) as external standard for sphalerite and pyrite; MASS-1 used as external standard for Te, Au, Tl, and Hg in sphalerite and pyrite | 10.9578 | [5 empty] | 0.033772 | [7 empty] | 20.9971 | [29 empty] | 1.3281 |  |  |  | 1.2963 |  |  |  | 4.0698 |  |  |  | 4.8213 | [23 empty] | 4.1389 | [5 empty] | 97.9271 | [21 empty] | 25.4761 | [5 empty] | 15.5627 | [27 empty] | 381.8103 |  |  |  |  | 2025 | Bertrandsson Erlandsson et al. (2025), Mineralium Deposita, 60, 869–894 |  | POL, COD, ZMB, NAM
| DOF |  | Basin hydrothermal | Stratiform sediment-hosted Cu | stratiform sediment-hosted Cu-Co | Cu, Co | Ag, Au, Pb, Ni, Se, Re, Zn | Cu, Co, Ag, Au, Pb, Ni, Se, Re, Zn | Bertrandsson Erlandsson et al., 2022; Foltyn et al., 2022; El Desouky et al., 2010 |  | 103-15-1 Ccp23-1 | 103-15-1 Ccp23-1 | [5 empty] | ore material | polished section |  | mineral separate | [5 empty] | mineralisation |  |  |  | chalcopyrite, sphalerite, pyrite | stage 1 (sediment-hosted, diagenetic), stage 2 (epigenetic hydrothermal veins) | disseminations, veins, mineralized nodules | disseminations, mineralized nodules, veins cross-cutting sedimentary bedding |  |  |  | quartz, carbonates |  | LA-ICPMS | ESI NWR213 Nd:YAG laser ablation system coupled to an Agilent 8800 QQQ ICP-MS | Montanuniversität Leoben, Austria | 50 µm spot size, 2 – 3 J/cm2 on-mineral fluency, 10 Hz repetition rate, helium carrier gas at 0.75 L/min flow rate, 30-s pre-ablation laser warm-up, 60 s dwell time, 30-s washout period | USGS pressed powder polysulfide reference material MASS-1 (Wilson et al. 2002) as external standard for chalcopyrite; sphalerite matrix-matched sinter pressed powder pellet reference material MUL-Zn S1 (Onuk et al. 2017) as external standard for sphalerite and pyrite; MASS-1 used as external standard for Te, Au, Tl, and Hg in sphalerite and pyrite | 11.4757 | [13 empty] | 5.7256 | [29 empty] | 1.9349 | [7 empty] | 4.1983 |  |  |  | 2.2757 | [29 empty] | 63.636 | [17 empty] | 0.64462 |  |  |  | 18.3242 | [5 empty] | 13.7301 | [27 empty] | 362.4471 |  |  |  |  | 2025 | Bertrandsson Erlandsson et al. (2025), Mineralium Deposita, 60, 869–894 |  | POL, COD, ZMB, NAM
| DOF |  | Basin hydrothermal | Stratiform sediment-hosted Cu | stratiform sediment-hosted Cu-Co | Cu, Co | Ag, Au, Pb, Ni, Se, Re, Zn | Cu, Co, Ag, Au, Pb, Ni, Se, Re, Zn | Bertrandsson Erlandsson et al., 2022; Foltyn et al., 2022; El Desouky et al., 2010 |  | 103-15-1 Ccp24-1 | 103-15-1 Ccp24-1 | [5 empty] | ore material | polished section |  | mineral separate | [5 empty] | mineralisation |  |  |  | chalcopyrite, sphalerite, pyrite | stage 1 (sediment-hosted, diagenetic), stage 2 (epigenetic hydrothermal veins) | disseminations, veins, mineralized nodules | disseminations, mineralized nodules, veins cross-cutting sedimentary bedding |  |  |  | quartz, carbonates |  | LA-ICPMS | ESI NWR213 Nd:YAG laser ablation system coupled to an Agilent 8800 QQQ ICP-MS | Montanuniversität Leoben, Austria | 50 µm spot size, 2 – 3 J/cm2 on-mineral fluency, 10 Hz repetition rate, helium carrier gas at 0.75 L/min flow rate, 30-s pre-ablation laser warm-up, 60 s dwell time, 30-s washout period | USGS pressed powder polysulfide reference material MASS-1 (Wilson et al. 2002) as external standard for chalcopyrite; sphalerite matrix-matched sinter pressed powder pellet reference material MUL-Zn S1 (Onuk et al. 2017) as external standard for sphalerite and pyrite; MASS-1 used as external standard for Te, Au, Tl, and Hg in sphalerite and pyrite | 14.1985 | [13 empty] | 9.8448 | [11 empty] | 125.4047 | [25 empty] | 3.7069 |  |  |  | 2.9401 | [23 empty] | 6.1987 | [5 empty] | 95.6927 | [17 empty] | 0.98401 |  |  |  | 21.7824 | [5 empty] | 14.6324 | [32 empty] | 2025 | Bertrandsson Erlandsson et al. (2025), Mineralium Deposita, 60, 869–894 |  | POL, COD, ZMB, NAM
| DOF |  | Basin hydrothermal | Stratiform sediment-hosted Cu | stratiform sediment-hosted Cu-Co | Cu, Co | Ag, Au, Pb, Ni, Se, Re, Zn | Cu, Co, Ag, Au, Pb, Ni, Se, Re, Zn | Bertrandsson Erlandsson et al., 2022; Foltyn et al., 2022; El Desouky et al., 2010 |  | 103-15-1 Ccp25-1 | 103-15-1 Ccp25-1 | [5 empty] | ore material | polished section |  | mineral separate | [5 empty] | mineralisation |  |  |  | chalcopyrite, sphalerite, pyrite | stage 1 (sediment-hosted, diagenetic), stage 2 (epigenetic hydrothermal veins) | disseminations, veins, mineralized nodules | disseminations, mineralized nodules, veins cross-cutting sedimentary bedding |  |  |  | quartz, carbonates |  | LA-ICPMS | ESI NWR213 Nd:YAG laser ablation system coupled to an Agilent 8800 QQQ ICP-MS | Montanuniversität Leoben, Austria | 50 µm spot size, 2 – 3 J/cm2 on-mineral fluency, 10 Hz repetition rate, helium carrier gas at 0.75 L/min flow rate, 30-s pre-ablation laser warm-up, 60 s dwell time, 30-s washout period | USGS pressed powder polysulfide reference material MASS-1 (Wilson et al. 2002) as external standard for chalcopyrite; sphalerite matrix-matched sinter pressed powder pellet reference material MUL-Zn S1 (Onuk et al. 2017) as external standard for sphalerite and pyrite; MASS-1 used as external standard for Te, Au, Tl, and Hg in sphalerite and pyrite | 13.9076 | [13 empty] | 8.2414 | [11 empty] | 99.2112 | [29 empty] | 2.4135 | [29 empty] | 74.5896 | [17 empty] | 0.83519 | [9 empty] | 12.9367 | [27 empty] | 266.0641 |  |  |  |  | 2025 | Bertrandsson Erlandsson et al. (2025), Mineralium Deposita, 60, 869–894 |  | POL, COD, ZMB, NAM
| DOF |  | Basin hydrothermal | Stratiform sediment-hosted Cu | stratiform sediment-hosted Cu-Co | Cu, Co | Ag, Au, Pb, Ni, Se, Re, Zn | Cu, Co, Ag, Au, Pb, Ni, Se, Re, Zn | Bertrandsson Erlandsson et al., 2022; Foltyn et al., 2022; El Desouky et al., 2010 |  | 103-15-1 Ccp26-1 | 103-15-1 Ccp26-1 | [5 empty] | ore material | polished section |  | mineral separate | [5 empty] | mineralisation |  |  |  | chalcopyrite, sphalerite, pyrite | stage 1 (sediment-hosted, diagenetic), stage 2 (epigenetic hydrothermal veins) | disseminations, veins, mineralized nodules | disseminations, mineralized nodules, veins cross-cutting sedimentary bedding |  |  |  | quartz, carbonates |  | LA-ICPMS | ESI NWR213 Nd:YAG laser ablation system coupled to an Agilent 8800 QQQ ICP-MS | Montanuniversität Leoben, Austria | 50 µm spot size, 2 – 3 J/cm2 on-mineral fluency, 10 Hz repetition rate, helium carrier gas at 0.75 L/min flow rate, 30-s pre-ablation laser warm-up, 60 s dwell time, 30-s washout period | USGS pressed powder polysulfide reference material MASS-1 (Wilson et al. 2002) as external standard for chalcopyrite; sphalerite matrix-matched sinter pressed powder pellet reference material MUL-Zn S1 (Onuk et al. 2017) as external standard for sphalerite and pyrite; MASS-1 used as external standard for Te, Au, Tl, and Hg in sphalerite and pyrite | 11.7247 | [13 empty] | 7.9638 | [11 empty] | 45.9997 | [17 empty] | 2.653 | [11 empty] | 2.1487 | [23 empty] | 2.9199 | [5 empty] | 69.0781 | [17 empty] | 0.75469 | [9 empty] | 17.8746 | [27 empty] | 291.797 |  |  |  |  | 2025 | Bertrandsson Erlandsson et al. (2025), Mineralium Deposita, 60, 869–894 |  | POL, COD, ZMB, NAM
| DOF |  | Basin hydrothermal | Stratiform sediment-hosted Cu | stratiform sediment-hosted Cu-Co | Cu, Co | Ag, Au, Pb, Ni, Se, Re, Zn | Cu, Co, Ag, Au, Pb, Ni, Se, Re, Zn | Bertrandsson Erlandsson et al., 2022; Foltyn et al., 2022; El Desouky et al., 2010 |  | 103-15-1 Ccp27-1 | 103-15-1 Ccp27-1 | [5 empty] | ore material | polished section |  | mineral separate | [5 empty] | mineralisation |  |  |  | chalcopyrite, sphalerite, pyrite | stage 1 (sediment-hosted, diagenetic), stage 2 (epigenetic hydrothermal veins) | disseminations, veins, mineralized nodules | disseminations, mineralized nodules, veins cross-cutting sedimentary bedding |  |  |  | quartz, carbonates |  | LA-ICPMS | ESI NWR213 Nd:YAG laser ablation system coupled to an Agilent 8800 QQQ ICP-MS | Montanuniversität Leoben, Austria | 50 µm spot size, 2 – 3 J/cm2 on-mineral fluency, 10 Hz repetition rate, helium carrier gas at 0.75 L/min flow rate, 30-s pre-ablation laser warm-up, 60 s dwell time, 30-s washout period | USGS pressed powder polysulfide reference material MASS-1 (Wilson et al. 2002) as external standard for chalcopyrite; sphalerite matrix-matched sinter pressed powder pellet reference material MUL-Zn S1 (Onuk et al. 2017) as external standard for sphalerite and pyrite; MASS-1 used as external standard for Te, Au, Tl, and Hg in sphalerite and pyrite | 13.6761 | [25 empty] | 94.2956 | [17 empty] | 2.1898 |  |  |  | 2.6323 | [7 empty] | 2.3489 | [23 empty] | 5.1505 | [33 empty] | 16.3687 | [27 empty] | 266.3052 |  |  |  |  | 2025 | Bertrandsson Erlandsson et al. (2025), Mineralium Deposita, 60, 869–894 |  | POL, COD, ZMB, NAM
| DOF |  | Basin hydrothermal | Stratiform sediment-hosted Cu | stratiform sediment-hosted Cu-Co | Cu, Co | Ag, Au, Pb, Ni, Se, Re, Zn | Cu, Co, Ag, Au, Pb, Ni, Se, Re, Zn | Bertrandsson Erlandsson et al., 2022; Foltyn et al., 2022; El Desouky et al., 2010 |  | 103-15-1 Ccp28-1 | 103-15-1 Ccp28-1 | [5 empty] | ore material | polished section |  | mineral separate | [5 empty] | mineralisation |  |  |  | chalcopyrite, sphalerite, pyrite | stage 1 (sediment-hosted, diagenetic), stage 2 (epigenetic hydrothermal veins) | disseminations, veins, mineralized nodules | disseminations, mineralized nodules, veins cross-cutting sedimentary bedding |  |  |  | quartz, carbonates |  | LA-ICPMS | ESI NWR213 Nd:YAG laser ablation system coupled to an Agilent 8800 QQQ ICP-MS | Montanuniversität Leoben, Austria | 50 µm spot size, 2 – 3 J/cm2 on-mineral fluency, 10 Hz repetition rate, helium carrier gas at 0.75 L/min flow rate, 30-s pre-ablation laser warm-up, 60 s dwell time, 30-s washout period | USGS pressed powder polysulfide reference material MASS-1 (Wilson et al. 2002) as external standard for chalcopyrite; sphalerite matrix-matched sinter pressed powder pellet reference material MUL-Zn S1 (Onuk et al. 2017) as external standard for sphalerite and pyrite; MASS-1 used as external standard for Te, Au, Tl, and Hg in sphalerite and pyrite | 13.9696 | [13 empty] | 11.4231 | [11 empty] | 164.23 | [17 empty] | 3.8009 |  |  |  | 2.6149 | [7 empty] | 2.0019 | [29 empty] | 110.7878 | [17 empty] | 0.84904 | [9 empty] | 12.7322 | [27 empty] | 246.8165 |  |  |  |  | 2025 | Bertrandsson Erlandsson et al. (2025), Mineralium Deposita, 60, 869–894 |  | POL, COD, ZMB, NAM
| DOF |  | Basin hydrothermal | Stratiform sediment-hosted Cu | stratiform sediment-hosted Cu-Co | Cu, Co | Ag, Au, Pb, Ni, Se, Re, Zn | Cu, Co, Ag, Au, Pb, Ni, Se, Re, Zn | Bertrandsson Erlandsson et al., 2022; Foltyn et al., 2022; El Desouky et al., 2010 |  | 103-19-1B Ccp1-1 | 103-19-1B Ccp1-1 | [5 empty] | ore material | polished section |  | mineral separate | [5 empty] | mineralisation |  |  |  | chalcopyrite, sphalerite, pyrite | stage 1 (sediment-hosted, diagenetic), stage 2 (epigenetic hydrothermal veins) | disseminations, veins, mineralized nodules | disseminations, mineralized nodules, veins cross-cutting sedimentary bedding |  |  |  | quartz, carbonates |  | LA-ICPMS | ESI NWR213 Nd:YAG laser ablation system coupled to an Agilent 8800 QQQ ICP-MS | Montanuniversität Leoben, Austria | 50 µm spot size, 2 – 3 J/cm2 on-mineral fluency, 10 Hz repetition rate, helium carrier gas at 0.75 L/min flow rate, 30-s pre-ablation laser warm-up, 60 s dwell time, 30-s washout period | USGS pressed powder polysulfide reference material MASS-1 (Wilson et al. 2002) as external standard for chalcopyrite; sphalerite matrix-matched sinter pressed powder pellet reference material MUL-Zn S1 (Onuk et al. 2017) as external standard for sphalerite and pyrite; MASS-1 used as external standard for Te, Au, Tl, and Hg in sphalerite and pyrite | 10.2321 | [13 empty] | 1.1989 | [11 empty] | 4.5712 | [17 empty] | 0.095046 | [7 empty] | 13.6884 |  |  |  | 26.7971 | [23 empty] | 7.4076 | [5 empty] | 6.5327 | [21 empty] | 42.2262 | [5 empty] | 107.3988 | [27 empty] | 332.7191 |  |  |  |  | 2025 | Bertrandsson Erlandsson et al. (2025), Mineralium Deposita, 60, 869–894 |  | POL, COD, ZMB, NAM
| DOF |  | Basin hydrothermal | Stratiform sediment-hosted Cu | stratiform sediment-hosted Cu-Co | Cu, Co | Ag, Au, Pb, Ni, Se, Re, Zn | Cu, Co, Ag, Au, Pb, Ni, Se, Re, Zn | Bertrandsson Erlandsson et al., 2022; Foltyn et al., 2022; El Desouky et al., 2010 |  | 103-19-1B Ccp2-1 | 103-19-1B Ccp2-1 | [5 empty] | ore material | polished section |  | mineral separate | [5 empty] | mineralisation |  |  |  | chalcopyrite, sphalerite, pyrite | stage 1 (sediment-hosted, diagenetic), stage 2 (epigenetic hydrothermal veins) | disseminations, veins, mineralized nodules | disseminations, mineralized nodules, veins cross-cutting sedimentary bedding |  |  |  | quartz, carbonates |  | LA-ICPMS | ESI NWR213 Nd:YAG laser ablation system coupled to an Agilent 8800 QQQ ICP-MS | Montanuniversität Leoben, Austria | 50 µm spot size, 2 – 3 J/cm2 on-mineral fluency, 10 Hz repetition rate, helium carrier gas at 0.75 L/min flow rate, 30-s pre-ablation laser warm-up, 60 s dwell time, 30-s washout period | USGS pressed powder polysulfide reference material MASS-1 (Wilson et al. 2002) as external standard for chalcopyrite; sphalerite matrix-matched sinter pressed powder pellet reference material MUL-Zn S1 (Onuk et al. 2017) as external standard for sphalerite and pyrite; MASS-1 used as external standard for Te, Au, Tl, and Hg in sphalerite and pyrite | 9.0282 | [25 empty] | 4.7737 | [17 empty] | 0.22049 |  |  |  | 0.66082 |  |  |  | 10.0319 |  |  |  | 25.6527 | [23 empty] | 5.9891 | [27 empty] | 44.594 | [5 empty] | 79.2819 | [27 empty] | 346.4219 |  |  |  |  | 2025 | Bertrandsson Erlandsson et al. (2025), Mineralium Deposita, 60, 869–894 |  | POL, COD, ZMB, NAM
| DOF |  | Basin hydrothermal | Stratiform sediment-hosted Cu | stratiform sediment-hosted Cu-Co | Cu, Co | Ag, Au, Pb, Ni, Se, Re, Zn | Cu, Co, Ag, Au, Pb, Ni, Se, Re, Zn | Bertrandsson Erlandsson et al., 2022; Foltyn et al., 2022; El Desouky et al., 2010 |  | 103-19-1B Ccp3-1 | 103-19-1B Ccp3-1 | [5 empty] | ore material | polished section |  | mineral separate | [5 empty] | mineralisation |  |  |  | chalcopyrite, sphalerite, pyrite | stage 1 (sediment-hosted, diagenetic), stage 2 (epigenetic hydrothermal veins) | disseminations, veins, mineralized nodules | disseminations, mineralized nodules, veins cross-cutting sedimentary bedding |  |  |  | quartz, carbonates |  | LA-ICPMS | ESI NWR213 Nd:YAG laser ablation system coupled to an Agilent 8800 QQQ ICP-MS | Montanuniversität Leoben, Austria | 50 µm spot size, 2 – 3 J/cm2 on-mineral fluency, 10 Hz repetition rate, helium carrier gas at 0.75 L/min flow rate, 30-s pre-ablation laser warm-up, 60 s dwell time, 30-s washout period | USGS pressed powder polysulfide reference material MASS-1 (Wilson et al. 2002) as external standard for chalcopyrite; sphalerite matrix-matched sinter pressed powder pellet reference material MUL-Zn S1 (Onuk et al. 2017) as external standard for sphalerite and pyrite; MASS-1 used as external standard for Te, Au, Tl, and Hg in sphalerite and pyrite | 9.4367 | [13 empty] | 0.46552 | [11 empty] | 7.953 | [17 empty] | 0.25136 | [7 empty] | 9.9917 |  |  |  | 23.3076 | [23 empty] | 6.7578 | [27 empty] | 42.9565 | [5 empty] | 129.1164 | [32 empty] | 2025 | Bertrandsson Erlandsson et al. (2025), Mineralium Deposita, 60, 869–894 |  | POL, COD, ZMB, NAM
| DOF |  | Basin hydrothermal | Stratiform sediment-hosted Cu | stratiform sediment-hosted Cu-Co | Cu, Co | Ag, Au, Pb, Ni, Se, Re, Zn | Cu, Co, Ag, Au, Pb, Ni, Se, Re, Zn | Bertrandsson Erlandsson et al., 2022; Foltyn et al., 2022; El Desouky et al., 2010 |  | 103-19-1B Ccp4-1 | 103-19-1B Ccp4-1 | [5 empty] | ore material | polished section |  | mineral separate | [5 empty] | mineralisation |  |  |  | chalcopyrite, sphalerite, pyrite | stage 1 (sediment-hosted, diagenetic), stage 2 (epigenetic hydrothermal veins) | disseminations, veins, mineralized nodules | disseminations, mineralized nodules, veins cross-cutting sedimentary bedding |  |  |  | quartz, carbonates |  | LA-ICPMS | ESI NWR213 Nd:YAG laser ablation system coupled to an Agilent 8800 QQQ ICP-MS | Montanuniversität Leoben, Austria | 50 µm spot size, 2 – 3 J/cm2 on-mineral fluency, 10 Hz repetition rate, helium carrier gas at 0.75 L/min flow rate, 30-s pre-ablation laser warm-up, 60 s dwell time, 30-s washout period | USGS pressed powder polysulfide reference material MASS-1 (Wilson et al. 2002) as external standard for chalcopyrite; sphalerite matrix-matched sinter pressed powder pellet reference material MUL-Zn S1 (Onuk et al. 2017) as external standard for sphalerite and pyrite; MASS-1 used as external standard for Te, Au, Tl, and Hg in sphalerite and pyrite | 10.0781 | [43 empty] | 0.25448 |  |  |  | 0.73067 |  |  |  | 9.951 |  |  |  | 24.4093 | [13 empty] | 1.4178 | [37 empty] | 37.1474 | [5 empty] | 100.1723 | [27 empty] | 365.6622 |  |  |  |  | 2025 | Bertrandsson Erlandsson et al. (2025), Mineralium Deposita, 60, 869–894 |  | POL, COD, ZMB, NAM
| DOF |  | Basin hydrothermal | Stratiform sediment-hosted Cu | stratiform sediment-hosted Cu-Co | Cu, Co | Ag, Au, Pb, Ni, Se, Re, Zn | Cu, Co, Ag, Au, Pb, Ni, Se, Re, Zn | Bertrandsson Erlandsson et al., 2022; Foltyn et al., 2022; El Desouky et al., 2010 |  | 103-19-1B Ccp5-1 | 103-19-1B Ccp5-1 | [5 empty] | ore material | polished section |  | mineral separate | [5 empty] | mineralisation |  |  |  | chalcopyrite, sphalerite, pyrite | stage 1 (sediment-hosted, diagenetic), stage 2 (epigenetic hydrothermal veins) | disseminations, veins, mineralized nodules | disseminations, mineralized nodules, veins cross-cutting sedimentary bedding |  |  |  | quartz, carbonates |  | LA-ICPMS | ESI NWR213 Nd:YAG laser ablation system coupled to an Agilent 8800 QQQ ICP-MS | Montanuniversität Leoben, Austria | 50 µm spot size, 2 – 3 J/cm2 on-mineral fluency, 10 Hz repetition rate, helium carrier gas at 0.75 L/min flow rate, 30-s pre-ablation laser warm-up, 60 s dwell time, 30-s washout period | USGS pressed powder polysulfide reference material MASS-1 (Wilson et al. 2002) as external standard for chalcopyrite; sphalerite matrix-matched sinter pressed powder pellet reference material MUL-Zn S1 (Onuk et al. 2017) as external standard for sphalerite and pyrite; MASS-1 used as external standard for Te, Au, Tl, and Hg in sphalerite and pyrite | 9.4803 | [13 empty] | 0.26553 | [33 empty] | 0.65386 |  |  |  | 8.6791 |  |  |  | 23.9632 | [29 empty] | 1.1609 | [21 empty] | 59.0252 | [5 empty] | 130.9218 | [32 empty] | 2025 | Bertrandsson Erlandsson et al. (2025), Mineralium Deposita, 60, 869–894 |  | POL, COD, ZMB, NAM
| DOF |  | Basin hydrothermal | Stratiform sediment-hosted Cu | stratiform sediment-hosted Cu-Co | Cu, Co | Ag, Au, Pb, Ni, Se, Re, Zn | Cu, Co, Ag, Au, Pb, Ni, Se, Re, Zn | Bertrandsson Erlandsson et al., 2022; Foltyn et al., 2022; El Desouky et al., 2010 |  | 103-19-1B Ccp6-1 | 103-19-1B Ccp6-1 | [5 empty] | ore material | polished section |  | mineral separate | [5 empty] | mineralisation |  |  |  | chalcopyrite, sphalerite, pyrite | stage 1 (sediment-hosted, diagenetic), stage 2 (epigenetic hydrothermal veins) | disseminations, veins, mineralized nodules | disseminations, mineralized nodules, veins cross-cutting sedimentary bedding |  |  |  | quartz, carbonates |  | LA-ICPMS | ESI NWR213 Nd:YAG laser ablation system coupled to an Agilent 8800 QQQ ICP-MS | Montanuniversität Leoben, Austria | 50 µm spot size, 2 – 3 J/cm2 on-mineral fluency, 10 Hz repetition rate, helium carrier gas at 0.75 L/min flow rate, 30-s pre-ablation laser warm-up, 60 s dwell time, 30-s washout period | USGS pressed powder polysulfide reference material MASS-1 (Wilson et al. 2002) as external standard for chalcopyrite; sphalerite matrix-matched sinter pressed powder pellet reference material MUL-Zn S1 (Onuk et al. 2017) as external standard for sphalerite and pyrite; MASS-1 used as external standard for Te, Au, Tl, and Hg in sphalerite and pyrite | 9.4261 | [43 empty] | 0.29367 |  |  |  | 0.48378 |  |  |  | 7.0607 |  |  |  | 22.5089 | [51 empty] | 41.5887 | [5 empty] | 98.0338 | [27 empty] | 357.6152 |  |  |  |  | 2025 | Bertrandsson Erlandsson et al. (2025), Mineralium Deposita, 60, 869–894 |  | POL, COD, ZMB, NAM
| DOF |  | Basin hydrothermal | Stratiform sediment-hosted Cu | stratiform sediment-hosted Cu-Co | Cu, Co | Ag, Au, Pb, Ni, Se, Re, Zn | Cu, Co, Ag, Au, Pb, Ni, Se, Re, Zn | Bertrandsson Erlandsson et al., 2022; Foltyn et al., 2022; El Desouky et al., 2010 |  | 103-19-1B Ccp7-1 | 103-19-1B Ccp7-1 | [5 empty] | ore material | polished section |  | mineral separate | [5 empty] | mineralisation |  |  |  | chalcopyrite, sphalerite, pyrite | stage 1 (sediment-hosted, diagenetic), stage 2 (epigenetic hydrothermal veins) | disseminations, veins, mineralized nodules | disseminations, mineralized nodules, veins cross-cutting sedimentary bedding |  |  |  | quartz, carbonates |  | LA-ICPMS | ESI NWR213 Nd:YAG laser ablation system coupled to an Agilent 8800 QQQ ICP-MS | Montanuniversität Leoben, Austria | 50 µm spot size, 2 – 3 J/cm2 on-mineral fluency, 10 Hz repetition rate, helium carrier gas at 0.75 L/min flow rate, 30-s pre-ablation laser warm-up, 60 s dwell time, 30-s washout period | USGS pressed powder polysulfide reference material MASS-1 (Wilson et al. 2002) as external standard for chalcopyrite; sphalerite matrix-matched sinter pressed powder pellet reference material MUL-Zn S1 (Onuk et al. 2017) as external standard for sphalerite and pyrite; MASS-1 used as external standard for Te, Au, Tl, and Hg in sphalerite and pyrite | 8.6052 | [13 empty] | 0.58484 | [33 empty] | 0.69521 |  |  |  | 7.0988 |  |  |  | 19.3908 | [13 empty] | 0.48728 | [15 empty] | 3.1005 | [21 empty] | 39.6562 | [5 empty] | 101.1601 | [32 empty] | 2025 | Bertrandsson Erlandsson et al. (2025), Mineralium Deposita, 60, 869–894 |  | POL, COD, ZMB, NAM
| DOF |  | Basin hydrothermal | Stratiform sediment-hosted Cu | stratiform sediment-hosted Cu-Co | Cu, Co | Ag, Au, Pb, Ni, Se, Re, Zn | Cu, Co, Ag, Au, Pb, Ni, Se, Re, Zn | Bertrandsson Erlandsson et al., 2022; Foltyn et al., 2022; El Desouky et al., 2010 |  | 103-19-1B Ccp8-1 | 103-19-1B Ccp8-1 | [5 empty] | ore material | polished section |  | mineral separate | [5 empty] | mineralisation |  |  |  | chalcopyrite, sphalerite, pyrite | stage 1 (sediment-hosted, diagenetic), stage 2 (epigenetic hydrothermal veins) | disseminations, veins, mineralized nodules | disseminations, mineralized nodules, veins cross-cutting sedimentary bedding |  |  |  | quartz, carbonates |  | LA-ICPMS | ESI NWR213 Nd:YAG laser ablation system coupled to an Agilent 8800 QQQ ICP-MS | Montanuniversität Leoben, Austria | 50 µm spot size, 2 – 3 J/cm2 on-mineral fluency, 10 Hz repetition rate, helium carrier gas at 0.75 L/min flow rate, 30-s pre-ablation laser warm-up, 60 s dwell time, 30-s washout period | USGS pressed powder polysulfide reference material MASS-1 (Wilson et al. 2002) as external standard for chalcopyrite; sphalerite matrix-matched sinter pressed powder pellet reference material MUL-Zn S1 (Onuk et al. 2017) as external standard for sphalerite and pyrite; MASS-1 used as external standard for Te, Au, Tl, and Hg in sphalerite and pyrite | 10.3741 | [25 empty] | 3.963 | [17 empty] | 0.13052 |  |  |  | 0.4944 |  |  |  | 7.657 |  |  |  | 20.9206 | [23 empty] | 3.2494 | [27 empty] | 32.2516 | [5 empty] | 58.6271 | [27 empty] | 311.0996 |  |  |  |  | 2025 | Bertrandsson Erlandsson et al. (2025), Mineralium Deposita, 60, 869–894 |  | POL, COD, ZMB, NAM
| DOF |  | Basin hydrothermal | Stratiform sediment-hosted Cu | stratiform sediment-hosted Cu-Co | Cu, Co | Ag, Au, Pb, Ni, Se, Re, Zn | Cu, Co, Ag, Au, Pb, Ni, Se, Re, Zn | Bertrandsson Erlandsson et al., 2022; Foltyn et al., 2022; El Desouky et al., 2010 |  | 103-19-1B Ccp9-1 | 103-19-1B Ccp9-1 | [5 empty] | ore material | polished section |  | mineral separate | [5 empty] | mineralisation |  |  |  | chalcopyrite, sphalerite, pyrite | stage 1 (sediment-hosted, diagenetic), stage 2 (epigenetic hydrothermal veins) | disseminations, veins, mineralized nodules | disseminations, mineralized nodules, veins cross-cutting sedimentary bedding |  |  |  | quartz, carbonates |  | LA-ICPMS | ESI NWR213 Nd:YAG laser ablation system coupled to an Agilent 8800 QQQ ICP-MS | Montanuniversität Leoben, Austria | 50 µm spot size, 2 – 3 J/cm2 on-mineral fluency, 10 Hz repetition rate, helium carrier gas at 0.75 L/min flow rate, 30-s pre-ablation laser warm-up, 60 s dwell time, 30-s washout period | USGS pressed powder polysulfide reference material MASS-1 (Wilson et al. 2002) as external standard for chalcopyrite; sphalerite matrix-matched sinter pressed powder pellet reference material MUL-Zn S1 (Onuk et al. 2017) as external standard for sphalerite and pyrite; MASS-1 used as external standard for Te, Au, Tl, and Hg in sphalerite and pyrite | 8.8224 | [13 empty] | 0.96201 | [29 empty] | 0.2035 |  |  |  | 0.47275 |  |  |  | 5.4565 |  |  |  | 19.4666 | [29 empty] | 3.5506 | [21 empty] | 33.4095 | [5 empty] | 98.4463 | [13 empty] | 0.024668 | [18 empty] | 2025 | Bertrandsson Erlandsson et al. (2025), Mineralium Deposita, 60, 869–894 |  | POL, COD, ZMB, NAM
| DOF |  | Basin hydrothermal | Stratiform sediment-hosted Cu | stratiform sediment-hosted Cu-Co | Cu, Co | Ag, Au, Pb, Ni, Se, Re, Zn | Cu, Co, Ag, Au, Pb, Ni, Se, Re, Zn | Bertrandsson Erlandsson et al., 2022; Foltyn et al., 2022; El Desouky et al., 2010 |  | 103-19-1B Ccp10-1 | 103-19-1B Ccp10-1 | [5 empty] | ore material | polished section |  | mineral separate | [5 empty] | mineralisation |  |  |  | chalcopyrite, sphalerite, pyrite | stage 1 (sediment-hosted, diagenetic), stage 2 (epigenetic hydrothermal veins) | disseminations, veins, mineralized nodules | disseminations, mineralized nodules, veins cross-cutting sedimentary bedding |  |  |  | quartz, carbonates |  | LA-ICPMS | ESI NWR213 Nd:YAG laser ablation system coupled to an Agilent 8800 QQQ ICP-MS | Montanuniversität Leoben, Austria | 50 µm spot size, 2 – 3 J/cm2 on-mineral fluency, 10 Hz repetition rate, helium carrier gas at 0.75 L/min flow rate, 30-s pre-ablation laser warm-up, 60 s dwell time, 30-s washout period | USGS pressed powder polysulfide reference material MASS-1 (Wilson et al. 2002) as external standard for chalcopyrite; sphalerite matrix-matched sinter pressed powder pellet reference material MUL-Zn S1 (Onuk et al. 2017) as external standard for sphalerite and pyrite; MASS-1 used as external standard for Te, Au, Tl, and Hg in sphalerite and pyrite | 9.0697 | [13 empty] | 0.87087 | [11 empty] | 2.7336 | [17 empty] | 0.32929 |  |  |  | 0.52764 |  |  |  | 6.5426 |  |  |  | 18.4891 | [13 empty] | 1.2049 | [9 empty] | 5.9879 | [5 empty] | 3.505 | [21 empty] | 36.7305 | [5 empty] | 92.6954 | [27 empty] | 307.5159 |  |  |  |  | 2025 | Bertrandsson Erlandsson et al. (2025), Mineralium Deposita, 60, 869–894 |  | POL, COD, ZMB, NAM
| DOF |  | Basin hydrothermal | Stratiform sediment-hosted Cu | stratiform sediment-hosted Cu-Co | Cu, Co | Ag, Au, Pb, Ni, Se, Re, Zn | Cu, Co, Ag, Au, Pb, Ni, Se, Re, Zn | Bertrandsson Erlandsson et al., 2022; Foltyn et al., 2022; El Desouky et al., 2010 |  | 103-19-1B Ccp11-1 | 103-19-1B Ccp11-1 | [5 empty] | ore material | polished section |  | mineral separate | [5 empty] | mineralisation |  |  |  | chalcopyrite, sphalerite, pyrite | stage 1 (sediment-hosted, diagenetic), stage 2 (epigenetic hydrothermal veins) | disseminations, veins, mineralized nodules | disseminations, mineralized nodules, veins cross-cutting sedimentary bedding |  |  |  | quartz, carbonates |  | LA-ICPMS | ESI NWR213 Nd:YAG laser ablation system coupled to an Agilent 8800 QQQ ICP-MS | Montanuniversität Leoben, Austria | 50 µm spot size, 2 – 3 J/cm2 on-mineral fluency, 10 Hz repetition rate, helium carrier gas at 0.75 L/min flow rate, 30-s pre-ablation laser warm-up, 60 s dwell time, 30-s washout period | USGS pressed powder polysulfide reference material MASS-1 (Wilson et al. 2002) as external standard for chalcopyrite; sphalerite matrix-matched sinter pressed powder pellet reference material MUL-Zn S1 (Onuk et al. 2017) as external standard for sphalerite and pyrite; MASS-1 used as external standard for Te, Au, Tl, and Hg in sphalerite and pyrite | 10.5432 | [13 empty] | 3.9525 | [11 empty] | 8.8774 | [25 empty] | 6.4722 |  |  |  | 19.6927 | [23 empty] | 8.5007 | [5 empty] | 18.1633 | [21 empty] | 32.7968 | [5 empty] | 68.0489 | [32 empty] | 2025 | Bertrandsson Erlandsson et al. (2025), Mineralium Deposita, 60, 869–894 |  | POL, COD, ZMB, NAM
| DOF |  | Basin hydrothermal | Stratiform sediment-hosted Cu | stratiform sediment-hosted Cu-Co | Cu, Co | Ag, Au, Pb, Ni, Se, Re, Zn | Cu, Co, Ag, Au, Pb, Ni, Se, Re, Zn | Bertrandsson Erlandsson et al., 2022; Foltyn et al., 2022; El Desouky et al., 2010 |  | 103-19-1B Ccp12-1 | 103-19-1B Ccp12-1 | [5 empty] | ore material | polished section |  | mineral separate | [5 empty] | mineralisation |  |  |  | chalcopyrite, sphalerite, pyrite | stage 1 (sediment-hosted, diagenetic), stage 2 (epigenetic hydrothermal veins) | disseminations, veins, mineralized nodules | disseminations, mineralized nodules, veins cross-cutting sedimentary bedding |  |  |  | quartz, carbonates |  | LA-ICPMS | ESI NWR213 Nd:YAG laser ablation system coupled to an Agilent 8800 QQQ ICP-MS | Montanuniversität Leoben, Austria | 50 µm spot size, 2 – 3 J/cm2 on-mineral fluency, 10 Hz repetition rate, helium carrier gas at 0.75 L/min flow rate, 30-s pre-ablation laser warm-up, 60 s dwell time, 30-s washout period | USGS pressed powder polysulfide reference material MASS-1 (Wilson et al. 2002) as external standard for chalcopyrite; sphalerite matrix-matched sinter pressed powder pellet reference material MUL-Zn S1 (Onuk et al. 2017) as external standard for sphalerite and pyrite; MASS-1 used as external standard for Te, Au, Tl, and Hg in sphalerite and pyrite | 6.4279 | [13 empty] | 0.42747 | [11 empty] | 3.2091 | [21 empty] | 0.41376 |  |  |  | 4.7046 |  |  |  | 4.1454 | [23 empty] | 4.2767 | [5 empty] | 3.1215 | [21 empty] | 67.5303 | [5 empty] | 28.1216 | [27 empty] | 279.1937 |  |  |  |  | 2025 | Bertrandsson Erlandsson et al. (2025), Mineralium Deposita, 60, 869–894 |  | POL, COD, ZMB, NAM
| DOF |  | Basin hydrothermal | Stratiform sediment-hosted Cu | stratiform sediment-hosted Cu-Co | Cu, Co | Ag, Au, Pb, Ni, Se, Re, Zn | Cu, Co, Ag, Au, Pb, Ni, Se, Re, Zn | Bertrandsson Erlandsson et al., 2022; Foltyn et al., 2022; El Desouky et al., 2010 |  | 103-19-1B Ccp13-1 | 103-19-1B Ccp13-1 | [5 empty] | ore material | polished section |  | mineral separate | [5 empty] | mineralisation |  |  |  | chalcopyrite, sphalerite, pyrite | stage 1 (sediment-hosted, diagenetic), stage 2 (epigenetic hydrothermal veins) | disseminations, veins, mineralized nodules | disseminations, mineralized nodules, veins cross-cutting sedimentary bedding |  |  |  | quartz, carbonates |  | LA-ICPMS | ESI NWR213 Nd:YAG laser ablation system coupled to an Agilent 8800 QQQ ICP-MS | Montanuniversität Leoben, Austria | 50 µm spot size, 2 – 3 J/cm2 on-mineral fluency, 10 Hz repetition rate, helium carrier gas at 0.75 L/min flow rate, 30-s pre-ablation laser warm-up, 60 s dwell time, 30-s washout period | USGS pressed powder polysulfide reference material MASS-1 (Wilson et al. 2002) as external standard for chalcopyrite; sphalerite matrix-matched sinter pressed powder pellet reference material MUL-Zn S1 (Onuk et al. 2017) as external standard for sphalerite and pyrite; MASS-1 used as external standard for Te, Au, Tl, and Hg in sphalerite and pyrite | 6.3728 | [47 empty] | 0.36401 |  |  |  | 3.1108 |  |  |  | 3.7449 | [51 empty] | 63.191 | [5 empty] | 30.4087 | [27 empty] | 362.586 |  |  |  |  | 2025 | Bertrandsson Erlandsson et al. (2025), Mineralium Deposita, 60, 869–894 |  | POL, COD, ZMB, NAM
| DOF |  | Basin hydrothermal | Stratiform sediment-hosted Cu | stratiform sediment-hosted Cu-Co | Cu, Co | Ag, Au, Pb, Ni, Se, Re, Zn | Cu, Co, Ag, Au, Pb, Ni, Se, Re, Zn | Bertrandsson Erlandsson et al., 2022; Foltyn et al., 2022; El Desouky et al., 2010 |  | 103-19-1B Ccp14-1 | 103-19-1B Ccp14-1 | [5 empty] | ore material | polished section |  | mineral separate | [5 empty] | mineralisation |  |  |  | chalcopyrite, sphalerite, pyrite | stage 1 (sediment-hosted, diagenetic), stage 2 (epigenetic hydrothermal veins) | disseminations, veins, mineralized nodules | disseminations, mineralized nodules, veins cross-cutting sedimentary bedding |  |  |  | quartz, carbonates |  | LA-ICPMS | ESI NWR213 Nd:YAG laser ablation system coupled to an Agilent 8800 QQQ ICP-MS | Montanuniversität Leoben, Austria | 50 µm spot size, 2 – 3 J/cm2 on-mineral fluency, 10 Hz repetition rate, helium carrier gas at 0.75 L/min flow rate, 30-s pre-ablation laser warm-up, 60 s dwell time, 30-s washout period | USGS pressed powder polysulfide reference material MASS-1 (Wilson et al. 2002) as external standard for chalcopyrite; sphalerite matrix-matched sinter pressed powder pellet reference material MUL-Zn S1 (Onuk et al. 2017) as external standard for sphalerite and pyrite; MASS-1 used as external standard for Te, Au, Tl, and Hg in sphalerite and pyrite | 6.5593 | [43 empty] | 0.070676 |  |  |  | 0.36663 |  |  |  | 3.3505 |  |  |  | 3.3804 | [51 empty] | 45.6963 | [5 empty] | 26.6226 | [27 empty] | 319.3695 |  |  |  |  | 2025 | Bertrandsson Erlandsson et al. (2025), Mineralium Deposita, 60, 869–894 |  | POL, COD, ZMB, NAM
| DOF |  | Basin hydrothermal | Stratiform sediment-hosted Cu | stratiform sediment-hosted Cu-Co | Cu, Co | Ag, Au, Pb, Ni, Se, Re, Zn | Cu, Co, Ag, Au, Pb, Ni, Se, Re, Zn | Bertrandsson Erlandsson et al., 2022; Foltyn et al., 2022; El Desouky et al., 2010 |  | 103-19-1B Ccp15-1 | 103-19-1B Ccp15-1 | [5 empty] | ore material | polished section |  | mineral separate | [5 empty] | mineralisation |  |  |  | chalcopyrite, sphalerite, pyrite | stage 1 (sediment-hosted, diagenetic), stage 2 (epigenetic hydrothermal veins) | disseminations, veins, mineralized nodules | disseminations, mineralized nodules, veins cross-cutting sedimentary bedding |  |  |  | quartz, carbonates |  | LA-ICPMS | ESI NWR213 Nd:YAG laser ablation system coupled to an Agilent 8800 QQQ ICP-MS | Montanuniversität Leoben, Austria | 50 µm spot size, 2 – 3 J/cm2 on-mineral fluency, 10 Hz repetition rate, helium carrier gas at 0.75 L/min flow rate, 30-s pre-ablation laser warm-up, 60 s dwell time, 30-s washout period | USGS pressed powder polysulfide reference material MASS-1 (Wilson et al. 2002) as external standard for chalcopyrite; sphalerite matrix-matched sinter pressed powder pellet reference material MUL-Zn S1 (Onuk et al. 2017) as external standard for sphalerite and pyrite; MASS-1 used as external standard for Te, Au, Tl, and Hg in sphalerite and pyrite | 10.4866 | [13 empty] | 2.7996 | [29 empty] | 0.26252 |  |  |  | 0.43784 |  |  |  | 7.7443 |  |  |  | 9.7571 | [13 empty] | 1.7385 | [15 empty] | 11.3917 | [21 empty] | 40.8803 | [5 empty] | 69.7329 | [32 empty] | 2025 | Bertrandsson Erlandsson et al. (2025), Mineralium Deposita, 60, 869–894 |  | POL, COD, ZMB, NAM
| DOF |  | Basin hydrothermal | Stratiform sediment-hosted Cu | stratiform sediment-hosted Cu-Co | Cu, Co | Ag, Au, Pb, Ni, Se, Re, Zn | Cu, Co, Ag, Au, Pb, Ni, Se, Re, Zn | Bertrandsson Erlandsson et al., 2022; Foltyn et al., 2022; El Desouky et al., 2010 |  | 103-19-1B Ccp16-1 | 103-19-1B Ccp16-1 | [5 empty] | ore material | polished section |  | mineral separate | [5 empty] | mineralisation |  |  |  | chalcopyrite, sphalerite, pyrite | stage 1 (sediment-hosted, diagenetic), stage 2 (epigenetic hydrothermal veins) | disseminations, veins, mineralized nodules | disseminations, mineralized nodules, veins cross-cutting sedimentary bedding |  |  |  | quartz, carbonates |  | LA-ICPMS | ESI NWR213 Nd:YAG laser ablation system coupled to an Agilent 8800 QQQ ICP-MS | Montanuniversität Leoben, Austria | 50 µm spot size, 2 – 3 J/cm2 on-mineral fluency, 10 Hz repetition rate, helium carrier gas at 0.75 L/min flow rate, 30-s pre-ablation laser warm-up, 60 s dwell time, 30-s washout period | USGS pressed powder polysulfide reference material MASS-1 (Wilson et al. 2002) as external standard for chalcopyrite; sphalerite matrix-matched sinter pressed powder pellet reference material MUL-Zn S1 (Onuk et al. 2017) as external standard for sphalerite and pyrite; MASS-1 used as external standard for Te, Au, Tl, and Hg in sphalerite and pyrite | 10.6671 | [43 empty] | 0.2933 |  |  |  | 0.38264 |  |  |  | 5.153 |  |  |  | 8.357 | [51 empty] | 64.6351 | [5 empty] | 72.4572 | [32 empty] | 2025 | Bertrandsson Erlandsson et al. (2025), Mineralium Deposita, 60, 869–894 |  | POL, COD, ZMB, NAM
| DOF |  | Basin hydrothermal | Stratiform sediment-hosted Cu | stratiform sediment-hosted Cu-Co | Cu, Co | Ag, Au, Pb, Ni, Se, Re, Zn | Cu, Co, Ag, Au, Pb, Ni, Se, Re, Zn | Bertrandsson Erlandsson et al., 2022; Foltyn et al., 2022; El Desouky et al., 2010 |  | 103-19-1B Ccp17-1 | 103-19-1B Ccp17-1 | [5 empty] | ore material | polished section |  | mineral separate | [5 empty] | mineralisation |  |  |  | chalcopyrite, sphalerite, pyrite | stage 1 (sediment-hosted, diagenetic), stage 2 (epigenetic hydrothermal veins) | disseminations, veins, mineralized nodules | disseminations, mineralized nodules, veins cross-cutting sedimentary bedding |  |  |  | quartz, carbonates |  | LA-ICPMS | ESI NWR213 Nd:YAG laser ablation system coupled to an Agilent 8800 QQQ ICP-MS | Montanuniversität Leoben, Austria | 50 µm spot size, 2 – 3 J/cm2 on-mineral fluency, 10 Hz repetition rate, helium carrier gas at 0.75 L/min flow rate, 30-s pre-ablation laser warm-up, 60 s dwell time, 30-s washout period | USGS pressed powder polysulfide reference material MASS-1 (Wilson et al. 2002) as external standard for chalcopyrite; sphalerite matrix-matched sinter pressed powder pellet reference material MUL-Zn S1 (Onuk et al. 2017) as external standard for sphalerite and pyrite; MASS-1 used as external standard for Te, Au, Tl, and Hg in sphalerite and pyrite | 12.4032 | [43 empty] | 0.25299 |  |  |  | 0.43484 |  |  |  | 6.2678 |  |  |  | 10.024 | [13 empty] | 0.8835 | [37 empty] | 45.9734 | [5 empty] | 71.588 | [19 empty] | 0.11305 | [7 empty] | 293.2395 |  |  |  |  | 2025 | Bertrandsson Erlandsson et al. (2025), Mineralium Deposita, 60, 869–894 |  | POL, COD, ZMB, NAM
| DOF |  | Basin hydrothermal | Stratiform sediment-hosted Cu | stratiform sediment-hosted Cu-Co | Cu, Co | Ag, Au, Pb, Ni, Se, Re, Zn | Cu, Co, Ag, Au, Pb, Ni, Se, Re, Zn | Bertrandsson Erlandsson et al., 2022; Foltyn et al., 2022; El Desouky et al., 2010 |  | 103-19-1B Ccp18-1 | 103-19-1B Ccp18-1 | [5 empty] | ore material | polished section |  | mineral separate | [5 empty] | mineralisation |  |  |  | chalcopyrite, sphalerite, pyrite | stage 1 (sediment-hosted, diagenetic), stage 2 (epigenetic hydrothermal veins) | disseminations, veins, mineralized nodules | disseminations, mineralized nodules, veins cross-cutting sedimentary bedding |  |  |  | quartz, carbonates |  | LA-ICPMS | ESI NWR213 Nd:YAG laser ablation system coupled to an Agilent 8800 QQQ ICP-MS | Montanuniversität Leoben, Austria | 50 µm spot size, 2 – 3 J/cm2 on-mineral fluency, 10 Hz repetition rate, helium carrier gas at 0.75 L/min flow rate, 30-s pre-ablation laser warm-up, 60 s dwell time, 30-s washout period | USGS pressed powder polysulfide reference material MASS-1 (Wilson et al. 2002) as external standard for chalcopyrite; sphalerite matrix-matched sinter pressed powder pellet reference material MUL-Zn S1 (Onuk et al. 2017) as external standard for sphalerite and pyrite; MASS-1 used as external standard for Te, Au, Tl, and Hg in sphalerite and pyrite | 11.3744 | [13 empty] | 1.54 | [11 empty] | 4.757 | [17 empty] | 0.18458 |  |  |  | 0.48053 |  |  |  | 5.5848 |  |  |  | 9.3627 | [23 empty] | 6.3493 | [5 empty] | 6.6011 | [21 empty] | 41.3301 | [5 empty] | 75.5759 | [19 empty] | 0.085917 | [7 empty] | 310.7629 |  |  |  |  | 2025 | Bertrandsson Erlandsson et al. (2025), Mineralium Deposita, 60, 869–894 |  | POL, COD, ZMB, NAM
| DOF |  | Basin hydrothermal | Stratiform sediment-hosted Cu | stratiform sediment-hosted Cu-Co | Cu, Co | Ag, Au, Pb, Ni, Se, Re, Zn | Cu, Co, Ag, Au, Pb, Ni, Se, Re, Zn | Bertrandsson Erlandsson et al., 2022; Foltyn et al., 2022; El Desouky et al., 2010 |  | 103-19-1B Ccp19-1 | 103-19-1B Ccp19-1 | [5 empty] | ore material | polished section |  | mineral separate | [5 empty] | mineralisation |  |  |  | chalcopyrite, sphalerite, pyrite | stage 1 (sediment-hosted, diagenetic), stage 2 (epigenetic hydrothermal veins) | disseminations, veins, mineralized nodules | disseminations, mineralized nodules, veins cross-cutting sedimentary bedding |  |  |  | quartz, carbonates |  | LA-ICPMS | ESI NWR213 Nd:YAG laser ablation system coupled to an Agilent 8800 QQQ ICP-MS | Montanuniversität Leoben, Austria | 50 µm spot size, 2 – 3 J/cm2 on-mineral fluency, 10 Hz repetition rate, helium carrier gas at 0.75 L/min flow rate, 30-s pre-ablation laser warm-up, 60 s dwell time, 30-s washout period | USGS pressed powder polysulfide reference material MASS-1 (Wilson et al. 2002) as external standard for chalcopyrite; sphalerite matrix-matched sinter pressed powder pellet reference material MUL-Zn S1 (Onuk et al. 2017) as external standard for sphalerite and pyrite; MASS-1 used as external standard for Te, Au, Tl, and Hg in sphalerite and pyrite | 8.1789 | [47 empty] | 0.4511 |  |  |  | 8.192 |  |  |  | 9.4184 | [51 empty] | 59.6462 | [5 empty] | 44.7084 | [13 empty] | 0.031589 | [5 empty] | 0.084663 | [12 empty] | 2025 | Bertrandsson Erlandsson et al. (2025), Mineralium Deposita, 60, 869–894 |  | POL, COD, ZMB, NAM
| DOF |  | Basin hydrothermal | Stratiform sediment-hosted Cu | stratiform sediment-hosted Cu-Co | Cu, Co | Ag, Au, Pb, Ni, Se, Re, Zn | Cu, Co, Ag, Au, Pb, Ni, Se, Re, Zn | Bertrandsson Erlandsson et al., 2022; Foltyn et al., 2022; El Desouky et al., 2010 |  | 103-19-1B Ccp20-1 | 103-19-1B Ccp20-1 | [5 empty] | ore material | polished section |  | mineral separate | [5 empty] | mineralisation |  |  |  | chalcopyrite, sphalerite, pyrite | stage 1 (sediment-hosted, diagenetic), stage 2 (epigenetic hydrothermal veins) | disseminations, veins, mineralized nodules | disseminations, mineralized nodules, veins cross-cutting sedimentary bedding |  |  |  | quartz, carbonates |  | LA-ICPMS | ESI NWR213 Nd:YAG laser ablation system coupled to an Agilent 8800 QQQ ICP-MS | Montanuniversität Leoben, Austria | 50 µm spot size, 2 – 3 J/cm2 on-mineral fluency, 10 Hz repetition rate, helium carrier gas at 0.75 L/min flow rate, 30-s pre-ablation laser warm-up, 60 s dwell time, 30-s washout period | USGS pressed powder polysulfide reference material MASS-1 (Wilson et al. 2002) as external standard for chalcopyrite; sphalerite matrix-matched sinter pressed powder pellet reference material MUL-Zn S1 (Onuk et al. 2017) as external standard for sphalerite and pyrite; MASS-1 used as external standard for Te, Au, Tl, and Hg in sphalerite and pyrite | 9.0759 | [47 empty] | 0.56208 |  |  |  | 9.4319 |  |  |  | 11.522 | [51 empty] | 64.6951 | [5 empty] | 45.3912 | [13 empty] | 0.065888 | [13 empty] | 268.133 |  |  |  |  | 2025 | Bertrandsson Erlandsson et al. (2025), Mineralium Deposita, 60, 869–894 |  | POL, COD, ZMB, NAM
| DOF |  | Basin hydrothermal | Stratiform sediment-hosted Cu | stratiform sediment-hosted Cu-Co | Cu, Co | Ag, Au, Pb, Ni, Se, Re, Zn | Cu, Co, Ag, Au, Pb, Ni, Se, Re, Zn | Bertrandsson Erlandsson et al., 2022; Foltyn et al., 2022; El Desouky et al., 2010 |  | 103-19-1B Ccp21-1 | 103-19-1B Ccp21-1 | [5 empty] | ore material | polished section |  | mineral separate | [5 empty] | mineralisation |  |  |  | chalcopyrite, sphalerite, pyrite | stage 1 (sediment-hosted, diagenetic), stage 2 (epigenetic hydrothermal veins) | disseminations, veins, mineralized nodules | disseminations, mineralized nodules, veins cross-cutting sedimentary bedding |  |  |  | quartz, carbonates |  | LA-ICPMS | ESI NWR213 Nd:YAG laser ablation system coupled to an Agilent 8800 QQQ ICP-MS | Montanuniversität Leoben, Austria | 50 µm spot size, 2 – 3 J/cm2 on-mineral fluency, 10 Hz repetition rate, helium carrier gas at 0.75 L/min flow rate, 30-s pre-ablation laser warm-up, 60 s dwell time, 30-s washout period | USGS pressed powder polysulfide reference material MASS-1 (Wilson et al. 2002) as external standard for chalcopyrite; sphalerite matrix-matched sinter pressed powder pellet reference material MUL-Zn S1 (Onuk et al. 2017) as external standard for sphalerite and pyrite; MASS-1 used as external standard for Te, Au, Tl, and Hg in sphalerite and pyrite | 9.1791 | [13 empty] | 1.3086 | [33 empty] | 0.52651 |  |  |  | 7.0047 |  |  |  | 10.9397 | [29 empty] | 20.035 | [21 empty] | 57.997 | [5 empty] | 61.3238 | [13 empty] | 0.063272 | [13 empty] | 312.3677 |  |  |  |  | 2025 | Bertrandsson Erlandsson et al. (2025), Mineralium Deposita, 60, 869–894 |  | POL, COD, ZMB, NAM
| DOF |  | Basin hydrothermal | Stratiform sediment-hosted Cu | stratiform sediment-hosted Cu-Co | Cu, Co | Ag, Au, Pb, Ni, Se, Re, Zn | Cu, Co, Ag, Au, Pb, Ni, Se, Re, Zn | Bertrandsson Erlandsson et al., 2022; Foltyn et al., 2022; El Desouky et al., 2010 |  | 103-19-1B Ccp22-1 | 103-19-1B Ccp22-1 | [5 empty] | ore material | polished section |  | mineral separate | [5 empty] | mineralisation |  |  |  | chalcopyrite, sphalerite, pyrite | stage 1 (sediment-hosted, diagenetic), stage 2 (epigenetic hydrothermal veins) | disseminations, veins, mineralized nodules | disseminations, mineralized nodules, veins cross-cutting sedimentary bedding |  |  |  | quartz, carbonates |  | LA-ICPMS | ESI NWR213 Nd:YAG laser ablation system coupled to an Agilent 8800 QQQ ICP-MS | Montanuniversität Leoben, Austria | 50 µm spot size, 2 – 3 J/cm2 on-mineral fluency, 10 Hz repetition rate, helium carrier gas at 0.75 L/min flow rate, 30-s pre-ablation laser warm-up, 60 s dwell time, 30-s washout period | USGS pressed powder polysulfide reference material MASS-1 (Wilson et al. 2002) as external standard for chalcopyrite; sphalerite matrix-matched sinter pressed powder pellet reference material MUL-Zn S1 (Onuk et al. 2017) as external standard for sphalerite and pyrite; MASS-1 used as external standard for Te, Au, Tl, and Hg in sphalerite and pyrite | 8.9959 | [5 empty] | 0.013516 | [45 empty] | 6.5794 |  |  |  | 11.862 | [29 empty] | 14.4895 | [21 empty] | 50.0201 | [5 empty] | 65.7517 | [27 empty] | 257.4949 |  |  |  |  | 2025 | Bertrandsson Erlandsson et al. (2025), Mineralium Deposita, 60, 869–894 |  | POL, COD, ZMB, NAM
| DOF |  | Basin hydrothermal | Stratiform sediment-hosted Cu | stratiform sediment-hosted Cu-Co | Cu, Co | Ag, Au, Pb, Ni, Se, Re, Zn | Cu, Co, Ag, Au, Pb, Ni, Se, Re, Zn | Bertrandsson Erlandsson et al., 2022; Foltyn et al., 2022; El Desouky et al., 2010 |  | 103-19-1B Ccp23-1 | 103-19-1B Ccp23-1 | [5 empty] | ore material | polished section |  | mineral separate | [5 empty] | mineralisation |  |  |  | chalcopyrite, sphalerite, pyrite | stage 1 (sediment-hosted, diagenetic), stage 2 (epigenetic hydrothermal veins) | disseminations, veins, mineralized nodules | disseminations, mineralized nodules, veins cross-cutting sedimentary bedding |  |  |  | quartz, carbonates |  | LA-ICPMS | ESI NWR213 Nd:YAG laser ablation system coupled to an Agilent 8800 QQQ ICP-MS | Montanuniversität Leoben, Austria | 50 µm spot size, 2 – 3 J/cm2 on-mineral fluency, 10 Hz repetition rate, helium carrier gas at 0.75 L/min flow rate, 30-s pre-ablation laser warm-up, 60 s dwell time, 30-s washout period | USGS pressed powder polysulfide reference material MASS-1 (Wilson et al. 2002) as external standard for chalcopyrite; sphalerite matrix-matched sinter pressed powder pellet reference material MUL-Zn S1 (Onuk et al. 2017) as external standard for sphalerite and pyrite; MASS-1 used as external standard for Te, Au, Tl, and Hg in sphalerite and pyrite | 9.2528 | [25 empty] | 4.0461 | [17 empty] | 0.24005 | [7 empty] | 6.2944 |  |  |  | 10.7016 | [23 empty] | 12.5173 | [27 empty] | 55.5442 | [5 empty] | 47.8278 | [13 empty] | 0.041305 | [13 empty] | 242.563 |  |  |  |  | 2025 | Bertrandsson Erlandsson et al. (2025), Mineralium Deposita, 60, 869–894 |  | POL, COD, ZMB, NAM
| DOF |  | Basin hydrothermal | Stratiform sediment-hosted Cu | stratiform sediment-hosted Cu-Co | Cu, Co | Ag, Au, Pb, Ni, Se, Re, Zn | Cu, Co, Ag, Au, Pb, Ni, Se, Re, Zn | Bertrandsson Erlandsson et al., 2022; Foltyn et al., 2022; El Desouky et al., 2010 |  | 277-20-1B-ccp1-1 | 277-20-1B-ccp1-1 | [5 empty] | ore material | polished section |  | mineral separate | [5 empty] | mineralisation |  |  |  | chalcopyrite, sphalerite, pyrite | stage 1 (sediment-hosted, diagenetic), stage 2 (epigenetic hydrothermal veins) | disseminations, veins, mineralized nodules | disseminations, mineralized nodules, veins cross-cutting sedimentary bedding |  |  |  | quartz, carbonates |  | LA-ICPMS | ESI NWR213 Nd:YAG laser ablation system coupled to an Agilent 8800 QQQ ICP-MS | Montanuniversität Leoben, Austria | 50 µm spot size, 2 – 3 J/cm2 on-mineral fluency, 10 Hz repetition rate, helium carrier gas at 0.75 L/min flow rate, 30-s pre-ablation laser warm-up, 60 s dwell time, 30-s washout period | USGS pressed powder polysulfide reference material MASS-1 (Wilson et al. 2002) as external standard for chalcopyrite; sphalerite matrix-matched sinter pressed powder pellet reference material MUL-Zn S1 (Onuk et al. 2017) as external standard for sphalerite and pyrite; MASS-1 used as external standard for Te, Au, Tl, and Hg in sphalerite and pyrite | 3.339 | [13 empty] | 0.51419 | [11 empty] | 8.9377 | [17 empty] | 0.15031 |  |  |  | 0.17134 |  |  |  | 4.8462 |  |  |  | 4.6535 | [13 empty] | 4.6652 | [9 empty] | 0.91832 | [5 empty] | 2.2149 | [27 empty] | 3.9808 | [19 empty] | 0.087047 | [7 empty] | 314.3265 |  |  |  |  | 2025 | Bertrandsson Erlandsson et al. (2025), Mineralium Deposita, 60, 869–894 |  | POL, COD, ZMB, NAM
| DOF |  | Basin hydrothermal | Stratiform sediment-hosted Cu | stratiform sediment-hosted Cu-Co | Cu, Co | Ag, Au, Pb, Ni, Se, Re, Zn | Cu, Co, Ag, Au, Pb, Ni, Se, Re, Zn | Bertrandsson Erlandsson et al., 2022; Foltyn et al., 2022; El Desouky et al., 2010 |  | 277-20-1B-ccp10-1 | 277-20-1B-ccp10-1 | [5 empty] | ore material | polished section |  | mineral separate | [5 empty] | mineralisation |  |  |  | chalcopyrite, sphalerite, pyrite | stage 1 (sediment-hosted, diagenetic), stage 2 (epigenetic hydrothermal veins) | disseminations, veins, mineralized nodules | disseminations, mineralized nodules, veins cross-cutting sedimentary bedding |  |  |  | quartz, carbonates |  | LA-ICPMS | ESI NWR213 Nd:YAG laser ablation system coupled to an Agilent 8800 QQQ ICP-MS | Montanuniversität Leoben, Austria | 50 µm spot size, 2 – 3 J/cm2 on-mineral fluency, 10 Hz repetition rate, helium carrier gas at 0.75 L/min flow rate, 30-s pre-ablation laser warm-up, 60 s dwell time, 30-s washout period | USGS pressed powder polysulfide reference material MASS-1 (Wilson et al. 2002) as external standard for chalcopyrite; sphalerite matrix-matched sinter pressed powder pellet reference material MUL-Zn S1 (Onuk et al. 2017) as external standard for sphalerite and pyrite; MASS-1 used as external standard for Te, Au, Tl, and Hg in sphalerite and pyrite | 3.7154 | [13 empty] | 0.078405 | [11 empty] | 9.6081 | [17 empty] | 0.26355 | [7 empty] | 7.0118 |  |  |  | 4.4779 | [13 empty] | 4.2781 | [9 empty] | 1.0394 | [5 empty] | 0.43957 | [21 empty] | 19.3381 | [5 empty] | 12.1849 | [7 empty] | 0.48484 | [19 empty] | 663.8524 |  |  |  |  | 2025 | Bertrandsson Erlandsson et al. (2025), Mineralium Deposita, 60, 869–894 |  | POL, COD, ZMB, NAM
| DOF |  | Basin hydrothermal | Stratiform sediment-hosted Cu | stratiform sediment-hosted Cu-Co | Cu, Co | Ag, Au, Pb, Ni, Se, Re, Zn | Cu, Co, Ag, Au, Pb, Ni, Se, Re, Zn | Bertrandsson Erlandsson et al., 2022; Foltyn et al., 2022; El Desouky et al., 2010 |  | 277-20-1B-ccp11-1 | 277-20-1B-ccp11-1 | [5 empty] | ore material | polished section |  | mineral separate | [5 empty] | mineralisation |  |  |  | chalcopyrite, sphalerite, pyrite | stage 1 (sediment-hosted, diagenetic), stage 2 (epigenetic hydrothermal veins) | disseminations, veins, mineralized nodules | disseminations, mineralized nodules, veins cross-cutting sedimentary bedding |  |  |  | quartz, carbonates |  | LA-ICPMS | ESI NWR213 Nd:YAG laser ablation system coupled to an Agilent 8800 QQQ ICP-MS | Montanuniversität Leoben, Austria | 50 µm spot size, 2 – 3 J/cm2 on-mineral fluency, 10 Hz repetition rate, helium carrier gas at 0.75 L/min flow rate, 30-s pre-ablation laser warm-up, 60 s dwell time, 30-s washout period | USGS pressed powder polysulfide reference material MASS-1 (Wilson et al. 2002) as external standard for chalcopyrite; sphalerite matrix-matched sinter pressed powder pellet reference material MUL-Zn S1 (Onuk et al. 2017) as external standard for sphalerite and pyrite; MASS-1 used as external standard for Te, Au, Tl, and Hg in sphalerite and pyrite | 3.1817 | [13 empty] | 0.10353 | [29 empty] | 0.22573 |  |  |  | 0.25849 |  |  |  | 7.146 |  |  |  | 6.0468 | [13 empty] | 4.2971 | [9 empty] | 1.4498 | [5 empty] | 0.7876 | [21 empty] | 18.5991 | [5 empty] | 6.6988 | [27 empty] | 375.2287 |  |  |  |  | 2025 | Bertrandsson Erlandsson et al. (2025), Mineralium Deposita, 60, 869–894 |  | POL, COD, ZMB, NAM
| DOF |  | Basin hydrothermal | Stratiform sediment-hosted Cu | stratiform sediment-hosted Cu-Co | Cu, Co | Ag, Au, Pb, Ni, Se, Re, Zn | Cu, Co, Ag, Au, Pb, Ni, Se, Re, Zn | Bertrandsson Erlandsson et al., 2022; Foltyn et al., 2022; El Desouky et al., 2010 |  | 277-20-1B-ccp2-1 | 277-20-1B-ccp2-1 | [5 empty] | ore material | polished section |  | mineral separate | [5 empty] | mineralisation |  |  |  | chalcopyrite, sphalerite, pyrite | stage 1 (sediment-hosted, diagenetic), stage 2 (epigenetic hydrothermal veins) | disseminations, veins, mineralized nodules | disseminations, mineralized nodules, veins cross-cutting sedimentary bedding |  |  |  | quartz, carbonates |  | LA-ICPMS | ESI NWR213 Nd:YAG laser ablation system coupled to an Agilent 8800 QQQ ICP-MS | Montanuniversität Leoben, Austria | 50 µm spot size, 2 – 3 J/cm2 on-mineral fluency, 10 Hz repetition rate, helium carrier gas at 0.75 L/min flow rate, 30-s pre-ablation laser warm-up, 60 s dwell time, 30-s washout period | USGS pressed powder polysulfide reference material MASS-1 (Wilson et al. 2002) as external standard for chalcopyrite; sphalerite matrix-matched sinter pressed powder pellet reference material MUL-Zn S1 (Onuk et al. 2017) as external standard for sphalerite and pyrite; MASS-1 used as external standard for Te, Au, Tl, and Hg in sphalerite and pyrite | 3.126 | [13 empty] | 0.13215 | [11 empty] | 7.5608 | [17 empty] | 0.17919 |  |  |  | 0.25283 |  |  |  | 3.5528 |  |  |  | 5.3006 | [13 empty] | 4.748 | [9 empty] | 1.1975 | [5 empty] | 0.92191 | [21 empty] | 17.9642 | [5 empty] | 8.942 | [19 empty] | 0.080771 | [7 empty] | 459.4682 |  |  |  |  | 2025 | Bertrandsson Erlandsson et al. (2025), Mineralium Deposita, 60, 869–894 |  | POL, COD, ZMB, NAM
| DOF |  | Basin hydrothermal | Stratiform sediment-hosted Cu | stratiform sediment-hosted Cu-Co | Cu, Co | Ag, Au, Pb, Ni, Se, Re, Zn | Cu, Co, Ag, Au, Pb, Ni, Se, Re, Zn | Bertrandsson Erlandsson et al., 2022; Foltyn et al., 2022; El Desouky et al., 2010 |  | 277-20-1B-ccp3-1 | 277-20-1B-ccp3-1 | [5 empty] | ore material | polished section |  | mineral separate | [5 empty] | mineralisation |  |  |  | chalcopyrite, sphalerite, pyrite | stage 1 (sediment-hosted, diagenetic), stage 2 (epigenetic hydrothermal veins) | disseminations, veins, mineralized nodules | disseminations, mineralized nodules, veins cross-cutting sedimentary bedding |  |  |  | quartz, carbonates |  | LA-ICPMS | ESI NWR213 Nd:YAG laser ablation system coupled to an Agilent 8800 QQQ ICP-MS | Montanuniversität Leoben, Austria | 50 µm spot size, 2 – 3 J/cm2 on-mineral fluency, 10 Hz repetition rate, helium carrier gas at 0.75 L/min flow rate, 30-s pre-ablation laser warm-up, 60 s dwell time, 30-s washout period | USGS pressed powder polysulfide reference material MASS-1 (Wilson et al. 2002) as external standard for chalcopyrite; sphalerite matrix-matched sinter pressed powder pellet reference material MUL-Zn S1 (Onuk et al. 2017) as external standard for sphalerite and pyrite; MASS-1 used as external standard for Te, Au, Tl, and Hg in sphalerite and pyrite | 3.6243 | [13 empty] | 0.35653 | [11 empty] | 7.6007 | [17 empty] | 0.24731 |  |  |  | 0.23952 |  |  |  | 3.7418 |  |  |  | 5.4243 | [13 empty] | 4.3543 | [9 empty] | 1.4593 | [5 empty] | 2.1291 | [21 empty] | 14.8341 | [5 empty] | 9.1561 | [19 empty] | 0.077041 | [7 empty] | 519.0642 |  |  |  |  | 2025 | Bertrandsson Erlandsson et al. (2025), Mineralium Deposita, 60, 869–894 |  | POL, COD, ZMB, NAM
| DOF |  | Basin hydrothermal | Stratiform sediment-hosted Cu | stratiform sediment-hosted Cu-Co | Cu, Co | Ag, Au, Pb, Ni, Se, Re, Zn | Cu, Co, Ag, Au, Pb, Ni, Se, Re, Zn | Bertrandsson Erlandsson et al., 2022; Foltyn et al., 2022; El Desouky et al., 2010 |  | 277-20-1B-ccp4-1 | 277-20-1B-ccp4-1 | [5 empty] | ore material | polished section |  | mineral separate | [5 empty] | mineralisation |  |  |  | chalcopyrite, sphalerite, pyrite | stage 1 (sediment-hosted, diagenetic), stage 2 (epigenetic hydrothermal veins) | disseminations, veins, mineralized nodules | disseminations, mineralized nodules, veins cross-cutting sedimentary bedding |  |  |  | quartz, carbonates |  | LA-ICPMS | ESI NWR213 Nd:YAG laser ablation system coupled to an Agilent 8800 QQQ ICP-MS | Montanuniversität Leoben, Austria | 50 µm spot size, 2 – 3 J/cm2 on-mineral fluency, 10 Hz repetition rate, helium carrier gas at 0.75 L/min flow rate, 30-s pre-ablation laser warm-up, 60 s dwell time, 30-s washout period | USGS pressed powder polysulfide reference material MASS-1 (Wilson et al. 2002) as external standard for chalcopyrite; sphalerite matrix-matched sinter pressed powder pellet reference material MUL-Zn S1 (Onuk et al. 2017) as external standard for sphalerite and pyrite; MASS-1 used as external standard for Te, Au, Tl, and Hg in sphalerite and pyrite | 3.2463 | [13 empty] | 0.59094 | [11 empty] | 7.9522 | [17 empty] | 0.20271 |  |  |  | 0.35738 |  |  |  | 3.4001 |  |  |  | 4.9868 | [13 empty] | 4.4804 | [9 empty] | 1.0759 | [5 empty] | 4.5897 | [21 empty] | 20.9725 | [5 empty] | 5.0837 | [19 empty] | 0.078668 | [7 empty] | 402.4321 |  |  |  |  | 2025 | Bertrandsson Erlandsson et al. (2025), Mineralium Deposita, 60, 869–894 |  | POL, COD, ZMB, NAM
| DOF |  | Basin hydrothermal | Stratiform sediment-hosted Cu | stratiform sediment-hosted Cu-Co | Cu, Co | Ag, Au, Pb, Ni, Se, Re, Zn | Cu, Co, Ag, Au, Pb, Ni, Se, Re, Zn | Bertrandsson Erlandsson et al., 2022; Foltyn et al., 2022; El Desouky et al., 2010 |  | 277-20-1B-ccp5-1 | 277-20-1B-ccp5-1 | [5 empty] | ore material | polished section |  | mineral separate | [5 empty] | mineralisation |  |  |  | chalcopyrite, sphalerite, pyrite | stage 1 (sediment-hosted, diagenetic), stage 2 (epigenetic hydrothermal veins) | disseminations, veins, mineralized nodules | disseminations, mineralized nodules, veins cross-cutting sedimentary bedding |  |  |  | quartz, carbonates |  | LA-ICPMS | ESI NWR213 Nd:YAG laser ablation system coupled to an Agilent 8800 QQQ ICP-MS | Montanuniversität Leoben, Austria | 50 µm spot size, 2 – 3 J/cm2 on-mineral fluency, 10 Hz repetition rate, helium carrier gas at 0.75 L/min flow rate, 30-s pre-ablation laser warm-up, 60 s dwell time, 30-s washout period | USGS pressed powder polysulfide reference material MASS-1 (Wilson et al. 2002) as external standard for chalcopyrite; sphalerite matrix-matched sinter pressed powder pellet reference material MUL-Zn S1 (Onuk et al. 2017) as external standard for sphalerite and pyrite; MASS-1 used as external standard for Te, Au, Tl, and Hg in sphalerite and pyrite | 6.0718 | [13 empty] | 0.11 | [11 empty] | 8.1175 | [17 empty] | 0.20822 |  |  |  | 0.20467 |  |  |  | 6.052 |  |  |  | 3.9578 | [13 empty] | 4.6252 | [9 empty] | 1.1335 | [5 empty] | 0.2159 | [27 empty] | 12.9582 | [27 empty] | 544.5938 |  |  |  |  | 2025 | Bertrandsson Erlandsson et al. (2025), Mineralium Deposita, 60, 869–894 |  | POL, COD, ZMB, NAM
| DOF |  | Basin hydrothermal | Stratiform sediment-hosted Cu | stratiform sediment-hosted Cu-Co | Cu, Co | Ag, Au, Pb, Ni, Se, Re, Zn | Cu, Co, Ag, Au, Pb, Ni, Se, Re, Zn | Bertrandsson Erlandsson et al., 2022; Foltyn et al., 2022; El Desouky et al., 2010 |  | 277-20-1B-ccp6-1 | 277-20-1B-ccp6-1 | [5 empty] | ore material | polished section |  | mineral separate | [5 empty] | mineralisation |  |  |  | chalcopyrite, sphalerite, pyrite | stage 1 (sediment-hosted, diagenetic), stage 2 (epigenetic hydrothermal veins) | disseminations, veins, mineralized nodules | disseminations, mineralized nodules, veins cross-cutting sedimentary bedding |  |  |  | quartz, carbonates |  | LA-ICPMS | ESI NWR213 Nd:YAG laser ablation system coupled to an Agilent 8800 QQQ ICP-MS | Montanuniversität Leoben, Austria | 50 µm spot size, 2 – 3 J/cm2 on-mineral fluency, 10 Hz repetition rate, helium carrier gas at 0.75 L/min flow rate, 30-s pre-ablation laser warm-up, 60 s dwell time, 30-s washout period | USGS pressed powder polysulfide reference material MASS-1 (Wilson et al. 2002) as external standard for chalcopyrite; sphalerite matrix-matched sinter pressed powder pellet reference material MUL-Zn S1 (Onuk et al. 2017) as external standard for sphalerite and pyrite; MASS-1 used as external standard for Te, Au, Tl, and Hg in sphalerite and pyrite | 6.0963 | [13 empty] | 0.2896 | [11 empty] | 8.6783 | [17 empty] | 0.25312 | [7 empty] | 5.3337 |  |  |  | 4.0563 | [13 empty] | 4.4024 | [9 empty] | 0.92034 | [5 empty] | 0.50677 | [27 empty] | 13.4671 | [32 empty] | 2025 | Bertrandsson Erlandsson et al. (2025), Mineralium Deposita, 60, 869–894 |  | POL, COD, ZMB, NAM
| DOF |  | Basin hydrothermal | Stratiform sediment-hosted Cu | stratiform sediment-hosted Cu-Co | Cu, Co | Ag, Au, Pb, Ni, Se, Re, Zn | Cu, Co, Ag, Au, Pb, Ni, Se, Re, Zn | Bertrandsson Erlandsson et al., 2022; Foltyn et al., 2022; El Desouky et al., 2010 |  | 277-20-1B-ccp7-1 | 277-20-1B-ccp7-1 | [5 empty] | ore material | polished section |  | mineral separate | [5 empty] | mineralisation |  |  |  | chalcopyrite, sphalerite, pyrite | stage 1 (sediment-hosted, diagenetic), stage 2 (epigenetic hydrothermal veins) | disseminations, veins, mineralized nodules | disseminations, mineralized nodules, veins cross-cutting sedimentary bedding |  |  |  | quartz, carbonates |  | LA-ICPMS | ESI NWR213 Nd:YAG laser ablation system coupled to an Agilent 8800 QQQ ICP-MS | Montanuniversität Leoben, Austria | 50 µm spot size, 2 – 3 J/cm2 on-mineral fluency, 10 Hz repetition rate, helium carrier gas at 0.75 L/min flow rate, 30-s pre-ablation laser warm-up, 60 s dwell time, 30-s washout period | USGS pressed powder polysulfide reference material MASS-1 (Wilson et al. 2002) as external standard for chalcopyrite; sphalerite matrix-matched sinter pressed powder pellet reference material MUL-Zn S1 (Onuk et al. 2017) as external standard for sphalerite and pyrite; MASS-1 used as external standard for Te, Au, Tl, and Hg in sphalerite and pyrite | 3.8274 | [13 empty] | 0.39631 | [11 empty] | 7.4026 | [17 empty] | 0.16303 | [7 empty] | 8.1201 |  |  |  | 5.6145 | [23 empty] | 0.94385 | [5 empty] | 0.80883 | [21 empty] | 13.195 | [5 empty] | 10.6105 | [19 empty] | 0.068954 | [7 empty] | 393.5248 |  |  |  |  | 2025 | Bertrandsson Erlandsson et al. (2025), Mineralium Deposita, 60, 869–894 |  | POL, COD, ZMB, NAM
| DOF |  | Basin hydrothermal | Stratiform sediment-hosted Cu | stratiform sediment-hosted Cu-Co | Cu, Co | Ag, Au, Pb, Ni, Se, Re, Zn | Cu, Co, Ag, Au, Pb, Ni, Se, Re, Zn | Bertrandsson Erlandsson et al., 2022; Foltyn et al., 2022; El Desouky et al., 2010 |  | 277-20-1B-ccp8-1 | 277-20-1B-ccp8-1 | [5 empty] | ore material | polished section |  | mineral separate | [5 empty] | mineralisation |  |  |  | chalcopyrite, sphalerite, pyrite | stage 1 (sediment-hosted, diagenetic), stage 2 (epigenetic hydrothermal veins) | disseminations, veins, mineralized nodules | disseminations, mineralized nodules, veins cross-cutting sedimentary bedding |  |  |  | quartz, carbonates |  | LA-ICPMS | ESI NWR213 Nd:YAG laser ablation system coupled to an Agilent 8800 QQQ ICP-MS | Montanuniversität Leoben, Austria | 50 µm spot size, 2 – 3 J/cm2 on-mineral fluency, 10 Hz repetition rate, helium carrier gas at 0.75 L/min flow rate, 30-s pre-ablation laser warm-up, 60 s dwell time, 30-s washout period | USGS pressed powder polysulfide reference material MASS-1 (Wilson et al. 2002) as external standard for chalcopyrite; sphalerite matrix-matched sinter pressed powder pellet reference material MUL-Zn S1 (Onuk et al. 2017) as external standard for sphalerite and pyrite; MASS-1 used as external standard for Te, Au, Tl, and Hg in sphalerite and pyrite | 3.6043 | [13 empty] | 0.17129 | [11 empty] | 9.7011 | [17 empty] | 0.21048 | [7 empty] | 7.3509 |  |  |  | 4.3356 | [13 empty] | 4.3588 | [9 empty] | 0.80825 | [5 empty] | 0.70522 | [21 empty] | 19.318 | [5 empty] | 11.6624 | [7 empty] | 0.37823 | [24 empty] | 2025 | Bertrandsson Erlandsson et al. (2025), Mineralium Deposita, 60, 869–894 |  | POL, COD, ZMB, NAM
| DOF |  | Basin hydrothermal | Stratiform sediment-hosted Cu | stratiform sediment-hosted Cu-Co | Cu, Co | Ag, Au, Pb, Ni, Se, Re, Zn | Cu, Co, Ag, Au, Pb, Ni, Se, Re, Zn | Bertrandsson Erlandsson et al., 2022; Foltyn et al., 2022; El Desouky et al., 2010 |  | 277-20-1B-ccp9-1 | 277-20-1B-ccp9-1 | [5 empty] | ore material | polished section |  | mineral separate | [5 empty] | mineralisation |  |  |  | chalcopyrite, sphalerite, pyrite | stage 1 (sediment-hosted, diagenetic), stage 2 (epigenetic hydrothermal veins) | disseminations, veins, mineralized nodules | disseminations, mineralized nodules, veins cross-cutting sedimentary bedding |  |  |  | quartz, carbonates |  | LA-ICPMS | ESI NWR213 Nd:YAG laser ablation system coupled to an Agilent 8800 QQQ ICP-MS | Montanuniversität Leoben, Austria | 50 µm spot size, 2 – 3 J/cm2 on-mineral fluency, 10 Hz repetition rate, helium carrier gas at 0.75 L/min flow rate, 30-s pre-ablation laser warm-up, 60 s dwell time, 30-s washout period | USGS pressed powder polysulfide reference material MASS-1 (Wilson et al. 2002) as external standard for chalcopyrite; sphalerite matrix-matched sinter pressed powder pellet reference material MUL-Zn S1 (Onuk et al. 2017) as external standard for sphalerite and pyrite; MASS-1 used as external standard for Te, Au, Tl, and Hg in sphalerite and pyrite | 3.7757 | [13 empty] | 0.086154 | [11 empty] | 9.1069 | [17 empty] | 0.28351 |  |  |  | 0.29368 |  |  |  | 7.9235 |  |  |  | 4.4903 | [13 empty] | 4.3382 | [9 empty] | 0.88783 | [5 empty] | 0.30232 | [21 empty] | 16.023 | [5 empty] | 12.1646 | [7 empty] | 0.28215 | [19 empty] | 476.2297 |  |  |  |  | 2025 | Bertrandsson Erlandsson et al. (2025), Mineralium Deposita, 60, 869–894 |  | POL, COD, ZMB, NAM
| DOF |  | Basin hydrothermal | Stratiform sediment-hosted Cu | stratiform sediment-hosted Cu-Co | Cu, Co | Ag, Au, Pb, Ni, Se, Re, Zn | Cu, Co, Ag, Au, Pb, Ni, Se, Re, Zn | Bertrandsson Erlandsson et al., 2022; Foltyn et al., 2022; El Desouky et al., 2010 |  | 277-21-1B-ccp1-1 | 277-21-1B-ccp1-1 | [5 empty] | ore material | polished section |  | mineral separate | [5 empty] | mineralisation |  |  |  | chalcopyrite, sphalerite, pyrite | stage 1 (sediment-hosted, diagenetic), stage 2 (epigenetic hydrothermal veins) | disseminations, veins, mineralized nodules | disseminations, mineralized nodules, veins cross-cutting sedimentary bedding |  |  |  | quartz, carbonates |  | LA-ICPMS | ESI NWR213 Nd:YAG laser ablation system coupled to an Agilent 8800 QQQ ICP-MS | Montanuniversität Leoben, Austria | 50 µm spot size, 2 – 3 J/cm2 on-mineral fluency, 10 Hz repetition rate, helium carrier gas at 0.75 L/min flow rate, 30-s pre-ablation laser warm-up, 60 s dwell time, 30-s washout period | USGS pressed powder polysulfide reference material MASS-1 (Wilson et al. 2002) as external standard for chalcopyrite; sphalerite matrix-matched sinter pressed powder pellet reference material MUL-Zn S1 (Onuk et al. 2017) as external standard for sphalerite and pyrite; MASS-1 used as external standard for Te, Au, Tl, and Hg in sphalerite and pyrite | 7.614 | [13 empty] | 0.37173 | [11 empty] | 8.642 | [17 empty] | 0.16192 | [7 empty] | 5.8035 |  |  |  | 11.4069 | [13 empty] | 4.2987 | [9 empty] | 0.46421 | [5 empty] | 2.4515 | [21 empty] | 17.6705 | [5 empty] | 17.5035 | [27 empty] | 355.7406 |  |  |  |  | 2025 | Bertrandsson Erlandsson et al. (2025), Mineralium Deposita, 60, 869–894 |  | POL, COD, ZMB, NAM
| DOF |  | Basin hydrothermal | Stratiform sediment-hosted Cu | stratiform sediment-hosted Cu-Co | Cu, Co | Ag, Au, Pb, Ni, Se, Re, Zn | Cu, Co, Ag, Au, Pb, Ni, Se, Re, Zn | Bertrandsson Erlandsson et al., 2022; Foltyn et al., 2022; El Desouky et al., 2010 |  | 277-21-1B-ccp10-1 | 277-21-1B-ccp10-1 | [5 empty] | ore material | polished section |  | mineral separate | [5 empty] | mineralisation |  |  |  | chalcopyrite, sphalerite, pyrite | stage 1 (sediment-hosted, diagenetic), stage 2 (epigenetic hydrothermal veins) | disseminations, veins, mineralized nodules | disseminations, mineralized nodules, veins cross-cutting sedimentary bedding |  |  |  | quartz, carbonates |  | LA-ICPMS | ESI NWR213 Nd:YAG laser ablation system coupled to an Agilent 8800 QQQ ICP-MS | Montanuniversität Leoben, Austria | 50 µm spot size, 2 – 3 J/cm2 on-mineral fluency, 10 Hz repetition rate, helium carrier gas at 0.75 L/min flow rate, 30-s pre-ablation laser warm-up, 60 s dwell time, 30-s washout period | USGS pressed powder polysulfide reference material MASS-1 (Wilson et al. 2002) as external standard for chalcopyrite; sphalerite matrix-matched sinter pressed powder pellet reference material MUL-Zn S1 (Onuk et al. 2017) as external standard for sphalerite and pyrite; MASS-1 used as external standard for Te, Au, Tl, and Hg in sphalerite and pyrite | 7.925 | [13 empty] | 0.16797 | [11 empty] | 7.9803 | [17 empty] | 0.26515 | [7 empty] | 3.5718 |  |  |  | 10.998 | [13 empty] | 4.5068 | [9 empty] | 0.64947 | [5 empty] | 0.65666 | [21 empty] | 21.8681 | [5 empty] | 26.5534 | [7 empty] | 0.47829 | [19 empty] | 441.5852 |  |  |  |  | 2025 | Bertrandsson Erlandsson et al. (2025), Mineralium Deposita, 60, 869–894 |  | POL, COD, ZMB, NAM
| DOF |  | Basin hydrothermal | Stratiform sediment-hosted Cu | stratiform sediment-hosted Cu-Co | Cu, Co | Ag, Au, Pb, Ni, Se, Re, Zn | Cu, Co, Ag, Au, Pb, Ni, Se, Re, Zn | Bertrandsson Erlandsson et al., 2022; Foltyn et al., 2022; El Desouky et al., 2010 |  | 277-21-1B-ccp11-1 | 277-21-1B-ccp11-1 | [5 empty] | ore material | polished section |  | mineral separate | [5 empty] | mineralisation |  |  |  | chalcopyrite, sphalerite, pyrite | stage 1 (sediment-hosted, diagenetic), stage 2 (epigenetic hydrothermal veins) | disseminations, veins, mineralized nodules | disseminations, mineralized nodules, veins cross-cutting sedimentary bedding |  |  |  | quartz, carbonates |  | LA-ICPMS | ESI NWR213 Nd:YAG laser ablation system coupled to an Agilent 8800 QQQ ICP-MS | Montanuniversität Leoben, Austria | 50 µm spot size, 2 – 3 J/cm2 on-mineral fluency, 10 Hz repetition rate, helium carrier gas at 0.75 L/min flow rate, 30-s pre-ablation laser warm-up, 60 s dwell time, 30-s washout period | USGS pressed powder polysulfide reference material MASS-1 (Wilson et al. 2002) as external standard for chalcopyrite; sphalerite matrix-matched sinter pressed powder pellet reference material MUL-Zn S1 (Onuk et al. 2017) as external standard for sphalerite and pyrite; MASS-1 used as external standard for Te, Au, Tl, and Hg in sphalerite and pyrite | 7.7827 | [13 empty] | 0.19636 | [11 empty] | 6.5777 | [17 empty] | 0.21522 | [7 empty] | 3.2569 |  |  |  | 10.6807 | [13 empty] | 4.2572 | [9 empty] | 0.71978 | [5 empty] | 0.79427 | [21 empty] | 16.264 | [5 empty] | 25.1748 | [7 empty] | 0.46821 | [19 empty] | 412.4222 |  |  |  |  | 2025 | Bertrandsson Erlandsson et al. (2025), Mineralium Deposita, 60, 869–894 |  | POL, COD, ZMB, NAM
| DOF |  | Basin hydrothermal | Stratiform sediment-hosted Cu | stratiform sediment-hosted Cu-Co | Cu, Co | Ag, Au, Pb, Ni, Se, Re, Zn | Cu, Co, Ag, Au, Pb, Ni, Se, Re, Zn | Bertrandsson Erlandsson et al., 2022; Foltyn et al., 2022; El Desouky et al., 2010 |  | 277-21-1B-ccp12-1 | 277-21-1B-ccp12-1 | [5 empty] | ore material | polished section |  | mineral separate | [5 empty] | mineralisation |  |  |  | chalcopyrite, sphalerite, pyrite | stage 1 (sediment-hosted, diagenetic), stage 2 (epigenetic hydrothermal veins) | disseminations, veins, mineralized nodules | disseminations, mineralized nodules, veins cross-cutting sedimentary bedding |  |  |  | quartz, carbonates |  | LA-ICPMS | ESI NWR213 Nd:YAG laser ablation system coupled to an Agilent 8800 QQQ ICP-MS | Montanuniversität Leoben, Austria | 50 µm spot size, 2 – 3 J/cm2 on-mineral fluency, 10 Hz repetition rate, helium carrier gas at 0.75 L/min flow rate, 30-s pre-ablation laser warm-up, 60 s dwell time, 30-s washout period | USGS pressed powder polysulfide reference material MASS-1 (Wilson et al. 2002) as external standard for chalcopyrite; sphalerite matrix-matched sinter pressed powder pellet reference material MUL-Zn S1 (Onuk et al. 2017) as external standard for sphalerite and pyrite; MASS-1 used as external standard for Te, Au, Tl, and Hg in sphalerite and pyrite | 8.5634 | [13 empty] | 1.282 | [11 empty] | 6.8163 | [17 empty] | 0.23076 | [7 empty] | 3.7891 |  |  |  | 11.1349 | [13 empty] | 4.89 | [9 empty] | 0.70913 | [5 empty] | 6.1953 | [27 empty] | 17.3806 | [27 empty] | 315.4351 |  |  |  |  | 2025 | Bertrandsson Erlandsson et al. (2025), Mineralium Deposita, 60, 869–894 |  | POL, COD, ZMB, NAM
| DOF |  | Basin hydrothermal | Stratiform sediment-hosted Cu | stratiform sediment-hosted Cu-Co | Cu, Co | Ag, Au, Pb, Ni, Se, Re, Zn | Cu, Co, Ag, Au, Pb, Ni, Se, Re, Zn | Bertrandsson Erlandsson et al., 2022; Foltyn et al., 2022; El Desouky et al., 2010 |  | 277-21-1B-ccp13-1 | 277-21-1B-ccp13-1 | [5 empty] | ore material | polished section |  | mineral separate | [5 empty] | mineralisation |  |  |  | chalcopyrite, sphalerite, pyrite | stage 1 (sediment-hosted, diagenetic), stage 2 (epigenetic hydrothermal veins) | disseminations, veins, mineralized nodules | disseminations, mineralized nodules, veins cross-cutting sedimentary bedding |  |  |  | quartz, carbonates |  | LA-ICPMS | ESI NWR213 Nd:YAG laser ablation system coupled to an Agilent 8800 QQQ ICP-MS | Montanuniversität Leoben, Austria | 50 µm spot size, 2 – 3 J/cm2 on-mineral fluency, 10 Hz repetition rate, helium carrier gas at 0.75 L/min flow rate, 30-s pre-ablation laser warm-up, 60 s dwell time, 30-s washout period | USGS pressed powder polysulfide reference material MASS-1 (Wilson et al. 2002) as external standard for chalcopyrite; sphalerite matrix-matched sinter pressed powder pellet reference material MUL-Zn S1 (Onuk et al. 2017) as external standard for sphalerite and pyrite; MASS-1 used as external standard for Te, Au, Tl, and Hg in sphalerite and pyrite | 7.7203 | [13 empty] | 0.5589 | [11 empty] | 6.3673 | [17 empty] | 0.2486 | [7 empty] | 2.8154 |  |  |  | 10.9935 | [13 empty] | 4.5102 | [9 empty] | 0.62919 | [5 empty] | 3.1683 | [21 empty] | 22.3633 | [5 empty] | 22.706 | [27 empty] | 346.5189 |  |  |  |  | 2025 | Bertrandsson Erlandsson et al. (2025), Mineralium Deposita, 60, 869–894 |  | POL, COD, ZMB, NAM
| DOF |  | Basin hydrothermal | Stratiform sediment-hosted Cu | stratiform sediment-hosted Cu-Co | Cu, Co | Ag, Au, Pb, Ni, Se, Re, Zn | Cu, Co, Ag, Au, Pb, Ni, Se, Re, Zn | Bertrandsson Erlandsson et al., 2022; Foltyn et al., 2022; El Desouky et al., 2010 |  | 277-21-1B-ccp14-1 | 277-21-1B-ccp14-1 | [5 empty] | ore material | polished section |  | mineral separate | [5 empty] | mineralisation |  |  |  | chalcopyrite, sphalerite, pyrite | stage 1 (sediment-hosted, diagenetic), stage 2 (epigenetic hydrothermal veins) | disseminations, veins, mineralized nodules | disseminations, mineralized nodules, veins cross-cutting sedimentary bedding |  |  |  | quartz, carbonates |  | LA-ICPMS | ESI NWR213 Nd:YAG laser ablation system coupled to an Agilent 8800 QQQ ICP-MS | Montanuniversität Leoben, Austria | 50 µm spot size, 2 – 3 J/cm2 on-mineral fluency, 10 Hz repetition rate, helium carrier gas at 0.75 L/min flow rate, 30-s pre-ablation laser warm-up, 60 s dwell time, 30-s washout period | USGS pressed powder polysulfide reference material MASS-1 (Wilson et al. 2002) as external standard for chalcopyrite; sphalerite matrix-matched sinter pressed powder pellet reference material MUL-Zn S1 (Onuk et al. 2017) as external standard for sphalerite and pyrite; MASS-1 used as external standard for Te, Au, Tl, and Hg in sphalerite and pyrite | 7.8502 | [13 empty] | 0.2579 | [11 empty] | 5.7615 | [17 empty] | 0.28519 | [7 empty] | 2.8319 |  |  |  | 14.6811 | [13 empty] | 4.1708 | [9 empty] | 0.43258 | [5 empty] | 1.6156 | [21 empty] | 20.694 | [5 empty] | 25.7249 | [7 empty] | 0.31969 | [19 empty] | 384.1849 |  |  |  |  | 2025 | Bertrandsson Erlandsson et al. (2025), Mineralium Deposita, 60, 869–894 |  | POL, COD, ZMB, NAM
| DOF |  | Basin hydrothermal | Stratiform sediment-hosted Cu | stratiform sediment-hosted Cu-Co | Cu, Co | Ag, Au, Pb, Ni, Se, Re, Zn | Cu, Co, Ag, Au, Pb, Ni, Se, Re, Zn | Bertrandsson Erlandsson et al., 2022; Foltyn et al., 2022; El Desouky et al., 2010 |  | 277-21-1B-ccp15-1 | 277-21-1B-ccp15-1 | [5 empty] | ore material | polished section |  | mineral separate | [5 empty] | mineralisation |  |  |  | chalcopyrite, sphalerite, pyrite | stage 1 (sediment-hosted, diagenetic), stage 2 (epigenetic hydrothermal veins) | disseminations, veins, mineralized nodules | disseminations, mineralized nodules, veins cross-cutting sedimentary bedding |  |  |  | quartz, carbonates |  | LA-ICPMS | ESI NWR213 Nd:YAG laser ablation system coupled to an Agilent 8800 QQQ ICP-MS | Montanuniversität Leoben, Austria | 50 µm spot size, 2 – 3 J/cm2 on-mineral fluency, 10 Hz repetition rate, helium carrier gas at 0.75 L/min flow rate, 30-s pre-ablation laser warm-up, 60 s dwell time, 30-s washout period | USGS pressed powder polysulfide reference material MASS-1 (Wilson et al. 2002) as external standard for chalcopyrite; sphalerite matrix-matched sinter pressed powder pellet reference material MUL-Zn S1 (Onuk et al. 2017) as external standard for sphalerite and pyrite; MASS-1 used as external standard for Te, Au, Tl, and Hg in sphalerite and pyrite | 9.7463 | [25 empty] | 8.8586 | [17 empty] | 0.14689 | [7 empty] | 3.2688 |  |  |  | 10.7808 | [13 empty] | 4.0244 | [9 empty] | 0.6615 | [27 empty] | 22.9318 | [5 empty] | 16.139 | [7 empty] | 0.27307 | [24 empty] | 2025 | Bertrandsson Erlandsson et al. (2025), Mineralium Deposita, 60, 869–894 |  | POL, COD, ZMB, NAM
| DOF |  | Basin hydrothermal | Stratiform sediment-hosted Cu | stratiform sediment-hosted Cu-Co | Cu, Co | Ag, Au, Pb, Ni, Se, Re, Zn | Cu, Co, Ag, Au, Pb, Ni, Se, Re, Zn | Bertrandsson Erlandsson et al., 2022; Foltyn et al., 2022; El Desouky et al., 2010 |  | 277-21-1B-ccp16-1 | 277-21-1B-ccp16-1 | [5 empty] | ore material | polished section |  | mineral separate | [5 empty] | mineralisation |  |  |  | chalcopyrite, sphalerite, pyrite | stage 1 (sediment-hosted, diagenetic), stage 2 (epigenetic hydrothermal veins) | disseminations, veins, mineralized nodules | disseminations, mineralized nodules, veins cross-cutting sedimentary bedding |  |  |  | quartz, carbonates |  | LA-ICPMS | ESI NWR213 Nd:YAG laser ablation system coupled to an Agilent 8800 QQQ ICP-MS | Montanuniversität Leoben, Austria | 50 µm spot size, 2 – 3 J/cm2 on-mineral fluency, 10 Hz repetition rate, helium carrier gas at 0.75 L/min flow rate, 30-s pre-ablation laser warm-up, 60 s dwell time, 30-s washout period | USGS pressed powder polysulfide reference material MASS-1 (Wilson et al. 2002) as external standard for chalcopyrite; sphalerite matrix-matched sinter pressed powder pellet reference material MUL-Zn S1 (Onuk et al. 2017) as external standard for sphalerite and pyrite; MASS-1 used as external standard for Te, Au, Tl, and Hg in sphalerite and pyrite | 7.7277 | [13 empty] | 0.34676 | [11 empty] | 8.2874 | [17 empty] | 0.29884 |  |  |  | 0.23097 |  |  |  | 3.4083 |  |  |  | 10.6815 | [13 empty] | 4.9369 | [9 empty] | 0.66401 | [5 empty] | 1.9237 | [27 empty] | 22.4209 | [27 empty] | 656.6482 |  |  |  |  | 2025 | Bertrandsson Erlandsson et al. (2025), Mineralium Deposita, 60, 869–894 |  | POL, COD, ZMB, NAM
| DOF |  | Basin hydrothermal | Stratiform sediment-hosted Cu | stratiform sediment-hosted Cu-Co | Cu, Co | Ag, Au, Pb, Ni, Se, Re, Zn | Cu, Co, Ag, Au, Pb, Ni, Se, Re, Zn | Bertrandsson Erlandsson et al., 2022; Foltyn et al., 2022; El Desouky et al., 2010 |  | 277-21-1B-ccp17-1 | 277-21-1B-ccp17-1 | [5 empty] | ore material | polished section |  | mineral separate | [5 empty] | mineralisation |  |  |  | chalcopyrite, sphalerite, pyrite | stage 1 (sediment-hosted, diagenetic), stage 2 (epigenetic hydrothermal veins) | disseminations, veins, mineralized nodules | disseminations, mineralized nodules, veins cross-cutting sedimentary bedding |  |  |  | quartz, carbonates |  | LA-ICPMS | ESI NWR213 Nd:YAG laser ablation system coupled to an Agilent 8800 QQQ ICP-MS | Montanuniversität Leoben, Austria | 50 µm spot size, 2 – 3 J/cm2 on-mineral fluency, 10 Hz repetition rate, helium carrier gas at 0.75 L/min flow rate, 30-s pre-ablation laser warm-up, 60 s dwell time, 30-s washout period | USGS pressed powder polysulfide reference material MASS-1 (Wilson et al. 2002) as external standard for chalcopyrite; sphalerite matrix-matched sinter pressed powder pellet reference material MUL-Zn S1 (Onuk et al. 2017) as external standard for sphalerite and pyrite; MASS-1 used as external standard for Te, Au, Tl, and Hg in sphalerite and pyrite | 7.7543 | [25 empty] | 8.778 | [17 empty] | 0.13057 | [7 empty] | 2.5692 |  |  |  | 11.5674 | [13 empty] | 4.6412 | [9 empty] | 0.5781 | [27 empty] | 19.9992 | [5 empty] | 14.5662 | [27 empty] | 407.2133 |  |  |  |  | 2025 | Bertrandsson Erlandsson et al. (2025), Mineralium Deposita, 60, 869–894 |  | POL, COD, ZMB, NAM
| DOF |  | Basin hydrothermal | Stratiform sediment-hosted Cu | stratiform sediment-hosted Cu-Co | Cu, Co | Ag, Au, Pb, Ni, Se, Re, Zn | Cu, Co, Ag, Au, Pb, Ni, Se, Re, Zn | Bertrandsson Erlandsson et al., 2022; Foltyn et al., 2022; El Desouky et al., 2010 |  | 277-21-1B-ccp18-1 | 277-21-1B-ccp18-1 | [5 empty] | ore material | polished section |  | mineral separate | [5 empty] | mineralisation |  |  |  | chalcopyrite, sphalerite, pyrite | stage 1 (sediment-hosted, diagenetic), stage 2 (epigenetic hydrothermal veins) | disseminations, veins, mineralized nodules | disseminations, mineralized nodules, veins cross-cutting sedimentary bedding |  |  |  | quartz, carbonates |  | LA-ICPMS | ESI NWR213 Nd:YAG laser ablation system coupled to an Agilent 8800 QQQ ICP-MS | Montanuniversität Leoben, Austria | 50 µm spot size, 2 – 3 J/cm2 on-mineral fluency, 10 Hz repetition rate, helium carrier gas at 0.75 L/min flow rate, 30-s pre-ablation laser warm-up, 60 s dwell time, 30-s washout period | USGS pressed powder polysulfide reference material MASS-1 (Wilson et al. 2002) as external standard for chalcopyrite; sphalerite matrix-matched sinter pressed powder pellet reference material MUL-Zn S1 (Onuk et al. 2017) as external standard for sphalerite and pyrite; MASS-1 used as external standard for Te, Au, Tl, and Hg in sphalerite and pyrite | 7.0244 | [13 empty] | 0.57482 | [11 empty] | 10.731 | [17 empty] | 0.27671 |  |  |  | 0.27502 |  |  |  | 3.6816 |  |  |  | 9.9696 | [13 empty] | 4.4189 | [9 empty] | 0.85797 | [5 empty] | 3.152 | [27 empty] | 21.6874 | [27 empty] | 354.7095 |  |  |  |  | 2025 | Bertrandsson Erlandsson et al. (2025), Mineralium Deposita, 60, 869–894 |  | POL, COD, ZMB, NAM
| DOF |  | Basin hydrothermal | Stratiform sediment-hosted Cu | stratiform sediment-hosted Cu-Co | Cu, Co | Ag, Au, Pb, Ni, Se, Re, Zn | Cu, Co, Ag, Au, Pb, Ni, Se, Re, Zn | Bertrandsson Erlandsson et al., 2022; Foltyn et al., 2022; El Desouky et al., 2010 |  | 277-21-1B-ccp19-1 | 277-21-1B-ccp19-1 | [5 empty] | ore material | polished section |  | mineral separate | [5 empty] | mineralisation |  |  |  | chalcopyrite, sphalerite, pyrite | stage 1 (sediment-hosted, diagenetic), stage 2 (epigenetic hydrothermal veins) | disseminations, veins, mineralized nodules | disseminations, mineralized nodules, veins cross-cutting sedimentary bedding |  |  |  | quartz, carbonates |  | LA-ICPMS | ESI NWR213 Nd:YAG laser ablation system coupled to an Agilent 8800 QQQ ICP-MS | Montanuniversität Leoben, Austria | 50 µm spot size, 2 – 3 J/cm2 on-mineral fluency, 10 Hz repetition rate, helium carrier gas at 0.75 L/min flow rate, 30-s pre-ablation laser warm-up, 60 s dwell time, 30-s washout period | USGS pressed powder polysulfide reference material MASS-1 (Wilson et al. 2002) as external standard for chalcopyrite; sphalerite matrix-matched sinter pressed powder pellet reference material MUL-Zn S1 (Onuk et al. 2017) as external standard for sphalerite and pyrite; MASS-1 used as external standard for Te, Au, Tl, and Hg in sphalerite and pyrite | 7.3695 | [13 empty] | 0.69612 | [11 empty] | 9.6474 | [17 empty] | 0.17236 | [7 empty] | 2.5389 |  |  |  | 10.2168 | [13 empty] | 4.5213 | [9 empty] | 0.53344 | [5 empty] | 4.7111 | [21 empty] | 15.4524 | [5 empty] | 19.5991 | [27 empty] | 726.7162 |  |  |  |  | 2025 | Bertrandsson Erlandsson et al. (2025), Mineralium Deposita, 60, 869–894 |  | POL, COD, ZMB, NAM
| DOF |  | Basin hydrothermal | Stratiform sediment-hosted Cu | stratiform sediment-hosted Cu-Co | Cu, Co | Ag, Au, Pb, Ni, Se, Re, Zn | Cu, Co, Ag, Au, Pb, Ni, Se, Re, Zn | Bertrandsson Erlandsson et al., 2022; Foltyn et al., 2022; El Desouky et al., 2010 |  | 277-21-1B-ccp2-1 | 277-21-1B-ccp2-1 | [5 empty] | ore material | polished section |  | mineral separate | [5 empty] | mineralisation |  |  |  | chalcopyrite, sphalerite, pyrite | stage 1 (sediment-hosted, diagenetic), stage 2 (epigenetic hydrothermal veins) | disseminations, veins, mineralized nodules | disseminations, mineralized nodules, veins cross-cutting sedimentary bedding |  |  |  | quartz, carbonates |  | LA-ICPMS | ESI NWR213 Nd:YAG laser ablation system coupled to an Agilent 8800 QQQ ICP-MS | Montanuniversität Leoben, Austria | 50 µm spot size, 2 – 3 J/cm2 on-mineral fluency, 10 Hz repetition rate, helium carrier gas at 0.75 L/min flow rate, 30-s pre-ablation laser warm-up, 60 s dwell time, 30-s washout period | USGS pressed powder polysulfide reference material MASS-1 (Wilson et al. 2002) as external standard for chalcopyrite; sphalerite matrix-matched sinter pressed powder pellet reference material MUL-Zn S1 (Onuk et al. 2017) as external standard for sphalerite and pyrite; MASS-1 used as external standard for Te, Au, Tl, and Hg in sphalerite and pyrite | 8.6239 | [43 empty] | 0.21235 |  |  |  | 0.2171 |  |  |  | 4.9059 |  |  |  | 12.329 | [13 empty] | 4.3401 | [43 empty] | 19.6148 | [32 empty] | 2025 | Bertrandsson Erlandsson et al. (2025), Mineralium Deposita, 60, 869–894 |  | POL, COD, ZMB, NAM
| DOF |  | Basin hydrothermal | Stratiform sediment-hosted Cu | stratiform sediment-hosted Cu-Co | Cu, Co | Ag, Au, Pb, Ni, Se, Re, Zn | Cu, Co, Ag, Au, Pb, Ni, Se, Re, Zn | Bertrandsson Erlandsson et al., 2022; Foltyn et al., 2022; El Desouky et al., 2010 |  | 277-21-1B-ccp20-1 | 277-21-1B-ccp20-1 | [5 empty] | ore material | polished section |  | mineral separate | [5 empty] | mineralisation |  |  |  | chalcopyrite, sphalerite, pyrite | stage 1 (sediment-hosted, diagenetic), stage 2 (epigenetic hydrothermal veins) | disseminations, veins, mineralized nodules | disseminations, mineralized nodules, veins cross-cutting sedimentary bedding |  |  |  | quartz, carbonates |  | LA-ICPMS | ESI NWR213 Nd:YAG laser ablation system coupled to an Agilent 8800 QQQ ICP-MS | Montanuniversität Leoben, Austria | 50 µm spot size, 2 – 3 J/cm2 on-mineral fluency, 10 Hz repetition rate, helium carrier gas at 0.75 L/min flow rate, 30-s pre-ablation laser warm-up, 60 s dwell time, 30-s washout period | USGS pressed powder polysulfide reference material MASS-1 (Wilson et al. 2002) as external standard for chalcopyrite; sphalerite matrix-matched sinter pressed powder pellet reference material MUL-Zn S1 (Onuk et al. 2017) as external standard for sphalerite and pyrite; MASS-1 used as external standard for Te, Au, Tl, and Hg in sphalerite and pyrite | 6.854 | [13 empty] | 0.54169 | [11 empty] | 9.6856 | [17 empty] | 0.337 | [7 empty] | 3.0335 |  |  |  | 9.5237 | [13 empty] | 4.2032 | [9 empty] | 0.68645 | [5 empty] | 2.4563 | [21 empty] | 17.2191 | [5 empty] | 23.8269 | [27 empty] | 411.0281 |  |  |  |  | 2025 | Bertrandsson Erlandsson et al. (2025), Mineralium Deposita, 60, 869–894 |  | POL, COD, ZMB, NAM
| DOF |  | Basin hydrothermal | Stratiform sediment-hosted Cu | stratiform sediment-hosted Cu-Co | Cu, Co | Ag, Au, Pb, Ni, Se, Re, Zn | Cu, Co, Ag, Au, Pb, Ni, Se, Re, Zn | Bertrandsson Erlandsson et al., 2022; Foltyn et al., 2022; El Desouky et al., 2010 |  | 277-21-1B-ccp3-1 | 277-21-1B-ccp3-1 | [5 empty] | ore material | polished section |  | mineral separate | [5 empty] | mineralisation |  |  |  | chalcopyrite, sphalerite, pyrite | stage 1 (sediment-hosted, diagenetic), stage 2 (epigenetic hydrothermal veins) | disseminations, veins, mineralized nodules | disseminations, mineralized nodules, veins cross-cutting sedimentary bedding |  |  |  | quartz, carbonates |  | LA-ICPMS | ESI NWR213 Nd:YAG laser ablation system coupled to an Agilent 8800 QQQ ICP-MS | Montanuniversität Leoben, Austria | 50 µm spot size, 2 – 3 J/cm2 on-mineral fluency, 10 Hz repetition rate, helium carrier gas at 0.75 L/min flow rate, 30-s pre-ablation laser warm-up, 60 s dwell time, 30-s washout period | USGS pressed powder polysulfide reference material MASS-1 (Wilson et al. 2002) as external standard for chalcopyrite; sphalerite matrix-matched sinter pressed powder pellet reference material MUL-Zn S1 (Onuk et al. 2017) as external standard for sphalerite and pyrite; MASS-1 used as external standard for Te, Au, Tl, and Hg in sphalerite and pyrite | 8.1276 | [13 empty] | 0.34121 | [11 empty] | 8.9513 | [17 empty] | 0.20078 | [7 empty] | 4.2923 |  |  |  | 11.926 | [13 empty] | 4.7811 | [9 empty] | 0.74152 | [5 empty] | 1.5132 | [27 empty] | 26.2272 | [7 empty] | 0.46945 | [11 empty] | 0.087753 | [7 empty] | 436.1471 |  |  |  |  | 2025 | Bertrandsson Erlandsson et al. (2025), Mineralium Deposita, 60, 869–894 |  | POL, COD, ZMB, NAM
| DOF |  | Basin hydrothermal | Stratiform sediment-hosted Cu | stratiform sediment-hosted Cu-Co | Cu, Co | Ag, Au, Pb, Ni, Se, Re, Zn | Cu, Co, Ag, Au, Pb, Ni, Se, Re, Zn | Bertrandsson Erlandsson et al., 2022; Foltyn et al., 2022; El Desouky et al., 2010 |  | 277-21-1B-ccp4-1 | 277-21-1B-ccp4-1 | [5 empty] | ore material | polished section |  | mineral separate | [5 empty] | mineralisation |  |  |  | chalcopyrite, sphalerite, pyrite | stage 1 (sediment-hosted, diagenetic), stage 2 (epigenetic hydrothermal veins) | disseminations, veins, mineralized nodules | disseminations, mineralized nodules, veins cross-cutting sedimentary bedding |  |  |  | quartz, carbonates |  | LA-ICPMS | ESI NWR213 Nd:YAG laser ablation system coupled to an Agilent 8800 QQQ ICP-MS | Montanuniversität Leoben, Austria | 50 µm spot size, 2 – 3 J/cm2 on-mineral fluency, 10 Hz repetition rate, helium carrier gas at 0.75 L/min flow rate, 30-s pre-ablation laser warm-up, 60 s dwell time, 30-s washout period | USGS pressed powder polysulfide reference material MASS-1 (Wilson et al. 2002) as external standard for chalcopyrite; sphalerite matrix-matched sinter pressed powder pellet reference material MUL-Zn S1 (Onuk et al. 2017) as external standard for sphalerite and pyrite; MASS-1 used as external standard for Te, Au, Tl, and Hg in sphalerite and pyrite | 8.3486 | [13 empty] | 0.60368 | [11 empty] | 7.7297 | [17 empty] | 0.21323 | [7 empty] | 4.283 |  |  |  | 12.2872 | [13 empty] | 4.1965 | [9 empty] | 0.82837 | [5 empty] | 3.6381 | [21 empty] | 16.9908 | [5 empty] | 18.1581 | [27 empty] | 459.8314 |  |  |  |  | 2025 | Bertrandsson Erlandsson et al. (2025), Mineralium Deposita, 60, 869–894 |  | POL, COD, ZMB, NAM
| DOF |  | Basin hydrothermal | Stratiform sediment-hosted Cu | stratiform sediment-hosted Cu-Co | Cu, Co | Ag, Au, Pb, Ni, Se, Re, Zn | Cu, Co, Ag, Au, Pb, Ni, Se, Re, Zn | Bertrandsson Erlandsson et al., 2022; Foltyn et al., 2022; El Desouky et al., 2010 |  | 277-21-1B-ccp5-1 | 277-21-1B-ccp5-1 | [5 empty] | ore material | polished section |  | mineral separate | [5 empty] | mineralisation |  |  |  | chalcopyrite, sphalerite, pyrite | stage 1 (sediment-hosted, diagenetic), stage 2 (epigenetic hydrothermal veins) | disseminations, veins, mineralized nodules | disseminations, mineralized nodules, veins cross-cutting sedimentary bedding |  |  |  | quartz, carbonates |  | LA-ICPMS | ESI NWR213 Nd:YAG laser ablation system coupled to an Agilent 8800 QQQ ICP-MS | Montanuniversität Leoben, Austria | 50 µm spot size, 2 – 3 J/cm2 on-mineral fluency, 10 Hz repetition rate, helium carrier gas at 0.75 L/min flow rate, 30-s pre-ablation laser warm-up, 60 s dwell time, 30-s washout period | USGS pressed powder polysulfide reference material MASS-1 (Wilson et al. 2002) as external standard for chalcopyrite; sphalerite matrix-matched sinter pressed powder pellet reference material MUL-Zn S1 (Onuk et al. 2017) as external standard for sphalerite and pyrite; MASS-1 used as external standard for Te, Au, Tl, and Hg in sphalerite and pyrite | 8.0378 | [13 empty] | 1.2292 | [11 empty] | 7.3466 | [17 empty] | 0.16845 | [7 empty] | 4.3846 |  |  |  | 11.5508 | [13 empty] | 4.4392 | [9 empty] | 0.5515 | [5 empty] | 4.0432 | [21 empty] | 14.9264 | [5 empty] | 16.2711 | [27 empty] | 339.2 |  |  |  |  | 2025 | Bertrandsson Erlandsson et al. (2025), Mineralium Deposita, 60, 869–894 |  | POL, COD, ZMB, NAM
| DOF |  | Basin hydrothermal | Stratiform sediment-hosted Cu | stratiform sediment-hosted Cu-Co | Cu, Co | Ag, Au, Pb, Ni, Se, Re, Zn | Cu, Co, Ag, Au, Pb, Ni, Se, Re, Zn | Bertrandsson Erlandsson et al., 2022; Foltyn et al., 2022; El Desouky et al., 2010 |  | 277-21-1B-ccp6-1 | 277-21-1B-ccp6-1 | [5 empty] | ore material | polished section |  | mineral separate | [5 empty] | mineralisation |  |  |  | chalcopyrite, sphalerite, pyrite | stage 1 (sediment-hosted, diagenetic), stage 2 (epigenetic hydrothermal veins) | disseminations, veins, mineralized nodules | disseminations, mineralized nodules, veins cross-cutting sedimentary bedding |  |  |  | quartz, carbonates |  | LA-ICPMS | ESI NWR213 Nd:YAG laser ablation system coupled to an Agilent 8800 QQQ ICP-MS | Montanuniversität Leoben, Austria | 50 µm spot size, 2 – 3 J/cm2 on-mineral fluency, 10 Hz repetition rate, helium carrier gas at 0.75 L/min flow rate, 30-s pre-ablation laser warm-up, 60 s dwell time, 30-s washout period | USGS pressed powder polysulfide reference material MASS-1 (Wilson et al. 2002) as external standard for chalcopyrite; sphalerite matrix-matched sinter pressed powder pellet reference material MUL-Zn S1 (Onuk et al. 2017) as external standard for sphalerite and pyrite; MASS-1 used as external standard for Te, Au, Tl, and Hg in sphalerite and pyrite | 7.7073 | [13 empty] | 0.17972 | [29 empty] | 0.22941 |  |  |  | 0.26794 |  |  |  | 3.319 |  |  |  | 11.29 | [13 empty] | 4.39 | [9 empty] | 0.79238 | [5 empty] | 0.99105 | [27 empty] | 25.024 | [32 empty] | 2025 | Bertrandsson Erlandsson et al. (2025), Mineralium Deposita, 60, 869–894 |  | POL, COD, ZMB, NAM
| DOF |  | Basin hydrothermal | Stratiform sediment-hosted Cu | stratiform sediment-hosted Cu-Co | Cu, Co | Ag, Au, Pb, Ni, Se, Re, Zn | Cu, Co, Ag, Au, Pb, Ni, Se, Re, Zn | Bertrandsson Erlandsson et al., 2022; Foltyn et al., 2022; El Desouky et al., 2010 |  | 277-21-1B-ccp7-1 | 277-21-1B-ccp7-1 | [5 empty] | ore material | polished section |  | mineral separate | [5 empty] | mineralisation |  |  |  | chalcopyrite, sphalerite, pyrite | stage 1 (sediment-hosted, diagenetic), stage 2 (epigenetic hydrothermal veins) | disseminations, veins, mineralized nodules | disseminations, mineralized nodules, veins cross-cutting sedimentary bedding |  |  |  | quartz, carbonates |  | LA-ICPMS | ESI NWR213 Nd:YAG laser ablation system coupled to an Agilent 8800 QQQ ICP-MS | Montanuniversität Leoben, Austria | 50 µm spot size, 2 – 3 J/cm2 on-mineral fluency, 10 Hz repetition rate, helium carrier gas at 0.75 L/min flow rate, 30-s pre-ablation laser warm-up, 60 s dwell time, 30-s washout period | USGS pressed powder polysulfide reference material MASS-1 (Wilson et al. 2002) as external standard for chalcopyrite; sphalerite matrix-matched sinter pressed powder pellet reference material MUL-Zn S1 (Onuk et al. 2017) as external standard for sphalerite and pyrite; MASS-1 used as external standard for Te, Au, Tl, and Hg in sphalerite and pyrite | 7.8692 | [13 empty] | 0.31822 | [11 empty] | 9.7222 | [21 empty] | 0.30954 |  |  |  | 2.7321 |  |  |  | 11.3612 | [13 empty] | 4.4804 | [9 empty] | 0.7575 | [5 empty] | 1.4301 | [21 empty] | 18.7638 | [5 empty] | 24.2901 | [7 empty] | 0.57702 | [24 empty] | 2025 | Bertrandsson Erlandsson et al. (2025), Mineralium Deposita, 60, 869–894 |  | POL, COD, ZMB, NAM
| DOF |  | Basin hydrothermal | Stratiform sediment-hosted Cu | stratiform sediment-hosted Cu-Co | Cu, Co | Ag, Au, Pb, Ni, Se, Re, Zn | Cu, Co, Ag, Au, Pb, Ni, Se, Re, Zn | Bertrandsson Erlandsson et al., 2022; Foltyn et al., 2022; El Desouky et al., 2010 |  | 277-21-1B-ccp8-1 | 277-21-1B-ccp8-1 | [5 empty] | ore material | polished section |  | mineral separate | [5 empty] | mineralisation |  |  |  | chalcopyrite, sphalerite, pyrite | stage 1 (sediment-hosted, diagenetic), stage 2 (epigenetic hydrothermal veins) | disseminations, veins, mineralized nodules | disseminations, mineralized nodules, veins cross-cutting sedimentary bedding |  |  |  | quartz, carbonates |  | LA-ICPMS | ESI NWR213 Nd:YAG laser ablation system coupled to an Agilent 8800 QQQ ICP-MS | Montanuniversität Leoben, Austria | 50 µm spot size, 2 – 3 J/cm2 on-mineral fluency, 10 Hz repetition rate, helium carrier gas at 0.75 L/min flow rate, 30-s pre-ablation laser warm-up, 60 s dwell time, 30-s washout period | USGS pressed powder polysulfide reference material MASS-1 (Wilson et al. 2002) as external standard for chalcopyrite; sphalerite matrix-matched sinter pressed powder pellet reference material MUL-Zn S1 (Onuk et al. 2017) as external standard for sphalerite and pyrite; MASS-1 used as external standard for Te, Au, Tl, and Hg in sphalerite and pyrite | 7.7878 | [13 empty] | 0.35445 | [11 empty] | 7.4505 | [21 empty] | 0.23771 |  |  |  | 3.6467 |  |  |  | 10.7665 | [13 empty] | 5.3395 | [9 empty] | 0.60984 | [5 empty] | 1.4771 | [21 empty] | 19.8361 | [5 empty] | 25.421 | [27 empty] | 428.5787 |  |  |  |  | 2025 | Bertrandsson Erlandsson et al. (2025), Mineralium Deposita, 60, 869–894 |  | POL, COD, ZMB, NAM
| DOF |  | Basin hydrothermal | Stratiform sediment-hosted Cu | stratiform sediment-hosted Cu-Co | Cu, Co | Ag, Au, Pb, Ni, Se, Re, Zn | Cu, Co, Ag, Au, Pb, Ni, Se, Re, Zn | Bertrandsson Erlandsson et al., 2022; Foltyn et al., 2022; El Desouky et al., 2010 |  | 277-21-1B-ccp9-1 | 277-21-1B-ccp9-1 | [5 empty] | ore material | polished section |  | mineral separate | [5 empty] | mineralisation |  |  |  | chalcopyrite, sphalerite, pyrite | stage 1 (sediment-hosted, diagenetic), stage 2 (epigenetic hydrothermal veins) | disseminations, veins, mineralized nodules | disseminations, mineralized nodules, veins cross-cutting sedimentary bedding |  |  |  | quartz, carbonates |  | LA-ICPMS | ESI NWR213 Nd:YAG laser ablation system coupled to an Agilent 8800 QQQ ICP-MS | Montanuniversität Leoben, Austria | 50 µm spot size, 2 – 3 J/cm2 on-mineral fluency, 10 Hz repetition rate, helium carrier gas at 0.75 L/min flow rate, 30-s pre-ablation laser warm-up, 60 s dwell time, 30-s washout period | USGS pressed powder polysulfide reference material MASS-1 (Wilson et al. 2002) as external standard for chalcopyrite; sphalerite matrix-matched sinter pressed powder pellet reference material MUL-Zn S1 (Onuk et al. 2017) as external standard for sphalerite and pyrite; MASS-1 used as external standard for Te, Au, Tl, and Hg in sphalerite and pyrite | 7.6498 | [13 empty] | 0.22245 | [11 empty] | 8.1493 | [17 empty] | 0.26305 | [7 empty] | 2.796 |  |  |  | 10.8069 | [13 empty] | 4.5912 | [9 empty] | 0.93981 | [5 empty] | 1.086 | [21 empty] | 18.6942 | [5 empty] | 23.5988 | [7 empty] | 0.43581 | [19 empty] | 547.9319 |  |  |  |  | 2025 | Bertrandsson Erlandsson et al. (2025), Mineralium Deposita, 60, 869–894 |  | POL, COD, ZMB, NAM
| DOF |  | Basin hydrothermal | Stratiform sediment-hosted Cu | stratiform sediment-hosted Cu-Co | Cu, Co | Ag, Au, Pb, Ni, Se, Re, Zn | Cu, Co, Ag, Au, Pb, Ni, Se, Re, Zn | Bertrandsson Erlandsson et al., 2022; Foltyn et al., 2022; El Desouky et al., 2010 |  | 277-22-3B-Ccp1-1 | 277-22-3B-Ccp1-1 | [5 empty] | ore material | polished section |  | mineral separate | [5 empty] | mineralisation |  |  |  | chalcopyrite, sphalerite, pyrite | stage 1 (sediment-hosted, diagenetic), stage 2 (epigenetic hydrothermal veins) | disseminations, veins, mineralized nodules | disseminations, mineralized nodules, veins cross-cutting sedimentary bedding |  |  |  | quartz, carbonates |  | LA-ICPMS | ESI NWR213 Nd:YAG laser ablation system coupled to an Agilent 8800 QQQ ICP-MS | Montanuniversität Leoben, Austria | 50 µm spot size, 2 – 3 J/cm2 on-mineral fluency, 10 Hz repetition rate, helium carrier gas at 0.75 L/min flow rate, 30-s pre-ablation laser warm-up, 60 s dwell time, 30-s washout period | USGS pressed powder polysulfide reference material MASS-1 (Wilson et al. 2002) as external standard for chalcopyrite; sphalerite matrix-matched sinter pressed powder pellet reference material MUL-Zn S1 (Onuk et al. 2017) as external standard for sphalerite and pyrite; MASS-1 used as external standard for Te, Au, Tl, and Hg in sphalerite and pyrite | 21.18 | [13 empty] | 0.092674 | [11 empty] | 6.8329 | [17 empty] | 0.19265 | [7 empty] | 1.443 |  |  |  | 8.7491 | [29 empty] | 0.24562 | [27 empty] | 13.6583 | [7 empty] | 0.30181 | [19 empty] | 410.6359 |  |  |  |  | 2025 | Bertrandsson Erlandsson et al. (2025), Mineralium Deposita, 60, 869–894 |  | POL, COD, ZMB, NAM
| DOF |  | Basin hydrothermal | Stratiform sediment-hosted Cu | stratiform sediment-hosted Cu-Co | Cu, Co | Ag, Au, Pb, Ni, Se, Re, Zn | Cu, Co, Ag, Au, Pb, Ni, Se, Re, Zn | Bertrandsson Erlandsson et al., 2022; Foltyn et al., 2022; El Desouky et al., 2010 |  | 277-22-3B-Ccp2-1 | 277-22-3B-Ccp2-1 | [5 empty] | ore material | polished section |  | mineral separate | [5 empty] | mineralisation |  |  |  | chalcopyrite, sphalerite, pyrite | stage 1 (sediment-hosted, diagenetic), stage 2 (epigenetic hydrothermal veins) | disseminations, veins, mineralized nodules | disseminations, mineralized nodules, veins cross-cutting sedimentary bedding |  |  |  | quartz, carbonates |  | LA-ICPMS | ESI NWR213 Nd:YAG laser ablation system coupled to an Agilent 8800 QQQ ICP-MS | Montanuniversität Leoben, Austria | 50 µm spot size, 2 – 3 J/cm2 on-mineral fluency, 10 Hz repetition rate, helium carrier gas at 0.75 L/min flow rate, 30-s pre-ablation laser warm-up, 60 s dwell time, 30-s washout period | USGS pressed powder polysulfide reference material MASS-1 (Wilson et al. 2002) as external standard for chalcopyrite; sphalerite matrix-matched sinter pressed powder pellet reference material MUL-Zn S1 (Onuk et al. 2017) as external standard for sphalerite and pyrite; MASS-1 used as external standard for Te, Au, Tl, and Hg in sphalerite and pyrite | 21.2814 | [13 empty] | 0.14092 | [11 empty] | 6.8461 | [17 empty] | 0.23618 | [7 empty] | 1.489 |  |  |  | 8.5955 | [13 empty] | 4.6705 | [15 empty] | 0.28312 | [27 empty] | 14.7638 | [7 empty] | 0.49285 | [24 empty] | 2025 | Bertrandsson Erlandsson et al. (2025), Mineralium Deposita, 60, 869–894 |  | POL, COD, ZMB, NAM
| DOF |  | Basin hydrothermal | Stratiform sediment-hosted Cu | stratiform sediment-hosted Cu-Co | Cu, Co | Ag, Au, Pb, Ni, Se, Re, Zn | Cu, Co, Ag, Au, Pb, Ni, Se, Re, Zn | Bertrandsson Erlandsson et al., 2022; Foltyn et al., 2022; El Desouky et al., 2010 |  | 277-22-3B-Ccp3-1 | 277-22-3B-Ccp3-1 | [5 empty] | ore material | polished section |  | mineral separate | [5 empty] | mineralisation |  |  |  | chalcopyrite, sphalerite, pyrite | stage 1 (sediment-hosted, diagenetic), stage 2 (epigenetic hydrothermal veins) | disseminations, veins, mineralized nodules | disseminations, mineralized nodules, veins cross-cutting sedimentary bedding |  |  |  | quartz, carbonates |  | LA-ICPMS | ESI NWR213 Nd:YAG laser ablation system coupled to an Agilent 8800 QQQ ICP-MS | Montanuniversität Leoben, Austria | 50 µm spot size, 2 – 3 J/cm2 on-mineral fluency, 10 Hz repetition rate, helium carrier gas at 0.75 L/min flow rate, 30-s pre-ablation laser warm-up, 60 s dwell time, 30-s washout period | USGS pressed powder polysulfide reference material MASS-1 (Wilson et al. 2002) as external standard for chalcopyrite; sphalerite matrix-matched sinter pressed powder pellet reference material MUL-Zn S1 (Onuk et al. 2017) as external standard for sphalerite and pyrite; MASS-1 used as external standard for Te, Au, Tl, and Hg in sphalerite and pyrite | 14.1013 | [13 empty] | 0.65249 | [29 empty] | 0.22978 | [7 empty] | 1.1306 |  |  |  | 7.917 | [13 empty] | 4.9292 | [9 empty] | 0.55534 | [5 empty] | 2.8343 | [17 empty] | 0.12423 | [9 empty] | 13.348 | [27 empty] | 336.446 |  |  |  |  | 2025 | Bertrandsson Erlandsson et al. (2025), Mineralium Deposita, 60, 869–894 |  | POL, COD, ZMB, NAM
| DOF |  | Basin hydrothermal | Stratiform sediment-hosted Cu | stratiform sediment-hosted Cu-Co | Cu, Co | Ag, Au, Pb, Ni, Se, Re, Zn | Cu, Co, Ag, Au, Pb, Ni, Se, Re, Zn | Bertrandsson Erlandsson et al., 2022; Foltyn et al., 2022; El Desouky et al., 2010 |  | 277-22-3B-Ccp4-1 | 277-22-3B-Ccp4-1 | [5 empty] | ore material | polished section |  | mineral separate | [5 empty] | mineralisation |  |  |  | chalcopyrite, sphalerite, pyrite | stage 1 (sediment-hosted, diagenetic), stage 2 (epigenetic hydrothermal veins) | disseminations, veins, mineralized nodules | disseminations, mineralized nodules, veins cross-cutting sedimentary bedding |  |  |  | quartz, carbonates |  | LA-ICPMS | ESI NWR213 Nd:YAG laser ablation system coupled to an Agilent 8800 QQQ ICP-MS | Montanuniversität Leoben, Austria | 50 µm spot size, 2 – 3 J/cm2 on-mineral fluency, 10 Hz repetition rate, helium carrier gas at 0.75 L/min flow rate, 30-s pre-ablation laser warm-up, 60 s dwell time, 30-s washout period | USGS pressed powder polysulfide reference material MASS-1 (Wilson et al. 2002) as external standard for chalcopyrite; sphalerite matrix-matched sinter pressed powder pellet reference material MUL-Zn S1 (Onuk et al. 2017) as external standard for sphalerite and pyrite; MASS-1 used as external standard for Te, Au, Tl, and Hg in sphalerite and pyrite | 16.4012 | [13 empty] | 1.2962 | [29 empty] | 0.1783 | [7 empty] | 1.7211 |  |  |  | 8.2845 | [23 empty] | 0.53538 | [5 empty] | 8.9568 | [17 empty] | 0.099414 | [9 empty] | 12.1797 | [27 empty] | 297.5598 |  |  |  |  | 2025 | Bertrandsson Erlandsson et al. (2025), Mineralium Deposita, 60, 869–894 |  | POL, COD, ZMB, NAM
| DOF |  | Basin hydrothermal | Stratiform sediment-hosted Cu | stratiform sediment-hosted Cu-Co | Cu, Co | Ag, Au, Pb, Ni, Se, Re, Zn | Cu, Co, Ag, Au, Pb, Ni, Se, Re, Zn | Bertrandsson Erlandsson et al., 2022; Foltyn et al., 2022; El Desouky et al., 2010 |  | 277-22-3B-Ccp5-1 | 277-22-3B-Ccp5-1 | [5 empty] | ore material | polished section |  | mineral separate | [5 empty] | mineralisation |  |  |  | chalcopyrite, sphalerite, pyrite | stage 1 (sediment-hosted, diagenetic), stage 2 (epigenetic hydrothermal veins) | disseminations, veins, mineralized nodules | disseminations, mineralized nodules, veins cross-cutting sedimentary bedding |  |  |  | quartz, carbonates |  | LA-ICPMS | ESI NWR213 Nd:YAG laser ablation system coupled to an Agilent 8800 QQQ ICP-MS | Montanuniversität Leoben, Austria | 50 µm spot size, 2 – 3 J/cm2 on-mineral fluency, 10 Hz repetition rate, helium carrier gas at 0.75 L/min flow rate, 30-s pre-ablation laser warm-up, 60 s dwell time, 30-s washout period | USGS pressed powder polysulfide reference material MASS-1 (Wilson et al. 2002) as external standard for chalcopyrite; sphalerite matrix-matched sinter pressed powder pellet reference material MUL-Zn S1 (Onuk et al. 2017) as external standard for sphalerite and pyrite; MASS-1 used as external standard for Te, Au, Tl, and Hg in sphalerite and pyrite | 14.8517 | [13 empty] | 1.4511 | [11 empty] | 4.9221 | [17 empty] | 0.13235 | [7 empty] | 1.4165 |  |  |  | 4.6305 | [13 empty] | 4.3585 | [9 empty] | 0.60728 | [5 empty] | 7.5459 | [27 empty] | 11.3876 | [27 empty] | 262.4731 |  |  |  |  | 2025 | Bertrandsson Erlandsson et al. (2025), Mineralium Deposita, 60, 869–894 |  | POL, COD, ZMB, NAM
| DOF |  | Basin hydrothermal | Stratiform sediment-hosted Cu | stratiform sediment-hosted Cu-Co | Cu, Co | Ag, Au, Pb, Ni, Se, Re, Zn | Cu, Co, Ag, Au, Pb, Ni, Se, Re, Zn | Bertrandsson Erlandsson et al., 2022; Foltyn et al., 2022; El Desouky et al., 2010 |  | 277-22-3B-Ccp6-1 | 277-22-3B-Ccp6-1 | [5 empty] | ore material | polished section |  | mineral separate | [5 empty] | mineralisation |  |  |  | chalcopyrite, sphalerite, pyrite | stage 1 (sediment-hosted, diagenetic), stage 2 (epigenetic hydrothermal veins) | disseminations, veins, mineralized nodules | disseminations, mineralized nodules, veins cross-cutting sedimentary bedding |  |  |  | quartz, carbonates |  | LA-ICPMS | ESI NWR213 Nd:YAG laser ablation system coupled to an Agilent 8800 QQQ ICP-MS | Montanuniversität Leoben, Austria | 50 µm spot size, 2 – 3 J/cm2 on-mineral fluency, 10 Hz repetition rate, helium carrier gas at 0.75 L/min flow rate, 30-s pre-ablation laser warm-up, 60 s dwell time, 30-s washout period | USGS pressed powder polysulfide reference material MASS-1 (Wilson et al. 2002) as external standard for chalcopyrite; sphalerite matrix-matched sinter pressed powder pellet reference material MUL-Zn S1 (Onuk et al. 2017) as external standard for sphalerite and pyrite; MASS-1 used as external standard for Te, Au, Tl, and Hg in sphalerite and pyrite | 16.8175 | [13 empty] | 3.2181 | [11 empty] | 7.5093 | [17 empty] | 0.13354 |  |  |  | 0.2678 |  |  |  | 1.1949 |  |  |  | 8.387 | [13 empty] | 4.6493 | [9 empty] | 0.53559 | [5 empty] | 20.3322 | [27 empty] | 12.5973 | [27 empty] | 358.192 |  |  |  |  | 2025 | Bertrandsson Erlandsson et al. (2025), Mineralium Deposita, 60, 869–894 |  | POL, COD, ZMB, NAM
| DOF |  | Basin hydrothermal | Stratiform sediment-hosted Cu | stratiform sediment-hosted Cu-Co | Cu, Co | Ag, Au, Pb, Ni, Se, Re, Zn | Cu, Co, Ag, Au, Pb, Ni, Se, Re, Zn | Bertrandsson Erlandsson et al., 2022; Foltyn et al., 2022; El Desouky et al., 2010 |  | 277-22-3B-Ccp8-1 | 277-22-3B-Ccp8-1 | [5 empty] | ore material | polished section |  | mineral separate | [5 empty] | mineralisation |  |  |  | chalcopyrite, sphalerite, pyrite | stage 1 (sediment-hosted, diagenetic), stage 2 (epigenetic hydrothermal veins) | disseminations, veins, mineralized nodules | disseminations, mineralized nodules, veins cross-cutting sedimentary bedding |  |  |  | quartz, carbonates |  | LA-ICPMS | ESI NWR213 Nd:YAG laser ablation system coupled to an Agilent 8800 QQQ ICP-MS | Montanuniversität Leoben, Austria | 50 µm spot size, 2 – 3 J/cm2 on-mineral fluency, 10 Hz repetition rate, helium carrier gas at 0.75 L/min flow rate, 30-s pre-ablation laser warm-up, 60 s dwell time, 30-s washout period | USGS pressed powder polysulfide reference material MASS-1 (Wilson et al. 2002) as external standard for chalcopyrite; sphalerite matrix-matched sinter pressed powder pellet reference material MUL-Zn S1 (Onuk et al. 2017) as external standard for sphalerite and pyrite; MASS-1 used as external standard for Te, Au, Tl, and Hg in sphalerite and pyrite | 19.4977 | [25 empty] | 6.4672 | [17 empty] | 0.19662 | [11 empty] | 9.0524 | [13 empty] | 4.7203 | [9 empty] | 0.59354 | [23 empty] | 0.48682 |  |  |  | 18.3196 | [5 empty] | 14.4125 | [7 empty] | 0.5187 | [5 empty] | 0.12962 | [13 empty] | 299.85 |  |  |  |  | 2025 | Bertrandsson Erlandsson et al. (2025), Mineralium Deposita, 60, 869–894 |  | POL, COD, ZMB, NAM
| DOF |  | Basin hydrothermal | Stratiform sediment-hosted Cu | stratiform sediment-hosted Cu-Co | Cu, Co | Ag, Au, Pb, Ni, Se, Re, Zn | Cu, Co, Ag, Au, Pb, Ni, Se, Re, Zn | Bertrandsson Erlandsson et al., 2022; Foltyn et al., 2022; El Desouky et al., 2010 |  | 277-22-3B-Ccp9-1 | 277-22-3B-Ccp9-1 | [5 empty] | ore material | polished section |  | mineral separate | [5 empty] | mineralisation |  |  |  | chalcopyrite, sphalerite, pyrite | stage 1 (sediment-hosted, diagenetic), stage 2 (epigenetic hydrothermal veins) | disseminations, veins, mineralized nodules | disseminations, mineralized nodules, veins cross-cutting sedimentary bedding |  |  |  | quartz, carbonates |  | LA-ICPMS | ESI NWR213 Nd:YAG laser ablation system coupled to an Agilent 8800 QQQ ICP-MS | Montanuniversität Leoben, Austria | 50 µm spot size, 2 – 3 J/cm2 on-mineral fluency, 10 Hz repetition rate, helium carrier gas at 0.75 L/min flow rate, 30-s pre-ablation laser warm-up, 60 s dwell time, 30-s washout period | USGS pressed powder polysulfide reference material MASS-1 (Wilson et al. 2002) as external standard for chalcopyrite; sphalerite matrix-matched sinter pressed powder pellet reference material MUL-Zn S1 (Onuk et al. 2017) as external standard for sphalerite and pyrite; MASS-1 used as external standard for Te, Au, Tl, and Hg in sphalerite and pyrite | 18.0322 | [13 empty] | 8.9271 | [11 empty] | 8.0436 | [17 empty] | 0.46763 |  |  |  | 0.16642 |  |  |  | 1.3246 |  |  |  | 7.364 | [23 empty] | 0.66263 | [5 empty] | 62.877 | [17 empty] | 1.0472 |  |  |  | 12.0789 | [5 empty] | 14.8143 | [7 empty] | 0.38713 | [5 empty] | 0.11335 | [13 empty] | 363.4713 |  |  |  |  | 2025 | Bertrandsson Erlandsson et al. (2025), Mineralium Deposita, 60, 869–894 |  | POL, COD, ZMB, NAM
| DOF |  | Basin hydrothermal | Stratiform sediment-hosted Cu | stratiform sediment-hosted Cu-Co | Cu, Co | Ag, Au, Pb, Ni, Se, Re, Zn | Cu, Co, Ag, Au, Pb, Ni, Se, Re, Zn | Bertrandsson Erlandsson et al., 2022; Foltyn et al., 2022; El Desouky et al., 2010 |  | 277-22-3B-Ccp10-1 | 277-22-3B-Ccp10-1 | [5 empty] | ore material | polished section |  | mineral separate | [5 empty] | mineralisation |  |  |  | chalcopyrite, sphalerite, pyrite | stage 1 (sediment-hosted, diagenetic), stage 2 (epigenetic hydrothermal veins) | disseminations, veins, mineralized nodules | disseminations, mineralized nodules, veins cross-cutting sedimentary bedding |  |  |  | quartz, carbonates |  | LA-ICPMS | ESI NWR213 Nd:YAG laser ablation system coupled to an Agilent 8800 QQQ ICP-MS | Montanuniversität Leoben, Austria | 50 µm spot size, 2 – 3 J/cm2 on-mineral fluency, 10 Hz repetition rate, helium carrier gas at 0.75 L/min flow rate, 30-s pre-ablation laser warm-up, 60 s dwell time, 30-s washout period | USGS pressed powder polysulfide reference material MASS-1 (Wilson et al. 2002) as external standard for chalcopyrite; sphalerite matrix-matched sinter pressed powder pellet reference material MUL-Zn S1 (Onuk et al. 2017) as external standard for sphalerite and pyrite; MASS-1 used as external standard for Te, Au, Tl, and Hg in sphalerite and pyrite | 12.8501 | [13 empty] | 0.33695 | [11 empty] | 7.4817 | [17 empty] | 0.22625 |  |  |  | 0.36325 |  |  |  | 1.3308 |  |  |  | 10.3299 | [13 empty] | 4.3746 | [9 empty] | 0.74525 | [5 empty] | 1.7963 | [21 empty] | 12.5314 | [5 empty] | 18.4863 | [27 empty] | 371.3766 |  |  |  |  | 2025 | Bertrandsson Erlandsson et al. (2025), Mineralium Deposita, 60, 869–894 |  | POL, COD, ZMB, NAM
| DOF |  | Basin hydrothermal | Stratiform sediment-hosted Cu | stratiform sediment-hosted Cu-Co | Cu, Co | Ag, Au, Pb, Ni, Se, Re, Zn | Cu, Co, Ag, Au, Pb, Ni, Se, Re, Zn | Bertrandsson Erlandsson et al., 2022; Foltyn et al., 2022; El Desouky et al., 2010 |  | 277-22-3B-Ccp11-1 | 277-22-3B-Ccp11-1 | [5 empty] | ore material | polished section |  | mineral separate | [5 empty] | mineralisation |  |  |  | chalcopyrite, sphalerite, pyrite | stage 1 (sediment-hosted, diagenetic), stage 2 (epigenetic hydrothermal veins) | disseminations, veins, mineralized nodules | disseminations, mineralized nodules, veins cross-cutting sedimentary bedding |  |  |  | quartz, carbonates |  | LA-ICPMS | ESI NWR213 Nd:YAG laser ablation system coupled to an Agilent 8800 QQQ ICP-MS | Montanuniversität Leoben, Austria | 50 µm spot size, 2 – 3 J/cm2 on-mineral fluency, 10 Hz repetition rate, helium carrier gas at 0.75 L/min flow rate, 30-s pre-ablation laser warm-up, 60 s dwell time, 30-s washout period | USGS pressed powder polysulfide reference material MASS-1 (Wilson et al. 2002) as external standard for chalcopyrite; sphalerite matrix-matched sinter pressed powder pellet reference material MUL-Zn S1 (Onuk et al. 2017) as external standard for sphalerite and pyrite; MASS-1 used as external standard for Te, Au, Tl, and Hg in sphalerite and pyrite | 13.1295 | [13 empty] | 0.043793 | [11 empty] | 7.3638 | [17 empty] | 0.20415 |  |  |  | 0.21048 |  |  |  | 0.99542 |  |  |  | 7.4283 | [13 empty] | 4.6614 | [9 empty] | 0.9311 | [5 empty] | 0.27446 | [21 empty] | 14.3237 | [5 empty] | 20.2342 | [27 empty] | 376.6189 |  |  |  |  | 2025 | Bertrandsson Erlandsson et al. (2025), Mineralium Deposita, 60, 869–894 |  | POL, COD, ZMB, NAM
| DOF |  | Basin hydrothermal | Stratiform sediment-hosted Cu | stratiform sediment-hosted Cu-Co | Cu, Co | Ag, Au, Pb, Ni, Se, Re, Zn | Cu, Co, Ag, Au, Pb, Ni, Se, Re, Zn | Bertrandsson Erlandsson et al., 2022; Foltyn et al., 2022; El Desouky et al., 2010 |  | 277-22-3B-Ccp12-1 | 277-22-3B-Ccp12-1 | [5 empty] | ore material | polished section |  | mineral separate | [5 empty] | mineralisation |  |  |  | chalcopyrite, sphalerite, pyrite | stage 1 (sediment-hosted, diagenetic), stage 2 (epigenetic hydrothermal veins) | disseminations, veins, mineralized nodules | disseminations, mineralized nodules, veins cross-cutting sedimentary bedding |  |  |  | quartz, carbonates |  | LA-ICPMS | ESI NWR213 Nd:YAG laser ablation system coupled to an Agilent 8800 QQQ ICP-MS | Montanuniversität Leoben, Austria | 50 µm spot size, 2 – 3 J/cm2 on-mineral fluency, 10 Hz repetition rate, helium carrier gas at 0.75 L/min flow rate, 30-s pre-ablation laser warm-up, 60 s dwell time, 30-s washout period | USGS pressed powder polysulfide reference material MASS-1 (Wilson et al. 2002) as external standard for chalcopyrite; sphalerite matrix-matched sinter pressed powder pellet reference material MUL-Zn S1 (Onuk et al. 2017) as external standard for sphalerite and pyrite; MASS-1 used as external standard for Te, Au, Tl, and Hg in sphalerite and pyrite | 13.5015 | [13 empty] | 0.054432 | [11 empty] | 6.3882 | [17 empty] | 0.16148 | [7 empty] | 1.6558 |  |  |  | 6.7342 | [13 empty] | 4.7595 | [9 empty] | 0.78038 | [5 empty] | 0.18605 | [27 empty] | 20.8249 | [27 empty] | 346.8681 |  |  |  |  | 2025 | Bertrandsson Erlandsson et al. (2025), Mineralium Deposita, 60, 869–894 |  | POL, COD, ZMB, NAM
| DOF |  | Basin hydrothermal | Stratiform sediment-hosted Cu | stratiform sediment-hosted Cu-Co | Cu, Co | Ag, Au, Pb, Ni, Se, Re, Zn | Cu, Co, Ag, Au, Pb, Ni, Se, Re, Zn | Bertrandsson Erlandsson et al., 2022; Foltyn et al., 2022; El Desouky et al., 2010 |  | 277-22-3B-Ccp13-1 | 277-22-3B-Ccp13-1 | [5 empty] | ore material | polished section |  | mineral separate | [5 empty] | mineralisation |  |  |  | chalcopyrite, sphalerite, pyrite | stage 1 (sediment-hosted, diagenetic), stage 2 (epigenetic hydrothermal veins) | disseminations, veins, mineralized nodules | disseminations, mineralized nodules, veins cross-cutting sedimentary bedding |  |  |  | quartz, carbonates |  | LA-ICPMS | ESI NWR213 Nd:YAG laser ablation system coupled to an Agilent 8800 QQQ ICP-MS | Montanuniversität Leoben, Austria | 50 µm spot size, 2 – 3 J/cm2 on-mineral fluency, 10 Hz repetition rate, helium carrier gas at 0.75 L/min flow rate, 30-s pre-ablation laser warm-up, 60 s dwell time, 30-s washout period | USGS pressed powder polysulfide reference material MASS-1 (Wilson et al. 2002) as external standard for chalcopyrite; sphalerite matrix-matched sinter pressed powder pellet reference material MUL-Zn S1 (Onuk et al. 2017) as external standard for sphalerite and pyrite; MASS-1 used as external standard for Te, Au, Tl, and Hg in sphalerite and pyrite | 14.2012 | [13 empty] | 1.1155 | [11 empty] | 6.8455 | [17 empty] | 0.18119 |  |  |  | 0.24717 | [7 empty] | 6.4778 | [13 empty] | 5.0415 | [9 empty] | 0.52721 | [5 empty] | 6.6002 | [17 empty] | 0.25489 |  |  |  | 14.3319 | [5 empty] | 18.5185 | [27 empty] | 339.5779 |  |  |  |  | 2025 | Bertrandsson Erlandsson et al. (2025), Mineralium Deposita, 60, 869–894 |  | POL, COD, ZMB, NAM
| DOF |  | Basin hydrothermal | Stratiform sediment-hosted Cu | stratiform sediment-hosted Cu-Co | Cu, Co | Ag, Au, Pb, Ni, Se, Re, Zn | Cu, Co, Ag, Au, Pb, Ni, Se, Re, Zn | Bertrandsson Erlandsson et al., 2022; Foltyn et al., 2022; El Desouky et al., 2010 |  | 277-22-3B-Ccp14-1 | 277-22-3B-Ccp14-1 | [5 empty] | ore material | polished section |  | mineral separate | [5 empty] | mineralisation |  |  |  | chalcopyrite, sphalerite, pyrite | stage 1 (sediment-hosted, diagenetic), stage 2 (epigenetic hydrothermal veins) | disseminations, veins, mineralized nodules | disseminations, mineralized nodules, veins cross-cutting sedimentary bedding |  |  |  | quartz, carbonates |  | LA-ICPMS | ESI NWR213 Nd:YAG laser ablation system coupled to an Agilent 8800 QQQ ICP-MS | Montanuniversität Leoben, Austria | 50 µm spot size, 2 – 3 J/cm2 on-mineral fluency, 10 Hz repetition rate, helium carrier gas at 0.75 L/min flow rate, 30-s pre-ablation laser warm-up, 60 s dwell time, 30-s washout period | USGS pressed powder polysulfide reference material MASS-1 (Wilson et al. 2002) as external standard for chalcopyrite; sphalerite matrix-matched sinter pressed powder pellet reference material MUL-Zn S1 (Onuk et al. 2017) as external standard for sphalerite and pyrite; MASS-1 used as external standard for Te, Au, Tl, and Hg in sphalerite and pyrite | 13.4908 | [13 empty] | 0.76294 | [11 empty] | 6.1 | [17 empty] | 0.16933 |  |  |  | 0.20408 |  |  |  | 1.265 |  |  |  | 6.3571 | [13 empty] | 4.6757 | [9 empty] | 0.52202 | [5 empty] | 3.1866 | [17 empty] | 0.12098 |  |  |  | 17.7594 | [5 empty] | 18.8874 | [27 empty] | 325.1438 |  |  |  |  | 2025 | Bertrandsson Erlandsson et al. (2025), Mineralium Deposita, 60, 869–894 |  | POL, COD, ZMB, NAM
| DOF |  | Basin hydrothermal | Stratiform sediment-hosted Cu | stratiform sediment-hosted Cu-Co | Cu, Co | Ag, Au, Pb, Ni, Se, Re, Zn | Cu, Co, Ag, Au, Pb, Ni, Se, Re, Zn | Bertrandsson Erlandsson et al., 2022; Foltyn et al., 2022; El Desouky et al., 2010 |  | 277-22-3B-Ccp15-1 | 277-22-3B-Ccp15-1 | [5 empty] | ore material | polished section |  | mineral separate | [5 empty] | mineralisation |  |  |  | chalcopyrite, sphalerite, pyrite | stage 1 (sediment-hosted, diagenetic), stage 2 (epigenetic hydrothermal veins) | disseminations, veins, mineralized nodules | disseminations, mineralized nodules, veins cross-cutting sedimentary bedding |  |  |  | quartz, carbonates |  | LA-ICPMS | ESI NWR213 Nd:YAG laser ablation system coupled to an Agilent 8800 QQQ ICP-MS | Montanuniversität Leoben, Austria | 50 µm spot size, 2 – 3 J/cm2 on-mineral fluency, 10 Hz repetition rate, helium carrier gas at 0.75 L/min flow rate, 30-s pre-ablation laser warm-up, 60 s dwell time, 30-s washout period | USGS pressed powder polysulfide reference material MASS-1 (Wilson et al. 2002) as external standard for chalcopyrite; sphalerite matrix-matched sinter pressed powder pellet reference material MUL-Zn S1 (Onuk et al. 2017) as external standard for sphalerite and pyrite; MASS-1 used as external standard for Te, Au, Tl, and Hg in sphalerite and pyrite | 13.0863 | [13 empty] | 0.095469 | [11 empty] | 6.5579 | [17 empty] | 0.19865 | [7 empty] | 1.3763 |  |  |  | 6.4798 | [13 empty] | 4.5453 | [9 empty] | 0.59308 | [5 empty] | 0.52364 | [21 empty] | 19.1182 | [5 empty] | 19.8226 | [27 empty] | 336.6366 |  |  |  |  | 2025 | Bertrandsson Erlandsson et al. (2025), Mineralium Deposita, 60, 869–894 |  | POL, COD, ZMB, NAM
| DOF |  | Basin hydrothermal | Stratiform sediment-hosted Cu | stratiform sediment-hosted Cu-Co | Cu, Co | Ag, Au, Pb, Ni, Se, Re, Zn | Cu, Co, Ag, Au, Pb, Ni, Se, Re, Zn | Bertrandsson Erlandsson et al., 2022; Foltyn et al., 2022; El Desouky et al., 2010 |  | 277-22-3B-Ccp16-1 | 277-22-3B-Ccp16-1 | [5 empty] | ore material | polished section |  | mineral separate | [5 empty] | mineralisation |  |  |  | chalcopyrite, sphalerite, pyrite | stage 1 (sediment-hosted, diagenetic), stage 2 (epigenetic hydrothermal veins) | disseminations, veins, mineralized nodules | disseminations, mineralized nodules, veins cross-cutting sedimentary bedding |  |  |  | quartz, carbonates |  | LA-ICPMS | ESI NWR213 Nd:YAG laser ablation system coupled to an Agilent 8800 QQQ ICP-MS | Montanuniversität Leoben, Austria | 50 µm spot size, 2 – 3 J/cm2 on-mineral fluency, 10 Hz repetition rate, helium carrier gas at 0.75 L/min flow rate, 30-s pre-ablation laser warm-up, 60 s dwell time, 30-s washout period | USGS pressed powder polysulfide reference material MASS-1 (Wilson et al. 2002) as external standard for chalcopyrite; sphalerite matrix-matched sinter pressed powder pellet reference material MUL-Zn S1 (Onuk et al. 2017) as external standard for sphalerite and pyrite; MASS-1 used as external standard for Te, Au, Tl, and Hg in sphalerite and pyrite | 13.0019 | [13 empty] | 0.45078 | [11 empty] | 8.4902 | [17 empty] | 0.17783 | [7 empty] | 1.2755 |  |  |  | 6.6335 | [13 empty] | 4.7811 | [9 empty] | 0.4431 | [5 empty] | 2.1931 | [21 empty] | 18.5765 | [5 empty] | 19.0434 | [27 empty] | 496.2061 |  |  |  |  | 2025 | Bertrandsson Erlandsson et al. (2025), Mineralium Deposita, 60, 869–894 |  | POL, COD, ZMB, NAM
| DOF |  | Basin hydrothermal | Stratiform sediment-hosted Cu | stratiform sediment-hosted Cu-Co | Cu, Co | Ag, Au, Pb, Ni, Se, Re, Zn | Cu, Co, Ag, Au, Pb, Ni, Se, Re, Zn | Bertrandsson Erlandsson et al., 2022; Foltyn et al., 2022; El Desouky et al., 2010 |  | 277-22-3B-Ccp20-1 | 277-22-3B-Ccp20-1 | [5 empty] | ore material | polished section |  | mineral separate | [5 empty] | mineralisation |  |  |  | chalcopyrite, sphalerite, pyrite | stage 1 (sediment-hosted, diagenetic), stage 2 (epigenetic hydrothermal veins) | disseminations, veins, mineralized nodules | disseminations, mineralized nodules, veins cross-cutting sedimentary bedding |  |  |  | quartz, carbonates |  | LA-ICPMS | ESI NWR213 Nd:YAG laser ablation system coupled to an Agilent 8800 QQQ ICP-MS | Montanuniversität Leoben, Austria | 50 µm spot size, 2 – 3 J/cm2 on-mineral fluency, 10 Hz repetition rate, helium carrier gas at 0.75 L/min flow rate, 30-s pre-ablation laser warm-up, 60 s dwell time, 30-s washout period | USGS pressed powder polysulfide reference material MASS-1 (Wilson et al. 2002) as external standard for chalcopyrite; sphalerite matrix-matched sinter pressed powder pellet reference material MUL-Zn S1 (Onuk et al. 2017) as external standard for sphalerite and pyrite; MASS-1 used as external standard for Te, Au, Tl, and Hg in sphalerite and pyrite | 13.9344 | [13 empty] | 0.36237 | [11 empty] | 7.6578 | [17 empty] | 0.2197 | [11 empty] | 6.4124 | [13 empty] | 4.2879 | [15 empty] | 1.6814 | [27 empty] | 17.9718 | [7 empty] | 0.57693 | [19 empty] | 400.9649 |  |  |  |  | 2025 | Bertrandsson Erlandsson et al. (2025), Mineralium Deposita, 60, 869–894 |  | POL, COD, ZMB, NAM
| DOF |  | Basin hydrothermal | Stratiform sediment-hosted Cu | stratiform sediment-hosted Cu-Co | Cu, Co | Ag, Au, Pb, Ni, Se, Re, Zn | Cu, Co, Ag, Au, Pb, Ni, Se, Re, Zn | Bertrandsson Erlandsson et al., 2022; Foltyn et al., 2022; El Desouky et al., 2010 |  | 077-24-1 ccp1-1 | 077-24-1 ccp1-1 | [5 empty] | ore material | polished section |  | mineral separate | [5 empty] | mineralisation |  |  |  | chalcopyrite, sphalerite, pyrite | stage 1 (sediment-hosted, diagenetic), stage 2 (epigenetic hydrothermal veins) | disseminations, veins, mineralized nodules | disseminations, mineralized nodules, veins cross-cutting sedimentary bedding |  |  |  | quartz, carbonates |  | LA-ICPMS | ESI NWR213 Nd:YAG laser ablation system coupled to an Agilent 8800 QQQ ICP-MS | Montanuniversität Leoben, Austria | 50 µm spot size, 2 – 3 J/cm2 on-mineral fluency, 10 Hz repetition rate, helium carrier gas at 0.75 L/min flow rate, 30-s pre-ablation laser warm-up, 60 s dwell time, 30-s washout period | USGS pressed powder polysulfide reference material MASS-1 (Wilson et al. 2002) as external standard for chalcopyrite; sphalerite matrix-matched sinter pressed powder pellet reference material MUL-Zn S1 (Onuk et al. 2017) as external standard for sphalerite and pyrite; MASS-1 used as external standard for Te, Au, Tl, and Hg in sphalerite and pyrite | 29.6365 | [13 empty] | 0.17346 | [11 empty] | 10.0846 | [17 empty] | 0.19191 |  |  |  | 0.54783 |  |  |  | 3.3548 |  |  |  | 7.1047 | [13 empty] | 0.49305 | [15 empty] | 0.92182 | [21 empty] | 28.2462 | [5 empty] | 43.2581 | [27 empty] | 775.1539 |  |  |  |  | 2025 | Bertrandsson Erlandsson et al. (2025), Mineralium Deposita, 60, 869–894 |  | POL, COD, ZMB, NAM
| DOF |  | Basin hydrothermal | Stratiform sediment-hosted Cu | stratiform sediment-hosted Cu-Co | Cu, Co | Ag, Au, Pb, Ni, Se, Re, Zn | Cu, Co, Ag, Au, Pb, Ni, Se, Re, Zn | Bertrandsson Erlandsson et al., 2022; Foltyn et al., 2022; El Desouky et al., 2010 |  | 077-24-1 ccp2-1 | 077-24-1 ccp2-1 | [5 empty] | ore material | polished section |  | mineral separate | [5 empty] | mineralisation |  |  |  | chalcopyrite, sphalerite, pyrite | stage 1 (sediment-hosted, diagenetic), stage 2 (epigenetic hydrothermal veins) | disseminations, veins, mineralized nodules | disseminations, mineralized nodules, veins cross-cutting sedimentary bedding |  |  |  | quartz, carbonates |  | LA-ICPMS | ESI NWR213 Nd:YAG laser ablation system coupled to an Agilent 8800 QQQ ICP-MS | Montanuniversität Leoben, Austria | 50 µm spot size, 2 – 3 J/cm2 on-mineral fluency, 10 Hz repetition rate, helium carrier gas at 0.75 L/min flow rate, 30-s pre-ablation laser warm-up, 60 s dwell time, 30-s washout period | USGS pressed powder polysulfide reference material MASS-1 (Wilson et al. 2002) as external standard for chalcopyrite; sphalerite matrix-matched sinter pressed powder pellet reference material MUL-Zn S1 (Onuk et al. 2017) as external standard for sphalerite and pyrite; MASS-1 used as external standard for Te, Au, Tl, and Hg in sphalerite and pyrite | 29.7412 | [13 empty] | 0.13981 | [29 empty] | 0.21939 |  |  |  | 0.38421 |  |  |  | 3.2932 |  |  |  | 6.845 | [13 empty] | 0.67114 | [15 empty] | 1.4222 | [21 empty] | 33.2185 | [5 empty] | 44.0856 | [32 empty] | 2025 | Bertrandsson Erlandsson et al. (2025), Mineralium Deposita, 60, 869–894 |  | POL, COD, ZMB, NAM
| DOF |  | Basin hydrothermal | Stratiform sediment-hosted Cu | stratiform sediment-hosted Cu-Co | Cu, Co | Ag, Au, Pb, Ni, Se, Re, Zn | Cu, Co, Ag, Au, Pb, Ni, Se, Re, Zn | Bertrandsson Erlandsson et al., 2022; Foltyn et al., 2022; El Desouky et al., 2010 |  | 077-24-1 ccp3-1 | 077-24-1 ccp3-1 | [5 empty] | ore material | polished section |  | mineral separate | [5 empty] | mineralisation |  |  |  | chalcopyrite, sphalerite, pyrite | stage 1 (sediment-hosted, diagenetic), stage 2 (epigenetic hydrothermal veins) | disseminations, veins, mineralized nodules | disseminations, mineralized nodules, veins cross-cutting sedimentary bedding |  |  |  | quartz, carbonates |  | LA-ICPMS | ESI NWR213 Nd:YAG laser ablation system coupled to an Agilent 8800 QQQ ICP-MS | Montanuniversität Leoben, Austria | 50 µm spot size, 2 – 3 J/cm2 on-mineral fluency, 10 Hz repetition rate, helium carrier gas at 0.75 L/min flow rate, 30-s pre-ablation laser warm-up, 60 s dwell time, 30-s washout period | USGS pressed powder polysulfide reference material MASS-1 (Wilson et al. 2002) as external standard for chalcopyrite; sphalerite matrix-matched sinter pressed powder pellet reference material MUL-Zn S1 (Onuk et al. 2017) as external standard for sphalerite and pyrite; MASS-1 used as external standard for Te, Au, Tl, and Hg in sphalerite and pyrite | 27.694 | [13 empty] | 0.20911 | [5 empty] | 5.0999 | [5 empty] | 12.3785 | [17 empty] | 0.29149 |  |  |  | 0.48399 |  |  |  | 2.2962 |  |  |  | 5.9213 | [13 empty] | 0.66919 | [9 empty] | 1.2505 | [5 empty] | 1.5564 | [21 empty] | 31.59 | [5 empty] | 36.3009 | [32 empty] | 2025 | Bertrandsson Erlandsson et al. (2025), Mineralium Deposita, 60, 869–894 |  | POL, COD, ZMB, NAM
| DOF |  | Basin hydrothermal | Stratiform sediment-hosted Cu | stratiform sediment-hosted Cu-Co | Cu, Co | Ag, Au, Pb, Ni, Se, Re, Zn | Cu, Co, Ag, Au, Pb, Ni, Se, Re, Zn | Bertrandsson Erlandsson et al., 2022; Foltyn et al., 2022; El Desouky et al., 2010 |  | 077-24-1 ccp4-1 | 077-24-1 ccp4-1 | [5 empty] | ore material | polished section |  | mineral separate | [5 empty] | mineralisation |  |  |  | chalcopyrite, sphalerite, pyrite | stage 1 (sediment-hosted, diagenetic), stage 2 (epigenetic hydrothermal veins) | disseminations, veins, mineralized nodules | disseminations, mineralized nodules, veins cross-cutting sedimentary bedding |  |  |  | quartz, carbonates |  | LA-ICPMS | ESI NWR213 Nd:YAG laser ablation system coupled to an Agilent 8800 QQQ ICP-MS | Montanuniversität Leoben, Austria | 50 µm spot size, 2 – 3 J/cm2 on-mineral fluency, 10 Hz repetition rate, helium carrier gas at 0.75 L/min flow rate, 30-s pre-ablation laser warm-up, 60 s dwell time, 30-s washout period | USGS pressed powder polysulfide reference material MASS-1 (Wilson et al. 2002) as external standard for chalcopyrite; sphalerite matrix-matched sinter pressed powder pellet reference material MUL-Zn S1 (Onuk et al. 2017) as external standard for sphalerite and pyrite; MASS-1 used as external standard for Te, Au, Tl, and Hg in sphalerite and pyrite | 27.468 | [13 empty] | 0.10789 | [5 empty] | 4.0052 | [23 empty] | 0.22898 |  |  |  | 0.32032 |  |  |  | 3.0423 |  |  |  | 5.6411 | [13 empty] | 0.62088 | [15 empty] | 0.57535 | [21 empty] | 27.2682 | [5 empty] | 33.7519 | [27 empty] | 617.179 |  |  |  |  | 2025 | Bertrandsson Erlandsson et al. (2025), Mineralium Deposita, 60, 869–894 |  | POL, COD, ZMB, NAM
| DOF |  | Basin hydrothermal | Stratiform sediment-hosted Cu | stratiform sediment-hosted Cu-Co | Cu, Co | Ag, Au, Pb, Ni, Se, Re, Zn | Cu, Co, Ag, Au, Pb, Ni, Se, Re, Zn | Bertrandsson Erlandsson et al., 2022; Foltyn et al., 2022; El Desouky et al., 2010 |  | 077-24-1 ccp5-1 | 077-24-1 ccp5-1 | [5 empty] | ore material | polished section |  | mineral separate | [5 empty] | mineralisation |  |  |  | chalcopyrite, sphalerite, pyrite | stage 1 (sediment-hosted, diagenetic), stage 2 (epigenetic hydrothermal veins) | disseminations, veins, mineralized nodules | disseminations, mineralized nodules, veins cross-cutting sedimentary bedding |  |  |  | quartz, carbonates |  | LA-ICPMS | ESI NWR213 Nd:YAG laser ablation system coupled to an Agilent 8800 QQQ ICP-MS | Montanuniversität Leoben, Austria | 50 µm spot size, 2 – 3 J/cm2 on-mineral fluency, 10 Hz repetition rate, helium carrier gas at 0.75 L/min flow rate, 30-s pre-ablation laser warm-up, 60 s dwell time, 30-s washout period | USGS pressed powder polysulfide reference material MASS-1 (Wilson et al. 2002) as external standard for chalcopyrite; sphalerite matrix-matched sinter pressed powder pellet reference material MUL-Zn S1 (Onuk et al. 2017) as external standard for sphalerite and pyrite; MASS-1 used as external standard for Te, Au, Tl, and Hg in sphalerite and pyrite | 25.6696 | [13 empty] | 0.076586 | [11 empty] | 12.2145 | [17 empty] | 0.23961 |  |  |  | 0.34538 |  |  |  | 2.7457 |  |  |  | 5.1528 | [23 empty] | 0.94991 | [5 empty] | 0.44571 | [21 empty] | 23.9119 | [5 empty] | 39.5926 | [27 empty] | 625.6796 |  |  |  |  | 2025 | Bertrandsson Erlandsson et al. (2025), Mineralium Deposita, 60, 869–894 |  | POL, COD, ZMB, NAM
| DOF |  | Basin hydrothermal | Stratiform sediment-hosted Cu | stratiform sediment-hosted Cu-Co | Cu, Co | Ag, Au, Pb, Ni, Se, Re, Zn | Cu, Co, Ag, Au, Pb, Ni, Se, Re, Zn | Bertrandsson Erlandsson et al., 2022; Foltyn et al., 2022; El Desouky et al., 2010 |  | 077-24-1 ccp6-1 | 077-24-1 ccp6-1 | [5 empty] | ore material | polished section |  | mineral separate | [5 empty] | mineralisation |  |  |  | chalcopyrite, sphalerite, pyrite | stage 1 (sediment-hosted, diagenetic), stage 2 (epigenetic hydrothermal veins) | disseminations, veins, mineralized nodules | disseminations, mineralized nodules, veins cross-cutting sedimentary bedding |  |  |  | quartz, carbonates |  | LA-ICPMS | ESI NWR213 Nd:YAG laser ablation system coupled to an Agilent 8800 QQQ ICP-MS | Montanuniversität Leoben, Austria | 50 µm spot size, 2 – 3 J/cm2 on-mineral fluency, 10 Hz repetition rate, helium carrier gas at 0.75 L/min flow rate, 30-s pre-ablation laser warm-up, 60 s dwell time, 30-s washout period | USGS pressed powder polysulfide reference material MASS-1 (Wilson et al. 2002) as external standard for chalcopyrite; sphalerite matrix-matched sinter pressed powder pellet reference material MUL-Zn S1 (Onuk et al. 2017) as external standard for sphalerite and pyrite; MASS-1 used as external standard for Te, Au, Tl, and Hg in sphalerite and pyrite | 29.1183 | [13 empty] | 0.084136 | [11 empty] | 13.6565 | [21 empty] | 0.32432 |  |  |  | 1.7616 |  |  |  | 6.9894 | [13 empty] | 0.63529 | [9 empty] | 0.96272 | [5 empty] | 0.77465 | [21 empty] | 24.9684 | [5 empty] | 49.7654 | [27 empty] | 816.0055 |  |  |  |  | 2025 | Bertrandsson Erlandsson et al. (2025), Mineralium Deposita, 60, 869–894 |  | POL, COD, ZMB, NAM
| DOF |  | Basin hydrothermal | Stratiform sediment-hosted Cu | stratiform sediment-hosted Cu-Co | Cu, Co | Ag, Au, Pb, Ni, Se, Re, Zn | Cu, Co, Ag, Au, Pb, Ni, Se, Re, Zn | Bertrandsson Erlandsson et al., 2022; Foltyn et al., 2022; El Desouky et al., 2010 |  | 077-24-1 ccp7-1 | 077-24-1 ccp7-1 | [5 empty] | ore material | polished section |  | mineral separate | [5 empty] | mineralisation |  |  |  | chalcopyrite, sphalerite, pyrite | stage 1 (sediment-hosted, diagenetic), stage 2 (epigenetic hydrothermal veins) | disseminations, veins, mineralized nodules | disseminations, mineralized nodules, veins cross-cutting sedimentary bedding |  |  |  | quartz, carbonates |  | LA-ICPMS | ESI NWR213 Nd:YAG laser ablation system coupled to an Agilent 8800 QQQ ICP-MS | Montanuniversität Leoben, Austria | 50 µm spot size, 2 – 3 J/cm2 on-mineral fluency, 10 Hz repetition rate, helium carrier gas at 0.75 L/min flow rate, 30-s pre-ablation laser warm-up, 60 s dwell time, 30-s washout period | USGS pressed powder polysulfide reference material MASS-1 (Wilson et al. 2002) as external standard for chalcopyrite; sphalerite matrix-matched sinter pressed powder pellet reference material MUL-Zn S1 (Onuk et al. 2017) as external standard for sphalerite and pyrite; MASS-1 used as external standard for Te, Au, Tl, and Hg in sphalerite and pyrite | 28.399 | [13 empty] | 0.13173 | [11 empty] | 15.194 | [21 empty] | 0.48598 | [7 empty] | 6.8797 | [29 empty] | 1.1313 | [21 empty] | 26.5795 | [5 empty] | 46.4441 | [27 empty] | 820.9423 |  |  |  |  | 2025 | Bertrandsson Erlandsson et al. (2025), Mineralium Deposita, 60, 869–894 |  | POL, COD, ZMB, NAM
| DOF |  | Basin hydrothermal | Stratiform sediment-hosted Cu | stratiform sediment-hosted Cu-Co | Cu, Co | Ag, Au, Pb, Ni, Se, Re, Zn | Cu, Co, Ag, Au, Pb, Ni, Se, Re, Zn | Bertrandsson Erlandsson et al., 2022; Foltyn et al., 2022; El Desouky et al., 2010 |  | 077-24-1 ccp8-1 | 077-24-1 ccp8-1 | [5 empty] | ore material | polished section |  | mineral separate | [5 empty] | mineralisation |  |  |  | chalcopyrite, sphalerite, pyrite | stage 1 (sediment-hosted, diagenetic), stage 2 (epigenetic hydrothermal veins) | disseminations, veins, mineralized nodules | disseminations, mineralized nodules, veins cross-cutting sedimentary bedding |  |  |  | quartz, carbonates |  | LA-ICPMS | ESI NWR213 Nd:YAG laser ablation system coupled to an Agilent 8800 QQQ ICP-MS | Montanuniversität Leoben, Austria | 50 µm spot size, 2 – 3 J/cm2 on-mineral fluency, 10 Hz repetition rate, helium carrier gas at 0.75 L/min flow rate, 30-s pre-ablation laser warm-up, 60 s dwell time, 30-s washout period | USGS pressed powder polysulfide reference material MASS-1 (Wilson et al. 2002) as external standard for chalcopyrite; sphalerite matrix-matched sinter pressed powder pellet reference material MUL-Zn S1 (Onuk et al. 2017) as external standard for sphalerite and pyrite; MASS-1 used as external standard for Te, Au, Tl, and Hg in sphalerite and pyrite | 27.9195 | [13 empty] | 0.1036 | [11 empty] | 15.9655 | [21 empty] | 0.44218 |  |  |  | 2.1655 |  |  |  | 6.7913 | [29 empty] | 0.63514 | [21 empty] | 32.2971 | [5 empty] | 45.1893 | [32 empty] | 2025 | Bertrandsson Erlandsson et al. (2025), Mineralium Deposita, 60, 869–894 |  | POL, COD, ZMB, NAM
| DOF |  | Basin hydrothermal | Stratiform sediment-hosted Cu | stratiform sediment-hosted Cu-Co | Cu, Co | Ag, Au, Pb, Ni, Se, Re, Zn | Cu, Co, Ag, Au, Pb, Ni, Se, Re, Zn | Bertrandsson Erlandsson et al., 2022; Foltyn et al., 2022; El Desouky et al., 2010 |  | 077-24-1 ccp9-1 | 077-24-1 ccp9-1 | [5 empty] | ore material | polished section |  | mineral separate | [5 empty] | mineralisation |  |  |  | chalcopyrite, sphalerite, pyrite | stage 1 (sediment-hosted, diagenetic), stage 2 (epigenetic hydrothermal veins) | disseminations, veins, mineralized nodules | disseminations, mineralized nodules, veins cross-cutting sedimentary bedding |  |  |  | quartz, carbonates |  | LA-ICPMS | ESI NWR213 Nd:YAG laser ablation system coupled to an Agilent 8800 QQQ ICP-MS | Montanuniversität Leoben, Austria | 50 µm spot size, 2 – 3 J/cm2 on-mineral fluency, 10 Hz repetition rate, helium carrier gas at 0.75 L/min flow rate, 30-s pre-ablation laser warm-up, 60 s dwell time, 30-s washout period | USGS pressed powder polysulfide reference material MASS-1 (Wilson et al. 2002) as external standard for chalcopyrite; sphalerite matrix-matched sinter pressed powder pellet reference material MUL-Zn S1 (Onuk et al. 2017) as external standard for sphalerite and pyrite; MASS-1 used as external standard for Te, Au, Tl, and Hg in sphalerite and pyrite | 28.0274 | [13 empty] | 0.063848 | [11 empty] | 15.7181 | [21 empty] | 0.31612 |  |  |  | 2.8307 |  |  |  | 6.9198 | [13 empty] | 0.69347 | [15 empty] | 0.45244 | [21 empty] | 10.5356 | [5 empty] | 47.9507 | [7 empty] | 2.5578 | [19 empty] | 821.4889 |  |  |  |  | 2025 | Bertrandsson Erlandsson et al. (2025), Mineralium Deposita, 60, 869–894 |  | POL, COD, ZMB, NAM
| DOF |  | Basin hydrothermal | Stratiform sediment-hosted Cu | stratiform sediment-hosted Cu-Co | Cu, Co | Ag, Au, Pb, Ni, Se, Re, Zn | Cu, Co, Ag, Au, Pb, Ni, Se, Re, Zn | Bertrandsson Erlandsson et al., 2022; Foltyn et al., 2022; El Desouky et al., 2010 |  | 103-08-1 ccp1-1 | 103-08-1 ccp1-1 | [5 empty] | ore material | polished section |  | mineral separate | [5 empty] | mineralisation |  |  |  | chalcopyrite, sphalerite, pyrite | stage 1 (sediment-hosted, diagenetic), stage 2 (epigenetic hydrothermal veins) | disseminations, veins, mineralized nodules | disseminations, mineralized nodules, veins cross-cutting sedimentary bedding |  |  |  | quartz, carbonates |  | LA-ICPMS | ESI NWR213 Nd:YAG laser ablation system coupled to an Agilent 8800 QQQ ICP-MS | Montanuniversität Leoben, Austria | 50 µm spot size, 2 – 3 J/cm2 on-mineral fluency, 10 Hz repetition rate, helium carrier gas at 0.75 L/min flow rate, 30-s pre-ablation laser warm-up, 60 s dwell time, 30-s washout period | USGS pressed powder polysulfide reference material MASS-1 (Wilson et al. 2002) as external standard for chalcopyrite; sphalerite matrix-matched sinter pressed powder pellet reference material MUL-Zn S1 (Onuk et al. 2017) as external standard for sphalerite and pyrite; MASS-1 used as external standard for Te, Au, Tl, and Hg in sphalerite and pyrite | 4.1171 | [13 empty] | 0.021608 | [11 empty] | 6.7688 | [21 empty] | 2.3783 |  |  |  | 18.0832 |  |  |  | 0.15613 | [29 empty] | 0.34253 | [21 empty] | 14.7492 | [5 empty] | 16.0531 | [32 empty] | 2025 | Bertrandsson Erlandsson et al. (2025), Mineralium Deposita, 60, 869–894 |  | POL, COD, ZMB, NAM
| DOF |  | Basin hydrothermal | Stratiform sediment-hosted Cu | stratiform sediment-hosted Cu-Co | Cu, Co | Ag, Au, Pb, Ni, Se, Re, Zn | Cu, Co, Ag, Au, Pb, Ni, Se, Re, Zn | Bertrandsson Erlandsson et al., 2022; Foltyn et al., 2022; El Desouky et al., 2010 |  | 103-08-1 ccp2-1 | 103-08-1 ccp2-1 | [5 empty] | ore material | polished section |  | mineral separate | [5 empty] | mineralisation |  |  |  | chalcopyrite, sphalerite, pyrite | stage 1 (sediment-hosted, diagenetic), stage 2 (epigenetic hydrothermal veins) | disseminations, veins, mineralized nodules | disseminations, mineralized nodules, veins cross-cutting sedimentary bedding |  |  |  | quartz, carbonates |  | LA-ICPMS | ESI NWR213 Nd:YAG laser ablation system coupled to an Agilent 8800 QQQ ICP-MS | Montanuniversität Leoben, Austria | 50 µm spot size, 2 – 3 J/cm2 on-mineral fluency, 10 Hz repetition rate, helium carrier gas at 0.75 L/min flow rate, 30-s pre-ablation laser warm-up, 60 s dwell time, 30-s washout period | USGS pressed powder polysulfide reference material MASS-1 (Wilson et al. 2002) as external standard for chalcopyrite; sphalerite matrix-matched sinter pressed powder pellet reference material MUL-Zn S1 (Onuk et al. 2017) as external standard for sphalerite and pyrite; MASS-1 used as external standard for Te, Au, Tl, and Hg in sphalerite and pyrite | 4.6718 | [13 empty] | 0.020485 | [11 empty] | 5.3891 | [21 empty] | 2.5019 |  |  |  | 15.3323 |  |  |  | 0.20711 | [29 empty] | 0.55444 | [27 empty] | 7.2792 | [32 empty] | 2025 | Bertrandsson Erlandsson et al. (2025), Mineralium Deposita, 60, 869–894 |  | POL, COD, ZMB, NAM
| DOF |  | Basin hydrothermal | Stratiform sediment-hosted Cu | stratiform sediment-hosted Cu-Co | Cu, Co | Ag, Au, Pb, Ni, Se, Re, Zn | Cu, Co, Ag, Au, Pb, Ni, Se, Re, Zn | Bertrandsson Erlandsson et al., 2022; Foltyn et al., 2022; El Desouky et al., 2010 |  | 103-08-1 ccp3-1 | 103-08-1 ccp3-1 | [5 empty] | ore material | polished section |  | mineral separate | [5 empty] | mineralisation |  |  |  | chalcopyrite, sphalerite, pyrite | stage 1 (sediment-hosted, diagenetic), stage 2 (epigenetic hydrothermal veins) | disseminations, veins, mineralized nodules | disseminations, mineralized nodules, veins cross-cutting sedimentary bedding |  |  |  | quartz, carbonates |  | LA-ICPMS | ESI NWR213 Nd:YAG laser ablation system coupled to an Agilent 8800 QQQ ICP-MS | Montanuniversität Leoben, Austria | 50 µm spot size, 2 – 3 J/cm2 on-mineral fluency, 10 Hz repetition rate, helium carrier gas at 0.75 L/min flow rate, 30-s pre-ablation laser warm-up, 60 s dwell time, 30-s washout period | USGS pressed powder polysulfide reference material MASS-1 (Wilson et al. 2002) as external standard for chalcopyrite; sphalerite matrix-matched sinter pressed powder pellet reference material MUL-Zn S1 (Onuk et al. 2017) as external standard for sphalerite and pyrite; MASS-1 used as external standard for Te, Au, Tl, and Hg in sphalerite and pyrite | 4.0467 | [25 empty] | 4.6511 | [17 empty] | 0.1967 |  |  |  | 6.4805 |  |  |  | 13.5766 |  |  |  | 0.66868 | [29 empty] | 0.93441 | [21 empty] | 17.0013 | [5 empty] | 22.6311 | [27 empty] | 166.333 |  |  |  |  | 2025 | Bertrandsson Erlandsson et al. (2025), Mineralium Deposita, 60, 869–894 |  | POL, COD, ZMB, NAM
| DOF |  | Basin hydrothermal | Stratiform sediment-hosted Cu | stratiform sediment-hosted Cu-Co | Cu, Co | Ag, Au, Pb, Ni, Se, Re, Zn | Cu, Co, Ag, Au, Pb, Ni, Se, Re, Zn | Bertrandsson Erlandsson et al., 2022; Foltyn et al., 2022; El Desouky et al., 2010 |  | 103-08-1 ccp4-1 | 103-08-1 ccp4-1 | [5 empty] | ore material | polished section |  | mineral separate | [5 empty] | mineralisation |  |  |  | chalcopyrite, sphalerite, pyrite | stage 1 (sediment-hosted, diagenetic), stage 2 (epigenetic hydrothermal veins) | disseminations, veins, mineralized nodules | disseminations, mineralized nodules, veins cross-cutting sedimentary bedding |  |  |  | quartz, carbonates |  | LA-ICPMS | ESI NWR213 Nd:YAG laser ablation system coupled to an Agilent 8800 QQQ ICP-MS | Montanuniversität Leoben, Austria | 50 µm spot size, 2 – 3 J/cm2 on-mineral fluency, 10 Hz repetition rate, helium carrier gas at 0.75 L/min flow rate, 30-s pre-ablation laser warm-up, 60 s dwell time, 30-s washout period | USGS pressed powder polysulfide reference material MASS-1 (Wilson et al. 2002) as external standard for chalcopyrite; sphalerite matrix-matched sinter pressed powder pellet reference material MUL-Zn S1 (Onuk et al. 2017) as external standard for sphalerite and pyrite; MASS-1 used as external standard for Te, Au, Tl, and Hg in sphalerite and pyrite | 4.2516 | [25 empty] | 8.3966 | [17 empty] | 0.20211 |  |  |  | 6.1655 |  |  |  | 13.1754 |  |  |  | 0.38837 | [29 empty] | 0.48979 | [21 empty] | 20.5145 | [5 empty] | 19.135 | [32 empty] | 2025 | Bertrandsson Erlandsson et al. (2025), Mineralium Deposita, 60, 869–894 |  | POL, COD, ZMB, NAM
| DOF |  | Basin hydrothermal | Stratiform sediment-hosted Cu | stratiform sediment-hosted Cu-Co | Cu, Co | Ag, Au, Pb, Ni, Se, Re, Zn | Cu, Co, Ag, Au, Pb, Ni, Se, Re, Zn | Bertrandsson Erlandsson et al., 2022; Foltyn et al., 2022; El Desouky et al., 2010 |  | 103-08-1 ccp5-1 | 103-08-1 ccp5-1 | [5 empty] | ore material | polished section |  | mineral separate | [5 empty] | mineralisation |  |  |  | chalcopyrite, sphalerite, pyrite | stage 1 (sediment-hosted, diagenetic), stage 2 (epigenetic hydrothermal veins) | disseminations, veins, mineralized nodules | disseminations, mineralized nodules, veins cross-cutting sedimentary bedding |  |  |  | quartz, carbonates |  | LA-ICPMS | ESI NWR213 Nd:YAG laser ablation system coupled to an Agilent 8800 QQQ ICP-MS | Montanuniversität Leoben, Austria | 50 µm spot size, 2 – 3 J/cm2 on-mineral fluency, 10 Hz repetition rate, helium carrier gas at 0.75 L/min flow rate, 30-s pre-ablation laser warm-up, 60 s dwell time, 30-s washout period | USGS pressed powder polysulfide reference material MASS-1 (Wilson et al. 2002) as external standard for chalcopyrite; sphalerite matrix-matched sinter pressed powder pellet reference material MUL-Zn S1 (Onuk et al. 2017) as external standard for sphalerite and pyrite; MASS-1 used as external standard for Te, Au, Tl, and Hg in sphalerite and pyrite | 3.6944 | [25 empty] | 9.1136 | [17 empty] | 0.19269 |  |  |  | 0.59121 |  |  |  | 5.7996 |  |  |  | 1.3384 | [51 empty] | 15.402 | [5 empty] | 4.6829 | [27 empty] | 198.3444 |  |  |  |  | 2025 | Bertrandsson Erlandsson et al. (2025), Mineralium Deposita, 60, 869–894 |  | POL, COD, ZMB, NAM
| DOF |  | Basin hydrothermal | Stratiform sediment-hosted Cu | stratiform sediment-hosted Cu-Co | Cu, Co | Ag, Au, Pb, Ni, Se, Re, Zn | Cu, Co, Ag, Au, Pb, Ni, Se, Re, Zn | Bertrandsson Erlandsson et al., 2022; Foltyn et al., 2022; El Desouky et al., 2010 |  | 103-08-1 ccp6-1 | 103-08-1 ccp6-1 | [5 empty] | ore material | polished section |  | mineral separate | [5 empty] | mineralisation |  |  |  | chalcopyrite, sphalerite, pyrite | stage 1 (sediment-hosted, diagenetic), stage 2 (epigenetic hydrothermal veins) | disseminations, veins, mineralized nodules | disseminations, mineralized nodules, veins cross-cutting sedimentary bedding |  |  |  | quartz, carbonates |  | LA-ICPMS | ESI NWR213 Nd:YAG laser ablation system coupled to an Agilent 8800 QQQ ICP-MS | Montanuniversität Leoben, Austria | 50 µm spot size, 2 – 3 J/cm2 on-mineral fluency, 10 Hz repetition rate, helium carrier gas at 0.75 L/min flow rate, 30-s pre-ablation laser warm-up, 60 s dwell time, 30-s washout period | USGS pressed powder polysulfide reference material MASS-1 (Wilson et al. 2002) as external standard for chalcopyrite; sphalerite matrix-matched sinter pressed powder pellet reference material MUL-Zn S1 (Onuk et al. 2017) as external standard for sphalerite and pyrite; MASS-1 used as external standard for Te, Au, Tl, and Hg in sphalerite and pyrite | 3.2705 | [13 empty] | 0.034118 | [11 empty] | 7.6308 | [17 empty] | 0.17139 |  |  |  | 0.5391 |  |  |  | 3.8864 |  |  |  | 1.4847 | [29 empty] | 0.6798 | [21 empty] | 21.4391 | [5 empty] | 7.3782 | [27 empty] | 317.2351 |  |  |  |  | 2025 | Bertrandsson Erlandsson et al. (2025), Mineralium Deposita, 60, 869–894 |  | POL, COD, ZMB, NAM
| DOF |  | Basin hydrothermal | Stratiform sediment-hosted Cu | stratiform sediment-hosted Cu-Co | Cu, Co | Ag, Au, Pb, Ni, Se, Re, Zn | Cu, Co, Ag, Au, Pb, Ni, Se, Re, Zn | Bertrandsson Erlandsson et al., 2022; Foltyn et al., 2022; El Desouky et al., 2010 |  | 103-08-1 ccp7-1 | 103-08-1 ccp7-1 | [5 empty] | ore material | polished section |  | mineral separate | [5 empty] | mineralisation |  |  |  | chalcopyrite, sphalerite, pyrite | stage 1 (sediment-hosted, diagenetic), stage 2 (epigenetic hydrothermal veins) | disseminations, veins, mineralized nodules | disseminations, mineralized nodules, veins cross-cutting sedimentary bedding |  |  |  | quartz, carbonates |  | LA-ICPMS | ESI NWR213 Nd:YAG laser ablation system coupled to an Agilent 8800 QQQ ICP-MS | Montanuniversität Leoben, Austria | 50 µm spot size, 2 – 3 J/cm2 on-mineral fluency, 10 Hz repetition rate, helium carrier gas at 0.75 L/min flow rate, 30-s pre-ablation laser warm-up, 60 s dwell time, 30-s washout period | USGS pressed powder polysulfide reference material MASS-1 (Wilson et al. 2002) as external standard for chalcopyrite; sphalerite matrix-matched sinter pressed powder pellet reference material MUL-Zn S1 (Onuk et al. 2017) as external standard for sphalerite and pyrite; MASS-1 used as external standard for Te, Au, Tl, and Hg in sphalerite and pyrite | 4.5662 | [13 empty] | 0.33937 | [11 empty] | 5.7936 | [25 empty] | 12.7099 |  |  |  | 0.56695 | [57 empty] | 4.931 | [32 empty] | 2025 | Bertrandsson Erlandsson et al. (2025), Mineralium Deposita, 60, 869–894 |  | POL, COD, ZMB, NAM
| DOF |  | Basin hydrothermal | Stratiform sediment-hosted Cu | stratiform sediment-hosted Cu-Co | Cu, Co | Ag, Au, Pb, Ni, Se, Re, Zn | Cu, Co, Ag, Au, Pb, Ni, Se, Re, Zn | Bertrandsson Erlandsson et al., 2022; Foltyn et al., 2022; El Desouky et al., 2010 |  | 103-08-1 ccp8-1 | 103-08-1 ccp8-1 | [5 empty] | ore material | polished section |  | mineral separate | [5 empty] | mineralisation |  |  |  | chalcopyrite, sphalerite, pyrite | stage 1 (sediment-hosted, diagenetic), stage 2 (epigenetic hydrothermal veins) | disseminations, veins, mineralized nodules | disseminations, mineralized nodules, veins cross-cutting sedimentary bedding |  |  |  | quartz, carbonates |  | LA-ICPMS | ESI NWR213 Nd:YAG laser ablation system coupled to an Agilent 8800 QQQ ICP-MS | Montanuniversität Leoben, Austria | 50 µm spot size, 2 – 3 J/cm2 on-mineral fluency, 10 Hz repetition rate, helium carrier gas at 0.75 L/min flow rate, 30-s pre-ablation laser warm-up, 60 s dwell time, 30-s washout period | USGS pressed powder polysulfide reference material MASS-1 (Wilson et al. 2002) as external standard for chalcopyrite; sphalerite matrix-matched sinter pressed powder pellet reference material MUL-Zn S1 (Onuk et al. 2017) as external standard for sphalerite and pyrite; MASS-1 used as external standard for Te, Au, Tl, and Hg in sphalerite and pyrite | 3.6361 | [13 empty] | 0.20726 | [11 empty] | 5.3344 | [17 empty] | 0.41395 |  |  |  | 0.76193 |  |  |  | 11.9272 |  |  |  | 0.8437 | [51 empty] | 27.0835 | [5 empty] | 12.4842 | [27 empty] | 305.4154 |  |  |  |  | 2025 | Bertrandsson Erlandsson et al. (2025), Mineralium Deposita, 60, 869–894 |  | POL, COD, ZMB, NAM
| DOF |  | Basin hydrothermal | Stratiform sediment-hosted Cu | stratiform sediment-hosted Cu-Co | Cu, Co | Ag, Au, Pb, Ni, Se, Re, Zn | Cu, Co, Ag, Au, Pb, Ni, Se, Re, Zn | Bertrandsson Erlandsson et al., 2022; Foltyn et al., 2022; El Desouky et al., 2010 |  | 103-08-1 ccp9-1 | 103-08-1 ccp9-1 | [5 empty] | ore material | polished section |  | mineral separate | [5 empty] | mineralisation |  |  |  | chalcopyrite, sphalerite, pyrite | stage 1 (sediment-hosted, diagenetic), stage 2 (epigenetic hydrothermal veins) | disseminations, veins, mineralized nodules | disseminations, mineralized nodules, veins cross-cutting sedimentary bedding |  |  |  | quartz, carbonates |  | LA-ICPMS | ESI NWR213 Nd:YAG laser ablation system coupled to an Agilent 8800 QQQ ICP-MS | Montanuniversität Leoben, Austria | 50 µm spot size, 2 – 3 J/cm2 on-mineral fluency, 10 Hz repetition rate, helium carrier gas at 0.75 L/min flow rate, 30-s pre-ablation laser warm-up, 60 s dwell time, 30-s washout period | USGS pressed powder polysulfide reference material MASS-1 (Wilson et al. 2002) as external standard for chalcopyrite; sphalerite matrix-matched sinter pressed powder pellet reference material MUL-Zn S1 (Onuk et al. 2017) as external standard for sphalerite and pyrite; MASS-1 used as external standard for Te, Au, Tl, and Hg in sphalerite and pyrite | 9.5946 | [13 empty] | 0.26675 | [11 empty] | 11.6667 | [17 empty] | 0.53163 |  |  |  | 2.0344 |  |  |  | 13.1766 |  |  |  | 0.95619 | [51 empty] | 17.5168 | [5 empty] | 10.5293 | [27 empty] | 302.9717 |  |  |  |  | 2025 | Bertrandsson Erlandsson et al. (2025), Mineralium Deposita, 60, 869–894 |  | POL, COD, ZMB, NAM
| DOF |  | Basin hydrothermal | Stratiform sediment-hosted Cu | stratiform sediment-hosted Cu-Co | Cu, Co | Ag, Au, Pb, Ni, Se, Re, Zn | Cu, Co, Ag, Au, Pb, Ni, Se, Re, Zn | Bertrandsson Erlandsson et al., 2022; Foltyn et al., 2022; El Desouky et al., 2010 |  | 103-08-1 ccp10-1 | 103-08-1 ccp10-1 | [5 empty] | ore material | polished section |  | mineral separate | [5 empty] | mineralisation |  |  |  | chalcopyrite, sphalerite, pyrite | stage 1 (sediment-hosted, diagenetic), stage 2 (epigenetic hydrothermal veins) | disseminations, veins, mineralized nodules | disseminations, mineralized nodules, veins cross-cutting sedimentary bedding |  |  |  | quartz, carbonates |  | LA-ICPMS | ESI NWR213 Nd:YAG laser ablation system coupled to an Agilent 8800 QQQ ICP-MS | Montanuniversität Leoben, Austria | 50 µm spot size, 2 – 3 J/cm2 on-mineral fluency, 10 Hz repetition rate, helium carrier gas at 0.75 L/min flow rate, 30-s pre-ablation laser warm-up, 60 s dwell time, 30-s washout period | USGS pressed powder polysulfide reference material MASS-1 (Wilson et al. 2002) as external standard for chalcopyrite; sphalerite matrix-matched sinter pressed powder pellet reference material MUL-Zn S1 (Onuk et al. 2017) as external standard for sphalerite and pyrite; MASS-1 used as external standard for Te, Au, Tl, and Hg in sphalerite and pyrite | 5.9093 | [13 empty] | 0.69013 | [11 empty] | 8.6435 | [17 empty] | 0.41536 |  |  |  | 0.56897 |  |  |  | 11.8985 |  |  |  | 0.94631 | [51 empty] | 14.4971 | [5 empty] | 10.4491 | [27 empty] | 301.0572 |  |  |  |  | 2025 | Bertrandsson Erlandsson et al. (2025), Mineralium Deposita, 60, 869–894 |  | POL, COD, ZMB, NAM
| DOF |  | Basin hydrothermal | Stratiform sediment-hosted Cu | stratiform sediment-hosted Cu-Co | Cu, Co | Ag, Au, Pb, Ni, Se, Re, Zn | Cu, Co, Ag, Au, Pb, Ni, Se, Re, Zn | Bertrandsson Erlandsson et al., 2022; Foltyn et al., 2022; El Desouky et al., 2010 |  | 103-08-1 ccp11-1 | 103-08-1 ccp11-1 | [5 empty] | ore material | polished section |  | mineral separate | [5 empty] | mineralisation |  |  |  | chalcopyrite, sphalerite, pyrite | stage 1 (sediment-hosted, diagenetic), stage 2 (epigenetic hydrothermal veins) | disseminations, veins, mineralized nodules | disseminations, mineralized nodules, veins cross-cutting sedimentary bedding |  |  |  | quartz, carbonates |  | LA-ICPMS | ESI NWR213 Nd:YAG laser ablation system coupled to an Agilent 8800 QQQ ICP-MS | Montanuniversität Leoben, Austria | 50 µm spot size, 2 – 3 J/cm2 on-mineral fluency, 10 Hz repetition rate, helium carrier gas at 0.75 L/min flow rate, 30-s pre-ablation laser warm-up, 60 s dwell time, 30-s washout period | USGS pressed powder polysulfide reference material MASS-1 (Wilson et al. 2002) as external standard for chalcopyrite; sphalerite matrix-matched sinter pressed powder pellet reference material MUL-Zn S1 (Onuk et al. 2017) as external standard for sphalerite and pyrite; MASS-1 used as external standard for Te, Au, Tl, and Hg in sphalerite and pyrite | 7.4786 | [25 empty] | 6.7764 | [17 empty] | 0.21719 |  |  |  | 0.50588 |  |  |  | 8.7767 |  |  |  | 0.7529 | [51 empty] | 15.2073 | [5 empty] | 2.8302 | [27 empty] | 196.4561 |  |  |  |  | 2025 | Bertrandsson Erlandsson et al. (2025), Mineralium Deposita, 60, 869–894 |  | POL, COD, ZMB, NAM
| DOF |  | Basin hydrothermal | Stratiform sediment-hosted Cu | stratiform sediment-hosted Cu-Co | Cu, Co | Ag, Au, Pb, Ni, Se, Re, Zn | Cu, Co, Ag, Au, Pb, Ni, Se, Re, Zn | Bertrandsson Erlandsson et al., 2022; Foltyn et al., 2022; El Desouky et al., 2010 |  | 103-08-1 ccp12-1 | 103-08-1 ccp12-1 | [5 empty] | ore material | polished section |  | mineral separate | [5 empty] | mineralisation |  |  |  | chalcopyrite, sphalerite, pyrite | stage 1 (sediment-hosted, diagenetic), stage 2 (epigenetic hydrothermal veins) | disseminations, veins, mineralized nodules | disseminations, mineralized nodules, veins cross-cutting sedimentary bedding |  |  |  | quartz, carbonates |  | LA-ICPMS | ESI NWR213 Nd:YAG laser ablation system coupled to an Agilent 8800 QQQ ICP-MS | Montanuniversität Leoben, Austria | 50 µm spot size, 2 – 3 J/cm2 on-mineral fluency, 10 Hz repetition rate, helium carrier gas at 0.75 L/min flow rate, 30-s pre-ablation laser warm-up, 60 s dwell time, 30-s washout period | USGS pressed powder polysulfide reference material MASS-1 (Wilson et al. 2002) as external standard for chalcopyrite; sphalerite matrix-matched sinter pressed powder pellet reference material MUL-Zn S1 (Onuk et al. 2017) as external standard for sphalerite and pyrite; MASS-1 used as external standard for Te, Au, Tl, and Hg in sphalerite and pyrite | 2.9412 | [13 empty] | 0.14472 | [11 empty] | 6.7538 | [17 empty] | 0.26951 | [7 empty] | 12.9581 |  |  |  | 1.002 | [29 empty] | 1.6617 | [21 empty] | 25.7198 | [5 empty] | 5.4152 | [32 empty] | 2025 | Bertrandsson Erlandsson et al. (2025), Mineralium Deposita, 60, 869–894 |  | POL, COD, ZMB, NAM
| DOF |  | Basin hydrothermal | Stratiform sediment-hosted Cu | stratiform sediment-hosted Cu-Co | Cu, Co | Ag, Au, Pb, Ni, Se, Re, Zn | Cu, Co, Ag, Au, Pb, Ni, Se, Re, Zn | Bertrandsson Erlandsson et al., 2022; Foltyn et al., 2022; El Desouky et al., 2010 |  | 103-08-1 ccp13-1 | 103-08-1 ccp13-1 | [5 empty] | ore material | polished section |  | mineral separate | [5 empty] | mineralisation |  |  |  | chalcopyrite, sphalerite, pyrite | stage 1 (sediment-hosted, diagenetic), stage 2 (epigenetic hydrothermal veins) | disseminations, veins, mineralized nodules | disseminations, mineralized nodules, veins cross-cutting sedimentary bedding |  |  |  | quartz, carbonates |  | LA-ICPMS | ESI NWR213 Nd:YAG laser ablation system coupled to an Agilent 8800 QQQ ICP-MS | Montanuniversität Leoben, Austria | 50 µm spot size, 2 – 3 J/cm2 on-mineral fluency, 10 Hz repetition rate, helium carrier gas at 0.75 L/min flow rate, 30-s pre-ablation laser warm-up, 60 s dwell time, 30-s washout period | USGS pressed powder polysulfide reference material MASS-1 (Wilson et al. 2002) as external standard for chalcopyrite; sphalerite matrix-matched sinter pressed powder pellet reference material MUL-Zn S1 (Onuk et al. 2017) as external standard for sphalerite and pyrite; MASS-1 used as external standard for Te, Au, Tl, and Hg in sphalerite and pyrite | 5.9977 | [13 empty] | 0.22498 | [11 empty] | 4.9468 | [21 empty] | 1.2107 |  |  |  | 11.8492 |  |  |  | 1.4388 | [29 empty] | 2.9093 | [21 empty] | 17.7267 | [5 empty] | 6.6537 | [27 empty] | 392.8556 |  |  |  |  | 2025 | Bertrandsson Erlandsson et al. (2025), Mineralium Deposita, 60, 869–894 |  | POL, COD, ZMB, NAM
| DOF |  | Basin hydrothermal | Stratiform sediment-hosted Cu | stratiform sediment-hosted Cu-Co | Cu, Co | Ag, Au, Pb, Ni, Se, Re, Zn | Cu, Co, Ag, Au, Pb, Ni, Se, Re, Zn | Bertrandsson Erlandsson et al., 2022; Foltyn et al., 2022; El Desouky et al., 2010 |  | 103-08-1 ccp14-1 | 103-08-1 ccp14-1 | [5 empty] | ore material | polished section |  | mineral separate | [5 empty] | mineralisation |  |  |  | chalcopyrite, sphalerite, pyrite | stage 1 (sediment-hosted, diagenetic), stage 2 (epigenetic hydrothermal veins) | disseminations, veins, mineralized nodules | disseminations, mineralized nodules, veins cross-cutting sedimentary bedding |  |  |  | quartz, carbonates |  | LA-ICPMS | ESI NWR213 Nd:YAG laser ablation system coupled to an Agilent 8800 QQQ ICP-MS | Montanuniversität Leoben, Austria | 50 µm spot size, 2 – 3 J/cm2 on-mineral fluency, 10 Hz repetition rate, helium carrier gas at 0.75 L/min flow rate, 30-s pre-ablation laser warm-up, 60 s dwell time, 30-s washout period | USGS pressed powder polysulfide reference material MASS-1 (Wilson et al. 2002) as external standard for chalcopyrite; sphalerite matrix-matched sinter pressed powder pellet reference material MUL-Zn S1 (Onuk et al. 2017) as external standard for sphalerite and pyrite; MASS-1 used as external standard for Te, Au, Tl, and Hg in sphalerite and pyrite | 5.8481 | [13 empty] | 0.17403 | [11 empty] | 7.3714 | [17 empty] | 0.30979 |  |  |  | 0.59175 |  |  |  | 12.3058 |  |  |  | 2.2767 | [29 empty] | 2.8501 | [21 empty] | 16.7005 | [5 empty] | 10.8614 | [27 empty] | 325.2631 |  |  |  |  | 2025 | Bertrandsson Erlandsson et al. (2025), Mineralium Deposita, 60, 869–894 |  | POL, COD, ZMB, NAM
| DOF |  | Basin hydrothermal | Stratiform sediment-hosted Cu | stratiform sediment-hosted Cu-Co | Cu, Co | Ag, Au, Pb, Ni, Se, Re, Zn | Cu, Co, Ag, Au, Pb, Ni, Se, Re, Zn | Bertrandsson Erlandsson et al., 2022; Foltyn et al., 2022; El Desouky et al., 2010 |  | 103-08-1 ccp15-1 | 103-08-1 ccp15-1 | [5 empty] | ore material | polished section |  | mineral separate | [5 empty] | mineralisation |  |  |  | chalcopyrite, sphalerite, pyrite | stage 1 (sediment-hosted, diagenetic), stage 2 (epigenetic hydrothermal veins) | disseminations, veins, mineralized nodules | disseminations, mineralized nodules, veins cross-cutting sedimentary bedding |  |  |  | quartz, carbonates |  | LA-ICPMS | ESI NWR213 Nd:YAG laser ablation system coupled to an Agilent 8800 QQQ ICP-MS | Montanuniversität Leoben, Austria | 50 µm spot size, 2 – 3 J/cm2 on-mineral fluency, 10 Hz repetition rate, helium carrier gas at 0.75 L/min flow rate, 30-s pre-ablation laser warm-up, 60 s dwell time, 30-s washout period | USGS pressed powder polysulfide reference material MASS-1 (Wilson et al. 2002) as external standard for chalcopyrite; sphalerite matrix-matched sinter pressed powder pellet reference material MUL-Zn S1 (Onuk et al. 2017) as external standard for sphalerite and pyrite; MASS-1 used as external standard for Te, Au, Tl, and Hg in sphalerite and pyrite | 4.9536 | [13 empty] | 0.13037 | [11 empty] | 7.1447 | [17 empty] | 0.38422 |  |  |  | 0.41807 |  |  |  | 8.782 |  |  |  | 1.0422 | [29 empty] | 0.52659 | [21 empty] | 30.6168 | [5 empty] | 9.5736 | [32 empty] | 2025 | Bertrandsson Erlandsson et al. (2025), Mineralium Deposita, 60, 869–894 |  | POL, COD, ZMB, NAM
| DOF |  | Basin hydrothermal | Stratiform sediment-hosted Cu | stratiform sediment-hosted Cu-Co | Cu, Co | Ag, Au, Pb, Ni, Se, Re, Zn | Cu, Co, Ag, Au, Pb, Ni, Se, Re, Zn | Bertrandsson Erlandsson et al., 2022; Foltyn et al., 2022; El Desouky et al., 2010 |  | 103-08-1 ccp16-1 | 103-08-1 ccp16-1 | [5 empty] | ore material | polished section |  | mineral separate | [5 empty] | mineralisation |  |  |  | chalcopyrite, sphalerite, pyrite | stage 1 (sediment-hosted, diagenetic), stage 2 (epigenetic hydrothermal veins) | disseminations, veins, mineralized nodules | disseminations, mineralized nodules, veins cross-cutting sedimentary bedding |  |  |  | quartz, carbonates |  | LA-ICPMS | ESI NWR213 Nd:YAG laser ablation system coupled to an Agilent 8800 QQQ ICP-MS | Montanuniversität Leoben, Austria | 50 µm spot size, 2 – 3 J/cm2 on-mineral fluency, 10 Hz repetition rate, helium carrier gas at 0.75 L/min flow rate, 30-s pre-ablation laser warm-up, 60 s dwell time, 30-s washout period | USGS pressed powder polysulfide reference material MASS-1 (Wilson et al. 2002) as external standard for chalcopyrite; sphalerite matrix-matched sinter pressed powder pellet reference material MUL-Zn S1 (Onuk et al. 2017) as external standard for sphalerite and pyrite; MASS-1 used as external standard for Te, Au, Tl, and Hg in sphalerite and pyrite | 4.8543 | [25 empty] | 6.2131 | [17 empty] | 0.28505 |  |  |  | 0.54786 |  |  |  | 6.4994 |  |  |  | 0.97267 | [57 empty] | 6.9003 | [27 empty] | 299.9312 |  |  |  |  | 2025 | Bertrandsson Erlandsson et al. (2025), Mineralium Deposita, 60, 869–894 |  | POL, COD, ZMB, NAM
| DOF |  | Basin hydrothermal | Stratiform sediment-hosted Cu | stratiform sediment-hosted Cu-Co | Cu, Co | Ag, Au, Pb, Ni, Se, Re, Zn | Cu, Co, Ag, Au, Pb, Ni, Se, Re, Zn | Bertrandsson Erlandsson et al., 2022; Foltyn et al., 2022; El Desouky et al., 2010 |  | 103-08-1 ccp17-1 | 103-08-1 ccp17-1 | [5 empty] | ore material | polished section |  | mineral separate | [5 empty] | mineralisation |  |  |  | chalcopyrite, sphalerite, pyrite | stage 1 (sediment-hosted, diagenetic), stage 2 (epigenetic hydrothermal veins) | disseminations, veins, mineralized nodules | disseminations, mineralized nodules, veins cross-cutting sedimentary bedding |  |  |  | quartz, carbonates |  | LA-ICPMS | ESI NWR213 Nd:YAG laser ablation system coupled to an Agilent 8800 QQQ ICP-MS | Montanuniversität Leoben, Austria | 50 µm spot size, 2 – 3 J/cm2 on-mineral fluency, 10 Hz repetition rate, helium carrier gas at 0.75 L/min flow rate, 30-s pre-ablation laser warm-up, 60 s dwell time, 30-s washout period | USGS pressed powder polysulfide reference material MASS-1 (Wilson et al. 2002) as external standard for chalcopyrite; sphalerite matrix-matched sinter pressed powder pellet reference material MUL-Zn S1 (Onuk et al. 2017) as external standard for sphalerite and pyrite; MASS-1 used as external standard for Te, Au, Tl, and Hg in sphalerite and pyrite | 4.391 | [13 empty] | 0.04576 | [11 empty] | 7.7599 | [17 empty] | 0.34903 |  |  |  | 0.67412 |  |  |  | 6.6413 |  |  |  | 1.0864 | [29 empty] | 0.25112 | [21 empty] | 21.1212 | [5 empty] | 10.8592 | [27 empty] | 375.9775 |  |  |  |  | 2025 | Bertrandsson Erlandsson et al. (2025), Mineralium Deposita, 60, 869–894 |  | POL, COD, ZMB, NAM
| DOF |  | Basin hydrothermal | Stratiform sediment-hosted Cu | stratiform sediment-hosted Cu-Co | Cu, Co | Ag, Au, Pb, Ni, Se, Re, Zn | Cu, Co, Ag, Au, Pb, Ni, Se, Re, Zn | Bertrandsson Erlandsson et al., 2022; Foltyn et al., 2022; El Desouky et al., 2010 |  | 103-09-1 ccp1-1 | 103-09-1 ccp1-1 | [5 empty] | ore material | polished section |  | mineral separate | [5 empty] | mineralisation |  |  |  | chalcopyrite, sphalerite, pyrite | stage 1 (sediment-hosted, diagenetic), stage 2 (epigenetic hydrothermal veins) | disseminations, veins, mineralized nodules | disseminations, mineralized nodules, veins cross-cutting sedimentary bedding |  |  |  | quartz, carbonates |  | LA-ICPMS | ESI NWR213 Nd:YAG laser ablation system coupled to an Agilent 8800 QQQ ICP-MS | Montanuniversität Leoben, Austria | 50 µm spot size, 2 – 3 J/cm2 on-mineral fluency, 10 Hz repetition rate, helium carrier gas at 0.75 L/min flow rate, 30-s pre-ablation laser warm-up, 60 s dwell time, 30-s washout period | USGS pressed powder polysulfide reference material MASS-1 (Wilson et al. 2002) as external standard for chalcopyrite; sphalerite matrix-matched sinter pressed powder pellet reference material MUL-Zn S1 (Onuk et al. 2017) as external standard for sphalerite and pyrite; MASS-1 used as external standard for Te, Au, Tl, and Hg in sphalerite and pyrite | 10.0496 | [13 empty] | 0.3622 | [11 empty] | 10.9316 | [17 empty] | 0.3699 |  |  |  | 0.68086 |  |  |  | 42.0205 |  |  |  | 0.88326 | [29 empty] | 8.7835 | [21 empty] | 20.1905 | [5 empty] | 7.1656 | [27 empty] | 192.0488 |  |  |  |  | 2025 | Bertrandsson Erlandsson et al. (2025), Mineralium Deposita, 60, 869–894 |  | POL, COD, ZMB, NAM
| DOF |  | Basin hydrothermal | Stratiform sediment-hosted Cu | stratiform sediment-hosted Cu-Co | Cu, Co | Ag, Au, Pb, Ni, Se, Re, Zn | Cu, Co, Ag, Au, Pb, Ni, Se, Re, Zn | Bertrandsson Erlandsson et al., 2022; Foltyn et al., 2022; El Desouky et al., 2010 |  | 103-09-1 ccp2-1 | 103-09-1 ccp2-1 | [5 empty] | ore material | polished section |  | mineral separate | [5 empty] | mineralisation |  |  |  | chalcopyrite, sphalerite, pyrite | stage 1 (sediment-hosted, diagenetic), stage 2 (epigenetic hydrothermal veins) | disseminations, veins, mineralized nodules | disseminations, mineralized nodules, veins cross-cutting sedimentary bedding |  |  |  | quartz, carbonates |  | LA-ICPMS | ESI NWR213 Nd:YAG laser ablation system coupled to an Agilent 8800 QQQ ICP-MS | Montanuniversität Leoben, Austria | 50 µm spot size, 2 – 3 J/cm2 on-mineral fluency, 10 Hz repetition rate, helium carrier gas at 0.75 L/min flow rate, 30-s pre-ablation laser warm-up, 60 s dwell time, 30-s washout period | USGS pressed powder polysulfide reference material MASS-1 (Wilson et al. 2002) as external standard for chalcopyrite; sphalerite matrix-matched sinter pressed powder pellet reference material MUL-Zn S1 (Onuk et al. 2017) as external standard for sphalerite and pyrite; MASS-1 used as external standard for Te, Au, Tl, and Hg in sphalerite and pyrite | 10.3224 | [13 empty] | 0.31396 | [11 empty] | 12.8496 | [17 empty] | 0.2178 |  |  |  | 0.59958 |  |  |  | 32.1676 |  |  |  | 1.0302 | [29 empty] | 5.2424 | [21 empty] | 18.0929 | [5 empty] | 7.8415 | [27 empty] | 296.4856 |  |  |  |  | 2025 | Bertrandsson Erlandsson et al. (2025), Mineralium Deposita, 60, 869–894 |  | POL, COD, ZMB, NAM
| DOF |  | Basin hydrothermal | Stratiform sediment-hosted Cu | stratiform sediment-hosted Cu-Co | Cu, Co | Ag, Au, Pb, Ni, Se, Re, Zn | Cu, Co, Ag, Au, Pb, Ni, Se, Re, Zn | Bertrandsson Erlandsson et al., 2022; Foltyn et al., 2022; El Desouky et al., 2010 |  | 103-09-1 ccp3-1 | 103-09-1 ccp3-1 | [5 empty] | ore material | polished section |  | mineral separate | [5 empty] | mineralisation |  |  |  | chalcopyrite, sphalerite, pyrite | stage 1 (sediment-hosted, diagenetic), stage 2 (epigenetic hydrothermal veins) | disseminations, veins, mineralized nodules | disseminations, mineralized nodules, veins cross-cutting sedimentary bedding |  |  |  | quartz, carbonates |  | LA-ICPMS | ESI NWR213 Nd:YAG laser ablation system coupled to an Agilent 8800 QQQ ICP-MS | Montanuniversität Leoben, Austria | 50 µm spot size, 2 – 3 J/cm2 on-mineral fluency, 10 Hz repetition rate, helium carrier gas at 0.75 L/min flow rate, 30-s pre-ablation laser warm-up, 60 s dwell time, 30-s washout period | USGS pressed powder polysulfide reference material MASS-1 (Wilson et al. 2002) as external standard for chalcopyrite; sphalerite matrix-matched sinter pressed powder pellet reference material MUL-Zn S1 (Onuk et al. 2017) as external standard for sphalerite and pyrite; MASS-1 used as external standard for Te, Au, Tl, and Hg in sphalerite and pyrite | 12.5699 | [13 empty] | 1.0217 | [11 empty] | 14.5087 | [17 empty] | 0.35341 |  |  |  | 0.64408 |  |  |  | 32.5102 |  |  |  | 1.1036 | [29 empty] | 17.9951 | [21 empty] | 15.03 | [5 empty] | 7.5175 | [32 empty] | 2025 | Bertrandsson Erlandsson et al. (2025), Mineralium Deposita, 60, 869–894 |  | POL, COD, ZMB, NAM
| DOF |  | Basin hydrothermal | Stratiform sediment-hosted Cu | stratiform sediment-hosted Cu-Co | Cu, Co | Ag, Au, Pb, Ni, Se, Re, Zn | Cu, Co, Ag, Au, Pb, Ni, Se, Re, Zn | Bertrandsson Erlandsson et al., 2022; Foltyn et al., 2022; El Desouky et al., 2010 |  | 103-09-1 ccp4-1 | 103-09-1 ccp4-1 | [5 empty] | ore material | polished section |  | mineral separate | [5 empty] | mineralisation |  |  |  | chalcopyrite, sphalerite, pyrite | stage 1 (sediment-hosted, diagenetic), stage 2 (epigenetic hydrothermal veins) | disseminations, veins, mineralized nodules | disseminations, mineralized nodules, veins cross-cutting sedimentary bedding |  |  |  | quartz, carbonates |  | LA-ICPMS | ESI NWR213 Nd:YAG laser ablation system coupled to an Agilent 8800 QQQ ICP-MS | Montanuniversität Leoben, Austria | 50 µm spot size, 2 – 3 J/cm2 on-mineral fluency, 10 Hz repetition rate, helium carrier gas at 0.75 L/min flow rate, 30-s pre-ablation laser warm-up, 60 s dwell time, 30-s washout period | USGS pressed powder polysulfide reference material MASS-1 (Wilson et al. 2002) as external standard for chalcopyrite; sphalerite matrix-matched sinter pressed powder pellet reference material MUL-Zn S1 (Onuk et al. 2017) as external standard for sphalerite and pyrite; MASS-1 used as external standard for Te, Au, Tl, and Hg in sphalerite and pyrite | 10.5227 | [13 empty] | 0.81416 | [11 empty] | 10.1071 | [17 empty] | 0.25849 |  |  |  | 0.64516 |  |  |  | 28.6852 |  |  |  | 1.0486 | [29 empty] | 8.8596 | [21 empty] | 18.6498 | [5 empty] | 7.9842 | [27 empty] | 259.2231 |  |  |  |  | 2025 | Bertrandsson Erlandsson et al. (2025), Mineralium Deposita, 60, 869–894 |  | POL, COD, ZMB, NAM
| DOF |  | Basin hydrothermal | Stratiform sediment-hosted Cu | stratiform sediment-hosted Cu-Co | Cu, Co | Ag, Au, Pb, Ni, Se, Re, Zn | Cu, Co, Ag, Au, Pb, Ni, Se, Re, Zn | Bertrandsson Erlandsson et al., 2022; Foltyn et al., 2022; El Desouky et al., 2010 |  | 103-09-1 ccp5-1 | 103-09-1 ccp5-1 | [5 empty] | ore material | polished section |  | mineral separate | [5 empty] | mineralisation |  |  |  | chalcopyrite, sphalerite, pyrite | stage 1 (sediment-hosted, diagenetic), stage 2 (epigenetic hydrothermal veins) | disseminations, veins, mineralized nodules | disseminations, mineralized nodules, veins cross-cutting sedimentary bedding |  |  |  | quartz, carbonates |  | LA-ICPMS | ESI NWR213 Nd:YAG laser ablation system coupled to an Agilent 8800 QQQ ICP-MS | Montanuniversität Leoben, Austria | 50 µm spot size, 2 – 3 J/cm2 on-mineral fluency, 10 Hz repetition rate, helium carrier gas at 0.75 L/min flow rate, 30-s pre-ablation laser warm-up, 60 s dwell time, 30-s washout period | USGS pressed powder polysulfide reference material MASS-1 (Wilson et al. 2002) as external standard for chalcopyrite; sphalerite matrix-matched sinter pressed powder pellet reference material MUL-Zn S1 (Onuk et al. 2017) as external standard for sphalerite and pyrite; MASS-1 used as external standard for Te, Au, Tl, and Hg in sphalerite and pyrite | 9.8003 | [13 empty] | 0.33677 | [11 empty] | 9.6601 | [17 empty] | 0.25014 |  |  |  | 0.51802 |  |  |  | 24.853 |  |  |  | 1.137 | [29 empty] | 3.9544 | [21 empty] | 16.3653 | [5 empty] | 9.4521 | [27 empty] | 453.8836 |  |  |  |  | 2025 | Bertrandsson Erlandsson et al. (2025), Mineralium Deposita, 60, 869–894 |  | POL, COD, ZMB, NAM
| DOF |  | Basin hydrothermal | Stratiform sediment-hosted Cu | stratiform sediment-hosted Cu-Co | Cu, Co | Ag, Au, Pb, Ni, Se, Re, Zn | Cu, Co, Ag, Au, Pb, Ni, Se, Re, Zn | Bertrandsson Erlandsson et al., 2022; Foltyn et al., 2022; El Desouky et al., 2010 |  | 103-09-1 ccp6-1 | 103-09-1 ccp6-1 | [5 empty] | ore material | polished section |  | mineral separate | [5 empty] | mineralisation |  |  |  | chalcopyrite, sphalerite, pyrite | stage 1 (sediment-hosted, diagenetic), stage 2 (epigenetic hydrothermal veins) | disseminations, veins, mineralized nodules | disseminations, mineralized nodules, veins cross-cutting sedimentary bedding |  |  |  | quartz, carbonates |  | LA-ICPMS | ESI NWR213 Nd:YAG laser ablation system coupled to an Agilent 8800 QQQ ICP-MS | Montanuniversität Leoben, Austria | 50 µm spot size, 2 – 3 J/cm2 on-mineral fluency, 10 Hz repetition rate, helium carrier gas at 0.75 L/min flow rate, 30-s pre-ablation laser warm-up, 60 s dwell time, 30-s washout period | USGS pressed powder polysulfide reference material MASS-1 (Wilson et al. 2002) as external standard for chalcopyrite; sphalerite matrix-matched sinter pressed powder pellet reference material MUL-Zn S1 (Onuk et al. 2017) as external standard for sphalerite and pyrite; MASS-1 used as external standard for Te, Au, Tl, and Hg in sphalerite and pyrite | 11.8516 | [13 empty] | 0.58173 | [11 empty] | 10.2654 | [17 empty] | 0.4936 |  |  |  | 0.62198 |  |  |  | 24.0988 |  |  |  | 1.1633 | [29 empty] | 7.8926 | [21 empty] | 17.2932 | [5 empty] | 8.2236 | [27 empty] | 215.883 |  |  |  |  | 2025 | Bertrandsson Erlandsson et al. (2025), Mineralium Deposita, 60, 869–894 |  | POL, COD, ZMB, NAM
| DOF |  | Basin hydrothermal | Stratiform sediment-hosted Cu | stratiform sediment-hosted Cu-Co | Cu, Co | Ag, Au, Pb, Ni, Se, Re, Zn | Cu, Co, Ag, Au, Pb, Ni, Se, Re, Zn | Bertrandsson Erlandsson et al., 2022; Foltyn et al., 2022; El Desouky et al., 2010 |  | 103-09-1 ccp8-1 | 103-09-1 ccp8-1 | [5 empty] | ore material | polished section |  | mineral separate | [5 empty] | mineralisation |  |  |  | chalcopyrite, sphalerite, pyrite | stage 1 (sediment-hosted, diagenetic), stage 2 (epigenetic hydrothermal veins) | disseminations, veins, mineralized nodules | disseminations, mineralized nodules, veins cross-cutting sedimentary bedding |  |  |  | quartz, carbonates |  | LA-ICPMS | ESI NWR213 Nd:YAG laser ablation system coupled to an Agilent 8800 QQQ ICP-MS | Montanuniversität Leoben, Austria | 50 µm spot size, 2 – 3 J/cm2 on-mineral fluency, 10 Hz repetition rate, helium carrier gas at 0.75 L/min flow rate, 30-s pre-ablation laser warm-up, 60 s dwell time, 30-s washout period | USGS pressed powder polysulfide reference material MASS-1 (Wilson et al. 2002) as external standard for chalcopyrite; sphalerite matrix-matched sinter pressed powder pellet reference material MUL-Zn S1 (Onuk et al. 2017) as external standard for sphalerite and pyrite; MASS-1 used as external standard for Te, Au, Tl, and Hg in sphalerite and pyrite | 11.8003 | [13 empty] | 0.57931 | [11 empty] | 7.372 | [17 empty] | 0.37822 |  |  |  | 0.59928 |  |  |  | 24.0013 |  |  |  | 1.1856 | [29 empty] | 5.5536 | [21 empty] | 16.8452 | [5 empty] | 7.0979 | [27 empty] | 368.5486 |  |  |  |  | 2025 | Bertrandsson Erlandsson et al. (2025), Mineralium Deposita, 60, 869–894 |  | POL, COD, ZMB, NAM
| DOF |  | Basin hydrothermal | Stratiform sediment-hosted Cu | stratiform sediment-hosted Cu-Co | Cu, Co | Ag, Au, Pb, Ni, Se, Re, Zn | Cu, Co, Ag, Au, Pb, Ni, Se, Re, Zn | Bertrandsson Erlandsson et al., 2022; Foltyn et al., 2022; El Desouky et al., 2010 |  | 103-09-1 ccp9-1 | 103-09-1 ccp9-1 | [5 empty] | ore material | polished section |  | mineral separate | [5 empty] | mineralisation |  |  |  | chalcopyrite, sphalerite, pyrite | stage 1 (sediment-hosted, diagenetic), stage 2 (epigenetic hydrothermal veins) | disseminations, veins, mineralized nodules | disseminations, mineralized nodules, veins cross-cutting sedimentary bedding |  |  |  | quartz, carbonates |  | LA-ICPMS | ESI NWR213 Nd:YAG laser ablation system coupled to an Agilent 8800 QQQ ICP-MS | Montanuniversität Leoben, Austria | 50 µm spot size, 2 – 3 J/cm2 on-mineral fluency, 10 Hz repetition rate, helium carrier gas at 0.75 L/min flow rate, 30-s pre-ablation laser warm-up, 60 s dwell time, 30-s washout period | USGS pressed powder polysulfide reference material MASS-1 (Wilson et al. 2002) as external standard for chalcopyrite; sphalerite matrix-matched sinter pressed powder pellet reference material MUL-Zn S1 (Onuk et al. 2017) as external standard for sphalerite and pyrite; MASS-1 used as external standard for Te, Au, Tl, and Hg in sphalerite and pyrite | 12.443 | [13 empty] | 0.1275 | [11 empty] | 11.8093 | [17 empty] | 0.27896 |  |  |  | 0.56536 |  |  |  | 28.7666 |  |  |  | 1.2187 | [29 empty] | 2.0691 | [21 empty] | 20.7748 | [5 empty] | 11.1409 | [32 empty] | 2025 | Bertrandsson Erlandsson et al. (2025), Mineralium Deposita, 60, 869–894 |  | POL, COD, ZMB, NAM
| DOF |  | Basin hydrothermal | Stratiform sediment-hosted Cu | stratiform sediment-hosted Cu-Co | Cu, Co | Ag, Au, Pb, Ni, Se, Re, Zn | Cu, Co, Ag, Au, Pb, Ni, Se, Re, Zn | Bertrandsson Erlandsson et al., 2022; Foltyn et al., 2022; El Desouky et al., 2010 |  | 103-09-1 ccp10-1 | 103-09-1 ccp10-1 | [5 empty] | ore material | polished section |  | mineral separate | [5 empty] | mineralisation |  |  |  | chalcopyrite, sphalerite, pyrite | stage 1 (sediment-hosted, diagenetic), stage 2 (epigenetic hydrothermal veins) | disseminations, veins, mineralized nodules | disseminations, mineralized nodules, veins cross-cutting sedimentary bedding |  |  |  | quartz, carbonates |  | LA-ICPMS | ESI NWR213 Nd:YAG laser ablation system coupled to an Agilent 8800 QQQ ICP-MS | Montanuniversität Leoben, Austria | 50 µm spot size, 2 – 3 J/cm2 on-mineral fluency, 10 Hz repetition rate, helium carrier gas at 0.75 L/min flow rate, 30-s pre-ablation laser warm-up, 60 s dwell time, 30-s washout period | USGS pressed powder polysulfide reference material MASS-1 (Wilson et al. 2002) as external standard for chalcopyrite; sphalerite matrix-matched sinter pressed powder pellet reference material MUL-Zn S1 (Onuk et al. 2017) as external standard for sphalerite and pyrite; MASS-1 used as external standard for Te, Au, Tl, and Hg in sphalerite and pyrite | 11.1475 | [13 empty] | 0.535 | [11 empty] | 14.0337 | [17 empty] | 0.32429 |  |  |  | 0.57391 |  |  |  | 24.4865 |  |  |  | 1.2292 | [29 empty] | 4.9024 | [21 empty] | 21.1687 | [5 empty] | 5.4647 | [32 empty] | 2025 | Bertrandsson Erlandsson et al. (2025), Mineralium Deposita, 60, 869–894 |  | POL, COD, ZMB, NAM
| DOF |  | Basin hydrothermal | Stratiform sediment-hosted Cu | stratiform sediment-hosted Cu-Co | Cu, Co | Ag, Au, Pb, Ni, Se, Re, Zn | Cu, Co, Ag, Au, Pb, Ni, Se, Re, Zn | Bertrandsson Erlandsson et al., 2022; Foltyn et al., 2022; El Desouky et al., 2010 |  | 103-09-1 ccp11-1 | 103-09-1 ccp11-1 | [5 empty] | ore material | polished section |  | mineral separate | [5 empty] | mineralisation |  |  |  | chalcopyrite, sphalerite, pyrite | stage 1 (sediment-hosted, diagenetic), stage 2 (epigenetic hydrothermal veins) | disseminations, veins, mineralized nodules | disseminations, mineralized nodules, veins cross-cutting sedimentary bedding |  |  |  | quartz, carbonates |  | LA-ICPMS | ESI NWR213 Nd:YAG laser ablation system coupled to an Agilent 8800 QQQ ICP-MS | Montanuniversität Leoben, Austria | 50 µm spot size, 2 – 3 J/cm2 on-mineral fluency, 10 Hz repetition rate, helium carrier gas at 0.75 L/min flow rate, 30-s pre-ablation laser warm-up, 60 s dwell time, 30-s washout period | USGS pressed powder polysulfide reference material MASS-1 (Wilson et al. 2002) as external standard for chalcopyrite; sphalerite matrix-matched sinter pressed powder pellet reference material MUL-Zn S1 (Onuk et al. 2017) as external standard for sphalerite and pyrite; MASS-1 used as external standard for Te, Au, Tl, and Hg in sphalerite and pyrite | 11.2246 | [13 empty] | 0.51379 | [11 empty] | 9.6671 | [17 empty] | 0.33514 |  |  |  | 0.54207 |  |  |  | 21.3767 |  |  |  | 1.2431 | [29 empty] | 5.7078 | [21 empty] | 24.4576 | [5 empty] | 7.4037 | [27 empty] | 315.0888 |  |  |  |  | 2025 | Bertrandsson Erlandsson et al. (2025), Mineralium Deposita, 60, 869–894 |  | POL, COD, ZMB, NAM
| DOF |  | Basin hydrothermal | Stratiform sediment-hosted Cu | stratiform sediment-hosted Cu-Co | Cu, Co | Ag, Au, Pb, Ni, Se, Re, Zn | Cu, Co, Ag, Au, Pb, Ni, Se, Re, Zn | Bertrandsson Erlandsson et al., 2022; Foltyn et al., 2022; El Desouky et al., 2010 |  | 103-09-1 ccp12-1 | 103-09-1 ccp12-1 | [5 empty] | ore material | polished section |  | mineral separate | [5 empty] | mineralisation |  |  |  | chalcopyrite, sphalerite, pyrite | stage 1 (sediment-hosted, diagenetic), stage 2 (epigenetic hydrothermal veins) | disseminations, veins, mineralized nodules | disseminations, mineralized nodules, veins cross-cutting sedimentary bedding |  |  |  | quartz, carbonates |  | LA-ICPMS | ESI NWR213 Nd:YAG laser ablation system coupled to an Agilent 8800 QQQ ICP-MS | Montanuniversität Leoben, Austria | 50 µm spot size, 2 – 3 J/cm2 on-mineral fluency, 10 Hz repetition rate, helium carrier gas at 0.75 L/min flow rate, 30-s pre-ablation laser warm-up, 60 s dwell time, 30-s washout period | USGS pressed powder polysulfide reference material MASS-1 (Wilson et al. 2002) as external standard for chalcopyrite; sphalerite matrix-matched sinter pressed powder pellet reference material MUL-Zn S1 (Onuk et al. 2017) as external standard for sphalerite and pyrite; MASS-1 used as external standard for Te, Au, Tl, and Hg in sphalerite and pyrite | 12.2655 | [13 empty] | 0.59766 | [11 empty] | 10.9663 | [17 empty] | 0.45031 |  |  |  | 0.33338 |  |  |  | 20.2439 |  |  |  | 1.1736 | [29 empty] | 9.2371 | [21 empty] | 28.6013 | [5 empty] | 5.455 | [27 empty] | 204.4202 |  |  |  |  | 2025 | Bertrandsson Erlandsson et al. (2025), Mineralium Deposita, 60, 869–894 |  | POL, COD, ZMB, NAM
| DOF |  | Basin hydrothermal | Stratiform sediment-hosted Cu | stratiform sediment-hosted Cu-Co | Cu, Co | Ag, Au, Pb, Ni, Se, Re, Zn | Cu, Co, Ag, Au, Pb, Ni, Se, Re, Zn | Bertrandsson Erlandsson et al., 2022; Foltyn et al., 2022; El Desouky et al., 2010 |  | 103-09-1 ccp13-1 | 103-09-1 ccp13-1 | [5 empty] | ore material | polished section |  | mineral separate | [5 empty] | mineralisation |  |  |  | chalcopyrite, sphalerite, pyrite | stage 1 (sediment-hosted, diagenetic), stage 2 (epigenetic hydrothermal veins) | disseminations, veins, mineralized nodules | disseminations, mineralized nodules, veins cross-cutting sedimentary bedding |  |  |  | quartz, carbonates |  | LA-ICPMS | ESI NWR213 Nd:YAG laser ablation system coupled to an Agilent 8800 QQQ ICP-MS | Montanuniversität Leoben, Austria | 50 µm spot size, 2 – 3 J/cm2 on-mineral fluency, 10 Hz repetition rate, helium carrier gas at 0.75 L/min flow rate, 30-s pre-ablation laser warm-up, 60 s dwell time, 30-s washout period | USGS pressed powder polysulfide reference material MASS-1 (Wilson et al. 2002) as external standard for chalcopyrite; sphalerite matrix-matched sinter pressed powder pellet reference material MUL-Zn S1 (Onuk et al. 2017) as external standard for sphalerite and pyrite; MASS-1 used as external standard for Te, Au, Tl, and Hg in sphalerite and pyrite | 10.8786 | [13 empty] | 0.19886 | [11 empty] | 14.7178 | [17 empty] | 0.1173 |  |  |  | 0.76767 |  |  |  | 16.3007 |  |  |  | 1.1578 | [29 empty] | 2.6963 | [21 empty] | 25.1368 | [5 empty] | 8.6997 | [32 empty] | 2025 | Bertrandsson Erlandsson et al. (2025), Mineralium Deposita, 60, 869–894 |  | POL, COD, ZMB, NAM
| DOF |  | Basin hydrothermal | Stratiform sediment-hosted Cu | stratiform sediment-hosted Cu-Co | Cu, Co | Ag, Au, Pb, Ni, Se, Re, Zn | Cu, Co, Ag, Au, Pb, Ni, Se, Re, Zn | Bertrandsson Erlandsson et al., 2022; Foltyn et al., 2022; El Desouky et al., 2010 |  | 103-09-1 ccp14-1 | 103-09-1 ccp14-1 | [5 empty] | ore material | polished section |  | mineral separate | [5 empty] | mineralisation |  |  |  | chalcopyrite, sphalerite, pyrite | stage 1 (sediment-hosted, diagenetic), stage 2 (epigenetic hydrothermal veins) | disseminations, veins, mineralized nodules | disseminations, mineralized nodules, veins cross-cutting sedimentary bedding |  |  |  | quartz, carbonates |  | LA-ICPMS | ESI NWR213 Nd:YAG laser ablation system coupled to an Agilent 8800 QQQ ICP-MS | Montanuniversität Leoben, Austria | 50 µm spot size, 2 – 3 J/cm2 on-mineral fluency, 10 Hz repetition rate, helium carrier gas at 0.75 L/min flow rate, 30-s pre-ablation laser warm-up, 60 s dwell time, 30-s washout period | USGS pressed powder polysulfide reference material MASS-1 (Wilson et al. 2002) as external standard for chalcopyrite; sphalerite matrix-matched sinter pressed powder pellet reference material MUL-Zn S1 (Onuk et al. 2017) as external standard for sphalerite and pyrite; MASS-1 used as external standard for Te, Au, Tl, and Hg in sphalerite and pyrite | 6.7334 | [13 empty] | 0.065694 | [11 empty] | 9.8906 | [17 empty] | 0.21122 | [7 empty] | 10.6954 |  |  |  | 0.99355 | [29 empty] | 1.1022 | [21 empty] | 17.0579 | [5 empty] | 9.7022 | [32 empty] | 2025 | Bertrandsson Erlandsson et al. (2025), Mineralium Deposita, 60, 869–894 |  | POL, COD, ZMB, NAM
| DOF |  | Basin hydrothermal | Stratiform sediment-hosted Cu | stratiform sediment-hosted Cu-Co | Cu, Co | Ag, Au, Pb, Ni, Se, Re, Zn | Cu, Co, Ag, Au, Pb, Ni, Se, Re, Zn | Bertrandsson Erlandsson et al., 2022; Foltyn et al., 2022; El Desouky et al., 2010 |  | 103-09-1 ccp15-1 | 103-09-1 ccp15-1 | [5 empty] | ore material | polished section |  | mineral separate | [5 empty] | mineralisation |  |  |  | chalcopyrite, sphalerite, pyrite | stage 1 (sediment-hosted, diagenetic), stage 2 (epigenetic hydrothermal veins) | disseminations, veins, mineralized nodules | disseminations, mineralized nodules, veins cross-cutting sedimentary bedding |  |  |  | quartz, carbonates |  | LA-ICPMS | ESI NWR213 Nd:YAG laser ablation system coupled to an Agilent 8800 QQQ ICP-MS | Montanuniversität Leoben, Austria | 50 µm spot size, 2 – 3 J/cm2 on-mineral fluency, 10 Hz repetition rate, helium carrier gas at 0.75 L/min flow rate, 30-s pre-ablation laser warm-up, 60 s dwell time, 30-s washout period | USGS pressed powder polysulfide reference material MASS-1 (Wilson et al. 2002) as external standard for chalcopyrite; sphalerite matrix-matched sinter pressed powder pellet reference material MUL-Zn S1 (Onuk et al. 2017) as external standard for sphalerite and pyrite; MASS-1 used as external standard for Te, Au, Tl, and Hg in sphalerite and pyrite | 6.9391 | [13 empty] | 0.075279 | [11 empty] | 11.2964 | [17 empty] | 0.33493 |  |  |  | 0.439 |  |  |  | 7.3586 |  |  |  | 1.0719 | [29 empty] | 1.4812 | [21 empty] | 17.017 | [5 empty] | 9.349 | [32 empty] | 2025 | Bertrandsson Erlandsson et al. (2025), Mineralium Deposita, 60, 869–894 |  | POL, COD, ZMB, NAM
| DOF |  | Basin hydrothermal | Stratiform sediment-hosted Cu | stratiform sediment-hosted Cu-Co | Cu, Co | Ag, Au, Pb, Ni, Se, Re, Zn | Cu, Co, Ag, Au, Pb, Ni, Se, Re, Zn | Bertrandsson Erlandsson et al., 2022; Foltyn et al., 2022; El Desouky et al., 2010 |  | 103-09-1 ccp16-1 | 103-09-1 ccp16-1 | [5 empty] | ore material | polished section |  | mineral separate | [5 empty] | mineralisation |  |  |  | chalcopyrite, sphalerite, pyrite | stage 1 (sediment-hosted, diagenetic), stage 2 (epigenetic hydrothermal veins) | disseminations, veins, mineralized nodules | disseminations, mineralized nodules, veins cross-cutting sedimentary bedding |  |  |  | quartz, carbonates |  | LA-ICPMS | ESI NWR213 Nd:YAG laser ablation system coupled to an Agilent 8800 QQQ ICP-MS | Montanuniversität Leoben, Austria | 50 µm spot size, 2 – 3 J/cm2 on-mineral fluency, 10 Hz repetition rate, helium carrier gas at 0.75 L/min flow rate, 30-s pre-ablation laser warm-up, 60 s dwell time, 30-s washout period | USGS pressed powder polysulfide reference material MASS-1 (Wilson et al. 2002) as external standard for chalcopyrite; sphalerite matrix-matched sinter pressed powder pellet reference material MUL-Zn S1 (Onuk et al. 2017) as external standard for sphalerite and pyrite; MASS-1 used as external standard for Te, Au, Tl, and Hg in sphalerite and pyrite | 7.7588 | [13 empty] | 0.21482 | [11 empty] | 9.5245 | [17 empty] | 0.24014 |  |  |  | 0.42099 |  |  |  | 8.1196 |  |  |  | 1.0736 | [29 empty] | 3.2703 | [21 empty] | 21.2771 | [5 empty] | 7.0456 | [27 empty] | 303.6386 |  |  |  |  | 2025 | Bertrandsson Erlandsson et al. (2025), Mineralium Deposita, 60, 869–894 |  | POL, COD, ZMB, NAM
| DOF |  | Basin hydrothermal | Stratiform sediment-hosted Cu | stratiform sediment-hosted Cu-Co | Cu, Co | Ag, Au, Pb, Ni, Se, Re, Zn | Cu, Co, Ag, Au, Pb, Ni, Se, Re, Zn | Bertrandsson Erlandsson et al., 2022; Foltyn et al., 2022; El Desouky et al., 2010 |  | 277-12-1B-Ccp1-1 | 277-12-1B-Ccp1-1 | [5 empty] | ore material | polished section |  | mineral separate | [5 empty] | mineralisation |  |  |  | chalcopyrite, sphalerite, pyrite | stage 1 (sediment-hosted, diagenetic), stage 2 (epigenetic hydrothermal veins) | disseminations, veins, mineralized nodules | disseminations, mineralized nodules, veins cross-cutting sedimentary bedding |  |  |  | quartz, carbonates |  | LA-ICPMS | ESI NWR213 Nd:YAG laser ablation system coupled to an Agilent 8800 QQQ ICP-MS | Montanuniversität Leoben, Austria | 50 µm spot size, 2 – 3 J/cm2 on-mineral fluency, 10 Hz repetition rate, helium carrier gas at 0.75 L/min flow rate, 30-s pre-ablation laser warm-up, 60 s dwell time, 30-s washout period | USGS pressed powder polysulfide reference material MASS-1 (Wilson et al. 2002) as external standard for chalcopyrite; sphalerite matrix-matched sinter pressed powder pellet reference material MUL-Zn S1 (Onuk et al. 2017) as external standard for sphalerite and pyrite; MASS-1 used as external standard for Te, Au, Tl, and Hg in sphalerite and pyrite | 1.2271 | [13 empty] | 0.020037 | [11 empty] | 0.5067 | [17 empty] | 0.4626 |  |  |  | 0.70377 |  |  |  | 5.0004 |  |  |  | 4.7965 | [13 empty] | 4.6237 | [9 empty] | 42.6252 | [5 empty] | 13.4636 | [17 empty] | 0.58496 |  |  |  | 94.1181 | [5 empty] | 1.7334 | [27 empty] | 57.1939 |  |  |  |  | 2025 | Bertrandsson Erlandsson et al. (2025), Mineralium Deposita, 60, 869–894 |  | POL, COD, ZMB, NAM
| DOF |  | Basin hydrothermal | Stratiform sediment-hosted Cu | stratiform sediment-hosted Cu-Co | Cu, Co | Ag, Au, Pb, Ni, Se, Re, Zn | Cu, Co, Ag, Au, Pb, Ni, Se, Re, Zn | Bertrandsson Erlandsson et al., 2022; Foltyn et al., 2022; El Desouky et al., 2010 |  | 277-12-1B-Ccp2-1 | 277-12-1B-Ccp2-1 | [5 empty] | ore material | polished section |  | mineral separate | [5 empty] | mineralisation |  |  |  | chalcopyrite, sphalerite, pyrite | stage 1 (sediment-hosted, diagenetic), stage 2 (epigenetic hydrothermal veins) | disseminations, veins, mineralized nodules | disseminations, mineralized nodules, veins cross-cutting sedimentary bedding |  |  |  | quartz, carbonates |  | LA-ICPMS | ESI NWR213 Nd:YAG laser ablation system coupled to an Agilent 8800 QQQ ICP-MS | Montanuniversität Leoben, Austria | 50 µm spot size, 2 – 3 J/cm2 on-mineral fluency, 10 Hz repetition rate, helium carrier gas at 0.75 L/min flow rate, 30-s pre-ablation laser warm-up, 60 s dwell time, 30-s washout period | USGS pressed powder polysulfide reference material MASS-1 (Wilson et al. 2002) as external standard for chalcopyrite; sphalerite matrix-matched sinter pressed powder pellet reference material MUL-Zn S1 (Onuk et al. 2017) as external standard for sphalerite and pyrite; MASS-1 used as external standard for Te, Au, Tl, and Hg in sphalerite and pyrite | 0.89782 | [43 empty] | 0.73696 |  |  |  | 0.87658 |  |  |  | 3.4214 |  |  |  | 4.3682 | [13 empty] | 4.6116 | [9 empty] | 42.3144 | [5 empty] | 3.1004 | [17 empty] | 0.17709 |  |  |  | 125.3322 | [5 empty] | 5.169 | [27 empty] | 94.1836 |  |  |  |  | 2025 | Bertrandsson Erlandsson et al. (2025), Mineralium Deposita, 60, 869–894 |  | POL, COD, ZMB, NAM
| DOF |  | Basin hydrothermal | Stratiform sediment-hosted Cu | stratiform sediment-hosted Cu-Co | Cu, Co | Ag, Au, Pb, Ni, Se, Re, Zn | Cu, Co, Ag, Au, Pb, Ni, Se, Re, Zn | Bertrandsson Erlandsson et al., 2022; Foltyn et al., 2022; El Desouky et al., 2010 |  | 277-12-1B-Ccp3-1 | 277-12-1B-Ccp3-1 | [5 empty] | ore material | polished section |  | mineral separate | [5 empty] | mineralisation |  |  |  | chalcopyrite, sphalerite, pyrite | stage 1 (sediment-hosted, diagenetic), stage 2 (epigenetic hydrothermal veins) | disseminations, veins, mineralized nodules | disseminations, mineralized nodules, veins cross-cutting sedimentary bedding |  |  |  | quartz, carbonates |  | LA-ICPMS | ESI NWR213 Nd:YAG laser ablation system coupled to an Agilent 8800 QQQ ICP-MS | Montanuniversität Leoben, Austria | 50 µm spot size, 2 – 3 J/cm2 on-mineral fluency, 10 Hz repetition rate, helium carrier gas at 0.75 L/min flow rate, 30-s pre-ablation laser warm-up, 60 s dwell time, 30-s washout period | USGS pressed powder polysulfide reference material MASS-1 (Wilson et al. 2002) as external standard for chalcopyrite; sphalerite matrix-matched sinter pressed powder pellet reference material MUL-Zn S1 (Onuk et al. 2017) as external standard for sphalerite and pyrite; MASS-1 used as external standard for Te, Au, Tl, and Hg in sphalerite and pyrite | 0.95781 | [25 empty] | 0.16329 | [17 empty] | 0.70117 |  |  |  | 0.80268 |  |  |  | 2.5112 |  |  |  | 4.4525 | [13 empty] | 4.6127 | [9 empty] | 42.909 | [5 empty] | 4.6317 | [17 empty] | 0.28712 |  |  |  | 106.2677 | [5 empty] | 3.5659 | [27 empty] | 89.4982 |  |  |  |  | 2025 | Bertrandsson Erlandsson et al. (2025), Mineralium Deposita, 60, 869–894 |  | POL, COD, ZMB, NAM
| DOF |  | Basin hydrothermal | Stratiform sediment-hosted Cu | stratiform sediment-hosted Cu-Co | Cu, Co | Ag, Au, Pb, Ni, Se, Re, Zn | Cu, Co, Ag, Au, Pb, Ni, Se, Re, Zn | Bertrandsson Erlandsson et al., 2022; Foltyn et al., 2022; El Desouky et al., 2010 |  | 277-12-1B-Ccp4-1 | 277-12-1B-Ccp4-1 | [5 empty] | ore material | polished section |  | mineral separate | [5 empty] | mineralisation |  |  |  | chalcopyrite, sphalerite, pyrite | stage 1 (sediment-hosted, diagenetic), stage 2 (epigenetic hydrothermal veins) | disseminations, veins, mineralized nodules | disseminations, mineralized nodules, veins cross-cutting sedimentary bedding |  |  |  | quartz, carbonates |  | LA-ICPMS | ESI NWR213 Nd:YAG laser ablation system coupled to an Agilent 8800 QQQ ICP-MS | Montanuniversität Leoben, Austria | 50 µm spot size, 2 – 3 J/cm2 on-mineral fluency, 10 Hz repetition rate, helium carrier gas at 0.75 L/min flow rate, 30-s pre-ablation laser warm-up, 60 s dwell time, 30-s washout period | USGS pressed powder polysulfide reference material MASS-1 (Wilson et al. 2002) as external standard for chalcopyrite; sphalerite matrix-matched sinter pressed powder pellet reference material MUL-Zn S1 (Onuk et al. 2017) as external standard for sphalerite and pyrite; MASS-1 used as external standard for Te, Au, Tl, and Hg in sphalerite and pyrite | 0.95446 | [43 empty] | 0.81965 |  |  |  | 0.91901 |  |  |  | 2.231 |  |  |  | 4.4599 | [13 empty] | 4.4148 | [9 empty] | 42.6084 | [5 empty] | 3.2062 | [17 empty] | 0.11938 |  |  |  | 127.0402 | [5 empty] | 4.3866 | [27 empty] | 92.505 |  |  |  |  | 2025 | Bertrandsson Erlandsson et al. (2025), Mineralium Deposita, 60, 869–894 |  | POL, COD, ZMB, NAM
| DOF |  | Basin hydrothermal | Stratiform sediment-hosted Cu | stratiform sediment-hosted Cu-Co | Cu, Co | Ag, Au, Pb, Ni, Se, Re, Zn | Cu, Co, Ag, Au, Pb, Ni, Se, Re, Zn | Bertrandsson Erlandsson et al., 2022; Foltyn et al., 2022; El Desouky et al., 2010 |  | 277-12-1B-Ccp5-1 | 277-12-1B-Ccp5-1 | [5 empty] | ore material | polished section |  | mineral separate | [5 empty] | mineralisation |  |  |  | chalcopyrite, sphalerite, pyrite | stage 1 (sediment-hosted, diagenetic), stage 2 (epigenetic hydrothermal veins) | disseminations, veins, mineralized nodules | disseminations, mineralized nodules, veins cross-cutting sedimentary bedding |  |  |  | quartz, carbonates |  | LA-ICPMS | ESI NWR213 Nd:YAG laser ablation system coupled to an Agilent 8800 QQQ ICP-MS | Montanuniversität Leoben, Austria | 50 µm spot size, 2 – 3 J/cm2 on-mineral fluency, 10 Hz repetition rate, helium carrier gas at 0.75 L/min flow rate, 30-s pre-ablation laser warm-up, 60 s dwell time, 30-s washout period | USGS pressed powder polysulfide reference material MASS-1 (Wilson et al. 2002) as external standard for chalcopyrite; sphalerite matrix-matched sinter pressed powder pellet reference material MUL-Zn S1 (Onuk et al. 2017) as external standard for sphalerite and pyrite; MASS-1 used as external standard for Te, Au, Tl, and Hg in sphalerite and pyrite | 1.5767 | [13 empty] | 0.017653 | [11 empty] | 0.17957 | [17 empty] | 0.37402 |  |  |  | 0.44203 |  |  |  | 3.6304 |  |  |  | 1.5748 | [13 empty] | 4.4278 | [9 empty] | 59.0447 | [5 empty] | 20.8303 | [17 empty] | 0.78026 |  |  |  | 78.3454 | [5 empty] | 1.4398 | [19 empty] | 0.1535 | [7 empty] | 123.8008 |  |  |  |  | 2025 | Bertrandsson Erlandsson et al. (2025), Mineralium Deposita, 60, 869–894 |  | POL, COD, ZMB, NAM
| DOF |  | Basin hydrothermal | Stratiform sediment-hosted Cu | stratiform sediment-hosted Cu-Co | Cu, Co | Ag, Au, Pb, Ni, Se, Re, Zn | Cu, Co, Ag, Au, Pb, Ni, Se, Re, Zn | Bertrandsson Erlandsson et al., 2022; Foltyn et al., 2022; El Desouky et al., 2010 |  | 277-12-1B-Ccp6-1 | 277-12-1B-Ccp6-1 | [5 empty] | ore material | polished section |  | mineral separate | [5 empty] | mineralisation |  |  |  | chalcopyrite, sphalerite, pyrite | stage 1 (sediment-hosted, diagenetic), stage 2 (epigenetic hydrothermal veins) | disseminations, veins, mineralized nodules | disseminations, mineralized nodules, veins cross-cutting sedimentary bedding |  |  |  | quartz, carbonates |  | LA-ICPMS | ESI NWR213 Nd:YAG laser ablation system coupled to an Agilent 8800 QQQ ICP-MS | Montanuniversität Leoben, Austria | 50 µm spot size, 2 – 3 J/cm2 on-mineral fluency, 10 Hz repetition rate, helium carrier gas at 0.75 L/min flow rate, 30-s pre-ablation laser warm-up, 60 s dwell time, 30-s washout period | USGS pressed powder polysulfide reference material MASS-1 (Wilson et al. 2002) as external standard for chalcopyrite; sphalerite matrix-matched sinter pressed powder pellet reference material MUL-Zn S1 (Onuk et al. 2017) as external standard for sphalerite and pyrite; MASS-1 used as external standard for Te, Au, Tl, and Hg in sphalerite and pyrite | 1.1847 | [13 empty] | 0.021557 | [11 empty] | 0.11653 | [17 empty] | 0.61258 |  |  |  | 0.86945 |  |  |  | 2.6351 |  |  |  | 1.6498 | [13 empty] | 4.4206 | [9 empty] | 61.0933 | [5 empty] | 7.5155 | [17 empty] | 0.28314 |  |  |  | 122.9671 | [5 empty] | 1.9942 | [27 empty] | 57.7838 |  |  |  |  | 2025 | Bertrandsson Erlandsson et al. (2025), Mineralium Deposita, 60, 869–894 |  | POL, COD, ZMB, NAM
| DOF |  | Basin hydrothermal | Stratiform sediment-hosted Cu | stratiform sediment-hosted Cu-Co | Cu, Co | Ag, Au, Pb, Ni, Se, Re, Zn | Cu, Co, Ag, Au, Pb, Ni, Se, Re, Zn | Bertrandsson Erlandsson et al., 2022; Foltyn et al., 2022; El Desouky et al., 2010 |  | 277-12-1B-Ccp7-1 | 277-12-1B-Ccp7-1 | [5 empty] | ore material | polished section |  | mineral separate | [5 empty] | mineralisation |  |  |  | chalcopyrite, sphalerite, pyrite | stage 1 (sediment-hosted, diagenetic), stage 2 (epigenetic hydrothermal veins) | disseminations, veins, mineralized nodules | disseminations, mineralized nodules, veins cross-cutting sedimentary bedding |  |  |  | quartz, carbonates |  | LA-ICPMS | ESI NWR213 Nd:YAG laser ablation system coupled to an Agilent 8800 QQQ ICP-MS | Montanuniversität Leoben, Austria | 50 µm spot size, 2 – 3 J/cm2 on-mineral fluency, 10 Hz repetition rate, helium carrier gas at 0.75 L/min flow rate, 30-s pre-ablation laser warm-up, 60 s dwell time, 30-s washout period | USGS pressed powder polysulfide reference material MASS-1 (Wilson et al. 2002) as external standard for chalcopyrite; sphalerite matrix-matched sinter pressed powder pellet reference material MUL-Zn S1 (Onuk et al. 2017) as external standard for sphalerite and pyrite; MASS-1 used as external standard for Te, Au, Tl, and Hg in sphalerite and pyrite | 1.0123 | [13 empty] | 0.015691 | [11 empty] | 0.14727 | [17 empty] | 0.6188 |  |  |  | 0.98177 |  |  |  | 2.477 |  |  |  | 1.8709 | [13 empty] | 4.336 | [9 empty] | 62.3995 | [5 empty] | 5.2488 | [17 empty] | 0.17446 |  |  |  | 125.7977 | [5 empty] | 2.0582 | [27 empty] | 64.1654 |  |  |  |  | 2025 | Bertrandsson Erlandsson et al. (2025), Mineralium Deposita, 60, 869–894 |  | POL, COD, ZMB, NAM
| DOF |  | Basin hydrothermal | Stratiform sediment-hosted Cu | stratiform sediment-hosted Cu-Co | Cu, Co | Ag, Au, Pb, Ni, Se, Re, Zn | Cu, Co, Ag, Au, Pb, Ni, Se, Re, Zn | Bertrandsson Erlandsson et al., 2022; Foltyn et al., 2022; El Desouky et al., 2010 |  | 277-12-1B-Ccp8-1 | 277-12-1B-Ccp8-1 | [5 empty] | ore material | polished section |  | mineral separate | [5 empty] | mineralisation |  |  |  | chalcopyrite, sphalerite, pyrite | stage 1 (sediment-hosted, diagenetic), stage 2 (epigenetic hydrothermal veins) | disseminations, veins, mineralized nodules | disseminations, mineralized nodules, veins cross-cutting sedimentary bedding |  |  |  | quartz, carbonates |  | LA-ICPMS | ESI NWR213 Nd:YAG laser ablation system coupled to an Agilent 8800 QQQ ICP-MS | Montanuniversität Leoben, Austria | 50 µm spot size, 2 – 3 J/cm2 on-mineral fluency, 10 Hz repetition rate, helium carrier gas at 0.75 L/min flow rate, 30-s pre-ablation laser warm-up, 60 s dwell time, 30-s washout period | USGS pressed powder polysulfide reference material MASS-1 (Wilson et al. 2002) as external standard for chalcopyrite; sphalerite matrix-matched sinter pressed powder pellet reference material MUL-Zn S1 (Onuk et al. 2017) as external standard for sphalerite and pyrite; MASS-1 used as external standard for Te, Au, Tl, and Hg in sphalerite and pyrite | 1.3455 | [13 empty] | 0.027558 | [11 empty] | 0.13435 | [17 empty] | 0.65377 |  |  |  | 0.70028 |  |  |  | 2.2592 |  |  |  | 1.9984 | [13 empty] | 4.2767 | [9 empty] | 59.9173 | [5 empty] | 10.2508 | [17 empty] | 0.60436 |  |  |  | 110.6753 | [5 empty] | 1.9729 | [27 empty] | 45.5507 |  |  |  |  | 2025 | Bertrandsson Erlandsson et al. (2025), Mineralium Deposita, 60, 869–894 |  | POL, COD, ZMB, NAM
| DOF |  | Basin hydrothermal | Stratiform sediment-hosted Cu | stratiform sediment-hosted Cu-Co | Cu, Co | Ag, Au, Pb, Ni, Se, Re, Zn | Cu, Co, Ag, Au, Pb, Ni, Se, Re, Zn | Bertrandsson Erlandsson et al., 2022; Foltyn et al., 2022; El Desouky et al., 2010 |  | 277-12-1B-Ccp9-1 | 277-12-1B-Ccp9-1 | [5 empty] | ore material | polished section |  | mineral separate | [5 empty] | mineralisation |  |  |  | chalcopyrite, sphalerite, pyrite | stage 1 (sediment-hosted, diagenetic), stage 2 (epigenetic hydrothermal veins) | disseminations, veins, mineralized nodules | disseminations, mineralized nodules, veins cross-cutting sedimentary bedding |  |  |  | quartz, carbonates |  | LA-ICPMS | ESI NWR213 Nd:YAG laser ablation system coupled to an Agilent 8800 QQQ ICP-MS | Montanuniversität Leoben, Austria | 50 µm spot size, 2 – 3 J/cm2 on-mineral fluency, 10 Hz repetition rate, helium carrier gas at 0.75 L/min flow rate, 30-s pre-ablation laser warm-up, 60 s dwell time, 30-s washout period | USGS pressed powder polysulfide reference material MASS-1 (Wilson et al. 2002) as external standard for chalcopyrite; sphalerite matrix-matched sinter pressed powder pellet reference material MUL-Zn S1 (Onuk et al. 2017) as external standard for sphalerite and pyrite; MASS-1 used as external standard for Te, Au, Tl, and Hg in sphalerite and pyrite | 2.3529 | [13 empty] | 0.046961 | [11 empty] | 0.14642 | [17 empty] | 0.66761 |  |  |  | 0.69684 |  |  |  | 2.0037 |  |  |  | 1.9048 | [13 empty] | 4.2912 | [9 empty] | 61.5395 | [5 empty] | 30.7641 | [17 empty] | 1.4994 |  |  |  | 88.747 | [5 empty] | 1.2602 | [27 empty] | 52.8591 |  |  |  |  | 2025 | Bertrandsson Erlandsson et al. (2025), Mineralium Deposita, 60, 869–894 |  | POL, COD, ZMB, NAM
| DOF |  | Basin hydrothermal | Stratiform sediment-hosted Cu | stratiform sediment-hosted Cu-Co | Cu, Co | Ag, Au, Pb, Ni, Se, Re, Zn | Cu, Co, Ag, Au, Pb, Ni, Se, Re, Zn | Bertrandsson Erlandsson et al., 2022; Foltyn et al., 2022; El Desouky et al., 2010 |  | 277-12-1B-Ccp10-1 | 277-12-1B-Ccp10-1 | [5 empty] | ore material | polished section |  | mineral separate | [5 empty] | mineralisation |  |  |  | chalcopyrite, sphalerite, pyrite | stage 1 (sediment-hosted, diagenetic), stage 2 (epigenetic hydrothermal veins) | disseminations, veins, mineralized nodules | disseminations, mineralized nodules, veins cross-cutting sedimentary bedding |  |  |  | quartz, carbonates |  | LA-ICPMS | ESI NWR213 Nd:YAG laser ablation system coupled to an Agilent 8800 QQQ ICP-MS | Montanuniversität Leoben, Austria | 50 µm spot size, 2 – 3 J/cm2 on-mineral fluency, 10 Hz repetition rate, helium carrier gas at 0.75 L/min flow rate, 30-s pre-ablation laser warm-up, 60 s dwell time, 30-s washout period | USGS pressed powder polysulfide reference material MASS-1 (Wilson et al. 2002) as external standard for chalcopyrite; sphalerite matrix-matched sinter pressed powder pellet reference material MUL-Zn S1 (Onuk et al. 2017) as external standard for sphalerite and pyrite; MASS-1 used as external standard for Te, Au, Tl, and Hg in sphalerite and pyrite | 1.5991 | [13 empty] | 0.027786 | [11 empty] | 0.10409 | [17 empty] | 0.70187 |  |  |  | 0.68631 |  |  |  | 2.316 |  |  |  | 2.2089 | [13 empty] | 4.3317 | [9 empty] | 61.2063 | [5 empty] | 16.5695 | [17 empty] | 0.72097 |  |  |  | 87.8827 | [5 empty] | 1.8764 | [27 empty] | 44.768 |  |  |  |  | 2025 | Bertrandsson Erlandsson et al. (2025), Mineralium Deposita, 60, 869–894 |  | POL, COD, ZMB, NAM
| DOF |  | Basin hydrothermal | Stratiform sediment-hosted Cu | stratiform sediment-hosted Cu-Co | Cu, Co | Ag, Au, Pb, Ni, Se, Re, Zn | Cu, Co, Ag, Au, Pb, Ni, Se, Re, Zn | Bertrandsson Erlandsson et al., 2022; Foltyn et al., 2022; El Desouky et al., 2010 |  | 277-12-1B-Ccp11-1 | 277-12-1B-Ccp11-1 | [5 empty] | ore material | polished section |  | mineral separate | [5 empty] | mineralisation |  |  |  | chalcopyrite, sphalerite, pyrite | stage 1 (sediment-hosted, diagenetic), stage 2 (epigenetic hydrothermal veins) | disseminations, veins, mineralized nodules | disseminations, mineralized nodules, veins cross-cutting sedimentary bedding |  |  |  | quartz, carbonates |  | LA-ICPMS | ESI NWR213 Nd:YAG laser ablation system coupled to an Agilent 8800 QQQ ICP-MS | Montanuniversität Leoben, Austria | 50 µm spot size, 2 – 3 J/cm2 on-mineral fluency, 10 Hz repetition rate, helium carrier gas at 0.75 L/min flow rate, 30-s pre-ablation laser warm-up, 60 s dwell time, 30-s washout period | USGS pressed powder polysulfide reference material MASS-1 (Wilson et al. 2002) as external standard for chalcopyrite; sphalerite matrix-matched sinter pressed powder pellet reference material MUL-Zn S1 (Onuk et al. 2017) as external standard for sphalerite and pyrite; MASS-1 used as external standard for Te, Au, Tl, and Hg in sphalerite and pyrite | 1.6899 | [13 empty] | 0.029928 | [11 empty] | 0.14495 | [17 empty] | 0.9912 |  |  |  | 0.67047 |  |  |  | 2.2929 |  |  |  | 2.9296 | [13 empty] | 4.1946 | [9 empty] | 61.58 | [5 empty] | 15.51 | [17 empty] | 0.76112 |  |  |  | 110.2115 | [5 empty] | 3.1985 | [27 empty] | 90.9393 |  |  |  |  | 2025 | Bertrandsson Erlandsson et al. (2025), Mineralium Deposita, 60, 869–894 |  | POL, COD, ZMB, NAM
| DOF |  | Basin hydrothermal | Stratiform sediment-hosted Cu | stratiform sediment-hosted Cu-Co | Cu, Co | Ag, Au, Pb, Ni, Se, Re, Zn | Cu, Co, Ag, Au, Pb, Ni, Se, Re, Zn | Bertrandsson Erlandsson et al., 2022; Foltyn et al., 2022; El Desouky et al., 2010 |  | 277-12-1B-Ccp12-1 | 277-12-1B-Ccp12-1 | [5 empty] | ore material | polished section |  | mineral separate | [5 empty] | mineralisation |  |  |  | chalcopyrite, sphalerite, pyrite | stage 1 (sediment-hosted, diagenetic), stage 2 (epigenetic hydrothermal veins) | disseminations, veins, mineralized nodules | disseminations, mineralized nodules, veins cross-cutting sedimentary bedding |  |  |  | quartz, carbonates |  | LA-ICPMS | ESI NWR213 Nd:YAG laser ablation system coupled to an Agilent 8800 QQQ ICP-MS | Montanuniversität Leoben, Austria | 50 µm spot size, 2 – 3 J/cm2 on-mineral fluency, 10 Hz repetition rate, helium carrier gas at 0.75 L/min flow rate, 30-s pre-ablation laser warm-up, 60 s dwell time, 30-s washout period | USGS pressed powder polysulfide reference material MASS-1 (Wilson et al. 2002) as external standard for chalcopyrite; sphalerite matrix-matched sinter pressed powder pellet reference material MUL-Zn S1 (Onuk et al. 2017) as external standard for sphalerite and pyrite; MASS-1 used as external standard for Te, Au, Tl, and Hg in sphalerite and pyrite | 1.8835 | [13 empty] | 0.055729 | [11 empty] | 0.2149 | [17 empty] | 0.82674 |  |  |  | 0.7285 |  |  |  | 2.14 |  |  |  | 3.1228 | [13 empty] | 3.8197 | [9 empty] | 59.69 | [23 empty] | 1.2851 |  |  |  | 73.3817 | [5 empty] | 2.311 | [19 empty] | 0.089485 | [7 empty] | 51.794 |  |  |  |  | 2025 | Bertrandsson Erlandsson et al. (2025), Mineralium Deposita, 60, 869–894 |  | POL, COD, ZMB, NAM
| DOF |  | Basin hydrothermal | Stratiform sediment-hosted Cu | stratiform sediment-hosted Cu-Co | Cu, Co | Ag, Au, Pb, Ni, Se, Re, Zn | Cu, Co, Ag, Au, Pb, Ni, Se, Re, Zn | Bertrandsson Erlandsson et al., 2022; Foltyn et al., 2022; El Desouky et al., 2010 |  | 277-12-1B-Ccp13-1 | 277-12-1B-Ccp13-1 | [5 empty] | ore material | polished section |  | mineral separate | [5 empty] | mineralisation |  |  |  | chalcopyrite, sphalerite, pyrite | stage 1 (sediment-hosted, diagenetic), stage 2 (epigenetic hydrothermal veins) | disseminations, veins, mineralized nodules | disseminations, mineralized nodules, veins cross-cutting sedimentary bedding |  |  |  | quartz, carbonates |  | LA-ICPMS | ESI NWR213 Nd:YAG laser ablation system coupled to an Agilent 8800 QQQ ICP-MS | Montanuniversität Leoben, Austria | 50 µm spot size, 2 – 3 J/cm2 on-mineral fluency, 10 Hz repetition rate, helium carrier gas at 0.75 L/min flow rate, 30-s pre-ablation laser warm-up, 60 s dwell time, 30-s washout period | USGS pressed powder polysulfide reference material MASS-1 (Wilson et al. 2002) as external standard for chalcopyrite; sphalerite matrix-matched sinter pressed powder pellet reference material MUL-Zn S1 (Onuk et al. 2017) as external standard for sphalerite and pyrite; MASS-1 used as external standard for Te, Au, Tl, and Hg in sphalerite and pyrite | 1.2983 | [25 empty] | 0.17353 | [17 empty] | 1.0827 |  |  |  | 0.78565 |  |  |  | 2.5796 |  |  |  | 3.532 | [13 empty] | 3.9218 | [9 empty] | 61.8725 | [5 empty] | 10.3069 | [17 empty] | 0.35299 |  |  |  | 104.12 | [5 empty] | 5.0862 | [27 empty] | 59.6854 |  |  |  |  | 2025 | Bertrandsson Erlandsson et al. (2025), Mineralium Deposita, 60, 869–894 |  | POL, COD, ZMB, NAM
| DOF |  | Basin hydrothermal | Stratiform sediment-hosted Cu | stratiform sediment-hosted Cu-Co | Cu, Co | Ag, Au, Pb, Ni, Se, Re, Zn | Cu, Co, Ag, Au, Pb, Ni, Se, Re, Zn | Bertrandsson Erlandsson et al., 2022; Foltyn et al., 2022; El Desouky et al., 2010 |  | 277-12-1B-Ccp14-1 | 277-12-1B-Ccp14-1 | [5 empty] | ore material | polished section |  | mineral separate | [5 empty] | mineralisation |  |  |  | chalcopyrite, sphalerite, pyrite | stage 1 (sediment-hosted, diagenetic), stage 2 (epigenetic hydrothermal veins) | disseminations, veins, mineralized nodules | disseminations, mineralized nodules, veins cross-cutting sedimentary bedding |  |  |  | quartz, carbonates |  | LA-ICPMS | ESI NWR213 Nd:YAG laser ablation system coupled to an Agilent 8800 QQQ ICP-MS | Montanuniversität Leoben, Austria | 50 µm spot size, 2 – 3 J/cm2 on-mineral fluency, 10 Hz repetition rate, helium carrier gas at 0.75 L/min flow rate, 30-s pre-ablation laser warm-up, 60 s dwell time, 30-s washout period | USGS pressed powder polysulfide reference material MASS-1 (Wilson et al. 2002) as external standard for chalcopyrite; sphalerite matrix-matched sinter pressed powder pellet reference material MUL-Zn S1 (Onuk et al. 2017) as external standard for sphalerite and pyrite; MASS-1 used as external standard for Te, Au, Tl, and Hg in sphalerite and pyrite | 1.1225 | [13 empty] | 0.036641 | [11 empty] | 0.16998 | [17 empty] | 1.0299 |  |  |  | 0.84557 |  |  |  | 1.7122 |  |  |  | 3.939 | [13 empty] | 4.8724 | [9 empty] | 59.942 | [5 empty] | 6.846 | [17 empty] | 0.19532 |  |  |  | 110.6807 | [5 empty] | 8.417 | [27 empty] | 118.9677 |  |  |  |  | 2025 | Bertrandsson Erlandsson et al. (2025), Mineralium Deposita, 60, 869–894 |  | POL, COD, ZMB, NAM
| DOF |  | Basin hydrothermal | Stratiform sediment-hosted Cu | stratiform sediment-hosted Cu-Co | Cu, Co | Ag, Au, Pb, Ni, Se, Re, Zn | Cu, Co, Ag, Au, Pb, Ni, Se, Re, Zn | Bertrandsson Erlandsson et al., 2022; Foltyn et al., 2022; El Desouky et al., 2010 |  | 277-12-1B-Ccp15-1 | 277-12-1B-Ccp15-1 | [5 empty] | ore material | polished section |  | mineral separate | [5 empty] | mineralisation |  |  |  | chalcopyrite, sphalerite, pyrite | stage 1 (sediment-hosted, diagenetic), stage 2 (epigenetic hydrothermal veins) | disseminations, veins, mineralized nodules | disseminations, mineralized nodules, veins cross-cutting sedimentary bedding |  |  |  | quartz, carbonates |  | LA-ICPMS | ESI NWR213 Nd:YAG laser ablation system coupled to an Agilent 8800 QQQ ICP-MS | Montanuniversität Leoben, Austria | 50 µm spot size, 2 – 3 J/cm2 on-mineral fluency, 10 Hz repetition rate, helium carrier gas at 0.75 L/min flow rate, 30-s pre-ablation laser warm-up, 60 s dwell time, 30-s washout period | USGS pressed powder polysulfide reference material MASS-1 (Wilson et al. 2002) as external standard for chalcopyrite; sphalerite matrix-matched sinter pressed powder pellet reference material MUL-Zn S1 (Onuk et al. 2017) as external standard for sphalerite and pyrite; MASS-1 used as external standard for Te, Au, Tl, and Hg in sphalerite and pyrite | 1.5255 | [25 empty] | 0.14994 | [17 empty] | 1.0614 |  |  |  | 0.86956 | [7 empty] | 3.915 | [13 empty] | 4.7439 | [9 empty] | 60.0694 | [5 empty] | 13.3428 | [17 empty] | 0.6018 |  |  |  | 132.1789 | [5 empty] | 5.6838 | [27 empty] | 125.6236 |  |  |  |  | 2025 | Bertrandsson Erlandsson et al. (2025), Mineralium Deposita, 60, 869–894 |  | POL, COD, ZMB, NAM
| DOF |  | Basin hydrothermal | Stratiform sediment-hosted Cu | stratiform sediment-hosted Cu-Co | Cu, Co | Ag, Au, Pb, Ni, Se, Re, Zn | Cu, Co, Ag, Au, Pb, Ni, Se, Re, Zn | Bertrandsson Erlandsson et al., 2022; Foltyn et al., 2022; El Desouky et al., 2010 |  | 277-12-1B-Ccp16-1 | 277-12-1B-Ccp16-1 | [5 empty] | ore material | polished section |  | mineral separate | [5 empty] | mineralisation |  |  |  | chalcopyrite, sphalerite, pyrite | stage 1 (sediment-hosted, diagenetic), stage 2 (epigenetic hydrothermal veins) | disseminations, veins, mineralized nodules | disseminations, mineralized nodules, veins cross-cutting sedimentary bedding |  |  |  | quartz, carbonates |  | LA-ICPMS | ESI NWR213 Nd:YAG laser ablation system coupled to an Agilent 8800 QQQ ICP-MS | Montanuniversität Leoben, Austria | 50 µm spot size, 2 – 3 J/cm2 on-mineral fluency, 10 Hz repetition rate, helium carrier gas at 0.75 L/min flow rate, 30-s pre-ablation laser warm-up, 60 s dwell time, 30-s washout period | USGS pressed powder polysulfide reference material MASS-1 (Wilson et al. 2002) as external standard for chalcopyrite; sphalerite matrix-matched sinter pressed powder pellet reference material MUL-Zn S1 (Onuk et al. 2017) as external standard for sphalerite and pyrite; MASS-1 used as external standard for Te, Au, Tl, and Hg in sphalerite and pyrite | 1.0817 | [13 empty] | 0.0156 | [11 empty] | 0.16165 | [17 empty] | 0.52173 |  |  |  | 0.65154 |  |  |  | 2.0561 |  |  |  | 5.0699 | [13 empty] | 4.8763 | [9 empty] | 60.745 | [5 empty] | 3.7734 | [17 empty] | 0.21146 |  |  |  | 118.8099 | [5 empty] | 11.066 | [27 empty] | 108.7378 |  |  |  |  | 2025 | Bertrandsson Erlandsson et al. (2025), Mineralium Deposita, 60, 869–894 |  | POL, COD, ZMB, NAM
| DOF |  | Basin hydrothermal | Stratiform sediment-hosted Cu | stratiform sediment-hosted Cu-Co | Cu, Co | Ag, Au, Pb, Ni, Se, Re, Zn | Cu, Co, Ag, Au, Pb, Ni, Se, Re, Zn | Bertrandsson Erlandsson et al., 2022; Foltyn et al., 2022; El Desouky et al., 2010 |  | 277-12-1B-Ccp17-1 | 277-12-1B-Ccp17-1 | [5 empty] | ore material | polished section |  | mineral separate | [5 empty] | mineralisation |  |  |  | chalcopyrite, sphalerite, pyrite | stage 1 (sediment-hosted, diagenetic), stage 2 (epigenetic hydrothermal veins) | disseminations, veins, mineralized nodules | disseminations, mineralized nodules, veins cross-cutting sedimentary bedding |  |  |  | quartz, carbonates |  | LA-ICPMS | ESI NWR213 Nd:YAG laser ablation system coupled to an Agilent 8800 QQQ ICP-MS | Montanuniversität Leoben, Austria | 50 µm spot size, 2 – 3 J/cm2 on-mineral fluency, 10 Hz repetition rate, helium carrier gas at 0.75 L/min flow rate, 30-s pre-ablation laser warm-up, 60 s dwell time, 30-s washout period | USGS pressed powder polysulfide reference material MASS-1 (Wilson et al. 2002) as external standard for chalcopyrite; sphalerite matrix-matched sinter pressed powder pellet reference material MUL-Zn S1 (Onuk et al. 2017) as external standard for sphalerite and pyrite; MASS-1 used as external standard for Te, Au, Tl, and Hg in sphalerite and pyrite | 1.3638 | [13 empty] | 0.029469 | [29 empty] | 0.58948 |  |  |  | 0.75268 |  |  |  | 1.7299 |  |  |  | 5.0201 | [13 empty] | 4.6099 | [9 empty] | 61.1321 | [5 empty] | 7.4551 | [17 empty] | 0.29763 |  |  |  | 122.3948 | [5 empty] | 10.1141 | [27 empty] | 119.1202 |  |  |  |  | 2025 | Bertrandsson Erlandsson et al. (2025), Mineralium Deposita, 60, 869–894 |  | POL, COD, ZMB, NAM
| DOF |  | Basin hydrothermal | Stratiform sediment-hosted Cu | stratiform sediment-hosted Cu-Co | Cu, Co | Ag, Au, Pb, Ni, Se, Re, Zn | Cu, Co, Ag, Au, Pb, Ni, Se, Re, Zn | Bertrandsson Erlandsson et al., 2022; Foltyn et al., 2022; El Desouky et al., 2010 |  | 277-12-1B-Ccp18-1 | 277-12-1B-Ccp18-1 | [5 empty] | ore material | polished section |  | mineral separate | [5 empty] | mineralisation |  |  |  | chalcopyrite, sphalerite, pyrite | stage 1 (sediment-hosted, diagenetic), stage 2 (epigenetic hydrothermal veins) | disseminations, veins, mineralized nodules | disseminations, mineralized nodules, veins cross-cutting sedimentary bedding |  |  |  | quartz, carbonates |  | LA-ICPMS | ESI NWR213 Nd:YAG laser ablation system coupled to an Agilent 8800 QQQ ICP-MS | Montanuniversität Leoben, Austria | 50 µm spot size, 2 – 3 J/cm2 on-mineral fluency, 10 Hz repetition rate, helium carrier gas at 0.75 L/min flow rate, 30-s pre-ablation laser warm-up, 60 s dwell time, 30-s washout period | USGS pressed powder polysulfide reference material MASS-1 (Wilson et al. 2002) as external standard for chalcopyrite; sphalerite matrix-matched sinter pressed powder pellet reference material MUL-Zn S1 (Onuk et al. 2017) as external standard for sphalerite and pyrite; MASS-1 used as external standard for Te, Au, Tl, and Hg in sphalerite and pyrite | 0.86743 | [13 empty] | 0.016069 | [11 empty] | 0.23749 | [17 empty] | 0.91077 |  |  |  | 1.1084 |  |  |  | 1.3643 |  |  |  | 4.5115 | [13 empty] | 4.348 | [9 empty] | 60.0083 | [5 empty] | 0.7637 | [21 empty] | 130.1732 | [5 empty] | 14.8175 | [27 empty] | 133.6555 |  |  |  |  | 2025 | Bertrandsson Erlandsson et al. (2025), Mineralium Deposita, 60, 869–894 |  | POL, COD, ZMB, NAM
| DOF |  | Basin hydrothermal | Stratiform sediment-hosted Cu | stratiform sediment-hosted Cu-Co | Cu, Co | Ag, Au, Pb, Ni, Se, Re, Zn | Cu, Co, Ag, Au, Pb, Ni, Se, Re, Zn | Bertrandsson Erlandsson et al., 2022; Foltyn et al., 2022; El Desouky et al., 2010 |  | 277-12-1B-Ccp19-1 | 277-12-1B-Ccp19-1 | [5 empty] | ore material | polished section |  | mineral separate | [5 empty] | mineralisation |  |  |  | chalcopyrite, sphalerite, pyrite | stage 1 (sediment-hosted, diagenetic), stage 2 (epigenetic hydrothermal veins) | disseminations, veins, mineralized nodules | disseminations, mineralized nodules, veins cross-cutting sedimentary bedding |  |  |  | quartz, carbonates |  | LA-ICPMS | ESI NWR213 Nd:YAG laser ablation system coupled to an Agilent 8800 QQQ ICP-MS | Montanuniversität Leoben, Austria | 50 µm spot size, 2 – 3 J/cm2 on-mineral fluency, 10 Hz repetition rate, helium carrier gas at 0.75 L/min flow rate, 30-s pre-ablation laser warm-up, 60 s dwell time, 30-s washout period | USGS pressed powder polysulfide reference material MASS-1 (Wilson et al. 2002) as external standard for chalcopyrite; sphalerite matrix-matched sinter pressed powder pellet reference material MUL-Zn S1 (Onuk et al. 2017) as external standard for sphalerite and pyrite; MASS-1 used as external standard for Te, Au, Tl, and Hg in sphalerite and pyrite | 1.0615 | [25 empty] | 0.23894 | [17 empty] | 1.0181 |  |  |  | 1.0965 |  |  |  | 2.1385 |  |  |  | 5.1881 | [13 empty] | 4.2674 | [9 empty] | 62.1262 | [5 empty] | 1.3028 | [21 empty] | 134.9943 | [5 empty] | 12.249 | [27 empty] | 112.2752 |  |  |  |  | 2025 | Bertrandsson Erlandsson et al. (2025), Mineralium Deposita, 60, 869–894 |  | POL, COD, ZMB, NAM
| DOF |  | Basin hydrothermal | Stratiform sediment-hosted Cu | stratiform sediment-hosted Cu-Co | Cu, Co | Ag, Au, Pb, Ni, Se, Re, Zn | Cu, Co, Ag, Au, Pb, Ni, Se, Re, Zn | Bertrandsson Erlandsson et al., 2022; Foltyn et al., 2022; El Desouky et al., 2010 |  | 262-27-1B-ccp2-1 | 262-27-1B-ccp2-1 | [5 empty] | ore material | polished section |  | mineral separate | [5 empty] | mineralisation |  |  |  | chalcopyrite, sphalerite, pyrite | stage 1 (sediment-hosted, diagenetic), stage 2 (epigenetic hydrothermal veins) | disseminations, veins, mineralized nodules | disseminations, mineralized nodules, veins cross-cutting sedimentary bedding |  |  |  | quartz, carbonates |  | LA-ICPMS | ESI NWR213 Nd:YAG laser ablation system coupled to an Agilent 8800 QQQ ICP-MS | Montanuniversität Leoben, Austria | 50 µm spot size, 2 – 3 J/cm2 on-mineral fluency, 10 Hz repetition rate, helium carrier gas at 0.75 L/min flow rate, 30-s pre-ablation laser warm-up, 60 s dwell time, 30-s washout period | USGS pressed powder polysulfide reference material MASS-1 (Wilson et al. 2002) as external standard for chalcopyrite; sphalerite matrix-matched sinter pressed powder pellet reference material MUL-Zn S1 (Onuk et al. 2017) as external standard for sphalerite and pyrite; MASS-1 used as external standard for Te, Au, Tl, and Hg in sphalerite and pyrite | 0.13209 | [43 empty] | 0.69005 |  |  |  | 0.8352 |  |  |  | 11.5351 |  |  |  | 30.9979 | [13 empty] | 4.5273 | [15 empty] | 1.5831 | [21 empty] | 124.806 | [5 empty] | 40.047 | [27 empty] | 364.3012 |  |  |  |  | 2025 | Bertrandsson Erlandsson et al. (2025), Mineralium Deposita, 60, 869–894 |  | POL, COD, ZMB, NAM
| DOF |  | Basin hydrothermal | Stratiform sediment-hosted Cu | stratiform sediment-hosted Cu-Co | Cu, Co | Ag, Au, Pb, Ni, Se, Re, Zn | Cu, Co, Ag, Au, Pb, Ni, Se, Re, Zn | Bertrandsson Erlandsson et al., 2022; Foltyn et al., 2022; El Desouky et al., 2010 |  | 277-15-1B-ccp1-1 | 277-15-1B-ccp1-1 | [5 empty] | ore material | polished section |  | mineral separate | [5 empty] | mineralisation |  |  |  | chalcopyrite, sphalerite, pyrite | stage 1 (sediment-hosted, diagenetic), stage 2 (epigenetic hydrothermal veins) | disseminations, veins, mineralized nodules | disseminations, mineralized nodules, veins cross-cutting sedimentary bedding |  |  |  | quartz, carbonates |  | LA-ICPMS | ESI NWR213 Nd:YAG laser ablation system coupled to an Agilent 8800 QQQ ICP-MS | Montanuniversität Leoben, Austria | 50 µm spot size, 2 – 3 J/cm2 on-mineral fluency, 10 Hz repetition rate, helium carrier gas at 0.75 L/min flow rate, 30-s pre-ablation laser warm-up, 60 s dwell time, 30-s washout period | USGS pressed powder polysulfide reference material MASS-1 (Wilson et al. 2002) as external standard for chalcopyrite; sphalerite matrix-matched sinter pressed powder pellet reference material MUL-Zn S1 (Onuk et al. 2017) as external standard for sphalerite and pyrite; MASS-1 used as external standard for Te, Au, Tl, and Hg in sphalerite and pyrite | 6.2413 | [13 empty] | 0.082909 | [11 empty] | 0.59755 | [17 empty] | 0.9675 |  |  |  | 0.69844 |  |  |  | 9.2898 |  |  |  | 3.9402 | [13 empty] | 4.3606 | [9 empty] | 47.9188 | [5 empty] | 0.47295 | [21 empty] | 100.1833 | [5 empty] | 61.5788 | [27 empty] | 513.5745 |  |  |  |  | 2025 | Bertrandsson Erlandsson et al. (2025), Mineralium Deposita, 60, 869–894 |  | POL, COD, ZMB, NAM
| DOF |  | Basin hydrothermal | Stratiform sediment-hosted Cu | stratiform sediment-hosted Cu-Co | Cu, Co | Ag, Au, Pb, Ni, Se, Re, Zn | Cu, Co, Ag, Au, Pb, Ni, Se, Re, Zn | Bertrandsson Erlandsson et al., 2022; Foltyn et al., 2022; El Desouky et al., 2010 |  | 277-15-1B-ccp2-1 | 277-15-1B-ccp2-1 | [5 empty] | ore material | polished section |  | mineral separate | [5 empty] | mineralisation |  |  |  | chalcopyrite, sphalerite, pyrite | stage 1 (sediment-hosted, diagenetic), stage 2 (epigenetic hydrothermal veins) | disseminations, veins, mineralized nodules | disseminations, mineralized nodules, veins cross-cutting sedimentary bedding |  |  |  | quartz, carbonates |  | LA-ICPMS | ESI NWR213 Nd:YAG laser ablation system coupled to an Agilent 8800 QQQ ICP-MS | Montanuniversität Leoben, Austria | 50 µm spot size, 2 – 3 J/cm2 on-mineral fluency, 10 Hz repetition rate, helium carrier gas at 0.75 L/min flow rate, 30-s pre-ablation laser warm-up, 60 s dwell time, 30-s washout period | USGS pressed powder polysulfide reference material MASS-1 (Wilson et al. 2002) as external standard for chalcopyrite; sphalerite matrix-matched sinter pressed powder pellet reference material MUL-Zn S1 (Onuk et al. 2017) as external standard for sphalerite and pyrite; MASS-1 used as external standard for Te, Au, Tl, and Hg in sphalerite and pyrite | 5.5432 | [13 empty] | 0.034068 | [11 empty] | 0.66585 | [21 empty] | 0.7676 |  |  |  | 8.6187 |  |  |  | 3.8507 | [13 empty] | 4.3571 | [9 empty] | 48.2312 | [5 empty] | 0.37416 | [21 empty] | 87.1592 | [5 empty] | 60.0906 | [27 empty] | 437.5321 |  |  |  |  | 2025 | Bertrandsson Erlandsson et al. (2025), Mineralium Deposita, 60, 869–894 |  | POL, COD, ZMB, NAM
| DOF |  | Basin hydrothermal | Stratiform sediment-hosted Cu | stratiform sediment-hosted Cu-Co | Cu, Co | Ag, Au, Pb, Ni, Se, Re, Zn | Cu, Co, Ag, Au, Pb, Ni, Se, Re, Zn | Bertrandsson Erlandsson et al., 2022; Foltyn et al., 2022; El Desouky et al., 2010 |  | 277-15-1B-ccp3-1 | 277-15-1B-ccp3-1 | [5 empty] | ore material | polished section |  | mineral separate | [5 empty] | mineralisation |  |  |  | chalcopyrite, sphalerite, pyrite | stage 1 (sediment-hosted, diagenetic), stage 2 (epigenetic hydrothermal veins) | disseminations, veins, mineralized nodules | disseminations, mineralized nodules, veins cross-cutting sedimentary bedding |  |  |  | quartz, carbonates |  | LA-ICPMS | ESI NWR213 Nd:YAG laser ablation system coupled to an Agilent 8800 QQQ ICP-MS | Montanuniversität Leoben, Austria | 50 µm spot size, 2 – 3 J/cm2 on-mineral fluency, 10 Hz repetition rate, helium carrier gas at 0.75 L/min flow rate, 30-s pre-ablation laser warm-up, 60 s dwell time, 30-s washout period | USGS pressed powder polysulfide reference material MASS-1 (Wilson et al. 2002) as external standard for chalcopyrite; sphalerite matrix-matched sinter pressed powder pellet reference material MUL-Zn S1 (Onuk et al. 2017) as external standard for sphalerite and pyrite; MASS-1 used as external standard for Te, Au, Tl, and Hg in sphalerite and pyrite | 5.8909 | [13 empty] | 0.12428 | [11 empty] | 0.64508 | [17 empty] | 0.89635 |  |  |  | 0.80536 |  |  |  | 6.9954 |  |  |  | 4.1241 | [13 empty] | 4.4593 | [9 empty] | 48.0459 | [5 empty] | 1.1109 | [21 empty] | 84.5051 | [5 empty] | 56.8769 | [27 empty] | 201.7921 |  |  |  |  | 2025 | Bertrandsson Erlandsson et al. (2025), Mineralium Deposita, 60, 869–894 |  | POL, COD, ZMB, NAM
| DOF |  | Basin hydrothermal | Stratiform sediment-hosted Cu | stratiform sediment-hosted Cu-Co | Cu, Co | Ag, Au, Pb, Ni, Se, Re, Zn | Cu, Co, Ag, Au, Pb, Ni, Se, Re, Zn | Bertrandsson Erlandsson et al., 2022; Foltyn et al., 2022; El Desouky et al., 2010 |  | 277-15-1B-ccp4-1 | 277-15-1B-ccp4-1 | [5 empty] | ore material | polished section |  | mineral separate | [5 empty] | mineralisation |  |  |  | chalcopyrite, sphalerite, pyrite | stage 1 (sediment-hosted, diagenetic), stage 2 (epigenetic hydrothermal veins) | disseminations, veins, mineralized nodules | disseminations, mineralized nodules, veins cross-cutting sedimentary bedding |  |  |  | quartz, carbonates |  | LA-ICPMS | ESI NWR213 Nd:YAG laser ablation system coupled to an Agilent 8800 QQQ ICP-MS | Montanuniversität Leoben, Austria | 50 µm spot size, 2 – 3 J/cm2 on-mineral fluency, 10 Hz repetition rate, helium carrier gas at 0.75 L/min flow rate, 30-s pre-ablation laser warm-up, 60 s dwell time, 30-s washout period | USGS pressed powder polysulfide reference material MASS-1 (Wilson et al. 2002) as external standard for chalcopyrite; sphalerite matrix-matched sinter pressed powder pellet reference material MUL-Zn S1 (Onuk et al. 2017) as external standard for sphalerite and pyrite; MASS-1 used as external standard for Te, Au, Tl, and Hg in sphalerite and pyrite | 5.3567 | [13 empty] | 0.064046 | [11 empty] | 0.72701 | [17 empty] | 0.8918 |  |  |  | 0.74997 |  |  |  | 7.1841 |  |  |  | 4.082 | [13 empty] | 4.4456 | [9 empty] | 46.9578 | [5 empty] | 0.65175 | [21 empty] | 90.425 | [5 empty] | 59.5821 | [27 empty] | 360.6547 |  |  |  |  | 2025 | Bertrandsson Erlandsson et al. (2025), Mineralium Deposita, 60, 869–894 |  | POL, COD, ZMB, NAM
| DOF |  | Basin hydrothermal | Stratiform sediment-hosted Cu | stratiform sediment-hosted Cu-Co | Cu, Co | Ag, Au, Pb, Ni, Se, Re, Zn | Cu, Co, Ag, Au, Pb, Ni, Se, Re, Zn | Bertrandsson Erlandsson et al., 2022; Foltyn et al., 2022; El Desouky et al., 2010 |  | 277-15-1B-ccp5-1 | 277-15-1B-ccp5-1 | [5 empty] | ore material | polished section |  | mineral separate | [5 empty] | mineralisation |  |  |  | chalcopyrite, sphalerite, pyrite | stage 1 (sediment-hosted, diagenetic), stage 2 (epigenetic hydrothermal veins) | disseminations, veins, mineralized nodules | disseminations, mineralized nodules, veins cross-cutting sedimentary bedding |  |  |  | quartz, carbonates |  | LA-ICPMS | ESI NWR213 Nd:YAG laser ablation system coupled to an Agilent 8800 QQQ ICP-MS | Montanuniversität Leoben, Austria | 50 µm spot size, 2 – 3 J/cm2 on-mineral fluency, 10 Hz repetition rate, helium carrier gas at 0.75 L/min flow rate, 30-s pre-ablation laser warm-up, 60 s dwell time, 30-s washout period | USGS pressed powder polysulfide reference material MASS-1 (Wilson et al. 2002) as external standard for chalcopyrite; sphalerite matrix-matched sinter pressed powder pellet reference material MUL-Zn S1 (Onuk et al. 2017) as external standard for sphalerite and pyrite; MASS-1 used as external standard for Te, Au, Tl, and Hg in sphalerite and pyrite | 5.5447 | [13 empty] | 0.27411 | [11 empty] | 0.71267 | [17 empty] | 0.85905 |  |  |  | 0.71117 |  |  |  | 6.4602 |  |  |  | 4.1077 | [13 empty] | 4.2652 | [9 empty] | 48.2733 | [5 empty] | 2.3987 | [21 empty] | 87.6731 | [5 empty] | 56.2769 | [27 empty] | 183.9712 |  |  |  |  | 2025 | Bertrandsson Erlandsson et al. (2025), Mineralium Deposita, 60, 869–894 |  | POL, COD, ZMB, NAM
| DOF |  | Basin hydrothermal | Stratiform sediment-hosted Cu | stratiform sediment-hosted Cu-Co | Cu, Co | Ag, Au, Pb, Ni, Se, Re, Zn | Cu, Co, Ag, Au, Pb, Ni, Se, Re, Zn | Bertrandsson Erlandsson et al., 2022; Foltyn et al., 2022; El Desouky et al., 2010 |  | 277-15-1B-ccp6-1 | 277-15-1B-ccp6-1 | [5 empty] | ore material | polished section |  | mineral separate | [5 empty] | mineralisation |  |  |  | chalcopyrite, sphalerite, pyrite | stage 1 (sediment-hosted, diagenetic), stage 2 (epigenetic hydrothermal veins) | disseminations, veins, mineralized nodules | disseminations, mineralized nodules, veins cross-cutting sedimentary bedding |  |  |  | quartz, carbonates |  | LA-ICPMS | ESI NWR213 Nd:YAG laser ablation system coupled to an Agilent 8800 QQQ ICP-MS | Montanuniversität Leoben, Austria | 50 µm spot size, 2 – 3 J/cm2 on-mineral fluency, 10 Hz repetition rate, helium carrier gas at 0.75 L/min flow rate, 30-s pre-ablation laser warm-up, 60 s dwell time, 30-s washout period | USGS pressed powder polysulfide reference material MASS-1 (Wilson et al. 2002) as external standard for chalcopyrite; sphalerite matrix-matched sinter pressed powder pellet reference material MUL-Zn S1 (Onuk et al. 2017) as external standard for sphalerite and pyrite; MASS-1 used as external standard for Te, Au, Tl, and Hg in sphalerite and pyrite | 5.0648 | [13 empty] | 0.023053 | [11 empty] | 0.74414 | [17 empty] | 0.93872 |  |  |  | 0.69697 |  |  |  | 6.6417 |  |  |  | 4.1816 | [13 empty] | 4.3857 | [9 empty] | 48.4038 | [5 empty] | 0.22925 | [21 empty] | 89.1004 | [5 empty] | 59.4665 | [27 empty] | 184.6975 |  |  |  |  | 2025 | Bertrandsson Erlandsson et al. (2025), Mineralium Deposita, 60, 869–894 |  | POL, COD, ZMB, NAM
| DOF |  | Basin hydrothermal | Stratiform sediment-hosted Cu | stratiform sediment-hosted Cu-Co | Cu, Co | Ag, Au, Pb, Ni, Se, Re, Zn | Cu, Co, Ag, Au, Pb, Ni, Se, Re, Zn | Bertrandsson Erlandsson et al., 2022; Foltyn et al., 2022; El Desouky et al., 2010 |  | 277-15-1B-ccp7-1 | 277-15-1B-ccp7-1 | [5 empty] | ore material | polished section |  | mineral separate | [5 empty] | mineralisation |  |  |  | chalcopyrite, sphalerite, pyrite | stage 1 (sediment-hosted, diagenetic), stage 2 (epigenetic hydrothermal veins) | disseminations, veins, mineralized nodules | disseminations, mineralized nodules, veins cross-cutting sedimentary bedding |  |  |  | quartz, carbonates |  | LA-ICPMS | ESI NWR213 Nd:YAG laser ablation system coupled to an Agilent 8800 QQQ ICP-MS | Montanuniversität Leoben, Austria | 50 µm spot size, 2 – 3 J/cm2 on-mineral fluency, 10 Hz repetition rate, helium carrier gas at 0.75 L/min flow rate, 30-s pre-ablation laser warm-up, 60 s dwell time, 30-s washout period | USGS pressed powder polysulfide reference material MASS-1 (Wilson et al. 2002) as external standard for chalcopyrite; sphalerite matrix-matched sinter pressed powder pellet reference material MUL-Zn S1 (Onuk et al. 2017) as external standard for sphalerite and pyrite; MASS-1 used as external standard for Te, Au, Tl, and Hg in sphalerite and pyrite | 5.6029 | [13 empty] | 0.071717 | [11 empty] | 0.70165 | [17 empty] | 0.86527 |  |  |  | 0.75923 |  |  |  | 6.1475 |  |  |  | 4.4071 | [13 empty] | 4.6046 | [9 empty] | 47.6632 | [5 empty] | 0.57338 | [21 empty] | 97.2724 | [5 empty] | 59.7134 | [27 empty] | 280.3384 |  |  |  |  | 2025 | Bertrandsson Erlandsson et al. (2025), Mineralium Deposita, 60, 869–894 |  | POL, COD, ZMB, NAM
| DOF |  | Basin hydrothermal | Stratiform sediment-hosted Cu | stratiform sediment-hosted Cu-Co | Cu, Co | Ag, Au, Pb, Ni, Se, Re, Zn | Cu, Co, Ag, Au, Pb, Ni, Se, Re, Zn | Bertrandsson Erlandsson et al., 2022; Foltyn et al., 2022; El Desouky et al., 2010 |  | 277-15-1B-ccp8-1 | 277-15-1B-ccp8-1 | [5 empty] | ore material | polished section |  | mineral separate | [5 empty] | mineralisation |  |  |  | chalcopyrite, sphalerite, pyrite | stage 1 (sediment-hosted, diagenetic), stage 2 (epigenetic hydrothermal veins) | disseminations, veins, mineralized nodules | disseminations, mineralized nodules, veins cross-cutting sedimentary bedding |  |  |  | quartz, carbonates |  | LA-ICPMS | ESI NWR213 Nd:YAG laser ablation system coupled to an Agilent 8800 QQQ ICP-MS | Montanuniversität Leoben, Austria | 50 µm spot size, 2 – 3 J/cm2 on-mineral fluency, 10 Hz repetition rate, helium carrier gas at 0.75 L/min flow rate, 30-s pre-ablation laser warm-up, 60 s dwell time, 30-s washout period | USGS pressed powder polysulfide reference material MASS-1 (Wilson et al. 2002) as external standard for chalcopyrite; sphalerite matrix-matched sinter pressed powder pellet reference material MUL-Zn S1 (Onuk et al. 2017) as external standard for sphalerite and pyrite; MASS-1 used as external standard for Te, Au, Tl, and Hg in sphalerite and pyrite | 5.4321 | [13 empty] | 0.039996 | [11 empty] | 0.66407 | [17 empty] | 0.80933 |  |  |  | 0.69598 |  |  |  | 5.8503 |  |  |  | 4.3686 | [13 empty] | 4.3562 | [9 empty] | 47.128 | [5 empty] | 0.39487 | [21 empty] | 91.1165 | [5 empty] | 56.5603 | [27 empty] | 306.5256 |  |  |  |  | 2025 | Bertrandsson Erlandsson et al. (2025), Mineralium Deposita, 60, 869–894 |  | POL, COD, ZMB, NAM
| DOF |  | Basin hydrothermal | Stratiform sediment-hosted Cu | stratiform sediment-hosted Cu-Co | Cu, Co | Ag, Au, Pb, Ni, Se, Re, Zn | Cu, Co, Ag, Au, Pb, Ni, Se, Re, Zn | Bertrandsson Erlandsson et al., 2022; Foltyn et al., 2022; El Desouky et al., 2010 |  | 277-15-1C-ccp1-1 | 277-15-1C-ccp1-1 | [5 empty] | ore material | polished section |  | mineral separate | [5 empty] | mineralisation |  |  |  | chalcopyrite, sphalerite, pyrite | stage 1 (sediment-hosted, diagenetic), stage 2 (epigenetic hydrothermal veins) | disseminations, veins, mineralized nodules | disseminations, mineralized nodules, veins cross-cutting sedimentary bedding |  |  |  | quartz, carbonates |  | LA-ICPMS | ESI NWR213 Nd:YAG laser ablation system coupled to an Agilent 8800 QQQ ICP-MS | Montanuniversität Leoben, Austria | 50 µm spot size, 2 – 3 J/cm2 on-mineral fluency, 10 Hz repetition rate, helium carrier gas at 0.75 L/min flow rate, 30-s pre-ablation laser warm-up, 60 s dwell time, 30-s washout period | USGS pressed powder polysulfide reference material MASS-1 (Wilson et al. 2002) as external standard for chalcopyrite; sphalerite matrix-matched sinter pressed powder pellet reference material MUL-Zn S1 (Onuk et al. 2017) as external standard for sphalerite and pyrite; MASS-1 used as external standard for Te, Au, Tl, and Hg in sphalerite and pyrite | 6.3695 | [13 empty] | 0.035532 | [5 empty] | 10.6759 | [23 empty] | 0.76945 |  |  |  | 0.92759 |  |  |  | 3.3875 |  |  |  | 4.2107 | [13 empty] | 4.2055 | [9 empty] | 51.1574 | [5 empty] | 0.50185 | [21 empty] | 104.4874 | [5 empty] | 72.4369 | [32 empty] | 2025 | Bertrandsson Erlandsson et al. (2025), Mineralium Deposita, 60, 869–894 |  | POL, COD, ZMB, NAM
| DOF |  | Basin hydrothermal | Stratiform sediment-hosted Cu | stratiform sediment-hosted Cu-Co | Cu, Co | Ag, Au, Pb, Ni, Se, Re, Zn | Cu, Co, Ag, Au, Pb, Ni, Se, Re, Zn | Bertrandsson Erlandsson et al., 2022; Foltyn et al., 2022; El Desouky et al., 2010 |  | 277-15-1C-ccp10-1 | 277-15-1C-ccp10-1 | [5 empty] | ore material | polished section |  | mineral separate | [5 empty] | mineralisation |  |  |  | chalcopyrite, sphalerite, pyrite | stage 1 (sediment-hosted, diagenetic), stage 2 (epigenetic hydrothermal veins) | disseminations, veins, mineralized nodules | disseminations, mineralized nodules, veins cross-cutting sedimentary bedding |  |  |  | quartz, carbonates |  | LA-ICPMS | ESI NWR213 Nd:YAG laser ablation system coupled to an Agilent 8800 QQQ ICP-MS | Montanuniversität Leoben, Austria | 50 µm spot size, 2 – 3 J/cm2 on-mineral fluency, 10 Hz repetition rate, helium carrier gas at 0.75 L/min flow rate, 30-s pre-ablation laser warm-up, 60 s dwell time, 30-s washout period | USGS pressed powder polysulfide reference material MASS-1 (Wilson et al. 2002) as external standard for chalcopyrite; sphalerite matrix-matched sinter pressed powder pellet reference material MUL-Zn S1 (Onuk et al. 2017) as external standard for sphalerite and pyrite; MASS-1 used as external standard for Te, Au, Tl, and Hg in sphalerite and pyrite | 4.1653 | [13 empty] | 0.030506 | [29 empty] | 0.59576 |  |  |  | 0.66059 |  |  |  | 2.2601 |  |  |  | 3.9815 | [13 empty] | 4.2984 | [9 empty] | 58.8232 | [5 empty] | 1.0294 | [21 empty] | 99.4896 | [5 empty] | 57.3797 | [27 empty] | 234.2751 |  |  |  |  | 2025 | Bertrandsson Erlandsson et al. (2025), Mineralium Deposita, 60, 869–894 |  | POL, COD, ZMB, NAM
| DOF |  | Basin hydrothermal | Stratiform sediment-hosted Cu | stratiform sediment-hosted Cu-Co | Cu, Co | Ag, Au, Pb, Ni, Se, Re, Zn | Cu, Co, Ag, Au, Pb, Ni, Se, Re, Zn | Bertrandsson Erlandsson et al., 2022; Foltyn et al., 2022; El Desouky et al., 2010 |  | 277-15-1C-ccp11-1 | 277-15-1C-ccp11-1 | [5 empty] | ore material | polished section |  | mineral separate | [5 empty] | mineralisation |  |  |  | chalcopyrite, sphalerite, pyrite | stage 1 (sediment-hosted, diagenetic), stage 2 (epigenetic hydrothermal veins) | disseminations, veins, mineralized nodules | disseminations, mineralized nodules, veins cross-cutting sedimentary bedding |  |  |  | quartz, carbonates |  | LA-ICPMS | ESI NWR213 Nd:YAG laser ablation system coupled to an Agilent 8800 QQQ ICP-MS | Montanuniversität Leoben, Austria | 50 µm spot size, 2 – 3 J/cm2 on-mineral fluency, 10 Hz repetition rate, helium carrier gas at 0.75 L/min flow rate, 30-s pre-ablation laser warm-up, 60 s dwell time, 30-s washout period | USGS pressed powder polysulfide reference material MASS-1 (Wilson et al. 2002) as external standard for chalcopyrite; sphalerite matrix-matched sinter pressed powder pellet reference material MUL-Zn S1 (Onuk et al. 2017) as external standard for sphalerite and pyrite; MASS-1 used as external standard for Te, Au, Tl, and Hg in sphalerite and pyrite | 3.973 | [25 empty] | 0.48771 | [17 empty] | 0.87057 |  |  |  | 0.97079 |  |  |  | 2.4386 |  |  |  | 4.6371 | [13 empty] | 4.805 | [9 empty] | 56.0106 | [5 empty] | 0.54677 | [21 empty] | 99.6046 | [5 empty] | 69.2523 | [32 empty] | 2025 | Bertrandsson Erlandsson et al. (2025), Mineralium Deposita, 60, 869–894 |  | POL, COD, ZMB, NAM
| DOF |  | Basin hydrothermal | Stratiform sediment-hosted Cu | stratiform sediment-hosted Cu-Co | Cu, Co | Ag, Au, Pb, Ni, Se, Re, Zn | Cu, Co, Ag, Au, Pb, Ni, Se, Re, Zn | Bertrandsson Erlandsson et al., 2022; Foltyn et al., 2022; El Desouky et al., 2010 |  | 277-15-1C-ccp12-1 | 277-15-1C-ccp12-1 | [5 empty] | ore material | polished section |  | mineral separate | [5 empty] | mineralisation |  |  |  | chalcopyrite, sphalerite, pyrite | stage 1 (sediment-hosted, diagenetic), stage 2 (epigenetic hydrothermal veins) | disseminations, veins, mineralized nodules | disseminations, mineralized nodules, veins cross-cutting sedimentary bedding |  |  |  | quartz, carbonates |  | LA-ICPMS | ESI NWR213 Nd:YAG laser ablation system coupled to an Agilent 8800 QQQ ICP-MS | Montanuniversität Leoben, Austria | 50 µm spot size, 2 – 3 J/cm2 on-mineral fluency, 10 Hz repetition rate, helium carrier gas at 0.75 L/min flow rate, 30-s pre-ablation laser warm-up, 60 s dwell time, 30-s washout period | USGS pressed powder polysulfide reference material MASS-1 (Wilson et al. 2002) as external standard for chalcopyrite; sphalerite matrix-matched sinter pressed powder pellet reference material MUL-Zn S1 (Onuk et al. 2017) as external standard for sphalerite and pyrite; MASS-1 used as external standard for Te, Au, Tl, and Hg in sphalerite and pyrite | 3.8685 | [25 empty] | 0.16637 | [17 empty] | 0.95366 |  |  |  | 1.1547 |  |  |  | 2.4307 |  |  |  | 5.0562 | [13 empty] | 5.2057 | [9 empty] | 56.8616 | [5 empty] | 0.29101 | [21 empty] | 126.1371 | [5 empty] | 72.5181 | [27 empty] | 425.2013 |  |  |  |  | 2025 | Bertrandsson Erlandsson et al. (2025), Mineralium Deposita, 60, 869–894 |  | POL, COD, ZMB, NAM
| DOF |  | Basin hydrothermal | Stratiform sediment-hosted Cu | stratiform sediment-hosted Cu-Co | Cu, Co | Ag, Au, Pb, Ni, Se, Re, Zn | Cu, Co, Ag, Au, Pb, Ni, Se, Re, Zn | Bertrandsson Erlandsson et al., 2022; Foltyn et al., 2022; El Desouky et al., 2010 |  | 277-15-1C-ccp13-1 | 277-15-1C-ccp13-1 | [5 empty] | ore material | polished section |  | mineral separate | [5 empty] | mineralisation |  |  |  | chalcopyrite, sphalerite, pyrite | stage 1 (sediment-hosted, diagenetic), stage 2 (epigenetic hydrothermal veins) | disseminations, veins, mineralized nodules | disseminations, mineralized nodules, veins cross-cutting sedimentary bedding |  |  |  | quartz, carbonates |  | LA-ICPMS | ESI NWR213 Nd:YAG laser ablation system coupled to an Agilent 8800 QQQ ICP-MS | Montanuniversität Leoben, Austria | 50 µm spot size, 2 – 3 J/cm2 on-mineral fluency, 10 Hz repetition rate, helium carrier gas at 0.75 L/min flow rate, 30-s pre-ablation laser warm-up, 60 s dwell time, 30-s washout period | USGS pressed powder polysulfide reference material MASS-1 (Wilson et al. 2002) as external standard for chalcopyrite; sphalerite matrix-matched sinter pressed powder pellet reference material MUL-Zn S1 (Onuk et al. 2017) as external standard for sphalerite and pyrite; MASS-1 used as external standard for Te, Au, Tl, and Hg in sphalerite and pyrite | 3.7779 | [13 empty] | 0.035581 | [5 empty] | 7.586 | [5 empty] | 0.25741 | [17 empty] | 1.1103 |  |  |  | 0.9318 |  |  |  | 3.2087 |  |  |  | 4.3014 | [13 empty] | 4.6645 | [9 empty] | 54.9547 | [5 empty] | 0.46402 | [21 empty] | 108.2325 | [5 empty] | 64.6706 | [27 empty] | 320.0873 |  |  |  |  | 2025 | Bertrandsson Erlandsson et al. (2025), Mineralium Deposita, 60, 869–894 |  | POL, COD, ZMB, NAM
| DOF |  | Basin hydrothermal | Stratiform sediment-hosted Cu | stratiform sediment-hosted Cu-Co | Cu, Co | Ag, Au, Pb, Ni, Se, Re, Zn | Cu, Co, Ag, Au, Pb, Ni, Se, Re, Zn | Bertrandsson Erlandsson et al., 2022; Foltyn et al., 2022; El Desouky et al., 2010 |  | 277-15-1C-ccp14-1 | 277-15-1C-ccp14-1 | [5 empty] | ore material | polished section |  | mineral separate | [5 empty] | mineralisation |  |  |  | chalcopyrite, sphalerite, pyrite | stage 1 (sediment-hosted, diagenetic), stage 2 (epigenetic hydrothermal veins) | disseminations, veins, mineralized nodules | disseminations, mineralized nodules, veins cross-cutting sedimentary bedding |  |  |  | quartz, carbonates |  | LA-ICPMS | ESI NWR213 Nd:YAG laser ablation system coupled to an Agilent 8800 QQQ ICP-MS | Montanuniversität Leoben, Austria | 50 µm spot size, 2 – 3 J/cm2 on-mineral fluency, 10 Hz repetition rate, helium carrier gas at 0.75 L/min flow rate, 30-s pre-ablation laser warm-up, 60 s dwell time, 30-s washout period | USGS pressed powder polysulfide reference material MASS-1 (Wilson et al. 2002) as external standard for chalcopyrite; sphalerite matrix-matched sinter pressed powder pellet reference material MUL-Zn S1 (Onuk et al. 2017) as external standard for sphalerite and pyrite; MASS-1 used as external standard for Te, Au, Tl, and Hg in sphalerite and pyrite | 3.8044 | [25 empty] | 0.19797 | [17 empty] | 1.5806 |  |  |  | 1.4251 |  |  |  | 2.3622 |  |  |  | 4.3218 | [13 empty] | 4.5308 | [9 empty] | 56.4985 | [5 empty] | 0.84221 | [21 empty] | 113.8846 | [5 empty] | 69.3158 | [27 empty] | 254.9085 |  |  |  |  | 2025 | Bertrandsson Erlandsson et al. (2025), Mineralium Deposita, 60, 869–894 |  | POL, COD, ZMB, NAM
| DOF |  | Basin hydrothermal | Stratiform sediment-hosted Cu | stratiform sediment-hosted Cu-Co | Cu, Co | Ag, Au, Pb, Ni, Se, Re, Zn | Cu, Co, Ag, Au, Pb, Ni, Se, Re, Zn | Bertrandsson Erlandsson et al., 2022; Foltyn et al., 2022; El Desouky et al., 2010 |  | 277-15-1C-ccp15-1 | 277-15-1C-ccp15-1 | [5 empty] | ore material | polished section |  | mineral separate | [5 empty] | mineralisation |  |  |  | chalcopyrite, sphalerite, pyrite | stage 1 (sediment-hosted, diagenetic), stage 2 (epigenetic hydrothermal veins) | disseminations, veins, mineralized nodules | disseminations, mineralized nodules, veins cross-cutting sedimentary bedding |  |  |  | quartz, carbonates |  | LA-ICPMS | ESI NWR213 Nd:YAG laser ablation system coupled to an Agilent 8800 QQQ ICP-MS | Montanuniversität Leoben, Austria | 50 µm spot size, 2 – 3 J/cm2 on-mineral fluency, 10 Hz repetition rate, helium carrier gas at 0.75 L/min flow rate, 30-s pre-ablation laser warm-up, 60 s dwell time, 30-s washout period | USGS pressed powder polysulfide reference material MASS-1 (Wilson et al. 2002) as external standard for chalcopyrite; sphalerite matrix-matched sinter pressed powder pellet reference material MUL-Zn S1 (Onuk et al. 2017) as external standard for sphalerite and pyrite; MASS-1 used as external standard for Te, Au, Tl, and Hg in sphalerite and pyrite | 3.5606 | [19 empty] | 7.8373 | [5 empty] | 0.22517 | [17 empty] | 1.0346 |  |  |  | 1.0293 |  |  |  | 3.1988 |  |  |  | 4.7041 | [13 empty] | 4.5463 | [9 empty] | 54.204 | [5 empty] | 0.554 | [21 empty] | 136.6106 | [5 empty] | 70.8753 | [32 empty] | 2025 | Bertrandsson Erlandsson et al. (2025), Mineralium Deposita, 60, 869–894 |  | POL, COD, ZMB, NAM
| DOF |  | Basin hydrothermal | Stratiform sediment-hosted Cu | stratiform sediment-hosted Cu-Co | Cu, Co | Ag, Au, Pb, Ni, Se, Re, Zn | Cu, Co, Ag, Au, Pb, Ni, Se, Re, Zn | Bertrandsson Erlandsson et al., 2022; Foltyn et al., 2022; El Desouky et al., 2010 |  | 277-15-1C-ccp16-1 | 277-15-1C-ccp16-1 | [5 empty] | ore material | polished section |  | mineral separate | [5 empty] | mineralisation |  |  |  | chalcopyrite, sphalerite, pyrite | stage 1 (sediment-hosted, diagenetic), stage 2 (epigenetic hydrothermal veins) | disseminations, veins, mineralized nodules | disseminations, mineralized nodules, veins cross-cutting sedimentary bedding |  |  |  | quartz, carbonates |  | LA-ICPMS | ESI NWR213 Nd:YAG laser ablation system coupled to an Agilent 8800 QQQ ICP-MS | Montanuniversität Leoben, Austria | 50 µm spot size, 2 – 3 J/cm2 on-mineral fluency, 10 Hz repetition rate, helium carrier gas at 0.75 L/min flow rate, 30-s pre-ablation laser warm-up, 60 s dwell time, 30-s washout period | USGS pressed powder polysulfide reference material MASS-1 (Wilson et al. 2002) as external standard for chalcopyrite; sphalerite matrix-matched sinter pressed powder pellet reference material MUL-Zn S1 (Onuk et al. 2017) as external standard for sphalerite and pyrite; MASS-1 used as external standard for Te, Au, Tl, and Hg in sphalerite and pyrite | 3.3789 | [19 empty] | 6.5895 | [5 empty] | 0.2686 | [17 empty] | 0.91598 |  |  |  | 1.1255 |  |  |  | 3.6539 |  |  |  | 4.7255 | [13 empty] | 4.6643 | [9 empty] | 55.9321 | [5 empty] | 0.11298 | [21 empty] | 130.3208 | [5 empty] | 69.054 | [7 empty] | 0.58034 | [24 empty] | 2025 | Bertrandsson Erlandsson et al. (2025), Mineralium Deposita, 60, 869–894 |  | POL, COD, ZMB, NAM
| DOF |  | Basin hydrothermal | Stratiform sediment-hosted Cu | stratiform sediment-hosted Cu-Co | Cu, Co | Ag, Au, Pb, Ni, Se, Re, Zn | Cu, Co, Ag, Au, Pb, Ni, Se, Re, Zn | Bertrandsson Erlandsson et al., 2022; Foltyn et al., 2022; El Desouky et al., 2010 |  | 277-15-1C-ccp17-1 | 277-15-1C-ccp17-1 | [5 empty] | ore material | polished section |  | mineral separate | [5 empty] | mineralisation |  |  |  | chalcopyrite, sphalerite, pyrite | stage 1 (sediment-hosted, diagenetic), stage 2 (epigenetic hydrothermal veins) | disseminations, veins, mineralized nodules | disseminations, mineralized nodules, veins cross-cutting sedimentary bedding |  |  |  | quartz, carbonates |  | LA-ICPMS | ESI NWR213 Nd:YAG laser ablation system coupled to an Agilent 8800 QQQ ICP-MS | Montanuniversität Leoben, Austria | 50 µm spot size, 2 – 3 J/cm2 on-mineral fluency, 10 Hz repetition rate, helium carrier gas at 0.75 L/min flow rate, 30-s pre-ablation laser warm-up, 60 s dwell time, 30-s washout period | USGS pressed powder polysulfide reference material MASS-1 (Wilson et al. 2002) as external standard for chalcopyrite; sphalerite matrix-matched sinter pressed powder pellet reference material MUL-Zn S1 (Onuk et al. 2017) as external standard for sphalerite and pyrite; MASS-1 used as external standard for Te, Au, Tl, and Hg in sphalerite and pyrite | 3.2932 | [19 empty] | 7.7556 | [5 empty] | 0.33376 | [17 empty] | 1.0126 |  |  |  | 1.1885 |  |  |  | 2.6905 |  |  |  | 4.3318 | [13 empty] | 4.5715 | [9 empty] | 55.1461 | [5 empty] | 0.30459 | [21 empty] | 124.935 | [5 empty] | 71.1595 | [7 empty] | 0.19432 | [24 empty] | 2025 | Bertrandsson Erlandsson et al. (2025), Mineralium Deposita, 60, 869–894 |  | POL, COD, ZMB, NAM
| DOF |  | Basin hydrothermal | Stratiform sediment-hosted Cu | stratiform sediment-hosted Cu-Co | Cu, Co | Ag, Au, Pb, Ni, Se, Re, Zn | Cu, Co, Ag, Au, Pb, Ni, Se, Re, Zn | Bertrandsson Erlandsson et al., 2022; Foltyn et al., 2022; El Desouky et al., 2010 |  | 277-15-1C-ccp18-1 | 277-15-1C-ccp18-1 | [5 empty] | ore material | polished section |  | mineral separate | [5 empty] | mineralisation |  |  |  | chalcopyrite, sphalerite, pyrite | stage 1 (sediment-hosted, diagenetic), stage 2 (epigenetic hydrothermal veins) | disseminations, veins, mineralized nodules | disseminations, mineralized nodules, veins cross-cutting sedimentary bedding |  |  |  | quartz, carbonates |  | LA-ICPMS | ESI NWR213 Nd:YAG laser ablation system coupled to an Agilent 8800 QQQ ICP-MS | Montanuniversität Leoben, Austria | 50 µm spot size, 2 – 3 J/cm2 on-mineral fluency, 10 Hz repetition rate, helium carrier gas at 0.75 L/min flow rate, 30-s pre-ablation laser warm-up, 60 s dwell time, 30-s washout period | USGS pressed powder polysulfide reference material MASS-1 (Wilson et al. 2002) as external standard for chalcopyrite; sphalerite matrix-matched sinter pressed powder pellet reference material MUL-Zn S1 (Onuk et al. 2017) as external standard for sphalerite and pyrite; MASS-1 used as external standard for Te, Au, Tl, and Hg in sphalerite and pyrite | 3.5143 | [19 empty] | 9.9795 | [5 empty] | 0.24367 | [17 empty] | 1.5082 |  |  |  | 1.606 |  |  |  | 2.3109 |  |  |  | 4.3312 | [13 empty] | 4.4474 | [9 empty] | 54.7191 | [5 empty] | 0.58789 | [21 empty] | 132.8376 | [5 empty] | 67.7548 | [32 empty] | 2025 | Bertrandsson Erlandsson et al. (2025), Mineralium Deposita, 60, 869–894 |  | POL, COD, ZMB, NAM
| DOF |  | Basin hydrothermal | Stratiform sediment-hosted Cu | stratiform sediment-hosted Cu-Co | Cu, Co | Ag, Au, Pb, Ni, Se, Re, Zn | Cu, Co, Ag, Au, Pb, Ni, Se, Re, Zn | Bertrandsson Erlandsson et al., 2022; Foltyn et al., 2022; El Desouky et al., 2010 |  | 277-15-1C-ccp19-1 | 277-15-1C-ccp19-1 | [5 empty] | ore material | polished section |  | mineral separate | [5 empty] | mineralisation |  |  |  | chalcopyrite, sphalerite, pyrite | stage 1 (sediment-hosted, diagenetic), stage 2 (epigenetic hydrothermal veins) | disseminations, veins, mineralized nodules | disseminations, mineralized nodules, veins cross-cutting sedimentary bedding |  |  |  | quartz, carbonates |  | LA-ICPMS | ESI NWR213 Nd:YAG laser ablation system coupled to an Agilent 8800 QQQ ICP-MS | Montanuniversität Leoben, Austria | 50 µm spot size, 2 – 3 J/cm2 on-mineral fluency, 10 Hz repetition rate, helium carrier gas at 0.75 L/min flow rate, 30-s pre-ablation laser warm-up, 60 s dwell time, 30-s washout period | USGS pressed powder polysulfide reference material MASS-1 (Wilson et al. 2002) as external standard for chalcopyrite; sphalerite matrix-matched sinter pressed powder pellet reference material MUL-Zn S1 (Onuk et al. 2017) as external standard for sphalerite and pyrite; MASS-1 used as external standard for Te, Au, Tl, and Hg in sphalerite and pyrite | 3.8474 | [19 empty] | 5.2211 | [5 empty] | 0.18018 | [17 empty] | 1.6052 |  |  |  | 1.5292 |  |  |  | 2.5674 |  |  |  | 4.5793 | [13 empty] | 4.4041 | [9 empty] | 57.2266 | [5 empty] | 0.51323 | [21 empty] | 118.2028 | [5 empty] | 69.4634 | [27 empty] | 347.1457 |  |  |  |  | 2025 | Bertrandsson Erlandsson et al. (2025), Mineralium Deposita, 60, 869–894 |  | POL, COD, ZMB, NAM
| DOF |  | Basin hydrothermal | Stratiform sediment-hosted Cu | stratiform sediment-hosted Cu-Co | Cu, Co | Ag, Au, Pb, Ni, Se, Re, Zn | Cu, Co, Ag, Au, Pb, Ni, Se, Re, Zn | Bertrandsson Erlandsson et al., 2022; Foltyn et al., 2022; El Desouky et al., 2010 |  | 277-15-1C-ccp2-1 | 277-15-1C-ccp2-1 | [5 empty] | ore material | polished section |  | mineral separate | [5 empty] | mineralisation |  |  |  | chalcopyrite, sphalerite, pyrite | stage 1 (sediment-hosted, diagenetic), stage 2 (epigenetic hydrothermal veins) | disseminations, veins, mineralized nodules | disseminations, mineralized nodules, veins cross-cutting sedimentary bedding |  |  |  | quartz, carbonates |  | LA-ICPMS | ESI NWR213 Nd:YAG laser ablation system coupled to an Agilent 8800 QQQ ICP-MS | Montanuniversität Leoben, Austria | 50 µm spot size, 2 – 3 J/cm2 on-mineral fluency, 10 Hz repetition rate, helium carrier gas at 0.75 L/min flow rate, 30-s pre-ablation laser warm-up, 60 s dwell time, 30-s washout period | USGS pressed powder polysulfide reference material MASS-1 (Wilson et al. 2002) as external standard for chalcopyrite; sphalerite matrix-matched sinter pressed powder pellet reference material MUL-Zn S1 (Onuk et al. 2017) as external standard for sphalerite and pyrite; MASS-1 used as external standard for Te, Au, Tl, and Hg in sphalerite and pyrite | 5.9967 | [13 empty] | 0.033522 | [5 empty] | 8.3268 | [23 empty] | 1.0184 |  |  |  | 1.0939 |  |  |  | 3.8834 |  |  |  | 4.049 | [13 empty] | 4.7002 | [9 empty] | 50.3702 | [5 empty] | 0.46807 | [21 empty] | 88.3019 | [5 empty] | 72.1917 | [32 empty] | 2025 | Bertrandsson Erlandsson et al. (2025), Mineralium Deposita, 60, 869–894 |  | POL, COD, ZMB, NAM
| DOF |  | Basin hydrothermal | Stratiform sediment-hosted Cu | stratiform sediment-hosted Cu-Co | Cu, Co | Ag, Au, Pb, Ni, Se, Re, Zn | Cu, Co, Ag, Au, Pb, Ni, Se, Re, Zn | Bertrandsson Erlandsson et al., 2022; Foltyn et al., 2022; El Desouky et al., 2010 |  | 277-15-1C-ccp20-1 | 277-15-1C-ccp20-1 | [5 empty] | ore material | polished section |  | mineral separate | [5 empty] | mineralisation |  |  |  | chalcopyrite, sphalerite, pyrite | stage 1 (sediment-hosted, diagenetic), stage 2 (epigenetic hydrothermal veins) | disseminations, veins, mineralized nodules | disseminations, mineralized nodules, veins cross-cutting sedimentary bedding |  |  |  | quartz, carbonates |  | LA-ICPMS | ESI NWR213 Nd:YAG laser ablation system coupled to an Agilent 8800 QQQ ICP-MS | Montanuniversität Leoben, Austria | 50 µm spot size, 2 – 3 J/cm2 on-mineral fluency, 10 Hz repetition rate, helium carrier gas at 0.75 L/min flow rate, 30-s pre-ablation laser warm-up, 60 s dwell time, 30-s washout period | USGS pressed powder polysulfide reference material MASS-1 (Wilson et al. 2002) as external standard for chalcopyrite; sphalerite matrix-matched sinter pressed powder pellet reference material MUL-Zn S1 (Onuk et al. 2017) as external standard for sphalerite and pyrite; MASS-1 used as external standard for Te, Au, Tl, and Hg in sphalerite and pyrite | 4.134 | [19 empty] | 5.7857 | [5 empty] | 0.19618 | [17 empty] | 1.0415 |  |  |  | 0.93453 |  |  |  | 2.3759 |  |  |  | 4.703 | [13 empty] | 4.2937 | [9 empty] | 54.3769 | [5 empty] | 0.94775 | [21 empty] | 117.0922 | [5 empty] | 70.1828 | [27 empty] | 301.4671 |  |  |  |  | 2025 | Bertrandsson Erlandsson et al. (2025), Mineralium Deposita, 60, 869–894 |  | POL, COD, ZMB, NAM
| DOF |  | Basin hydrothermal | Stratiform sediment-hosted Cu | stratiform sediment-hosted Cu-Co | Cu, Co | Ag, Au, Pb, Ni, Se, Re, Zn | Cu, Co, Ag, Au, Pb, Ni, Se, Re, Zn | Bertrandsson Erlandsson et al., 2022; Foltyn et al., 2022; El Desouky et al., 2010 |  | 277-15-1C-ccp3-1 | 277-15-1C-ccp3-1 | [5 empty] | ore material | polished section |  | mineral separate | [5 empty] | mineralisation |  |  |  | chalcopyrite, sphalerite, pyrite | stage 1 (sediment-hosted, diagenetic), stage 2 (epigenetic hydrothermal veins) | disseminations, veins, mineralized nodules | disseminations, mineralized nodules, veins cross-cutting sedimentary bedding |  |  |  | quartz, carbonates |  | LA-ICPMS | ESI NWR213 Nd:YAG laser ablation system coupled to an Agilent 8800 QQQ ICP-MS | Montanuniversität Leoben, Austria | 50 µm spot size, 2 – 3 J/cm2 on-mineral fluency, 10 Hz repetition rate, helium carrier gas at 0.75 L/min flow rate, 30-s pre-ablation laser warm-up, 60 s dwell time, 30-s washout period | USGS pressed powder polysulfide reference material MASS-1 (Wilson et al. 2002) as external standard for chalcopyrite; sphalerite matrix-matched sinter pressed powder pellet reference material MUL-Zn S1 (Onuk et al. 2017) as external standard for sphalerite and pyrite; MASS-1 used as external standard for Te, Au, Tl, and Hg in sphalerite and pyrite | 5.6249 | [13 empty] | 0.034247 | [11 empty] | 0.098607 | [17 empty] | 0.96639 |  |  |  | 0.80372 |  |  |  | 4.5935 |  |  |  | 4.167 | [13 empty] | 4.2764 |  | 0.051085 | [7 empty] | 49.7486 | [5 empty] | 0.45527 | [21 empty] | 99.7545 | [5 empty] | 68.0045 | [27 empty] | 391.6145 |  |  |  |  | 2025 | Bertrandsson Erlandsson et al. (2025), Mineralium Deposita, 60, 869–894 |  | POL, COD, ZMB, NAM
| DOF |  | Basin hydrothermal | Stratiform sediment-hosted Cu | stratiform sediment-hosted Cu-Co | Cu, Co | Ag, Au, Pb, Ni, Se, Re, Zn | Cu, Co, Ag, Au, Pb, Ni, Se, Re, Zn | Bertrandsson Erlandsson et al., 2022; Foltyn et al., 2022; El Desouky et al., 2010 |  | 277-15-1C-ccp4-1 | 277-15-1C-ccp4-1 | [5 empty] | ore material | polished section |  | mineral separate | [5 empty] | mineralisation |  |  |  | chalcopyrite, sphalerite, pyrite | stage 1 (sediment-hosted, diagenetic), stage 2 (epigenetic hydrothermal veins) | disseminations, veins, mineralized nodules | disseminations, mineralized nodules, veins cross-cutting sedimentary bedding |  |  |  | quartz, carbonates |  | LA-ICPMS | ESI NWR213 Nd:YAG laser ablation system coupled to an Agilent 8800 QQQ ICP-MS | Montanuniversität Leoben, Austria | 50 µm spot size, 2 – 3 J/cm2 on-mineral fluency, 10 Hz repetition rate, helium carrier gas at 0.75 L/min flow rate, 30-s pre-ablation laser warm-up, 60 s dwell time, 30-s washout period | USGS pressed powder polysulfide reference material MASS-1 (Wilson et al. 2002) as external standard for chalcopyrite; sphalerite matrix-matched sinter pressed powder pellet reference material MUL-Zn S1 (Onuk et al. 2017) as external standard for sphalerite and pyrite; MASS-1 used as external standard for Te, Au, Tl, and Hg in sphalerite and pyrite | 5.8384 | [13 empty] | 0.039923 | [5 empty] | 7.2195 | [5 empty] | 0.10896 | [17 empty] | 1.1119 |  |  |  | 0.87806 |  |  |  | 3.7803 |  |  |  | 4.2765 | [13 empty] | 4.1971 |  | 0.051838 | [7 empty] | 49.6195 | [5 empty] | 0.41303 | [21 empty] | 100.7527 | [5 empty] | 70.453 | [7 empty] | 0.58755 | [24 empty] | 2025 | Bertrandsson Erlandsson et al. (2025), Mineralium Deposita, 60, 869–894 |  | POL, COD, ZMB, NAM
| DOF |  | Basin hydrothermal | Stratiform sediment-hosted Cu | stratiform sediment-hosted Cu-Co | Cu, Co | Ag, Au, Pb, Ni, Se, Re, Zn | Cu, Co, Ag, Au, Pb, Ni, Se, Re, Zn | Bertrandsson Erlandsson et al., 2022; Foltyn et al., 2022; El Desouky et al., 2010 |  | 277-15-1C-ccp5-1 | 277-15-1C-ccp5-1 | [5 empty] | ore material | polished section |  | mineral separate | [5 empty] | mineralisation |  |  |  | chalcopyrite, sphalerite, pyrite | stage 1 (sediment-hosted, diagenetic), stage 2 (epigenetic hydrothermal veins) | disseminations, veins, mineralized nodules | disseminations, mineralized nodules, veins cross-cutting sedimentary bedding |  |  |  | quartz, carbonates |  | LA-ICPMS | ESI NWR213 Nd:YAG laser ablation system coupled to an Agilent 8800 QQQ ICP-MS | Montanuniversität Leoben, Austria | 50 µm spot size, 2 – 3 J/cm2 on-mineral fluency, 10 Hz repetition rate, helium carrier gas at 0.75 L/min flow rate, 30-s pre-ablation laser warm-up, 60 s dwell time, 30-s washout period | USGS pressed powder polysulfide reference material MASS-1 (Wilson et al. 2002) as external standard for chalcopyrite; sphalerite matrix-matched sinter pressed powder pellet reference material MUL-Zn S1 (Onuk et al. 2017) as external standard for sphalerite and pyrite; MASS-1 used as external standard for Te, Au, Tl, and Hg in sphalerite and pyrite | 5.6716 | [13 empty] | 0.057424 | [5 empty] | 6.9924 | [5 empty] | 0.12245 | [17 empty] | 0.96349 |  |  |  | 0.87615 |  |  |  | 3.3972 |  |  |  | 4.1789 | [13 empty] | 4.4943 |  | 0.052488 | [7 empty] | 48.0983 | [5 empty] | 0.7737 | [21 empty] | 103.2076 | [5 empty] | 70.1968 | [32 empty] | 2025 | Bertrandsson Erlandsson et al. (2025), Mineralium Deposita, 60, 869–894 |  | POL, COD, ZMB, NAM
| DOF |  | Basin hydrothermal | Stratiform sediment-hosted Cu | stratiform sediment-hosted Cu-Co | Cu, Co | Ag, Au, Pb, Ni, Se, Re, Zn | Cu, Co, Ag, Au, Pb, Ni, Se, Re, Zn | Bertrandsson Erlandsson et al., 2022; Foltyn et al., 2022; El Desouky et al., 2010 |  | 277-15-1C-ccp6-1 | 277-15-1C-ccp6-1 | [5 empty] | ore material | polished section |  | mineral separate | [5 empty] | mineralisation |  |  |  | chalcopyrite, sphalerite, pyrite | stage 1 (sediment-hosted, diagenetic), stage 2 (epigenetic hydrothermal veins) | disseminations, veins, mineralized nodules | disseminations, mineralized nodules, veins cross-cutting sedimentary bedding |  |  |  | quartz, carbonates |  | LA-ICPMS | ESI NWR213 Nd:YAG laser ablation system coupled to an Agilent 8800 QQQ ICP-MS | Montanuniversität Leoben, Austria | 50 µm spot size, 2 – 3 J/cm2 on-mineral fluency, 10 Hz repetition rate, helium carrier gas at 0.75 L/min flow rate, 30-s pre-ablation laser warm-up, 60 s dwell time, 30-s washout period | USGS pressed powder polysulfide reference material MASS-1 (Wilson et al. 2002) as external standard for chalcopyrite; sphalerite matrix-matched sinter pressed powder pellet reference material MUL-Zn S1 (Onuk et al. 2017) as external standard for sphalerite and pyrite; MASS-1 used as external standard for Te, Au, Tl, and Hg in sphalerite and pyrite | 5.9917 | [13 empty] | 0.19773 | [29 empty] | 0.92242 |  |  |  | 0.73376 |  |  |  | 4.1199 |  |  |  | 7.1608 | [13 empty] | 4.4188 |  | 0.046691 | [7 empty] | 47.8647 | [5 empty] | 1.1616 | [21 empty] | 105.4656 | [5 empty] | 94.5648 | [27 empty] | 140.559 |  |  |  |  | 2025 | Bertrandsson Erlandsson et al. (2025), Mineralium Deposita, 60, 869–894 |  | POL, COD, ZMB, NAM
| DOF |  | Basin hydrothermal | Stratiform sediment-hosted Cu | stratiform sediment-hosted Cu-Co | Cu, Co | Ag, Au, Pb, Ni, Se, Re, Zn | Cu, Co, Ag, Au, Pb, Ni, Se, Re, Zn | Bertrandsson Erlandsson et al., 2022; Foltyn et al., 2022; El Desouky et al., 2010 |  | 277-15-1C-ccp7-1 | 277-15-1C-ccp7-1 | [5 empty] | ore material | polished section |  | mineral separate | [5 empty] | mineralisation |  |  |  | chalcopyrite, sphalerite, pyrite | stage 1 (sediment-hosted, diagenetic), stage 2 (epigenetic hydrothermal veins) | disseminations, veins, mineralized nodules | disseminations, mineralized nodules, veins cross-cutting sedimentary bedding |  |  |  | quartz, carbonates |  | LA-ICPMS | ESI NWR213 Nd:YAG laser ablation system coupled to an Agilent 8800 QQQ ICP-MS | Montanuniversität Leoben, Austria | 50 µm spot size, 2 – 3 J/cm2 on-mineral fluency, 10 Hz repetition rate, helium carrier gas at 0.75 L/min flow rate, 30-s pre-ablation laser warm-up, 60 s dwell time, 30-s washout period | USGS pressed powder polysulfide reference material MASS-1 (Wilson et al. 2002) as external standard for chalcopyrite; sphalerite matrix-matched sinter pressed powder pellet reference material MUL-Zn S1 (Onuk et al. 2017) as external standard for sphalerite and pyrite; MASS-1 used as external standard for Te, Au, Tl, and Hg in sphalerite and pyrite | 6.2379 | [13 empty] | 0.2399 | [5 empty] | 6.6579 | [23 empty] | 1.1121 |  |  |  | 0.7496 |  |  |  | 4.0665 |  |  |  | 6.7436 | [13 empty] | 4.2604 |  | 0.025639 | [7 empty] | 48.8739 | [5 empty] | 2.6824 | [21 empty] | 101.4972 | [5 empty] | 94.3841 | [32 empty] | 2025 | Bertrandsson Erlandsson et al. (2025), Mineralium Deposita, 60, 869–894 |  | POL, COD, ZMB, NAM
| DOF |  | Basin hydrothermal | Stratiform sediment-hosted Cu | stratiform sediment-hosted Cu-Co | Cu, Co | Ag, Au, Pb, Ni, Se, Re, Zn | Cu, Co, Ag, Au, Pb, Ni, Se, Re, Zn | Bertrandsson Erlandsson et al., 2022; Foltyn et al., 2022; El Desouky et al., 2010 |  | 277-15-1C-ccp8-1 | 277-15-1C-ccp8-1 | [5 empty] | ore material | polished section |  | mineral separate | [5 empty] | mineralisation |  |  |  | chalcopyrite, sphalerite, pyrite | stage 1 (sediment-hosted, diagenetic), stage 2 (epigenetic hydrothermal veins) | disseminations, veins, mineralized nodules | disseminations, mineralized nodules, veins cross-cutting sedimentary bedding |  |  |  | quartz, carbonates |  | LA-ICPMS | ESI NWR213 Nd:YAG laser ablation system coupled to an Agilent 8800 QQQ ICP-MS | Montanuniversität Leoben, Austria | 50 µm spot size, 2 – 3 J/cm2 on-mineral fluency, 10 Hz repetition rate, helium carrier gas at 0.75 L/min flow rate, 30-s pre-ablation laser warm-up, 60 s dwell time, 30-s washout period | USGS pressed powder polysulfide reference material MASS-1 (Wilson et al. 2002) as external standard for chalcopyrite; sphalerite matrix-matched sinter pressed powder pellet reference material MUL-Zn S1 (Onuk et al. 2017) as external standard for sphalerite and pyrite; MASS-1 used as external standard for Te, Au, Tl, and Hg in sphalerite and pyrite | 5.4967 | [13 empty] | 0.056266 | [29 empty] | 0.85696 |  |  |  | 0.73901 |  |  |  | 3.3479 |  |  |  | 6.1839 | [13 empty] | 4.2399 |  | 0.065279 | [7 empty] | 50.0607 | [5 empty] | 0.71385 | [21 empty] | 94.3558 | [5 empty] | 79.6789 | [27 empty] | 361.4345 |  |  |  |  | 2025 | Bertrandsson Erlandsson et al. (2025), Mineralium Deposita, 60, 869–894 |  | POL, COD, ZMB, NAM
| DOF |  | Basin hydrothermal | Stratiform sediment-hosted Cu | stratiform sediment-hosted Cu-Co | Cu, Co | Ag, Au, Pb, Ni, Se, Re, Zn | Cu, Co, Ag, Au, Pb, Ni, Se, Re, Zn | Bertrandsson Erlandsson et al., 2022; Foltyn et al., 2022; El Desouky et al., 2010 |  | 277-15-1C-ccp9-1 | 277-15-1C-ccp9-1 | [5 empty] | ore material | polished section |  | mineral separate | [5 empty] | mineralisation |  |  |  | chalcopyrite, sphalerite, pyrite | stage 1 (sediment-hosted, diagenetic), stage 2 (epigenetic hydrothermal veins) | disseminations, veins, mineralized nodules | disseminations, mineralized nodules, veins cross-cutting sedimentary bedding |  |  |  | quartz, carbonates |  | LA-ICPMS | ESI NWR213 Nd:YAG laser ablation system coupled to an Agilent 8800 QQQ ICP-MS | Montanuniversität Leoben, Austria | 50 µm spot size, 2 – 3 J/cm2 on-mineral fluency, 10 Hz repetition rate, helium carrier gas at 0.75 L/min flow rate, 30-s pre-ablation laser warm-up, 60 s dwell time, 30-s washout period | USGS pressed powder polysulfide reference material MASS-1 (Wilson et al. 2002) as external standard for chalcopyrite; sphalerite matrix-matched sinter pressed powder pellet reference material MUL-Zn S1 (Onuk et al. 2017) as external standard for sphalerite and pyrite; MASS-1 used as external standard for Te, Au, Tl, and Hg in sphalerite and pyrite | 5.4957 | [13 empty] | 0.079517 | [5 empty] | 6.8877 | [23 empty] | 0.9114 |  |  |  | 0.77356 |  |  |  | 3.4118 |  |  |  | 6.0603 | [13 empty] | 4.1565 |  | 0.065568 | [7 empty] | 50.5903 | [5 empty] | 0.69052 | [21 empty] | 100.7909 | [5 empty] | 78.0646 | [32 empty] | 2025 | Bertrandsson Erlandsson et al. (2025), Mineralium Deposita, 60, 869–894 |  | POL, COD, ZMB, NAM
| Polish Kupferschiefer, Luiswishi, Nchanga, Dolostone Ore Formation |  | Basin hydrothermal | Stratiform sediment-hosted Cu | stratiform sediment-hosted Cu-Co | Cu, Co | Ag, Au, Pb, Ni, Se, Re, Zn | Cu, Co, Ag, Au, Pb, Ni, Se, Re, Zn | Bertrandsson Erlandsson et al., 2022; Foltyn et al., 2022; El Desouky et al., 2010 |  | KAB-1 | KAB-1 | [5 empty] | ore material | polished section |  | mineral separate | [5 empty] | mineralisation |  |  |  | chalcopyrite, sphalerite, pyrite | stage 1 (sediment-hosted, diagenetic), stage 2 (epigenetic hydrothermal veins) | disseminations, veins, mineralized nodules | disseminations, mineralized nodules, veins cross-cutting sedimentary bedding |  |  |  | quartz, carbonates |  | LA-ICPMS | ESI NWR213 Nd:YAG laser ablation system coupled to an Agilent 8800 QQQ ICP-MS | Montanuniversität Leoben, Austria | 50 µm spot size, 2 – 3 J/cm2 on-mineral fluency, 10 Hz repetition rate, helium carrier gas at 0.75 L/min flow rate, 30-s pre-ablation laser warm-up, 60 s dwell time, 30-s washout period | USGS pressed powder polysulfide reference material MASS-1 (Wilson et al. 2002) as external standard for chalcopyrite; sphalerite matrix-matched sinter pressed powder pellet reference material MUL-Zn S1 (Onuk et al. 2017) as external standard for sphalerite and pyrite; MASS-1 used as external standard for Te, Au, Tl, and Hg in sphalerite and pyrite | [147 empty] | 2025 | Bertrandsson Erlandsson et al. (2025), Mineralium Deposita, 60, 869–894 |  | POL, COD, ZMB, NAM
| Polish Kupferschiefer, Luiswishi, Nchanga, Dolostone Ore Formation |  | Basin hydrothermal | Stratiform sediment-hosted Cu | stratiform sediment-hosted Cu-Co | Cu, Co | Ag, Au, Pb, Ni, Se, Re, Zn | Cu, Co, Ag, Au, Pb, Ni, Se, Re, Zn | Bertrandsson Erlandsson et al., 2022; Foltyn et al., 2022; El Desouky et al., 2010 |  | Source: This study-1 | Source: This study-1 | [5 empty] | ore material | polished section |  | mineral separate | [5 empty] | mineralisation |  |  |  | chalcopyrite, sphalerite, pyrite | stage 1 (sediment-hosted, diagenetic), stage 2 (epigenetic hydrothermal veins) | disseminations, veins, mineralized nodules | disseminations, mineralized nodules, veins cross-cutting sedimentary bedding |  |  |  | quartz, carbonates |  | LA-ICPMS | ESI NWR213 Nd:YAG laser ablation system coupled to an Agilent 8800 QQQ ICP-MS | Montanuniversität Leoben, Austria | 50 µm spot size, 2 – 3 J/cm2 on-mineral fluency, 10 Hz repetition rate, helium carrier gas at 0.75 L/min flow rate, 30-s pre-ablation laser warm-up, 60 s dwell time, 30-s washout period | USGS pressed powder polysulfide reference material MASS-1 (Wilson et al. 2002) as external standard for chalcopyrite; sphalerite matrix-matched sinter pressed powder pellet reference material MUL-Zn S1 (Onuk et al. 2017) as external standard for sphalerite and pyrite; MASS-1 used as external standard for Te, Au, Tl, and Hg in sphalerite and pyrite | [147 empty] | 2025 | Bertrandsson Erlandsson et al. (2025), Mineralium Deposita, 60, 869–894 |  | POL, COD, ZMB, NAM
| Luiswishi |  | Basin hydrothermal | Stratiform sediment-hosted Cu | stratiform sediment-hosted Cu-Co | Cu, Co | Ag, Au, Pb, Ni, Se, Re, Zn | Cu, Co, Ag, Au, Pb, Ni, Se, Re, Zn | Bertrandsson Erlandsson et al., 2022; Foltyn et al., 2022; El Desouky et al., 2010 |  | LS06HA05-ccp1-1 | LS06HA05-ccp1-1 | [5 empty] | ore material | polished section |  | mineral separate | [5 empty] | mineralisation |  |  |  | chalcopyrite, sphalerite, pyrite | stage 1 (sediment-hosted, diagenetic), stage 2 (epigenetic hydrothermal veins) | disseminations, veins, mineralized nodules | disseminations, mineralized nodules, veins cross-cutting sedimentary bedding |  |  |  | quartz, carbonates |  | LA-ICPMS | ESI NWR213 Nd:YAG laser ablation system coupled to an Agilent 8800 QQQ ICP-MS | Montanuniversität Leoben, Austria | 50 µm spot size, 2 – 3 J/cm2 on-mineral fluency, 10 Hz repetition rate, helium carrier gas at 0.75 L/min flow rate, 30-s pre-ablation laser warm-up, 60 s dwell time, 30-s washout period | USGS pressed powder polysulfide reference material MASS-1 (Wilson et al. 2002) as external standard for chalcopyrite; sphalerite matrix-matched sinter pressed powder pellet reference material MUL-Zn S1 (Onuk et al. 2017) as external standard for sphalerite and pyrite; MASS-1 used as external standard for Te, Au, Tl, and Hg in sphalerite and pyrite | [26 empty] | 2.5085 | [17 empty] | 10.276 |  |  |  | 4.9158 |  |  |  | 3.8411 |  |  |  | 3.9134 | [29 empty] | 0.16869 | [21 empty] | 40.8592 | [5 empty] | 43.0676 | [32 empty] | 2025 | Bertrandsson Erlandsson et al. (2025), Mineralium Deposita, 60, 869–894 |  | POL, COD, ZMB, NAM
| Luiswishi |  | Basin hydrothermal | Stratiform sediment-hosted Cu | stratiform sediment-hosted Cu-Co | Cu, Co | Ag, Au, Pb, Ni, Se, Re, Zn | Cu, Co, Ag, Au, Pb, Ni, Se, Re, Zn | Bertrandsson Erlandsson et al., 2022; Foltyn et al., 2022; El Desouky et al., 2010 |  | LS06HA05-ccp2-1 | LS06HA05-ccp2-1 | [5 empty] | ore material | polished section |  | mineral separate | [5 empty] | mineralisation |  |  |  | chalcopyrite, sphalerite, pyrite | stage 1 (sediment-hosted, diagenetic), stage 2 (epigenetic hydrothermal veins) | disseminations, veins, mineralized nodules | disseminations, mineralized nodules, veins cross-cutting sedimentary bedding |  |  |  | quartz, carbonates |  | LA-ICPMS | ESI NWR213 Nd:YAG laser ablation system coupled to an Agilent 8800 QQQ ICP-MS | Montanuniversität Leoben, Austria | 50 µm spot size, 2 – 3 J/cm2 on-mineral fluency, 10 Hz repetition rate, helium carrier gas at 0.75 L/min flow rate, 30-s pre-ablation laser warm-up, 60 s dwell time, 30-s washout period | USGS pressed powder polysulfide reference material MASS-1 (Wilson et al. 2002) as external standard for chalcopyrite; sphalerite matrix-matched sinter pressed powder pellet reference material MUL-Zn S1 (Onuk et al. 2017) as external standard for sphalerite and pyrite; MASS-1 used as external standard for Te, Au, Tl, and Hg in sphalerite and pyrite | [26 empty] | 2.3428 | [17 empty] | 9.9617 |  |  |  | 4.9435 |  |  |  | 2.3667 |  |  |  | 2.7772 | [47 empty] | 0.52453 |  |  |  | 42.5837 | [5 empty] | 39.0424 | [32 empty] | 2025 | Bertrandsson Erlandsson et al. (2025), Mineralium Deposita, 60, 869–894 |  | POL, COD, ZMB, NAM
| Luiswishi |  | Basin hydrothermal | Stratiform sediment-hosted Cu | stratiform sediment-hosted Cu-Co | Cu, Co | Ag, Au, Pb, Ni, Se, Re, Zn | Cu, Co, Ag, Au, Pb, Ni, Se, Re, Zn | Bertrandsson Erlandsson et al., 2022; Foltyn et al., 2022; El Desouky et al., 2010 |  | LS06HA05-ccp3-1 | LS06HA05-ccp3-1 | [5 empty] | ore material | polished section |  | mineral separate | [5 empty] | mineralisation |  |  |  | chalcopyrite, sphalerite, pyrite | stage 1 (sediment-hosted, diagenetic), stage 2 (epigenetic hydrothermal veins) | disseminations, veins, mineralized nodules | disseminations, mineralized nodules, veins cross-cutting sedimentary bedding |  |  |  | quartz, carbonates |  | LA-ICPMS | ESI NWR213 Nd:YAG laser ablation system coupled to an Agilent 8800 QQQ ICP-MS | Montanuniversität Leoben, Austria | 50 µm spot size, 2 – 3 J/cm2 on-mineral fluency, 10 Hz repetition rate, helium carrier gas at 0.75 L/min flow rate, 30-s pre-ablation laser warm-up, 60 s dwell time, 30-s washout period | USGS pressed powder polysulfide reference material MASS-1 (Wilson et al. 2002) as external standard for chalcopyrite; sphalerite matrix-matched sinter pressed powder pellet reference material MUL-Zn S1 (Onuk et al. 2017) as external standard for sphalerite and pyrite; MASS-1 used as external standard for Te, Au, Tl, and Hg in sphalerite and pyrite | [26 empty] | 2.3511 | [17 empty] | 10.2011 |  |  |  | 4.7354 |  |  |  | 2.3401 |  |  |  | 3.7416 | [51 empty] | 35.3459 | [5 empty] | 44.4883 | [32 empty] | 2025 | Bertrandsson Erlandsson et al. (2025), Mineralium Deposita, 60, 869–894 |  | POL, COD, ZMB, NAM
| Luiswishi |  | Basin hydrothermal | Stratiform sediment-hosted Cu | stratiform sediment-hosted Cu-Co | Cu, Co | Ag, Au, Pb, Ni, Se, Re, Zn | Cu, Co, Ag, Au, Pb, Ni, Se, Re, Zn | Bertrandsson Erlandsson et al., 2022; Foltyn et al., 2022; El Desouky et al., 2010 |  | LS06HA05-ccp4-1 | LS06HA05-ccp4-1 | [5 empty] | ore material | polished section |  | mineral separate | [5 empty] | mineralisation |  |  |  | chalcopyrite, sphalerite, pyrite | stage 1 (sediment-hosted, diagenetic), stage 2 (epigenetic hydrothermal veins) | disseminations, veins, mineralized nodules | disseminations, mineralized nodules, veins cross-cutting sedimentary bedding |  |  |  | quartz, carbonates |  | LA-ICPMS | ESI NWR213 Nd:YAG laser ablation system coupled to an Agilent 8800 QQQ ICP-MS | Montanuniversität Leoben, Austria | 50 µm spot size, 2 – 3 J/cm2 on-mineral fluency, 10 Hz repetition rate, helium carrier gas at 0.75 L/min flow rate, 30-s pre-ablation laser warm-up, 60 s dwell time, 30-s washout period | USGS pressed powder polysulfide reference material MASS-1 (Wilson et al. 2002) as external standard for chalcopyrite; sphalerite matrix-matched sinter pressed powder pellet reference material MUL-Zn S1 (Onuk et al. 2017) as external standard for sphalerite and pyrite; MASS-1 used as external standard for Te, Au, Tl, and Hg in sphalerite and pyrite | [26 empty] | 2.3168 | [17 empty] | 8.8785 |  |  |  | 4.7039 |  |  |  | 1.9047 |  |  |  | 3.2722 | [29 empty] | 0.046771 | [21 empty] | 43.3149 | [5 empty] | 47.6585 | [32 empty] | 2025 | Bertrandsson Erlandsson et al. (2025), Mineralium Deposita, 60, 869–894 |  | POL, COD, ZMB, NAM
| Luiswishi |  | Basin hydrothermal | Stratiform sediment-hosted Cu | stratiform sediment-hosted Cu-Co | Cu, Co | Ag, Au, Pb, Ni, Se, Re, Zn | Cu, Co, Ag, Au, Pb, Ni, Se, Re, Zn | Bertrandsson Erlandsson et al., 2022; Foltyn et al., 2022; El Desouky et al., 2010 |  | LS06HA05-ccp5-1 | LS06HA05-ccp5-1 | [5 empty] | ore material | polished section |  | mineral separate | [5 empty] | mineralisation |  |  |  | chalcopyrite, sphalerite, pyrite | stage 1 (sediment-hosted, diagenetic), stage 2 (epigenetic hydrothermal veins) | disseminations, veins, mineralized nodules | disseminations, mineralized nodules, veins cross-cutting sedimentary bedding |  |  |  | quartz, carbonates |  | LA-ICPMS | ESI NWR213 Nd:YAG laser ablation system coupled to an Agilent 8800 QQQ ICP-MS | Montanuniversität Leoben, Austria | 50 µm spot size, 2 – 3 J/cm2 on-mineral fluency, 10 Hz repetition rate, helium carrier gas at 0.75 L/min flow rate, 30-s pre-ablation laser warm-up, 60 s dwell time, 30-s washout period | USGS pressed powder polysulfide reference material MASS-1 (Wilson et al. 2002) as external standard for chalcopyrite; sphalerite matrix-matched sinter pressed powder pellet reference material MUL-Zn S1 (Onuk et al. 2017) as external standard for sphalerite and pyrite; MASS-1 used as external standard for Te, Au, Tl, and Hg in sphalerite and pyrite | [44 empty] | 7.4015 |  |  |  | 4.6332 |  |  |  | 2.8543 |  |  |  | 2.4603 | [51 empty] | 36.8623 | [5 empty] | 42.7588 | [32 empty] | 2025 | Bertrandsson Erlandsson et al. (2025), Mineralium Deposita, 60, 869–894 |  | POL, COD, ZMB, NAM
| Luiswishi |  | Basin hydrothermal | Stratiform sediment-hosted Cu | stratiform sediment-hosted Cu-Co | Cu, Co | Ag, Au, Pb, Ni, Se, Re, Zn | Cu, Co, Ag, Au, Pb, Ni, Se, Re, Zn | Bertrandsson Erlandsson et al., 2022; Foltyn et al., 2022; El Desouky et al., 2010 |  | LS06HA05-ccp6-1 | LS06HA05-ccp6-1 | [5 empty] | ore material | polished section |  | mineral separate | [5 empty] | mineralisation |  |  |  | chalcopyrite, sphalerite, pyrite | stage 1 (sediment-hosted, diagenetic), stage 2 (epigenetic hydrothermal veins) | disseminations, veins, mineralized nodules | disseminations, mineralized nodules, veins cross-cutting sedimentary bedding |  |  |  | quartz, carbonates |  | LA-ICPMS | ESI NWR213 Nd:YAG laser ablation system coupled to an Agilent 8800 QQQ ICP-MS | Montanuniversität Leoben, Austria | 50 µm spot size, 2 – 3 J/cm2 on-mineral fluency, 10 Hz repetition rate, helium carrier gas at 0.75 L/min flow rate, 30-s pre-ablation laser warm-up, 60 s dwell time, 30-s washout period | USGS pressed powder polysulfide reference material MASS-1 (Wilson et al. 2002) as external standard for chalcopyrite; sphalerite matrix-matched sinter pressed powder pellet reference material MUL-Zn S1 (Onuk et al. 2017) as external standard for sphalerite and pyrite; MASS-1 used as external standard for Te, Au, Tl, and Hg in sphalerite and pyrite | [26 empty] | 9.9595 | [17 empty] | 11.0369 |  |  |  | 5.0842 |  |  |  | 1.9203 |  |  |  | 4.9419 | [51 empty] | 39.6429 | [5 empty] | 47.5252 | [32 empty] | 2025 | Bertrandsson Erlandsson et al. (2025), Mineralium Deposita, 60, 869–894 |  | POL, COD, ZMB, NAM
| Luiswishi |  | Basin hydrothermal | Stratiform sediment-hosted Cu | stratiform sediment-hosted Cu-Co | Cu, Co | Ag, Au, Pb, Ni, Se, Re, Zn | Cu, Co, Ag, Au, Pb, Ni, Se, Re, Zn | Bertrandsson Erlandsson et al., 2022; Foltyn et al., 2022; El Desouky et al., 2010 |  | LS06HA05-ccp7-1 | LS06HA05-ccp7-1 | [5 empty] | ore material | polished section |  | mineral separate | [5 empty] | mineralisation |  |  |  | chalcopyrite, sphalerite, pyrite | stage 1 (sediment-hosted, diagenetic), stage 2 (epigenetic hydrothermal veins) | disseminations, veins, mineralized nodules | disseminations, mineralized nodules, veins cross-cutting sedimentary bedding |  |  |  | quartz, carbonates |  | LA-ICPMS | ESI NWR213 Nd:YAG laser ablation system coupled to an Agilent 8800 QQQ ICP-MS | Montanuniversität Leoben, Austria | 50 µm spot size, 2 – 3 J/cm2 on-mineral fluency, 10 Hz repetition rate, helium carrier gas at 0.75 L/min flow rate, 30-s pre-ablation laser warm-up, 60 s dwell time, 30-s washout period | USGS pressed powder polysulfide reference material MASS-1 (Wilson et al. 2002) as external standard for chalcopyrite; sphalerite matrix-matched sinter pressed powder pellet reference material MUL-Zn S1 (Onuk et al. 2017) as external standard for sphalerite and pyrite; MASS-1 used as external standard for Te, Au, Tl, and Hg in sphalerite and pyrite | [26 empty] | 3.1126 | [17 empty] | 10.5453 |  |  |  | 4.9011 |  |  |  | 1.6853 |  |  |  | 4.5802 | [51 empty] | 38.904 | [5 empty] | 49.696 | [32 empty] | 2025 | Bertrandsson Erlandsson et al. (2025), Mineralium Deposita, 60, 869–894 |  | POL, COD, ZMB, NAM
| Luiswishi |  | Basin hydrothermal | Stratiform sediment-hosted Cu | stratiform sediment-hosted Cu-Co | Cu, Co | Ag, Au, Pb, Ni, Se, Re, Zn | Cu, Co, Ag, Au, Pb, Ni, Se, Re, Zn | Bertrandsson Erlandsson et al., 2022; Foltyn et al., 2022; El Desouky et al., 2010 |  | LS06HA05-ccp8-1 | LS06HA05-ccp8-1 | [5 empty] | ore material | polished section |  | mineral separate | [5 empty] | mineralisation |  |  |  | chalcopyrite, sphalerite, pyrite | stage 1 (sediment-hosted, diagenetic), stage 2 (epigenetic hydrothermal veins) | disseminations, veins, mineralized nodules | disseminations, mineralized nodules, veins cross-cutting sedimentary bedding |  |  |  | quartz, carbonates |  | LA-ICPMS | ESI NWR213 Nd:YAG laser ablation system coupled to an Agilent 8800 QQQ ICP-MS | Montanuniversität Leoben, Austria | 50 µm spot size, 2 – 3 J/cm2 on-mineral fluency, 10 Hz repetition rate, helium carrier gas at 0.75 L/min flow rate, 30-s pre-ablation laser warm-up, 60 s dwell time, 30-s washout period | USGS pressed powder polysulfide reference material MASS-1 (Wilson et al. 2002) as external standard for chalcopyrite; sphalerite matrix-matched sinter pressed powder pellet reference material MUL-Zn S1 (Onuk et al. 2017) as external standard for sphalerite and pyrite; MASS-1 used as external standard for Te, Au, Tl, and Hg in sphalerite and pyrite | [26 empty] | 2.4786 | [17 empty] | 11.0788 |  |  |  | 4.8135 |  |  |  | 1.5605 |  |  |  | 4.8885 | [51 empty] | 44.9258 | [5 empty] | 46.2488 | [32 empty] | 2025 | Bertrandsson Erlandsson et al. (2025), Mineralium Deposita, 60, 869–894 |  | POL, COD, ZMB, NAM
| Luiswishi |  | Basin hydrothermal | Stratiform sediment-hosted Cu | stratiform sediment-hosted Cu-Co | Cu, Co | Ag, Au, Pb, Ni, Se, Re, Zn | Cu, Co, Ag, Au, Pb, Ni, Se, Re, Zn | Bertrandsson Erlandsson et al., 2022; Foltyn et al., 2022; El Desouky et al., 2010 |  | LS06HA05-ccp9-1 | LS06HA05-ccp9-1 | [5 empty] | ore material | polished section |  | mineral separate | [5 empty] | mineralisation |  |  |  | chalcopyrite, sphalerite, pyrite | stage 1 (sediment-hosted, diagenetic), stage 2 (epigenetic hydrothermal veins) | disseminations, veins, mineralized nodules | disseminations, mineralized nodules, veins cross-cutting sedimentary bedding |  |  |  | quartz, carbonates |  | LA-ICPMS | ESI NWR213 Nd:YAG laser ablation system coupled to an Agilent 8800 QQQ ICP-MS | Montanuniversität Leoben, Austria | 50 µm spot size, 2 – 3 J/cm2 on-mineral fluency, 10 Hz repetition rate, helium carrier gas at 0.75 L/min flow rate, 30-s pre-ablation laser warm-up, 60 s dwell time, 30-s washout period | USGS pressed powder polysulfide reference material MASS-1 (Wilson et al. 2002) as external standard for chalcopyrite; sphalerite matrix-matched sinter pressed powder pellet reference material MUL-Zn S1 (Onuk et al. 2017) as external standard for sphalerite and pyrite; MASS-1 used as external standard for Te, Au, Tl, and Hg in sphalerite and pyrite | [26 empty] | 2.4257 | [17 empty] | 11.4311 |  |  |  | 4.566 |  |  |  | 1.2991 |  |  |  | 5.6038 | [51 empty] | 34.1741 | [5 empty] | 49.1625 | [32 empty] | 2025 | Bertrandsson Erlandsson et al. (2025), Mineralium Deposita, 60, 869–894 |  | POL, COD, ZMB, NAM
| Luiswishi |  | Basin hydrothermal | Stratiform sediment-hosted Cu | stratiform sediment-hosted Cu-Co | Cu, Co | Ag, Au, Pb, Ni, Se, Re, Zn | Cu, Co, Ag, Au, Pb, Ni, Se, Re, Zn | Bertrandsson Erlandsson et al., 2022; Foltyn et al., 2022; El Desouky et al., 2010 |  | LS06HA05-ccp10-1 | LS06HA05-ccp10-1 | [5 empty] | ore material | polished section |  | mineral separate | [5 empty] | mineralisation |  |  |  | chalcopyrite, sphalerite, pyrite | stage 1 (sediment-hosted, diagenetic), stage 2 (epigenetic hydrothermal veins) | disseminations, veins, mineralized nodules | disseminations, mineralized nodules, veins cross-cutting sedimentary bedding |  |  |  | quartz, carbonates |  | LA-ICPMS | ESI NWR213 Nd:YAG laser ablation system coupled to an Agilent 8800 QQQ ICP-MS | Montanuniversität Leoben, Austria | 50 µm spot size, 2 – 3 J/cm2 on-mineral fluency, 10 Hz repetition rate, helium carrier gas at 0.75 L/min flow rate, 30-s pre-ablation laser warm-up, 60 s dwell time, 30-s washout period | USGS pressed powder polysulfide reference material MASS-1 (Wilson et al. 2002) as external standard for chalcopyrite; sphalerite matrix-matched sinter pressed powder pellet reference material MUL-Zn S1 (Onuk et al. 2017) as external standard for sphalerite and pyrite; MASS-1 used as external standard for Te, Au, Tl, and Hg in sphalerite and pyrite | [14 empty] | 0.039408 | [11 empty] | 2.2415 | [17 empty] | 10.8617 |  |  |  | 4.6835 |  |  |  | 1.2977 |  |  |  | 5.0893 | [51 empty] | 38.1977 | [5 empty] | 48.3582 | [32 empty] | 2025 | Bertrandsson Erlandsson et al. (2025), Mineralium Deposita, 60, 869–894 |  | POL, COD, ZMB, NAM
| Luiswishi |  | Basin hydrothermal | Stratiform sediment-hosted Cu | stratiform sediment-hosted Cu-Co | Cu, Co | Ag, Au, Pb, Ni, Se, Re, Zn | Cu, Co, Ag, Au, Pb, Ni, Se, Re, Zn | Bertrandsson Erlandsson et al., 2022; Foltyn et al., 2022; El Desouky et al., 2010 |  | LS06HA05-ccp11-1 | LS06HA05-ccp11-1 | [5 empty] | ore material | polished section |  | mineral separate | [5 empty] | mineralisation |  |  |  | chalcopyrite, sphalerite, pyrite | stage 1 (sediment-hosted, diagenetic), stage 2 (epigenetic hydrothermal veins) | disseminations, veins, mineralized nodules | disseminations, mineralized nodules, veins cross-cutting sedimentary bedding |  |  |  | quartz, carbonates |  | LA-ICPMS | ESI NWR213 Nd:YAG laser ablation system coupled to an Agilent 8800 QQQ ICP-MS | Montanuniversität Leoben, Austria | 50 µm spot size, 2 – 3 J/cm2 on-mineral fluency, 10 Hz repetition rate, helium carrier gas at 0.75 L/min flow rate, 30-s pre-ablation laser warm-up, 60 s dwell time, 30-s washout period | USGS pressed powder polysulfide reference material MASS-1 (Wilson et al. 2002) as external standard for chalcopyrite; sphalerite matrix-matched sinter pressed powder pellet reference material MUL-Zn S1 (Onuk et al. 2017) as external standard for sphalerite and pyrite; MASS-1 used as external standard for Te, Au, Tl, and Hg in sphalerite and pyrite | [14 empty] | 0.078812 | [11 empty] | 1.6352 | [17 empty] | 11.015 |  |  |  | 4.8349 |  |  |  | 1.2982 |  |  |  | 3.3315 | [13 empty] | 0.32621 | [33 empty] | 0.23426 |  |  |  | 31.707 | [5 empty] | 44.6911 | [32 empty] | 2025 | Bertrandsson Erlandsson et al. (2025), Mineralium Deposita, 60, 869–894 |  | POL, COD, ZMB, NAM
| Luiswishi |  | Basin hydrothermal | Stratiform sediment-hosted Cu | stratiform sediment-hosted Cu-Co | Cu, Co | Ag, Au, Pb, Ni, Se, Re, Zn | Cu, Co, Ag, Au, Pb, Ni, Se, Re, Zn | Bertrandsson Erlandsson et al., 2022; Foltyn et al., 2022; El Desouky et al., 2010 |  | LS06HA05-ccp12-1 | LS06HA05-ccp12-1 | [5 empty] | ore material | polished section |  | mineral separate | [5 empty] | mineralisation |  |  |  | chalcopyrite, sphalerite, pyrite | stage 1 (sediment-hosted, diagenetic), stage 2 (epigenetic hydrothermal veins) | disseminations, veins, mineralized nodules | disseminations, mineralized nodules, veins cross-cutting sedimentary bedding |  |  |  | quartz, carbonates |  | LA-ICPMS | ESI NWR213 Nd:YAG laser ablation system coupled to an Agilent 8800 QQQ ICP-MS | Montanuniversität Leoben, Austria | 50 µm spot size, 2 – 3 J/cm2 on-mineral fluency, 10 Hz repetition rate, helium carrier gas at 0.75 L/min flow rate, 30-s pre-ablation laser warm-up, 60 s dwell time, 30-s washout period | USGS pressed powder polysulfide reference material MASS-1 (Wilson et al. 2002) as external standard for chalcopyrite; sphalerite matrix-matched sinter pressed powder pellet reference material MUL-Zn S1 (Onuk et al. 2017) as external standard for sphalerite and pyrite; MASS-1 used as external standard for Te, Au, Tl, and Hg in sphalerite and pyrite | [14 empty] | 0.11514 | [29 empty] | 11.3043 |  |  |  | 4.5224 |  |  |  | 1.439 |  |  |  | 3.9709 | [29 empty] | 0.21187 | [17 empty] | 0.23972 |  |  |  | 34.2053 | [5 empty] | 46.7408 | [13 empty] | 0.10215 | [18 empty] | 2025 | Bertrandsson Erlandsson et al. (2025), Mineralium Deposita, 60, 869–894 |  | POL, COD, ZMB, NAM
| Luiswishi |  | Basin hydrothermal | Stratiform sediment-hosted Cu | stratiform sediment-hosted Cu-Co | Cu, Co | Ag, Au, Pb, Ni, Se, Re, Zn | Cu, Co, Ag, Au, Pb, Ni, Se, Re, Zn | Bertrandsson Erlandsson et al., 2022; Foltyn et al., 2022; El Desouky et al., 2010 |  | LS06HA05-ccp13-1 | LS06HA05-ccp13-1 | [5 empty] | ore material | polished section |  | mineral separate | [5 empty] | mineralisation |  |  |  | chalcopyrite, sphalerite, pyrite | stage 1 (sediment-hosted, diagenetic), stage 2 (epigenetic hydrothermal veins) | disseminations, veins, mineralized nodules | disseminations, mineralized nodules, veins cross-cutting sedimentary bedding |  |  |  | quartz, carbonates |  | LA-ICPMS | ESI NWR213 Nd:YAG laser ablation system coupled to an Agilent 8800 QQQ ICP-MS | Montanuniversität Leoben, Austria | 50 µm spot size, 2 – 3 J/cm2 on-mineral fluency, 10 Hz repetition rate, helium carrier gas at 0.75 L/min flow rate, 30-s pre-ablation laser warm-up, 60 s dwell time, 30-s washout period | USGS pressed powder polysulfide reference material MASS-1 (Wilson et al. 2002) as external standard for chalcopyrite; sphalerite matrix-matched sinter pressed powder pellet reference material MUL-Zn S1 (Onuk et al. 2017) as external standard for sphalerite and pyrite; MASS-1 used as external standard for Te, Au, Tl, and Hg in sphalerite and pyrite | [14 empty] | 0.1541 | [11 empty] | 3.6433 | [17 empty] | 10.1135 |  |  |  | 4.4682 |  |  |  | 0.91478 |  |  |  | 3.2531 | [47 empty] | 0.34092 |  |  |  | 32.7422 | [5 empty] | 41.8161 | [32 empty] | 2025 | Bertrandsson Erlandsson et al. (2025), Mineralium Deposita, 60, 869–894 |  | POL, COD, ZMB, NAM
| Luiswishi |  | Basin hydrothermal | Stratiform sediment-hosted Cu | stratiform sediment-hosted Cu-Co | Cu, Co | Ag, Au, Pb, Ni, Se, Re, Zn | Cu, Co, Ag, Au, Pb, Ni, Se, Re, Zn | Bertrandsson Erlandsson et al., 2022; Foltyn et al., 2022; El Desouky et al., 2010 |  | LS06HA05-ccp14-1 | LS06HA05-ccp14-1 | [5 empty] | ore material | polished section |  | mineral separate | [5 empty] | mineralisation |  |  |  | chalcopyrite, sphalerite, pyrite | stage 1 (sediment-hosted, diagenetic), stage 2 (epigenetic hydrothermal veins) | disseminations, veins, mineralized nodules | disseminations, mineralized nodules, veins cross-cutting sedimentary bedding |  |  |  | quartz, carbonates |  | LA-ICPMS | ESI NWR213 Nd:YAG laser ablation system coupled to an Agilent 8800 QQQ ICP-MS | Montanuniversität Leoben, Austria | 50 µm spot size, 2 – 3 J/cm2 on-mineral fluency, 10 Hz repetition rate, helium carrier gas at 0.75 L/min flow rate, 30-s pre-ablation laser warm-up, 60 s dwell time, 30-s washout period | USGS pressed powder polysulfide reference material MASS-1 (Wilson et al. 2002) as external standard for chalcopyrite; sphalerite matrix-matched sinter pressed powder pellet reference material MUL-Zn S1 (Onuk et al. 2017) as external standard for sphalerite and pyrite; MASS-1 used as external standard for Te, Au, Tl, and Hg in sphalerite and pyrite | [14 empty] | 0.053389 | [11 empty] | 6.2049 | [17 empty] | 11.5806 |  |  |  | 4.9674 |  |  |  | 1.1268 |  |  |  | 5.572 | [51 empty] | 41.2849 | [5 empty] | 47.7722 | [13 empty] | 0.054316 | [18 empty] | 2025 | Bertrandsson Erlandsson et al. (2025), Mineralium Deposita, 60, 869–894 |  | POL, COD, ZMB, NAM
| Luiswishi |  | Basin hydrothermal | Stratiform sediment-hosted Cu | stratiform sediment-hosted Cu-Co | Cu, Co | Ag, Au, Pb, Ni, Se, Re, Zn | Cu, Co, Ag, Au, Pb, Ni, Se, Re, Zn | Bertrandsson Erlandsson et al., 2022; Foltyn et al., 2022; El Desouky et al., 2010 |  | LS06HA05-ccp15-1 | LS06HA05-ccp15-1 | [5 empty] | ore material | polished section |  | mineral separate | [5 empty] | mineralisation |  |  |  | chalcopyrite, sphalerite, pyrite | stage 1 (sediment-hosted, diagenetic), stage 2 (epigenetic hydrothermal veins) | disseminations, veins, mineralized nodules | disseminations, mineralized nodules, veins cross-cutting sedimentary bedding |  |  |  | quartz, carbonates |  | LA-ICPMS | ESI NWR213 Nd:YAG laser ablation system coupled to an Agilent 8800 QQQ ICP-MS | Montanuniversität Leoben, Austria | 50 µm spot size, 2 – 3 J/cm2 on-mineral fluency, 10 Hz repetition rate, helium carrier gas at 0.75 L/min flow rate, 30-s pre-ablation laser warm-up, 60 s dwell time, 30-s washout period | USGS pressed powder polysulfide reference material MASS-1 (Wilson et al. 2002) as external standard for chalcopyrite; sphalerite matrix-matched sinter pressed powder pellet reference material MUL-Zn S1 (Onuk et al. 2017) as external standard for sphalerite and pyrite; MASS-1 used as external standard for Te, Au, Tl, and Hg in sphalerite and pyrite | [14 empty] | 0.1068 | [11 empty] | 2.8908 | [17 empty] | 11.4123 |  |  |  | 5.0514 |  |  |  | 1.6015 |  |  |  | 6.7809 | [29 empty] | 0.12207 | [21 empty] | 31.7208 | [5 empty] | 52.2406 | [32 empty] | 2025 | Bertrandsson Erlandsson et al. (2025), Mineralium Deposita, 60, 869–894 |  | POL, COD, ZMB, NAM
| Luiswishi |  | Basin hydrothermal | Stratiform sediment-hosted Cu | stratiform sediment-hosted Cu-Co | Cu, Co | Ag, Au, Pb, Ni, Se, Re, Zn | Cu, Co, Ag, Au, Pb, Ni, Se, Re, Zn | Bertrandsson Erlandsson et al., 2022; Foltyn et al., 2022; El Desouky et al., 2010 |  | LS06HA05-ccp16-1 | LS06HA05-ccp16-1 | [5 empty] | ore material | polished section |  | mineral separate | [5 empty] | mineralisation |  |  |  | chalcopyrite, sphalerite, pyrite | stage 1 (sediment-hosted, diagenetic), stage 2 (epigenetic hydrothermal veins) | disseminations, veins, mineralized nodules | disseminations, mineralized nodules, veins cross-cutting sedimentary bedding |  |  |  | quartz, carbonates |  | LA-ICPMS | ESI NWR213 Nd:YAG laser ablation system coupled to an Agilent 8800 QQQ ICP-MS | Montanuniversität Leoben, Austria | 50 µm spot size, 2 – 3 J/cm2 on-mineral fluency, 10 Hz repetition rate, helium carrier gas at 0.75 L/min flow rate, 30-s pre-ablation laser warm-up, 60 s dwell time, 30-s washout period | USGS pressed powder polysulfide reference material MASS-1 (Wilson et al. 2002) as external standard for chalcopyrite; sphalerite matrix-matched sinter pressed powder pellet reference material MUL-Zn S1 (Onuk et al. 2017) as external standard for sphalerite and pyrite; MASS-1 used as external standard for Te, Au, Tl, and Hg in sphalerite and pyrite | [14 empty] | 0.062569 | [11 empty] | 2.1796 | [17 empty] | 11.4498 |  |  |  | 4.4876 | [7 empty] | 5.6117 | [47 empty] | 0.16162 |  |  |  | 33.9077 | [5 empty] | 45.1732 | [32 empty] | 2025 | Bertrandsson Erlandsson et al. (2025), Mineralium Deposita, 60, 869–894 |  | POL, COD, ZMB, NAM
| Luiswishi |  | Basin hydrothermal | Stratiform sediment-hosted Cu | stratiform sediment-hosted Cu-Co | Cu, Co | Ag, Au, Pb, Ni, Se, Re, Zn | Cu, Co, Ag, Au, Pb, Ni, Se, Re, Zn | Bertrandsson Erlandsson et al., 2022; Foltyn et al., 2022; El Desouky et al., 2010 |  | LS06HA05-ccp17-1 | LS06HA05-ccp17-1 | [5 empty] | ore material | polished section |  | mineral separate | [5 empty] | mineralisation |  |  |  | chalcopyrite, sphalerite, pyrite | stage 1 (sediment-hosted, diagenetic), stage 2 (epigenetic hydrothermal veins) | disseminations, veins, mineralized nodules | disseminations, mineralized nodules, veins cross-cutting sedimentary bedding |  |  |  | quartz, carbonates |  | LA-ICPMS | ESI NWR213 Nd:YAG laser ablation system coupled to an Agilent 8800 QQQ ICP-MS | Montanuniversität Leoben, Austria | 50 µm spot size, 2 – 3 J/cm2 on-mineral fluency, 10 Hz repetition rate, helium carrier gas at 0.75 L/min flow rate, 30-s pre-ablation laser warm-up, 60 s dwell time, 30-s washout period | USGS pressed powder polysulfide reference material MASS-1 (Wilson et al. 2002) as external standard for chalcopyrite; sphalerite matrix-matched sinter pressed powder pellet reference material MUL-Zn S1 (Onuk et al. 2017) as external standard for sphalerite and pyrite; MASS-1 used as external standard for Te, Au, Tl, and Hg in sphalerite and pyrite | [26 empty] | 2.449 | [17 empty] | 11.5659 |  |  |  | 4.9712 |  |  |  | 1.4323 |  |  |  | 5.5598 | [51 empty] | 34.1197 | [5 empty] | 49.1504 | [32 empty] | 2025 | Bertrandsson Erlandsson et al. (2025), Mineralium Deposita, 60, 869–894 |  | POL, COD, ZMB, NAM
| Luiswishi |  | Basin hydrothermal | Stratiform sediment-hosted Cu | stratiform sediment-hosted Cu-Co | Cu, Co | Ag, Au, Pb, Ni, Se, Re, Zn | Cu, Co, Ag, Au, Pb, Ni, Se, Re, Zn | Bertrandsson Erlandsson et al., 2022; Foltyn et al., 2022; El Desouky et al., 2010 |  | LS06HA05-ccp18-1 | LS06HA05-ccp18-1 | [5 empty] | ore material | polished section |  | mineral separate | [5 empty] | mineralisation |  |  |  | chalcopyrite, sphalerite, pyrite | stage 1 (sediment-hosted, diagenetic), stage 2 (epigenetic hydrothermal veins) | disseminations, veins, mineralized nodules | disseminations, mineralized nodules, veins cross-cutting sedimentary bedding |  |  |  | quartz, carbonates |  | LA-ICPMS | ESI NWR213 Nd:YAG laser ablation system coupled to an Agilent 8800 QQQ ICP-MS | Montanuniversität Leoben, Austria | 50 µm spot size, 2 – 3 J/cm2 on-mineral fluency, 10 Hz repetition rate, helium carrier gas at 0.75 L/min flow rate, 30-s pre-ablation laser warm-up, 60 s dwell time, 30-s washout period | USGS pressed powder polysulfide reference material MASS-1 (Wilson et al. 2002) as external standard for chalcopyrite; sphalerite matrix-matched sinter pressed powder pellet reference material MUL-Zn S1 (Onuk et al. 2017) as external standard for sphalerite and pyrite; MASS-1 used as external standard for Te, Au, Tl, and Hg in sphalerite and pyrite | [14 empty] | 0.049946 | [11 empty] | 3.4182 | [17 empty] | 11.5765 |  |  |  | 4.9708 |  |  |  | 1.5144 |  |  |  | 6.719 | [47 empty] | 0.19664 |  |  |  | 30.4299 | [5 empty] | 48.1041 | [32 empty] | 2025 | Bertrandsson Erlandsson et al. (2025), Mineralium Deposita, 60, 869–894 |  | POL, COD, ZMB, NAM
| Luiswishi |  | Basin hydrothermal | Stratiform sediment-hosted Cu | stratiform sediment-hosted Cu-Co | Cu, Co | Ag, Au, Pb, Ni, Se, Re, Zn | Cu, Co, Ag, Au, Pb, Ni, Se, Re, Zn | Bertrandsson Erlandsson et al., 2022; Foltyn et al., 2022; El Desouky et al., 2010 |  | LS06HA05-ccp19-1 | LS06HA05-ccp19-1 | [5 empty] | ore material | polished section |  | mineral separate | [5 empty] | mineralisation |  |  |  | chalcopyrite, sphalerite, pyrite | stage 1 (sediment-hosted, diagenetic), stage 2 (epigenetic hydrothermal veins) | disseminations, veins, mineralized nodules | disseminations, mineralized nodules, veins cross-cutting sedimentary bedding |  |  |  | quartz, carbonates |  | LA-ICPMS | ESI NWR213 Nd:YAG laser ablation system coupled to an Agilent 8800 QQQ ICP-MS | Montanuniversität Leoben, Austria | 50 µm spot size, 2 – 3 J/cm2 on-mineral fluency, 10 Hz repetition rate, helium carrier gas at 0.75 L/min flow rate, 30-s pre-ablation laser warm-up, 60 s dwell time, 30-s washout period | USGS pressed powder polysulfide reference material MASS-1 (Wilson et al. 2002) as external standard for chalcopyrite; sphalerite matrix-matched sinter pressed powder pellet reference material MUL-Zn S1 (Onuk et al. 2017) as external standard for sphalerite and pyrite; MASS-1 used as external standard for Te, Au, Tl, and Hg in sphalerite and pyrite | [26 empty] | 2.4013 | [17 empty] | 12.411 |  |  |  | 5.5612 |  |  |  | 1.3151 |  |  |  | 7.387 | [47 empty] | 0.32928 |  |  |  | 30.7785 | [5 empty] | 51.4016 | [13 empty] | 0.16057 | [18 empty] | 2025 | Bertrandsson Erlandsson et al. (2025), Mineralium Deposita, 60, 869–894 |  | POL, COD, ZMB, NAM
| Luiswishi |  | Basin hydrothermal | Stratiform sediment-hosted Cu | stratiform sediment-hosted Cu-Co | Cu, Co | Ag, Au, Pb, Ni, Se, Re, Zn | Cu, Co, Ag, Au, Pb, Ni, Se, Re, Zn | Bertrandsson Erlandsson et al., 2022; Foltyn et al., 2022; El Desouky et al., 2010 |  | LS06HA05-ccp20-1 | LS06HA05-ccp20-1 | [5 empty] | ore material | polished section |  | mineral separate | [5 empty] | mineralisation |  |  |  | chalcopyrite, sphalerite, pyrite | stage 1 (sediment-hosted, diagenetic), stage 2 (epigenetic hydrothermal veins) | disseminations, veins, mineralized nodules | disseminations, mineralized nodules, veins cross-cutting sedimentary bedding |  |  |  | quartz, carbonates |  | LA-ICPMS | ESI NWR213 Nd:YAG laser ablation system coupled to an Agilent 8800 QQQ ICP-MS | Montanuniversität Leoben, Austria | 50 µm spot size, 2 – 3 J/cm2 on-mineral fluency, 10 Hz repetition rate, helium carrier gas at 0.75 L/min flow rate, 30-s pre-ablation laser warm-up, 60 s dwell time, 30-s washout period | USGS pressed powder polysulfide reference material MASS-1 (Wilson et al. 2002) as external standard for chalcopyrite; sphalerite matrix-matched sinter pressed powder pellet reference material MUL-Zn S1 (Onuk et al. 2017) as external standard for sphalerite and pyrite; MASS-1 used as external standard for Te, Au, Tl, and Hg in sphalerite and pyrite | [26 empty] | 1.5211 | [17 empty] | 11.3226 |  |  |  | 5.5827 |  |  |  | 1.5562 |  |  |  | 7.8004 | [47 empty] | 0.3628 |  |  |  | 23.4494 | [5 empty] | 51.1852 | [32 empty] | 2025 | Bertrandsson Erlandsson et al. (2025), Mineralium Deposita, 60, 869–894 |  | POL, COD, ZMB, NAM
| Luiswishi |  | Basin hydrothermal | Stratiform sediment-hosted Cu | stratiform sediment-hosted Cu-Co | Cu, Co | Ag, Au, Pb, Ni, Se, Re, Zn | Cu, Co, Ag, Au, Pb, Ni, Se, Re, Zn | Bertrandsson Erlandsson et al., 2022; Foltyn et al., 2022; El Desouky et al., 2010 |  | LS06HA05-ccp21-1 | LS06HA05-ccp21-1 | [5 empty] | ore material | polished section |  | mineral separate | [5 empty] | mineralisation |  |  |  | chalcopyrite, sphalerite, pyrite | stage 1 (sediment-hosted, diagenetic), stage 2 (epigenetic hydrothermal veins) | disseminations, veins, mineralized nodules | disseminations, mineralized nodules, veins cross-cutting sedimentary bedding |  |  |  | quartz, carbonates |  | LA-ICPMS | ESI NWR213 Nd:YAG laser ablation system coupled to an Agilent 8800 QQQ ICP-MS | Montanuniversität Leoben, Austria | 50 µm spot size, 2 – 3 J/cm2 on-mineral fluency, 10 Hz repetition rate, helium carrier gas at 0.75 L/min flow rate, 30-s pre-ablation laser warm-up, 60 s dwell time, 30-s washout period | USGS pressed powder polysulfide reference material MASS-1 (Wilson et al. 2002) as external standard for chalcopyrite; sphalerite matrix-matched sinter pressed powder pellet reference material MUL-Zn S1 (Onuk et al. 2017) as external standard for sphalerite and pyrite; MASS-1 used as external standard for Te, Au, Tl, and Hg in sphalerite and pyrite | [14 empty] | 0.07133 | [11 empty] | 1.8768 | [17 empty] | 11.8202 |  |  |  | 5.4614 |  |  |  | 1.2544 |  |  |  | 7.7594 | [47 empty] | 0.2275 |  |  |  | 32.3339 | [5 empty] | 49.7629 | [32 empty] | 2025 | Bertrandsson Erlandsson et al. (2025), Mineralium Deposita, 60, 869–894 |  | POL, COD, ZMB, NAM
| Luiswishi |  | Basin hydrothermal | Stratiform sediment-hosted Cu | stratiform sediment-hosted Cu-Co | Cu, Co | Ag, Au, Pb, Ni, Se, Re, Zn | Cu, Co, Ag, Au, Pb, Ni, Se, Re, Zn | Bertrandsson Erlandsson et al., 2022; Foltyn et al., 2022; El Desouky et al., 2010 |  | LS06HA05-ccp22-1 | LS06HA05-ccp22-1 | [5 empty] | ore material | polished section |  | mineral separate | [5 empty] | mineralisation |  |  |  | chalcopyrite, sphalerite, pyrite | stage 1 (sediment-hosted, diagenetic), stage 2 (epigenetic hydrothermal veins) | disseminations, veins, mineralized nodules | disseminations, mineralized nodules, veins cross-cutting sedimentary bedding |  |  |  | quartz, carbonates |  | LA-ICPMS | ESI NWR213 Nd:YAG laser ablation system coupled to an Agilent 8800 QQQ ICP-MS | Montanuniversität Leoben, Austria | 50 µm spot size, 2 – 3 J/cm2 on-mineral fluency, 10 Hz repetition rate, helium carrier gas at 0.75 L/min flow rate, 30-s pre-ablation laser warm-up, 60 s dwell time, 30-s washout period | USGS pressed powder polysulfide reference material MASS-1 (Wilson et al. 2002) as external standard for chalcopyrite; sphalerite matrix-matched sinter pressed powder pellet reference material MUL-Zn S1 (Onuk et al. 2017) as external standard for sphalerite and pyrite; MASS-1 used as external standard for Te, Au, Tl, and Hg in sphalerite and pyrite | [14 empty] | 0.041786 | [11 empty] | 2.1283 | [17 empty] | 11.5251 |  |  |  | 4.8794 | [7 empty] | 5.9977 | [29 empty] | 0.15201 | [17 empty] | 0.22257 |  |  |  | 28.4343 | [5 empty] | 49.1479 | [32 empty] | 2025 | Bertrandsson Erlandsson et al. (2025), Mineralium Deposita, 60, 869–894 |  | POL, COD, ZMB, NAM
| Luiswishi |  | Basin hydrothermal | Stratiform sediment-hosted Cu | stratiform sediment-hosted Cu-Co | Cu, Co | Ag, Au, Pb, Ni, Se, Re, Zn | Cu, Co, Ag, Au, Pb, Ni, Se, Re, Zn | Bertrandsson Erlandsson et al., 2022; Foltyn et al., 2022; El Desouky et al., 2010 |  | LS06HA047-ccp1-1 | LS06HA047-ccp1-1 | [5 empty] | ore material | polished section |  | mineral separate | [5 empty] | mineralisation |  |  |  | chalcopyrite, sphalerite, pyrite | stage 1 (sediment-hosted, diagenetic), stage 2 (epigenetic hydrothermal veins) | disseminations, veins, mineralized nodules | disseminations, mineralized nodules, veins cross-cutting sedimentary bedding |  |  |  | quartz, carbonates |  | LA-ICPMS | ESI NWR213 Nd:YAG laser ablation system coupled to an Agilent 8800 QQQ ICP-MS | Montanuniversität Leoben, Austria | 50 µm spot size, 2 – 3 J/cm2 on-mineral fluency, 10 Hz repetition rate, helium carrier gas at 0.75 L/min flow rate, 30-s pre-ablation laser warm-up, 60 s dwell time, 30-s washout period | USGS pressed powder polysulfide reference material MASS-1 (Wilson et al. 2002) as external standard for chalcopyrite; sphalerite matrix-matched sinter pressed powder pellet reference material MUL-Zn S1 (Onuk et al. 2017) as external standard for sphalerite and pyrite; MASS-1 used as external standard for Te, Au, Tl, and Hg in sphalerite and pyrite | [26 empty] | 2.8194 | [17 empty] | 31.0029 |  |  |  | 6.4588 |  |  |  | 6.2407 |  |  |  | 17.5988 | [23 empty] | 0.44011 | [23 empty] | 0.27403 |  |  |  | 28.2409 | [5 empty] | 38.1856 | [13 empty] | 0.050574 | [18 empty] | 2025 | Bertrandsson Erlandsson et al. (2025), Mineralium Deposita, 60, 869–894 |  | POL, COD, ZMB, NAM
| Luiswishi |  | Basin hydrothermal | Stratiform sediment-hosted Cu | stratiform sediment-hosted Cu-Co | Cu, Co | Ag, Au, Pb, Ni, Se, Re, Zn | Cu, Co, Ag, Au, Pb, Ni, Se, Re, Zn | Bertrandsson Erlandsson et al., 2022; Foltyn et al., 2022; El Desouky et al., 2010 |  | LS06HA047-ccp3-1 | LS06HA047-ccp3-1 | [5 empty] | ore material | polished section |  | mineral separate | [5 empty] | mineralisation |  |  |  | chalcopyrite, sphalerite, pyrite | stage 1 (sediment-hosted, diagenetic), stage 2 (epigenetic hydrothermal veins) | disseminations, veins, mineralized nodules | disseminations, mineralized nodules, veins cross-cutting sedimentary bedding |  |  |  | quartz, carbonates |  | LA-ICPMS | ESI NWR213 Nd:YAG laser ablation system coupled to an Agilent 8800 QQQ ICP-MS | Montanuniversität Leoben, Austria | 50 µm spot size, 2 – 3 J/cm2 on-mineral fluency, 10 Hz repetition rate, helium carrier gas at 0.75 L/min flow rate, 30-s pre-ablation laser warm-up, 60 s dwell time, 30-s washout period | USGS pressed powder polysulfide reference material MASS-1 (Wilson et al. 2002) as external standard for chalcopyrite; sphalerite matrix-matched sinter pressed powder pellet reference material MUL-Zn S1 (Onuk et al. 2017) as external standard for sphalerite and pyrite; MASS-1 used as external standard for Te, Au, Tl, and Hg in sphalerite and pyrite | [14 empty] | 0.16347 | [11 empty] | 2.8883 | [17 empty] | 33.0295 |  |  |  | 6.8655 |  |  |  | 2.7804 |  |  |  | 20.8905 | [51 empty] | 20.0155 | [5 empty] | 41.7869 | [32 empty] | 2025 | Bertrandsson Erlandsson et al. (2025), Mineralium Deposita, 60, 869–894 |  | POL, COD, ZMB, NAM
| Luiswishi |  | Basin hydrothermal | Stratiform sediment-hosted Cu | stratiform sediment-hosted Cu-Co | Cu, Co | Ag, Au, Pb, Ni, Se, Re, Zn | Cu, Co, Ag, Au, Pb, Ni, Se, Re, Zn | Bertrandsson Erlandsson et al., 2022; Foltyn et al., 2022; El Desouky et al., 2010 |  | LS06HA047-ccp4-1 | LS06HA047-ccp4-1 | [5 empty] | ore material | polished section |  | mineral separate | [5 empty] | mineralisation |  |  |  | chalcopyrite, sphalerite, pyrite | stage 1 (sediment-hosted, diagenetic), stage 2 (epigenetic hydrothermal veins) | disseminations, veins, mineralized nodules | disseminations, mineralized nodules, veins cross-cutting sedimentary bedding |  |  |  | quartz, carbonates |  | LA-ICPMS | ESI NWR213 Nd:YAG laser ablation system coupled to an Agilent 8800 QQQ ICP-MS | Montanuniversität Leoben, Austria | 50 µm spot size, 2 – 3 J/cm2 on-mineral fluency, 10 Hz repetition rate, helium carrier gas at 0.75 L/min flow rate, 30-s pre-ablation laser warm-up, 60 s dwell time, 30-s washout period | USGS pressed powder polysulfide reference material MASS-1 (Wilson et al. 2002) as external standard for chalcopyrite; sphalerite matrix-matched sinter pressed powder pellet reference material MUL-Zn S1 (Onuk et al. 2017) as external standard for sphalerite and pyrite; MASS-1 used as external standard for Te, Au, Tl, and Hg in sphalerite and pyrite | [44 empty] | 31.3265 |  |  |  | 5.6119 |  |  |  | 3.5115 |  |  |  | 18.8691 | [47 empty] | 0.36061 |  |  |  | 17.7807 | [5 empty] | 34.7267 | [32 empty] | 2025 | Bertrandsson Erlandsson et al. (2025), Mineralium Deposita, 60, 869–894 |  | POL, COD, ZMB, NAM
| Luiswishi |  | Basin hydrothermal | Stratiform sediment-hosted Cu | stratiform sediment-hosted Cu-Co | Cu, Co | Ag, Au, Pb, Ni, Se, Re, Zn | Cu, Co, Ag, Au, Pb, Ni, Se, Re, Zn | Bertrandsson Erlandsson et al., 2022; Foltyn et al., 2022; El Desouky et al., 2010 |  | LS06HA047-ccp6-1 | LS06HA047-ccp6-1 | [5 empty] | ore material | polished section |  | mineral separate | [5 empty] | mineralisation |  |  |  | chalcopyrite, sphalerite, pyrite | stage 1 (sediment-hosted, diagenetic), stage 2 (epigenetic hydrothermal veins) | disseminations, veins, mineralized nodules | disseminations, mineralized nodules, veins cross-cutting sedimentary bedding |  |  |  | quartz, carbonates |  | LA-ICPMS | ESI NWR213 Nd:YAG laser ablation system coupled to an Agilent 8800 QQQ ICP-MS | Montanuniversität Leoben, Austria | 50 µm spot size, 2 – 3 J/cm2 on-mineral fluency, 10 Hz repetition rate, helium carrier gas at 0.75 L/min flow rate, 30-s pre-ablation laser warm-up, 60 s dwell time, 30-s washout period | USGS pressed powder polysulfide reference material MASS-1 (Wilson et al. 2002) as external standard for chalcopyrite; sphalerite matrix-matched sinter pressed powder pellet reference material MUL-Zn S1 (Onuk et al. 2017) as external standard for sphalerite and pyrite; MASS-1 used as external standard for Te, Au, Tl, and Hg in sphalerite and pyrite | [14 empty] | 0.15892 | [11 empty] | 1.9815 | [17 empty] | 38.3548 |  |  |  | 6.6096 |  |  |  | 3.0779 |  |  |  | 23.5112 | [51 empty] | 30.1618 | [5 empty] | 42.4657 | [32 empty] | 2025 | Bertrandsson Erlandsson et al. (2025), Mineralium Deposita, 60, 869–894 |  | POL, COD, ZMB, NAM
| Luiswishi |  | Basin hydrothermal | Stratiform sediment-hosted Cu | stratiform sediment-hosted Cu-Co | Cu, Co | Ag, Au, Pb, Ni, Se, Re, Zn | Cu, Co, Ag, Au, Pb, Ni, Se, Re, Zn | Bertrandsson Erlandsson et al., 2022; Foltyn et al., 2022; El Desouky et al., 2010 |  | LS06HA047-ccp7-1 | LS06HA047-ccp7-1 | [5 empty] | ore material | polished section |  | mineral separate | [5 empty] | mineralisation |  |  |  | chalcopyrite, sphalerite, pyrite | stage 1 (sediment-hosted, diagenetic), stage 2 (epigenetic hydrothermal veins) | disseminations, veins, mineralized nodules | disseminations, mineralized nodules, veins cross-cutting sedimentary bedding |  |  |  | quartz, carbonates |  | LA-ICPMS | ESI NWR213 Nd:YAG laser ablation system coupled to an Agilent 8800 QQQ ICP-MS | Montanuniversität Leoben, Austria | 50 µm spot size, 2 – 3 J/cm2 on-mineral fluency, 10 Hz repetition rate, helium carrier gas at 0.75 L/min flow rate, 30-s pre-ablation laser warm-up, 60 s dwell time, 30-s washout period | USGS pressed powder polysulfide reference material MASS-1 (Wilson et al. 2002) as external standard for chalcopyrite; sphalerite matrix-matched sinter pressed powder pellet reference material MUL-Zn S1 (Onuk et al. 2017) as external standard for sphalerite and pyrite; MASS-1 used as external standard for Te, Au, Tl, and Hg in sphalerite and pyrite | [26 empty] | 1.981 | [17 empty] | 36.9429 |  |  |  | 6.3416 | [7 empty] | 22.3874 | [29 empty] | 0.35471 | [21 empty] | 32.1125 | [5 empty] | 42.7075 | [32 empty] | 2025 | Bertrandsson Erlandsson et al. (2025), Mineralium Deposita, 60, 869–894 |  | POL, COD, ZMB, NAM
| Luiswishi |  | Basin hydrothermal | Stratiform sediment-hosted Cu | stratiform sediment-hosted Cu-Co | Cu, Co | Ag, Au, Pb, Ni, Se, Re, Zn | Cu, Co, Ag, Au, Pb, Ni, Se, Re, Zn | Bertrandsson Erlandsson et al., 2022; Foltyn et al., 2022; El Desouky et al., 2010 |  | LS06HA047-ccp8-1 | LS06HA047-ccp8-1 | [5 empty] | ore material | polished section |  | mineral separate | [5 empty] | mineralisation |  |  |  | chalcopyrite, sphalerite, pyrite | stage 1 (sediment-hosted, diagenetic), stage 2 (epigenetic hydrothermal veins) | disseminations, veins, mineralized nodules | disseminations, mineralized nodules, veins cross-cutting sedimentary bedding |  |  |  | quartz, carbonates |  | LA-ICPMS | ESI NWR213 Nd:YAG laser ablation system coupled to an Agilent 8800 QQQ ICP-MS | Montanuniversität Leoben, Austria | 50 µm spot size, 2 – 3 J/cm2 on-mineral fluency, 10 Hz repetition rate, helium carrier gas at 0.75 L/min flow rate, 30-s pre-ablation laser warm-up, 60 s dwell time, 30-s washout period | USGS pressed powder polysulfide reference material MASS-1 (Wilson et al. 2002) as external standard for chalcopyrite; sphalerite matrix-matched sinter pressed powder pellet reference material MUL-Zn S1 (Onuk et al. 2017) as external standard for sphalerite and pyrite; MASS-1 used as external standard for Te, Au, Tl, and Hg in sphalerite and pyrite | [14 empty] | 0.1049 | [11 empty] | 2.9256 | [17 empty] | 36.571 |  |  |  | 7.473 |  |  |  | 2.4281 |  |  |  | 22.8433 | [51 empty] | 35.9077 | [5 empty] | 42.465 | [32 empty] | 2025 | Bertrandsson Erlandsson et al. (2025), Mineralium Deposita, 60, 869–894 |  | POL, COD, ZMB, NAM
| Luiswishi |  | Basin hydrothermal | Stratiform sediment-hosted Cu | stratiform sediment-hosted Cu-Co | Cu, Co | Ag, Au, Pb, Ni, Se, Re, Zn | Cu, Co, Ag, Au, Pb, Ni, Se, Re, Zn | Bertrandsson Erlandsson et al., 2022; Foltyn et al., 2022; El Desouky et al., 2010 |  | LS06HA047-ccp9-1 | LS06HA047-ccp9-1 | [5 empty] | ore material | polished section |  | mineral separate | [5 empty] | mineralisation |  |  |  | chalcopyrite, sphalerite, pyrite | stage 1 (sediment-hosted, diagenetic), stage 2 (epigenetic hydrothermal veins) | disseminations, veins, mineralized nodules | disseminations, mineralized nodules, veins cross-cutting sedimentary bedding |  |  |  | quartz, carbonates |  | LA-ICPMS | ESI NWR213 Nd:YAG laser ablation system coupled to an Agilent 8800 QQQ ICP-MS | Montanuniversität Leoben, Austria | 50 µm spot size, 2 – 3 J/cm2 on-mineral fluency, 10 Hz repetition rate, helium carrier gas at 0.75 L/min flow rate, 30-s pre-ablation laser warm-up, 60 s dwell time, 30-s washout period | USGS pressed powder polysulfide reference material MASS-1 (Wilson et al. 2002) as external standard for chalcopyrite; sphalerite matrix-matched sinter pressed powder pellet reference material MUL-Zn S1 (Onuk et al. 2017) as external standard for sphalerite and pyrite; MASS-1 used as external standard for Te, Au, Tl, and Hg in sphalerite and pyrite | [26 empty] | 3.032 | [17 empty] | 34.3886 |  |  |  | 6.4531 | [7 empty] | 23.1048 | [51 empty] | 33.5313 | [5 empty] | 43.0891 | [32 empty] | 2025 | Bertrandsson Erlandsson et al. (2025), Mineralium Deposita, 60, 869–894 |  | POL, COD, ZMB, NAM
| Luiswishi |  | Basin hydrothermal | Stratiform sediment-hosted Cu | stratiform sediment-hosted Cu-Co | Cu, Co | Ag, Au, Pb, Ni, Se, Re, Zn | Cu, Co, Ag, Au, Pb, Ni, Se, Re, Zn | Bertrandsson Erlandsson et al., 2022; Foltyn et al., 2022; El Desouky et al., 2010 |  | LS06HA047-ccp10-1 | LS06HA047-ccp10-1 | [5 empty] | ore material | polished section |  | mineral separate | [5 empty] | mineralisation |  |  |  | chalcopyrite, sphalerite, pyrite | stage 1 (sediment-hosted, diagenetic), stage 2 (epigenetic hydrothermal veins) | disseminations, veins, mineralized nodules | disseminations, mineralized nodules, veins cross-cutting sedimentary bedding |  |  |  | quartz, carbonates |  | LA-ICPMS | ESI NWR213 Nd:YAG laser ablation system coupled to an Agilent 8800 QQQ ICP-MS | Montanuniversität Leoben, Austria | 50 µm spot size, 2 – 3 J/cm2 on-mineral fluency, 10 Hz repetition rate, helium carrier gas at 0.75 L/min flow rate, 30-s pre-ablation laser warm-up, 60 s dwell time, 30-s washout period | USGS pressed powder polysulfide reference material MASS-1 (Wilson et al. 2002) as external standard for chalcopyrite; sphalerite matrix-matched sinter pressed powder pellet reference material MUL-Zn S1 (Onuk et al. 2017) as external standard for sphalerite and pyrite; MASS-1 used as external standard for Te, Au, Tl, and Hg in sphalerite and pyrite |  |  |  |  | 3.9795 |  | 1.7188 | [7 empty] | 189.1128 | [11 empty] | 2.8713 |  | 5.1217 | [15 empty] | 19.6987 |  |  |  | 9.7238 |  |  |  | 4.2151 |  |  |  | 30.7325 | [13 empty] | 33.2607 | [9 empty] | 1.5214 | [5 empty] | 33.5294 | [17 empty] | 84.371 |  |  |  | 39.2742 | [5 empty] | 98.6813 | [13 empty] | 0.44569 | [5 empty] | 6.0544 | [12 empty] | 2025 | Bertrandsson Erlandsson et al. (2025), Mineralium Deposita, 60, 869–894 |  | POL, COD, ZMB, NAM
| Luiswishi |  | Basin hydrothermal | Stratiform sediment-hosted Cu | stratiform sediment-hosted Cu-Co | Cu, Co | Ag, Au, Pb, Ni, Se, Re, Zn | Cu, Co, Ag, Au, Pb, Ni, Se, Re, Zn | Bertrandsson Erlandsson et al., 2022; Foltyn et al., 2022; El Desouky et al., 2010 |  | LS06HA047-ccp11-1 | LS06HA047-ccp11-1 | [5 empty] | ore material | polished section |  | mineral separate | [5 empty] | mineralisation |  |  |  | chalcopyrite, sphalerite, pyrite | stage 1 (sediment-hosted, diagenetic), stage 2 (epigenetic hydrothermal veins) | disseminations, veins, mineralized nodules | disseminations, mineralized nodules, veins cross-cutting sedimentary bedding |  |  |  | quartz, carbonates |  | LA-ICPMS | ESI NWR213 Nd:YAG laser ablation system coupled to an Agilent 8800 QQQ ICP-MS | Montanuniversität Leoben, Austria | 50 µm spot size, 2 – 3 J/cm2 on-mineral fluency, 10 Hz repetition rate, helium carrier gas at 0.75 L/min flow rate, 30-s pre-ablation laser warm-up, 60 s dwell time, 30-s washout period | USGS pressed powder polysulfide reference material MASS-1 (Wilson et al. 2002) as external standard for chalcopyrite; sphalerite matrix-matched sinter pressed powder pellet reference material MUL-Zn S1 (Onuk et al. 2017) as external standard for sphalerite and pyrite; MASS-1 used as external standard for Te, Au, Tl, and Hg in sphalerite and pyrite | 0.18053 |  |  |  | 3.7433 |  | 1.6187 | [7 empty] | 158.6629 | [11 empty] | 4.3445 | [17 empty] | 18.465 |  |  |  | 8.7001 |  |  |  | 3.2708 |  |  |  | 31.2464 | [13 empty] | 21.2956 | [9 empty] | 0.73896 | [5 empty] | 43.4079 | [17 empty] | 72.3603 |  |  |  | 33.4672 | [5 empty] | 84.8667 | [13 empty] | 0.60802 | [5 empty] | 1.6913 | [7 empty] | 64.4365 |  |  |  |  | 2025 | Bertrandsson Erlandsson et al. (2025), Mineralium Deposita, 60, 869–894 |  | POL, COD, ZMB, NAM
| Luiswishi |  | Basin hydrothermal | Stratiform sediment-hosted Cu | stratiform sediment-hosted Cu-Co | Cu, Co | Ag, Au, Pb, Ni, Se, Re, Zn | Cu, Co, Ag, Au, Pb, Ni, Se, Re, Zn | Bertrandsson Erlandsson et al., 2022; Foltyn et al., 2022; El Desouky et al., 2010 |  | LS06HA047-ccp12-1 | LS06HA047-ccp12-1 | [5 empty] | ore material | polished section |  | mineral separate | [5 empty] | mineralisation |  |  |  | chalcopyrite, sphalerite, pyrite | stage 1 (sediment-hosted, diagenetic), stage 2 (epigenetic hydrothermal veins) | disseminations, veins, mineralized nodules | disseminations, mineralized nodules, veins cross-cutting sedimentary bedding |  |  |  | quartz, carbonates |  | LA-ICPMS | ESI NWR213 Nd:YAG laser ablation system coupled to an Agilent 8800 QQQ ICP-MS | Montanuniversität Leoben, Austria | 50 µm spot size, 2 – 3 J/cm2 on-mineral fluency, 10 Hz repetition rate, helium carrier gas at 0.75 L/min flow rate, 30-s pre-ablation laser warm-up, 60 s dwell time, 30-s washout period | USGS pressed powder polysulfide reference material MASS-1 (Wilson et al. 2002) as external standard for chalcopyrite; sphalerite matrix-matched sinter pressed powder pellet reference material MUL-Zn S1 (Onuk et al. 2017) as external standard for sphalerite and pyrite; MASS-1 used as external standard for Te, Au, Tl, and Hg in sphalerite and pyrite | 0.09809 | [5 empty] | 0.7407 | [7 empty] | 53.1371 | [13 empty] | 26.4478 | [15 empty] | 24.5387 |  |  |  | 6.9888 |  |  |  | 2.487 |  |  |  | 22.5955 | [13 empty] | 14.7033 | [9 empty] | 1.7017 | [5 empty] | 34.9882 | [17 empty] | 17.987 |  |  |  | 32.7818 | [5 empty] | 49.358 | [13 empty] | 0.63378 | [13 empty] | 45.8019 |  |  |  |  | 2025 | Bertrandsson Erlandsson et al. (2025), Mineralium Deposita, 60, 869–894 |  | POL, COD, ZMB, NAM
| Luiswishi |  | Basin hydrothermal | Stratiform sediment-hosted Cu | stratiform sediment-hosted Cu-Co | Cu, Co | Ag, Au, Pb, Ni, Se, Re, Zn | Cu, Co, Ag, Au, Pb, Ni, Se, Re, Zn | Bertrandsson Erlandsson et al., 2022; Foltyn et al., 2022; El Desouky et al., 2010 |  | LS06HA047-ccp13-1 | LS06HA047-ccp13-1 | [5 empty] | ore material | polished section |  | mineral separate | [5 empty] | mineralisation |  |  |  | chalcopyrite, sphalerite, pyrite | stage 1 (sediment-hosted, diagenetic), stage 2 (epigenetic hydrothermal veins) | disseminations, veins, mineralized nodules | disseminations, mineralized nodules, veins cross-cutting sedimentary bedding |  |  |  | quartz, carbonates |  | LA-ICPMS | ESI NWR213 Nd:YAG laser ablation system coupled to an Agilent 8800 QQQ ICP-MS | Montanuniversität Leoben, Austria | 50 µm spot size, 2 – 3 J/cm2 on-mineral fluency, 10 Hz repetition rate, helium carrier gas at 0.75 L/min flow rate, 30-s pre-ablation laser warm-up, 60 s dwell time, 30-s washout period | USGS pressed powder polysulfide reference material MASS-1 (Wilson et al. 2002) as external standard for chalcopyrite; sphalerite matrix-matched sinter pressed powder pellet reference material MUL-Zn S1 (Onuk et al. 2017) as external standard for sphalerite and pyrite; MASS-1 used as external standard for Te, Au, Tl, and Hg in sphalerite and pyrite | 0.13666 |  |  |  | 1.4005 |  | 1.2755 | [7 empty] | 87.5728 | [11 empty] | 4.9818 |  | 4.1961 | [15 empty] | 20.8684 |  |  |  | 6.6469 |  |  |  | 2.6717 |  |  |  | 22.7848 | [13 empty] | 19.1165 | [9 empty] | 0.77853 | [5 empty] | 46.7164 | [17 empty] | 36.5597 |  |  |  | 33.4342 | [5 empty] | 62.8504 | [13 empty] | 0.44076 | [5 empty] | 8.7812 | [7 empty] | 60.5322 |  |  |  |  | 2025 | Bertrandsson Erlandsson et al. (2025), Mineralium Deposita, 60, 869–894 |  | POL, COD, ZMB, NAM
| Luiswishi |  | Basin hydrothermal | Stratiform sediment-hosted Cu | stratiform sediment-hosted Cu-Co | Cu, Co | Ag, Au, Pb, Ni, Se, Re, Zn | Cu, Co, Ag, Au, Pb, Ni, Se, Re, Zn | Bertrandsson Erlandsson et al., 2022; Foltyn et al., 2022; El Desouky et al., 2010 |  | LS06HA047-ccp14-1 | LS06HA047-ccp14-1 | [5 empty] | ore material | polished section |  | mineral separate | [5 empty] | mineralisation |  |  |  | chalcopyrite, sphalerite, pyrite | stage 1 (sediment-hosted, diagenetic), stage 2 (epigenetic hydrothermal veins) | disseminations, veins, mineralized nodules | disseminations, mineralized nodules, veins cross-cutting sedimentary bedding |  |  |  | quartz, carbonates |  | LA-ICPMS | ESI NWR213 Nd:YAG laser ablation system coupled to an Agilent 8800 QQQ ICP-MS | Montanuniversität Leoben, Austria | 50 µm spot size, 2 – 3 J/cm2 on-mineral fluency, 10 Hz repetition rate, helium carrier gas at 0.75 L/min flow rate, 30-s pre-ablation laser warm-up, 60 s dwell time, 30-s washout period | USGS pressed powder polysulfide reference material MASS-1 (Wilson et al. 2002) as external standard for chalcopyrite; sphalerite matrix-matched sinter pressed powder pellet reference material MUL-Zn S1 (Onuk et al. 2017) as external standard for sphalerite and pyrite; MASS-1 used as external standard for Te, Au, Tl, and Hg in sphalerite and pyrite | 0.1277 |  |  |  | 2.2858 |  | 1.1155 | [7 empty] | 79.4205 | [11 empty] | 4.6509 |  | 6.9119 | [15 empty] | 25.7131 |  |  |  | 6.8736 |  |  |  | 2.1457 |  |  |  | 17.5531 | [13 empty] | 16.4709 |  | 2.516 | [7 empty] | 1.2983 | [5 empty] | 3.197 | [17 empty] | 31.7306 |  |  |  | 33.0857 | [5 empty] | 55.4517 | [13 empty] | 0.073283 | [5 empty] | 9.4211 | [12 empty] | 2025 | Bertrandsson Erlandsson et al. (2025), Mineralium Deposita, 60, 869–894 |  | POL, COD, ZMB, NAM
| Luiswishi |  | Basin hydrothermal | Stratiform sediment-hosted Cu | stratiform sediment-hosted Cu-Co | Cu, Co | Ag, Au, Pb, Ni, Se, Re, Zn | Cu, Co, Ag, Au, Pb, Ni, Se, Re, Zn | Bertrandsson Erlandsson et al., 2022; Foltyn et al., 2022; El Desouky et al., 2010 |  | LS06HA047-ccp15-1 | LS06HA047-ccp15-1 | [5 empty] | ore material | polished section |  | mineral separate | [5 empty] | mineralisation |  |  |  | chalcopyrite, sphalerite, pyrite | stage 1 (sediment-hosted, diagenetic), stage 2 (epigenetic hydrothermal veins) | disseminations, veins, mineralized nodules | disseminations, mineralized nodules, veins cross-cutting sedimentary bedding |  |  |  | quartz, carbonates |  | LA-ICPMS | ESI NWR213 Nd:YAG laser ablation system coupled to an Agilent 8800 QQQ ICP-MS | Montanuniversität Leoben, Austria | 50 µm spot size, 2 – 3 J/cm2 on-mineral fluency, 10 Hz repetition rate, helium carrier gas at 0.75 L/min flow rate, 30-s pre-ablation laser warm-up, 60 s dwell time, 30-s washout period | USGS pressed powder polysulfide reference material MASS-1 (Wilson et al. 2002) as external standard for chalcopyrite; sphalerite matrix-matched sinter pressed powder pellet reference material MUL-Zn S1 (Onuk et al. 2017) as external standard for sphalerite and pyrite; MASS-1 used as external standard for Te, Au, Tl, and Hg in sphalerite and pyrite | 0.18667 |  |  |  | 2.4749 |  | 1.8248 | [7 empty] | 121.6114 | [11 empty] | 3.8606 |  | 8.87 | [15 empty] | 20.1065 |  |  |  | 7.5732 |  |  |  | 2.5587 |  |  |  | 23.4426 | [15 empty] | 3.5189 | [13 empty] | 31.3305 | [17 empty] | 51.3324 |  |  |  | 27.5776 | [5 empty] | 76.3941 | [13 empty] | 0.39034 | [5 empty] | 10.8436 | [7 empty] | 75.8128 |  |  |  |  | 2025 | Bertrandsson Erlandsson et al. (2025), Mineralium Deposita, 60, 869–894 |  | POL, COD, ZMB, NAM
| Luiswishi |  | Basin hydrothermal | Stratiform sediment-hosted Cu | stratiform sediment-hosted Cu-Co | Cu, Co | Ag, Au, Pb, Ni, Se, Re, Zn | Cu, Co, Ag, Au, Pb, Ni, Se, Re, Zn | Bertrandsson Erlandsson et al., 2022; Foltyn et al., 2022; El Desouky et al., 2010 |  | LS06HA047-ccp16-1 | LS06HA047-ccp16-1 | [5 empty] | ore material | polished section |  | mineral separate | [5 empty] | mineralisation |  |  |  | chalcopyrite, sphalerite, pyrite | stage 1 (sediment-hosted, diagenetic), stage 2 (epigenetic hydrothermal veins) | disseminations, veins, mineralized nodules | disseminations, mineralized nodules, veins cross-cutting sedimentary bedding |  |  |  | quartz, carbonates |  | LA-ICPMS | ESI NWR213 Nd:YAG laser ablation system coupled to an Agilent 8800 QQQ ICP-MS | Montanuniversität Leoben, Austria | 50 µm spot size, 2 – 3 J/cm2 on-mineral fluency, 10 Hz repetition rate, helium carrier gas at 0.75 L/min flow rate, 30-s pre-ablation laser warm-up, 60 s dwell time, 30-s washout period | USGS pressed powder polysulfide reference material MASS-1 (Wilson et al. 2002) as external standard for chalcopyrite; sphalerite matrix-matched sinter pressed powder pellet reference material MUL-Zn S1 (Onuk et al. 2017) as external standard for sphalerite and pyrite; MASS-1 used as external standard for Te, Au, Tl, and Hg in sphalerite and pyrite | 0.20113 |  |  |  | 2.7333 |  | 1.5147 | [7 empty] | 115.6178 | [11 empty] | 6.3298 |  | 14.7131 | [15 empty] | 21.2022 |  |  |  | 8.3823 |  |  |  | 2.9339 |  |  |  | 30.5736 | [13 empty] | 16.9358 | [15 empty] | 43.5319 | [17 empty] | 56.6094 |  |  |  | 28.0511 | [5 empty] | 86.347 | [13 empty] | 0.79244 | [5 empty] | 20.1069 | [7 empty] | 78.7418 |  |  |  |  | 2025 | Bertrandsson Erlandsson et al. (2025), Mineralium Deposita, 60, 869–894 |  | POL, COD, ZMB, NAM
| Luiswishi |  | Basin hydrothermal | Stratiform sediment-hosted Cu | stratiform sediment-hosted Cu-Co | Cu, Co | Ag, Au, Pb, Ni, Se, Re, Zn | Cu, Co, Ag, Au, Pb, Ni, Se, Re, Zn | Bertrandsson Erlandsson et al., 2022; Foltyn et al., 2022; El Desouky et al., 2010 |  | LS06HA047-ccp17-1 | LS06HA047-ccp17-1 | [5 empty] | ore material | polished section |  | mineral separate | [5 empty] | mineralisation |  |  |  | chalcopyrite, sphalerite, pyrite | stage 1 (sediment-hosted, diagenetic), stage 2 (epigenetic hydrothermal veins) | disseminations, veins, mineralized nodules | disseminations, mineralized nodules, veins cross-cutting sedimentary bedding |  |  |  | quartz, carbonates |  | LA-ICPMS | ESI NWR213 Nd:YAG laser ablation system coupled to an Agilent 8800 QQQ ICP-MS | Montanuniversität Leoben, Austria | 50 µm spot size, 2 – 3 J/cm2 on-mineral fluency, 10 Hz repetition rate, helium carrier gas at 0.75 L/min flow rate, 30-s pre-ablation laser warm-up, 60 s dwell time, 30-s washout period | USGS pressed powder polysulfide reference material MASS-1 (Wilson et al. 2002) as external standard for chalcopyrite; sphalerite matrix-matched sinter pressed powder pellet reference material MUL-Zn S1 (Onuk et al. 2017) as external standard for sphalerite and pyrite; MASS-1 used as external standard for Te, Au, Tl, and Hg in sphalerite and pyrite | 0.12593 |  |  |  | 2.0004 |  | 1.7727 | [7 empty] | 133.2275 | [11 empty] | 6.2278 |  | 9.0054 | [15 empty] | 18.5808 |  |  |  | 8.3414 |  |  |  | 2.6228 |  |  |  | 31.5432 | [13 empty] | 15.0557 |  | 4.9531 | [13 empty] | 29.3842 | [17 empty] | 64.4295 |  |  |  | 31.3583 | [5 empty] | 89.6555 | [13 empty] | 0.48239 | [5 empty] | 11.8489 | [7 empty] | 41.5447 |  |  |  |  | 2025 | Bertrandsson Erlandsson et al. (2025), Mineralium Deposita, 60, 869–894 |  | POL, COD, ZMB, NAM
| Luiswishi |  | Basin hydrothermal | Stratiform sediment-hosted Cu | stratiform sediment-hosted Cu-Co | Cu, Co | Ag, Au, Pb, Ni, Se, Re, Zn | Cu, Co, Ag, Au, Pb, Ni, Se, Re, Zn | Bertrandsson Erlandsson et al., 2022; Foltyn et al., 2022; El Desouky et al., 2010 |  | LS06HA047-ccp18-1 | LS06HA047-ccp18-1 | [5 empty] | ore material | polished section |  | mineral separate | [5 empty] | mineralisation |  |  |  | chalcopyrite, sphalerite, pyrite | stage 1 (sediment-hosted, diagenetic), stage 2 (epigenetic hydrothermal veins) | disseminations, veins, mineralized nodules | disseminations, mineralized nodules, veins cross-cutting sedimentary bedding |  |  |  | quartz, carbonates |  | LA-ICPMS | ESI NWR213 Nd:YAG laser ablation system coupled to an Agilent 8800 QQQ ICP-MS | Montanuniversität Leoben, Austria | 50 µm spot size, 2 – 3 J/cm2 on-mineral fluency, 10 Hz repetition rate, helium carrier gas at 0.75 L/min flow rate, 30-s pre-ablation laser warm-up, 60 s dwell time, 30-s washout period | USGS pressed powder polysulfide reference material MASS-1 (Wilson et al. 2002) as external standard for chalcopyrite; sphalerite matrix-matched sinter pressed powder pellet reference material MUL-Zn S1 (Onuk et al. 2017) as external standard for sphalerite and pyrite; MASS-1 used as external standard for Te, Au, Tl, and Hg in sphalerite and pyrite | 0.09731 |  |  |  | 2.1914 |  | 1.417 | [7 empty] | 133.054 | [11 empty] | 2.3713 | [17 empty] | 18.4454 |  |  |  | 7.9768 | [7 empty] | 25.675 | [13 empty] | 23.8756 |  | 3.8311 | [13 empty] | 30.1958 | [17 empty] | 60.3608 |  |  |  | 24.2322 | [5 empty] | 83.4612 | [13 empty] | 0.45738 | [5 empty] | 3.4901 | [12 empty] | 2025 | Bertrandsson Erlandsson et al. (2025), Mineralium Deposita, 60, 869–894 |  | POL, COD, ZMB, NAM
| Luiswishi |  | Basin hydrothermal | Stratiform sediment-hosted Cu | stratiform sediment-hosted Cu-Co | Cu, Co | Ag, Au, Pb, Ni, Se, Re, Zn | Cu, Co, Ag, Au, Pb, Ni, Se, Re, Zn | Bertrandsson Erlandsson et al., 2022; Foltyn et al., 2022; El Desouky et al., 2010 |  | LS06HA047-ccp19-1 | LS06HA047-ccp19-1 | [5 empty] | ore material | polished section |  | mineral separate | [5 empty] | mineralisation |  |  |  | chalcopyrite, sphalerite, pyrite | stage 1 (sediment-hosted, diagenetic), stage 2 (epigenetic hydrothermal veins) | disseminations, veins, mineralized nodules | disseminations, mineralized nodules, veins cross-cutting sedimentary bedding |  |  |  | quartz, carbonates |  | LA-ICPMS | ESI NWR213 Nd:YAG laser ablation system coupled to an Agilent 8800 QQQ ICP-MS | Montanuniversität Leoben, Austria | 50 µm spot size, 2 – 3 J/cm2 on-mineral fluency, 10 Hz repetition rate, helium carrier gas at 0.75 L/min flow rate, 30-s pre-ablation laser warm-up, 60 s dwell time, 30-s washout period | USGS pressed powder polysulfide reference material MASS-1 (Wilson et al. 2002) as external standard for chalcopyrite; sphalerite matrix-matched sinter pressed powder pellet reference material MUL-Zn S1 (Onuk et al. 2017) as external standard for sphalerite and pyrite; MASS-1 used as external standard for Te, Au, Tl, and Hg in sphalerite and pyrite |  |  |  |  | 4.0999 |  | 1.8869 | [7 empty] | 134.2339 | [29 empty] | 30.3232 |  |  |  | 7.2713 |  |  |  | 3.1925 |  |  |  | 29.0155 | [13 empty] | 24.9008 | [15 empty] | 40.5589 | [17 empty] | 59.6396 |  |  |  | 23.887 | [5 empty] | 87.2516 | [13 empty] | 0.87615 | [13 empty] | 63.3004 |  |  |  |  | 2025 | Bertrandsson Erlandsson et al. (2025), Mineralium Deposita, 60, 869–894 |  | POL, COD, ZMB, NAM
| Luiswishi |  | Basin hydrothermal | Stratiform sediment-hosted Cu | stratiform sediment-hosted Cu-Co | Cu, Co | Ag, Au, Pb, Ni, Se, Re, Zn | Cu, Co, Ag, Au, Pb, Ni, Se, Re, Zn | Bertrandsson Erlandsson et al., 2022; Foltyn et al., 2022; El Desouky et al., 2010 |  | LS06HA047-ccp20-1 | LS06HA047-ccp20-1 | [5 empty] | ore material | polished section |  | mineral separate | [5 empty] | mineralisation |  |  |  | chalcopyrite, sphalerite, pyrite | stage 1 (sediment-hosted, diagenetic), stage 2 (epigenetic hydrothermal veins) | disseminations, veins, mineralized nodules | disseminations, mineralized nodules, veins cross-cutting sedimentary bedding |  |  |  | quartz, carbonates |  | LA-ICPMS | ESI NWR213 Nd:YAG laser ablation system coupled to an Agilent 8800 QQQ ICP-MS | Montanuniversität Leoben, Austria | 50 µm spot size, 2 – 3 J/cm2 on-mineral fluency, 10 Hz repetition rate, helium carrier gas at 0.75 L/min flow rate, 30-s pre-ablation laser warm-up, 60 s dwell time, 30-s washout period | USGS pressed powder polysulfide reference material MASS-1 (Wilson et al. 2002) as external standard for chalcopyrite; sphalerite matrix-matched sinter pressed powder pellet reference material MUL-Zn S1 (Onuk et al. 2017) as external standard for sphalerite and pyrite; MASS-1 used as external standard for Te, Au, Tl, and Hg in sphalerite and pyrite | 0.2808 |  |  |  | 5.8793 |  | 1.6562 | [7 empty] | 182.4214 | [11 empty] | 2.4159 | [17 empty] | 19.254 |  |  |  | 9.4795 |  |  |  | 5.106 |  |  |  | 36.8742 | [13 empty] | 21.9836 |  | 2.123 | [13 empty] | 23.6867 | [17 empty] | 103.9729 |  |  |  | 25.0429 | [5 empty] | 131.1272 | [13 empty] | 0.41285 | [5 empty] | 1.3263 | [7 empty] | 38.0311 |  |  |  |  | 2025 | Bertrandsson Erlandsson et al. (2025), Mineralium Deposita, 60, 869–894 |  | POL, COD, ZMB, NAM
| Luiswishi |  | Basin hydrothermal | Stratiform sediment-hosted Cu | stratiform sediment-hosted Cu-Co | Cu, Co | Ag, Au, Pb, Ni, Se, Re, Zn | Cu, Co, Ag, Au, Pb, Ni, Se, Re, Zn | Bertrandsson Erlandsson et al., 2022; Foltyn et al., 2022; El Desouky et al., 2010 |  | LS06HA047-ccp21-1 | LS06HA047-ccp21-1 | [5 empty] | ore material | polished section |  | mineral separate | [5 empty] | mineralisation |  |  |  | chalcopyrite, sphalerite, pyrite | stage 1 (sediment-hosted, diagenetic), stage 2 (epigenetic hydrothermal veins) | disseminations, veins, mineralized nodules | disseminations, mineralized nodules, veins cross-cutting sedimentary bedding |  |  |  | quartz, carbonates |  | LA-ICPMS | ESI NWR213 Nd:YAG laser ablation system coupled to an Agilent 8800 QQQ ICP-MS | Montanuniversität Leoben, Austria | 50 µm spot size, 2 – 3 J/cm2 on-mineral fluency, 10 Hz repetition rate, helium carrier gas at 0.75 L/min flow rate, 30-s pre-ablation laser warm-up, 60 s dwell time, 30-s washout period | USGS pressed powder polysulfide reference material MASS-1 (Wilson et al. 2002) as external standard for chalcopyrite; sphalerite matrix-matched sinter pressed powder pellet reference material MUL-Zn S1 (Onuk et al. 2017) as external standard for sphalerite and pyrite; MASS-1 used as external standard for Te, Au, Tl, and Hg in sphalerite and pyrite |  |  |  |  | 3.9299 |  | 1.2822 | [7 empty] | 153.34 | [11 empty] | 3.9176 | [17 empty] | 18.6061 |  |  |  | 9.3661 |  |  |  | 4.5894 |  |  |  | 33.1063 | [13 empty] | 22.4643 |  | 8.2829 | [13 empty] | 42.4636 | [17 empty] | 75.2886 |  |  |  | 25.6136 | [5 empty] | 95.5204 | [13 empty] | 0.9326 | [5 empty] | 5.3932 | [7 empty] | 56.4525 |  |  |  |  | 2025 | Bertrandsson Erlandsson et al. (2025), Mineralium Deposita, 60, 869–894 |  | POL, COD, ZMB, NAM
| Luiswishi |  | Basin hydrothermal | Stratiform sediment-hosted Cu | stratiform sediment-hosted Cu-Co | Cu, Co | Ag, Au, Pb, Ni, Se, Re, Zn | Cu, Co, Ag, Au, Pb, Ni, Se, Re, Zn | Bertrandsson Erlandsson et al., 2022; Foltyn et al., 2022; El Desouky et al., 2010 |  | LS06HA047-ccp22-1 | LS06HA047-ccp22-1 | [5 empty] | ore material | polished section |  | mineral separate | [5 empty] | mineralisation |  |  |  | chalcopyrite, sphalerite, pyrite | stage 1 (sediment-hosted, diagenetic), stage 2 (epigenetic hydrothermal veins) | disseminations, veins, mineralized nodules | disseminations, mineralized nodules, veins cross-cutting sedimentary bedding |  |  |  | quartz, carbonates |  | LA-ICPMS | ESI NWR213 Nd:YAG laser ablation system coupled to an Agilent 8800 QQQ ICP-MS | Montanuniversität Leoben, Austria | 50 µm spot size, 2 – 3 J/cm2 on-mineral fluency, 10 Hz repetition rate, helium carrier gas at 0.75 L/min flow rate, 30-s pre-ablation laser warm-up, 60 s dwell time, 30-s washout period | USGS pressed powder polysulfide reference material MASS-1 (Wilson et al. 2002) as external standard for chalcopyrite; sphalerite matrix-matched sinter pressed powder pellet reference material MUL-Zn S1 (Onuk et al. 2017) as external standard for sphalerite and pyrite; MASS-1 used as external standard for Te, Au, Tl, and Hg in sphalerite and pyrite | 0.20452 |  |  |  | 3.1824 |  | 0.94134 | [37 empty] | 23.7602 |  |  |  | 9.093 |  |  |  | 3.4766 |  |  |  | 32.1593 | [47 empty] | 71.0431 |  |  |  | 22.8349 | [5 empty] | 92.2023 | [13 empty] | 1.2119 | [18 empty] | 2025 | Bertrandsson Erlandsson et al. (2025), Mineralium Deposita, 60, 869–894 |  | POL, COD, ZMB, NAM
| Luiswishi |  | Basin hydrothermal | Stratiform sediment-hosted Cu | stratiform sediment-hosted Cu-Co | Cu, Co | Ag, Au, Pb, Ni, Se, Re, Zn | Cu, Co, Ag, Au, Pb, Ni, Se, Re, Zn | Bertrandsson Erlandsson et al., 2022; Foltyn et al., 2022; El Desouky et al., 2010 |  | LS06HA047-ccp23-1 | LS06HA047-ccp23-1 | [5 empty] | ore material | polished section |  | mineral separate | [5 empty] | mineralisation |  |  |  | chalcopyrite, sphalerite, pyrite | stage 1 (sediment-hosted, diagenetic), stage 2 (epigenetic hydrothermal veins) | disseminations, veins, mineralized nodules | disseminations, mineralized nodules, veins cross-cutting sedimentary bedding |  |  |  | quartz, carbonates |  | LA-ICPMS | ESI NWR213 Nd:YAG laser ablation system coupled to an Agilent 8800 QQQ ICP-MS | Montanuniversität Leoben, Austria | 50 µm spot size, 2 – 3 J/cm2 on-mineral fluency, 10 Hz repetition rate, helium carrier gas at 0.75 L/min flow rate, 30-s pre-ablation laser warm-up, 60 s dwell time, 30-s washout period | USGS pressed powder polysulfide reference material MASS-1 (Wilson et al. 2002) as external standard for chalcopyrite; sphalerite matrix-matched sinter pressed powder pellet reference material MUL-Zn S1 (Onuk et al. 2017) as external standard for sphalerite and pyrite; MASS-1 used as external standard for Te, Au, Tl, and Hg in sphalerite and pyrite | 0.24622 |  |  |  | 5.6593 |  | 1.3071 | [7 empty] | 222.0316 | [13 empty] | 4.0189 | [15 empty] | 19.3056 |  |  |  | 11.5469 |  |  |  | 4.7186 |  |  |  | 42.7417 | [15 empty] | 7.7825 | [7 empty] | 1.4021 | [5 empty] | 51.6632 | [17 empty] | 126.212 |  |  |  | 19.1702 | [5 empty] | 156.7068 | [13 empty] | 1.2219 | [5 empty] | 6.7985 | [12 empty] | 2025 | Bertrandsson Erlandsson et al. (2025), Mineralium Deposita, 60, 869–894 |  | POL, COD, ZMB, NAM
| Luiswishi |  | Basin hydrothermal | Stratiform sediment-hosted Cu | stratiform sediment-hosted Cu-Co | Cu, Co | Ag, Au, Pb, Ni, Se, Re, Zn | Cu, Co, Ag, Au, Pb, Ni, Se, Re, Zn | Bertrandsson Erlandsson et al., 2022; Foltyn et al., 2022; El Desouky et al., 2010 |  | LS06HA047-ccp24-1 | LS06HA047-ccp24-1 | [5 empty] | ore material | polished section |  | mineral separate | [5 empty] | mineralisation |  |  |  | chalcopyrite, sphalerite, pyrite | stage 1 (sediment-hosted, diagenetic), stage 2 (epigenetic hydrothermal veins) | disseminations, veins, mineralized nodules | disseminations, mineralized nodules, veins cross-cutting sedimentary bedding |  |  |  | quartz, carbonates |  | LA-ICPMS | ESI NWR213 Nd:YAG laser ablation system coupled to an Agilent 8800 QQQ ICP-MS | Montanuniversität Leoben, Austria | 50 µm spot size, 2 – 3 J/cm2 on-mineral fluency, 10 Hz repetition rate, helium carrier gas at 0.75 L/min flow rate, 30-s pre-ablation laser warm-up, 60 s dwell time, 30-s washout period | USGS pressed powder polysulfide reference material MASS-1 (Wilson et al. 2002) as external standard for chalcopyrite; sphalerite matrix-matched sinter pressed powder pellet reference material MUL-Zn S1 (Onuk et al. 2017) as external standard for sphalerite and pyrite; MASS-1 used as external standard for Te, Au, Tl, and Hg in sphalerite and pyrite | 0.1504 |  |  |  | 3.2 |  | 0.8787 | [7 empty] | 113.2478 | [11 empty] | 5.48 | [17 empty] | 23.043 |  |  |  | 7.122 |  |  |  | 3.1542 |  |  |  | 29.3355 | [13 empty] | 22.6578 |  | 4.2982 | [7 empty] | 0.81742 | [5 empty] | 66.9302 | [17 empty] | 50.4519 |  |  |  | 26.6617 | [5 empty] | 72.1895 | [13 empty] | 1.0363 | [13 empty] | 94.87 |  |  |  |  | 2025 | Bertrandsson Erlandsson et al. (2025), Mineralium Deposita, 60, 869–894 |  | POL, COD, ZMB, NAM
| Luiswishi |  | Basin hydrothermal | Stratiform sediment-hosted Cu | stratiform sediment-hosted Cu-Co | Cu, Co | Ag, Au, Pb, Ni, Se, Re, Zn | Cu, Co, Ag, Au, Pb, Ni, Se, Re, Zn | Bertrandsson Erlandsson et al., 2022; Foltyn et al., 2022; El Desouky et al., 2010 |  | LS06HA047-ccp25-1 | LS06HA047-ccp25-1 | [5 empty] | ore material | polished section |  | mineral separate | [5 empty] | mineralisation |  |  |  | chalcopyrite, sphalerite, pyrite | stage 1 (sediment-hosted, diagenetic), stage 2 (epigenetic hydrothermal veins) | disseminations, veins, mineralized nodules | disseminations, mineralized nodules, veins cross-cutting sedimentary bedding |  |  |  | quartz, carbonates |  | LA-ICPMS | ESI NWR213 Nd:YAG laser ablation system coupled to an Agilent 8800 QQQ ICP-MS | Montanuniversität Leoben, Austria | 50 µm spot size, 2 – 3 J/cm2 on-mineral fluency, 10 Hz repetition rate, helium carrier gas at 0.75 L/min flow rate, 30-s pre-ablation laser warm-up, 60 s dwell time, 30-s washout period | USGS pressed powder polysulfide reference material MASS-1 (Wilson et al. 2002) as external standard for chalcopyrite; sphalerite matrix-matched sinter pressed powder pellet reference material MUL-Zn S1 (Onuk et al. 2017) as external standard for sphalerite and pyrite; MASS-1 used as external standard for Te, Au, Tl, and Hg in sphalerite and pyrite | 0.11338 |  |  |  | 2.6505 |  | 0.99649 | [7 empty] | 163.6237 | [11 empty] | 5.8573 |  | 6.1215 | [15 empty] | 19.0064 |  |  |  | 9.5976 |  |  |  | 3.4637 |  |  |  | 34.6713 | [13 empty] | 22.9155 |  | 6.2191 | [13 empty] | 39.7774 | [17 empty] | 76.2308 |  |  |  | 22.4587 | [5 empty] | 94.4417 | [13 empty] | 0.82513 | [5 empty] | 10.4412 | [7 empty] | 64.9308 |  |  |  |  | 2025 | Bertrandsson Erlandsson et al. (2025), Mineralium Deposita, 60, 869–894 |  | POL, COD, ZMB, NAM
| Luiswishi |  | Basin hydrothermal | Stratiform sediment-hosted Cu | stratiform sediment-hosted Cu-Co | Cu, Co | Ag, Au, Pb, Ni, Se, Re, Zn | Cu, Co, Ag, Au, Pb, Ni, Se, Re, Zn | Bertrandsson Erlandsson et al., 2022; Foltyn et al., 2022; El Desouky et al., 2010 |  | LS06HA047-ccp26-1 | LS06HA047-ccp26-1 | [5 empty] | ore material | polished section |  | mineral separate | [5 empty] | mineralisation |  |  |  | chalcopyrite, sphalerite, pyrite | stage 1 (sediment-hosted, diagenetic), stage 2 (epigenetic hydrothermal veins) | disseminations, veins, mineralized nodules | disseminations, mineralized nodules, veins cross-cutting sedimentary bedding |  |  |  | quartz, carbonates |  | LA-ICPMS | ESI NWR213 Nd:YAG laser ablation system coupled to an Agilent 8800 QQQ ICP-MS | Montanuniversität Leoben, Austria | 50 µm spot size, 2 – 3 J/cm2 on-mineral fluency, 10 Hz repetition rate, helium carrier gas at 0.75 L/min flow rate, 30-s pre-ablation laser warm-up, 60 s dwell time, 30-s washout period | USGS pressed powder polysulfide reference material MASS-1 (Wilson et al. 2002) as external standard for chalcopyrite; sphalerite matrix-matched sinter pressed powder pellet reference material MUL-Zn S1 (Onuk et al. 2017) as external standard for sphalerite and pyrite; MASS-1 used as external standard for Te, Au, Tl, and Hg in sphalerite and pyrite | 0.11693 |  |  |  | 1.6548 |  | 1.2241 | [7 empty] | 70.8556 | [29 empty] | 28.6789 |  |  |  | 6.3522 |  |  |  | 3.9383 |  |  |  | 24.4202 | [13 empty] | 14.3762 |  | 1.8427 | [13 empty] | 30.4112 | [17 empty] | 29.6402 | [9 empty] | 55.8453 | [13 empty] | 0.73838 | [13 empty] | 40.8712 |  |  |  |  | 2025 | Bertrandsson Erlandsson et al. (2025), Mineralium Deposita, 60, 869–894 |  | POL, COD, ZMB, NAM
| Luiswishi |  | Basin hydrothermal | Stratiform sediment-hosted Cu | stratiform sediment-hosted Cu-Co | Cu, Co | Ag, Au, Pb, Ni, Se, Re, Zn | Cu, Co, Ag, Au, Pb, Ni, Se, Re, Zn | Bertrandsson Erlandsson et al., 2022; Foltyn et al., 2022; El Desouky et al., 2010 |  | LS06HA047-ccp27-1 | LS06HA047-ccp27-1 | [5 empty] | ore material | polished section |  | mineral separate | [5 empty] | mineralisation |  |  |  | chalcopyrite, sphalerite, pyrite | stage 1 (sediment-hosted, diagenetic), stage 2 (epigenetic hydrothermal veins) | disseminations, veins, mineralized nodules | disseminations, mineralized nodules, veins cross-cutting sedimentary bedding |  |  |  | quartz, carbonates |  | LA-ICPMS | ESI NWR213 Nd:YAG laser ablation system coupled to an Agilent 8800 QQQ ICP-MS | Montanuniversität Leoben, Austria | 50 µm spot size, 2 – 3 J/cm2 on-mineral fluency, 10 Hz repetition rate, helium carrier gas at 0.75 L/min flow rate, 30-s pre-ablation laser warm-up, 60 s dwell time, 30-s washout period | USGS pressed powder polysulfide reference material MASS-1 (Wilson et al. 2002) as external standard for chalcopyrite; sphalerite matrix-matched sinter pressed powder pellet reference material MUL-Zn S1 (Onuk et al. 2017) as external standard for sphalerite and pyrite; MASS-1 used as external standard for Te, Au, Tl, and Hg in sphalerite and pyrite | [6 empty] | 0.53444 | [7 empty] | 24.9597 | [11 empty] | 3.1758 |  | 7.101 | [15 empty] | 24.3397 |  |  |  | 7.463 |  |  |  | 1.7965 |  |  |  | 18.0935 | [13 empty] | 6.4696 | [15 empty] | 13.0336 | [17 empty] | 7.0891 |  |  |  | 18.3141 | [5 empty] | 39.2267 | [13 empty] | 0.23189 | [5 empty] | 12.873 | [7 empty] | 26.0973 |  |  |  |  | 2025 | Bertrandsson Erlandsson et al. (2025), Mineralium Deposita, 60, 869–894 |  | POL, COD, ZMB, NAM
| Luiswishi |  | Basin hydrothermal | Stratiform sediment-hosted Cu | stratiform sediment-hosted Cu-Co | Cu, Co | Ag, Au, Pb, Ni, Se, Re, Zn | Cu, Co, Ag, Au, Pb, Ni, Se, Re, Zn | Bertrandsson Erlandsson et al., 2022; Foltyn et al., 2022; El Desouky et al., 2010 |  | LS06HA047-ccp28-1 | LS06HA047-ccp28-1 | [5 empty] | ore material | polished section |  | mineral separate | [5 empty] | mineralisation |  |  |  | chalcopyrite, sphalerite, pyrite | stage 1 (sediment-hosted, diagenetic), stage 2 (epigenetic hydrothermal veins) | disseminations, veins, mineralized nodules | disseminations, mineralized nodules, veins cross-cutting sedimentary bedding |  |  |  | quartz, carbonates |  | LA-ICPMS | ESI NWR213 Nd:YAG laser ablation system coupled to an Agilent 8800 QQQ ICP-MS | Montanuniversität Leoben, Austria | 50 µm spot size, 2 – 3 J/cm2 on-mineral fluency, 10 Hz repetition rate, helium carrier gas at 0.75 L/min flow rate, 30-s pre-ablation laser warm-up, 60 s dwell time, 30-s washout period | USGS pressed powder polysulfide reference material MASS-1 (Wilson et al. 2002) as external standard for chalcopyrite; sphalerite matrix-matched sinter pressed powder pellet reference material MUL-Zn S1 (Onuk et al. 2017) as external standard for sphalerite and pyrite; MASS-1 used as external standard for Te, Au, Tl, and Hg in sphalerite and pyrite | 0.13648 |  |  |  | 3.3817 |  | 1.7307 | [7 empty] | 173.4794 | [11 empty] | 2.2904 | [17 empty] | 18.573 |  |  |  | 8.3574 |  |  |  | 2.9486 |  |  |  | 30.6912 | [13 empty] | 24.5559 |  | 2.6766 | [7 empty] | 0.75438 | [5 empty] | 16.784 | [17 empty] | 85.038 |  |  |  | 28.0568 | [5 empty] | 111.4393 | [13 empty] | 0.3505 | [5 empty] | 0.77138 | [7 empty] | 63.2282 |  |  |  |  | 2025 | Bertrandsson Erlandsson et al. (2025), Mineralium Deposita, 60, 869–894 |  | POL, COD, ZMB, NAM
| Luiswishi |  | Basin hydrothermal | Stratiform sediment-hosted Cu | stratiform sediment-hosted Cu-Co | Cu, Co | Ag, Au, Pb, Ni, Se, Re, Zn | Cu, Co, Ag, Au, Pb, Ni, Se, Re, Zn | Bertrandsson Erlandsson et al., 2022; Foltyn et al., 2022; El Desouky et al., 2010 |  | LS06HA047-ccp29-1 | LS06HA047-ccp29-1 | [5 empty] | ore material | polished section |  | mineral separate | [5 empty] | mineralisation |  |  |  | chalcopyrite, sphalerite, pyrite | stage 1 (sediment-hosted, diagenetic), stage 2 (epigenetic hydrothermal veins) | disseminations, veins, mineralized nodules | disseminations, mineralized nodules, veins cross-cutting sedimentary bedding |  |  |  | quartz, carbonates |  | LA-ICPMS | ESI NWR213 Nd:YAG laser ablation system coupled to an Agilent 8800 QQQ ICP-MS | Montanuniversität Leoben, Austria | 50 µm spot size, 2 – 3 J/cm2 on-mineral fluency, 10 Hz repetition rate, helium carrier gas at 0.75 L/min flow rate, 30-s pre-ablation laser warm-up, 60 s dwell time, 30-s washout period | USGS pressed powder polysulfide reference material MASS-1 (Wilson et al. 2002) as external standard for chalcopyrite; sphalerite matrix-matched sinter pressed powder pellet reference material MUL-Zn S1 (Onuk et al. 2017) as external standard for sphalerite and pyrite; MASS-1 used as external standard for Te, Au, Tl, and Hg in sphalerite and pyrite | 0.11466 |  |  |  | 1.4659 |  | 1.5486 | [7 empty] | 110.2331 | [11 empty] | 5.1915 | [17 empty] | 20.7385 |  |  |  | 6.7367 |  |  |  | 3.3753 |  |  |  | 22.4724 | [15 empty] | 4.1542 | [7 empty] | 1.8343 | [5 empty] | 13.0015 | [17 empty] | 46.5354 |  |  |  | 25.5764 | [5 empty] | 68.5654 | [13 empty] | 0.20373 | [5 empty] | 2.0132 | [12 empty] | 2025 | Bertrandsson Erlandsson et al. (2025), Mineralium Deposita, 60, 869–894 |  | POL, COD, ZMB, NAM
| Luiswishi |  | Basin hydrothermal | Stratiform sediment-hosted Cu | stratiform sediment-hosted Cu-Co | Cu, Co | Ag, Au, Pb, Ni, Se, Re, Zn | Cu, Co, Ag, Au, Pb, Ni, Se, Re, Zn | Bertrandsson Erlandsson et al., 2022; Foltyn et al., 2022; El Desouky et al., 2010 |  | LS06HA047-ccp30-1 | LS06HA047-ccp30-1 | [5 empty] | ore material | polished section |  | mineral separate | [5 empty] | mineralisation |  |  |  | chalcopyrite, sphalerite, pyrite | stage 1 (sediment-hosted, diagenetic), stage 2 (epigenetic hydrothermal veins) | disseminations, veins, mineralized nodules | disseminations, mineralized nodules, veins cross-cutting sedimentary bedding |  |  |  | quartz, carbonates |  | LA-ICPMS | ESI NWR213 Nd:YAG laser ablation system coupled to an Agilent 8800 QQQ ICP-MS | Montanuniversität Leoben, Austria | 50 µm spot size, 2 – 3 J/cm2 on-mineral fluency, 10 Hz repetition rate, helium carrier gas at 0.75 L/min flow rate, 30-s pre-ablation laser warm-up, 60 s dwell time, 30-s washout period | USGS pressed powder polysulfide reference material MASS-1 (Wilson et al. 2002) as external standard for chalcopyrite; sphalerite matrix-matched sinter pressed powder pellet reference material MUL-Zn S1 (Onuk et al. 2017) as external standard for sphalerite and pyrite; MASS-1 used as external standard for Te, Au, Tl, and Hg in sphalerite and pyrite | 0.079273 |  |  |  | 2.8057 |  | 1.417 | [7 empty] | 88.4478 | [29 empty] | 22.7159 |  |  |  | 5.8628 | [7 empty] | 23.34 | [13 empty] | 9.6403 | [15 empty] | 33.9391 | [17 empty] | 29.2147 |  |  |  | 28.2472 | [5 empty] | 53.0592 | [13 empty] | 0.82443 | [13 empty] | 29.6046 |  |  |  |  | 2025 | Bertrandsson Erlandsson et al. (2025), Mineralium Deposita, 60, 869–894 |  | POL, COD, ZMB, NAM
| Luiswishi |  | Basin hydrothermal | Stratiform sediment-hosted Cu | stratiform sediment-hosted Cu-Co | Cu, Co | Ag, Au, Pb, Ni, Se, Re, Zn | Cu, Co, Ag, Au, Pb, Ni, Se, Re, Zn | Bertrandsson Erlandsson et al., 2022; Foltyn et al., 2022; El Desouky et al., 2010 |  | LS06HA047-ccp31-1 | LS06HA047-ccp31-1 | [5 empty] | ore material | polished section |  | mineral separate | [5 empty] | mineralisation |  |  |  | chalcopyrite, sphalerite, pyrite | stage 1 (sediment-hosted, diagenetic), stage 2 (epigenetic hydrothermal veins) | disseminations, veins, mineralized nodules | disseminations, mineralized nodules, veins cross-cutting sedimentary bedding |  |  |  | quartz, carbonates |  | LA-ICPMS | ESI NWR213 Nd:YAG laser ablation system coupled to an Agilent 8800 QQQ ICP-MS | Montanuniversität Leoben, Austria | 50 µm spot size, 2 – 3 J/cm2 on-mineral fluency, 10 Hz repetition rate, helium carrier gas at 0.75 L/min flow rate, 30-s pre-ablation laser warm-up, 60 s dwell time, 30-s washout period | USGS pressed powder polysulfide reference material MASS-1 (Wilson et al. 2002) as external standard for chalcopyrite; sphalerite matrix-matched sinter pressed powder pellet reference material MUL-Zn S1 (Onuk et al. 2017) as external standard for sphalerite and pyrite; MASS-1 used as external standard for Te, Au, Tl, and Hg in sphalerite and pyrite | 0.14011 |  |  |  | 4.1761 |  | 1.633 | [7 empty] | 158.0851 | [11 empty] | 2.6808 | [17 empty] | 28.6952 |  |  |  | 9.4863 |  |  |  | 2.6191 |  |  |  | 21.4477 | [29 empty] | 4.0194 | [17 empty] | 75.3844 |  |  |  | 25.6026 | [5 empty] | 92.1184 | [13 empty] | 0.11639 | [5 empty] | 0.91194 | [12 empty] | 2025 | Bertrandsson Erlandsson et al. (2025), Mineralium Deposita, 60, 869–894 |  | POL, COD, ZMB, NAM
| Luiswishi |  | Basin hydrothermal | Stratiform sediment-hosted Cu | stratiform sediment-hosted Cu-Co | Cu, Co | Ag, Au, Pb, Ni, Se, Re, Zn | Cu, Co, Ag, Au, Pb, Ni, Se, Re, Zn | Bertrandsson Erlandsson et al., 2022; Foltyn et al., 2022; El Desouky et al., 2010 |  | LS06HA047-ccp33-1 | LS06HA047-ccp33-1 | [5 empty] | ore material | polished section |  | mineral separate | [5 empty] | mineralisation |  |  |  | chalcopyrite, sphalerite, pyrite | stage 1 (sediment-hosted, diagenetic), stage 2 (epigenetic hydrothermal veins) | disseminations, veins, mineralized nodules | disseminations, mineralized nodules, veins cross-cutting sedimentary bedding |  |  |  | quartz, carbonates |  | LA-ICPMS | ESI NWR213 Nd:YAG laser ablation system coupled to an Agilent 8800 QQQ ICP-MS | Montanuniversität Leoben, Austria | 50 µm spot size, 2 – 3 J/cm2 on-mineral fluency, 10 Hz repetition rate, helium carrier gas at 0.75 L/min flow rate, 30-s pre-ablation laser warm-up, 60 s dwell time, 30-s washout period | USGS pressed powder polysulfide reference material MASS-1 (Wilson et al. 2002) as external standard for chalcopyrite; sphalerite matrix-matched sinter pressed powder pellet reference material MUL-Zn S1 (Onuk et al. 2017) as external standard for sphalerite and pyrite; MASS-1 used as external standard for Te, Au, Tl, and Hg in sphalerite and pyrite | [6 empty] | 0.66135 | [7 empty] | 46.8568 | [11 empty] | 4.1121 | [17 empty] | 27.186 |  |  |  | 6.2437 |  |  |  | 2.5238 |  |  |  | 21.5069 | [13 empty] | 7.3295 |  | 0.23641 | [13 empty] | 7.2354 | [17 empty] | 19.2001 |  |  |  | 31.0564 | [5 empty] | 51.3007 | [13 empty] | 0.05483 | [5 empty] | 2.1351 | [12 empty] | 2025 | Bertrandsson Erlandsson et al. (2025), Mineralium Deposita, 60, 869–894 |  | POL, COD, ZMB, NAM
| Luiswishi |  | Basin hydrothermal | Stratiform sediment-hosted Cu | stratiform sediment-hosted Cu-Co | Cu, Co | Ag, Au, Pb, Ni, Se, Re, Zn | Cu, Co, Ag, Au, Pb, Ni, Se, Re, Zn | Bertrandsson Erlandsson et al., 2022; Foltyn et al., 2022; El Desouky et al., 2010 |  | LS06HA047-ccp34-1 | LS06HA047-ccp34-1 | [5 empty] | ore material | polished section |  | mineral separate | [5 empty] | mineralisation |  |  |  | chalcopyrite, sphalerite, pyrite | stage 1 (sediment-hosted, diagenetic), stage 2 (epigenetic hydrothermal veins) | disseminations, veins, mineralized nodules | disseminations, mineralized nodules, veins cross-cutting sedimentary bedding |  |  |  | quartz, carbonates |  | LA-ICPMS | ESI NWR213 Nd:YAG laser ablation system coupled to an Agilent 8800 QQQ ICP-MS | Montanuniversität Leoben, Austria | 50 µm spot size, 2 – 3 J/cm2 on-mineral fluency, 10 Hz repetition rate, helium carrier gas at 0.75 L/min flow rate, 30-s pre-ablation laser warm-up, 60 s dwell time, 30-s washout period | USGS pressed powder polysulfide reference material MASS-1 (Wilson et al. 2002) as external standard for chalcopyrite; sphalerite matrix-matched sinter pressed powder pellet reference material MUL-Zn S1 (Onuk et al. 2017) as external standard for sphalerite and pyrite; MASS-1 used as external standard for Te, Au, Tl, and Hg in sphalerite and pyrite | 0.097666 |  |  |  | 1.5129 |  | 0.85168 | [7 empty] | 86.5149 | [11 empty] | 5.2054 |  | 6.3514 | [15 empty] | 23.2554 |  |  |  | 6.378 |  |  |  | 2.4078 |  |  |  | 18.139 | [29 empty] | 10.8852 | [17 empty] | 33.5667 |  |  |  | 23.5841 | [5 empty] | 59.7257 | [13 empty] | 0.089282 | [5 empty] | 5.019 | [7 empty] | 31.6298 |  |  |  |  | 2025 | Bertrandsson Erlandsson et al. (2025), Mineralium Deposita, 60, 869–894 |  | POL, COD, ZMB, NAM
| Luiswishi |  | Basin hydrothermal | Stratiform sediment-hosted Cu | stratiform sediment-hosted Cu-Co | Cu, Co | Ag, Au, Pb, Ni, Se, Re, Zn | Cu, Co, Ag, Au, Pb, Ni, Se, Re, Zn | Bertrandsson Erlandsson et al., 2022; Foltyn et al., 2022; El Desouky et al., 2010 |  | LS06HA43-ccp1-1 | LS06HA43-ccp1-1 | [5 empty] | ore material | polished section |  | mineral separate | [5 empty] | mineralisation |  |  |  | chalcopyrite, sphalerite, pyrite | stage 1 (sediment-hosted, diagenetic), stage 2 (epigenetic hydrothermal veins) | disseminations, veins, mineralized nodules | disseminations, mineralized nodules, veins cross-cutting sedimentary bedding |  |  |  | quartz, carbonates |  | LA-ICPMS | ESI NWR213 Nd:YAG laser ablation system coupled to an Agilent 8800 QQQ ICP-MS | Montanuniversität Leoben, Austria | 50 µm spot size, 2 – 3 J/cm2 on-mineral fluency, 10 Hz repetition rate, helium carrier gas at 0.75 L/min flow rate, 30-s pre-ablation laser warm-up, 60 s dwell time, 30-s washout period | USGS pressed powder polysulfide reference material MASS-1 (Wilson et al. 2002) as external standard for chalcopyrite; sphalerite matrix-matched sinter pressed powder pellet reference material MUL-Zn S1 (Onuk et al. 2017) as external standard for sphalerite and pyrite; MASS-1 used as external standard for Te, Au, Tl, and Hg in sphalerite and pyrite | [26 empty] | 10.6577 | [17 empty] | 46.1636 |  |  |  | 3.5539 |  |  |  | 1.3813 |  |  |  | 26.1872 | [51 empty] | 15.7693 | [5 empty] | 47.6888 | [32 empty] | 2025 | Bertrandsson Erlandsson et al. (2025), Mineralium Deposita, 60, 869–894 |  | POL, COD, ZMB, NAM
| Luiswishi |  | Basin hydrothermal | Stratiform sediment-hosted Cu | stratiform sediment-hosted Cu-Co | Cu, Co | Ag, Au, Pb, Ni, Se, Re, Zn | Cu, Co, Ag, Au, Pb, Ni, Se, Re, Zn | Bertrandsson Erlandsson et al., 2022; Foltyn et al., 2022; El Desouky et al., 2010 |  | LS06HA43-ccp2-1 | LS06HA43-ccp2-1 | [5 empty] | ore material | polished section |  | mineral separate | [5 empty] | mineralisation |  |  |  | chalcopyrite, sphalerite, pyrite | stage 1 (sediment-hosted, diagenetic), stage 2 (epigenetic hydrothermal veins) | disseminations, veins, mineralized nodules | disseminations, mineralized nodules, veins cross-cutting sedimentary bedding |  |  |  | quartz, carbonates |  | LA-ICPMS | ESI NWR213 Nd:YAG laser ablation system coupled to an Agilent 8800 QQQ ICP-MS | Montanuniversität Leoben, Austria | 50 µm spot size, 2 – 3 J/cm2 on-mineral fluency, 10 Hz repetition rate, helium carrier gas at 0.75 L/min flow rate, 30-s pre-ablation laser warm-up, 60 s dwell time, 30-s washout period | USGS pressed powder polysulfide reference material MASS-1 (Wilson et al. 2002) as external standard for chalcopyrite; sphalerite matrix-matched sinter pressed powder pellet reference material MUL-Zn S1 (Onuk et al. 2017) as external standard for sphalerite and pyrite; MASS-1 used as external standard for Te, Au, Tl, and Hg in sphalerite and pyrite | [14 empty] | 0.020735 | [11 empty] | 6.0471 | [17 empty] | 47.0694 |  |  |  | 3.1139 |  |  |  | 1.2017 |  |  |  | 28.3372 | [51 empty] | 13.2056 | [5 empty] | 48.5686 | [32 empty] | 2025 | Bertrandsson Erlandsson et al. (2025), Mineralium Deposita, 60, 869–894 |  | POL, COD, ZMB, NAM
| Luiswishi |  | Basin hydrothermal | Stratiform sediment-hosted Cu | stratiform sediment-hosted Cu-Co | Cu, Co | Ag, Au, Pb, Ni, Se, Re, Zn | Cu, Co, Ag, Au, Pb, Ni, Se, Re, Zn | Bertrandsson Erlandsson et al., 2022; Foltyn et al., 2022; El Desouky et al., 2010 |  | LS06HA43-ccp3-1 | LS06HA43-ccp3-1 | [5 empty] | ore material | polished section |  | mineral separate | [5 empty] | mineralisation |  |  |  | chalcopyrite, sphalerite, pyrite | stage 1 (sediment-hosted, diagenetic), stage 2 (epigenetic hydrothermal veins) | disseminations, veins, mineralized nodules | disseminations, mineralized nodules, veins cross-cutting sedimentary bedding |  |  |  | quartz, carbonates |  | LA-ICPMS | ESI NWR213 Nd:YAG laser ablation system coupled to an Agilent 8800 QQQ ICP-MS | Montanuniversität Leoben, Austria | 50 µm spot size, 2 – 3 J/cm2 on-mineral fluency, 10 Hz repetition rate, helium carrier gas at 0.75 L/min flow rate, 30-s pre-ablation laser warm-up, 60 s dwell time, 30-s washout period | USGS pressed powder polysulfide reference material MASS-1 (Wilson et al. 2002) as external standard for chalcopyrite; sphalerite matrix-matched sinter pressed powder pellet reference material MUL-Zn S1 (Onuk et al. 2017) as external standard for sphalerite and pyrite; MASS-1 used as external standard for Te, Au, Tl, and Hg in sphalerite and pyrite | [14 empty] | 0.039224 | [11 empty] | 2.8951 | [17 empty] | 46.3687 |  |  |  | 2.9927 |  |  |  | 0.98746 |  |  |  | 27.5574 | [51 empty] | 15.3733 | [5 empty] | 48.6676 | [32 empty] | 2025 | Bertrandsson Erlandsson et al. (2025), Mineralium Deposita, 60, 869–894 |  | POL, COD, ZMB, NAM
| Luiswishi |  | Basin hydrothermal | Stratiform sediment-hosted Cu | stratiform sediment-hosted Cu-Co | Cu, Co | Ag, Au, Pb, Ni, Se, Re, Zn | Cu, Co, Ag, Au, Pb, Ni, Se, Re, Zn | Bertrandsson Erlandsson et al., 2022; Foltyn et al., 2022; El Desouky et al., 2010 |  | LS06HA43-ccp4-1 | LS06HA43-ccp4-1 | [5 empty] | ore material | polished section |  | mineral separate | [5 empty] | mineralisation |  |  |  | chalcopyrite, sphalerite, pyrite | stage 1 (sediment-hosted, diagenetic), stage 2 (epigenetic hydrothermal veins) | disseminations, veins, mineralized nodules | disseminations, mineralized nodules, veins cross-cutting sedimentary bedding |  |  |  | quartz, carbonates |  | LA-ICPMS | ESI NWR213 Nd:YAG laser ablation system coupled to an Agilent 8800 QQQ ICP-MS | Montanuniversität Leoben, Austria | 50 µm spot size, 2 – 3 J/cm2 on-mineral fluency, 10 Hz repetition rate, helium carrier gas at 0.75 L/min flow rate, 30-s pre-ablation laser warm-up, 60 s dwell time, 30-s washout period | USGS pressed powder polysulfide reference material MASS-1 (Wilson et al. 2002) as external standard for chalcopyrite; sphalerite matrix-matched sinter pressed powder pellet reference material MUL-Zn S1 (Onuk et al. 2017) as external standard for sphalerite and pyrite; MASS-1 used as external standard for Te, Au, Tl, and Hg in sphalerite and pyrite | [14 empty] | 0.018357 | [11 empty] | 7.9953 | [17 empty] | 48.1059 |  |  |  | 3.4079 |  |  |  | 1.6585 |  |  |  | 28.4936 | [51 empty] | 19.4282 | [5 empty] | 46.0906 | [32 empty] | 2025 | Bertrandsson Erlandsson et al. (2025), Mineralium Deposita, 60, 869–894 |  | POL, COD, ZMB, NAM
| Luiswishi |  | Basin hydrothermal | Stratiform sediment-hosted Cu | stratiform sediment-hosted Cu-Co | Cu, Co | Ag, Au, Pb, Ni, Se, Re, Zn | Cu, Co, Ag, Au, Pb, Ni, Se, Re, Zn | Bertrandsson Erlandsson et al., 2022; Foltyn et al., 2022; El Desouky et al., 2010 |  | LS06HA43-ccp5-1 | LS06HA43-ccp5-1 | [5 empty] | ore material | polished section |  | mineral separate | [5 empty] | mineralisation |  |  |  | chalcopyrite, sphalerite, pyrite | stage 1 (sediment-hosted, diagenetic), stage 2 (epigenetic hydrothermal veins) | disseminations, veins, mineralized nodules | disseminations, mineralized nodules, veins cross-cutting sedimentary bedding |  |  |  | quartz, carbonates |  | LA-ICPMS | ESI NWR213 Nd:YAG laser ablation system coupled to an Agilent 8800 QQQ ICP-MS | Montanuniversität Leoben, Austria | 50 µm spot size, 2 – 3 J/cm2 on-mineral fluency, 10 Hz repetition rate, helium carrier gas at 0.75 L/min flow rate, 30-s pre-ablation laser warm-up, 60 s dwell time, 30-s washout period | USGS pressed powder polysulfide reference material MASS-1 (Wilson et al. 2002) as external standard for chalcopyrite; sphalerite matrix-matched sinter pressed powder pellet reference material MUL-Zn S1 (Onuk et al. 2017) as external standard for sphalerite and pyrite; MASS-1 used as external standard for Te, Au, Tl, and Hg in sphalerite and pyrite | [14 empty] | 0.026958 | [11 empty] | 3.6318 | [17 empty] | 55.6744 |  |  |  | 3.1479 |  |  |  | 1.4467 |  |  |  | 31.1251 | [51 empty] | 12.6312 | [5 empty] | 48.5686 | [32 empty] | 2025 | Bertrandsson Erlandsson et al. (2025), Mineralium Deposita, 60, 869–894 |  | POL, COD, ZMB, NAM
| Luiswishi |  | Basin hydrothermal | Stratiform sediment-hosted Cu | stratiform sediment-hosted Cu-Co | Cu, Co | Ag, Au, Pb, Ni, Se, Re, Zn | Cu, Co, Ag, Au, Pb, Ni, Se, Re, Zn | Bertrandsson Erlandsson et al., 2022; Foltyn et al., 2022; El Desouky et al., 2010 |  | LS06HA43-ccp6-1 | LS06HA43-ccp6-1 | [5 empty] | ore material | polished section |  | mineral separate | [5 empty] | mineralisation |  |  |  | chalcopyrite, sphalerite, pyrite | stage 1 (sediment-hosted, diagenetic), stage 2 (epigenetic hydrothermal veins) | disseminations, veins, mineralized nodules | disseminations, mineralized nodules, veins cross-cutting sedimentary bedding |  |  |  | quartz, carbonates |  | LA-ICPMS | ESI NWR213 Nd:YAG laser ablation system coupled to an Agilent 8800 QQQ ICP-MS | Montanuniversität Leoben, Austria | 50 µm spot size, 2 – 3 J/cm2 on-mineral fluency, 10 Hz repetition rate, helium carrier gas at 0.75 L/min flow rate, 30-s pre-ablation laser warm-up, 60 s dwell time, 30-s washout period | USGS pressed powder polysulfide reference material MASS-1 (Wilson et al. 2002) as external standard for chalcopyrite; sphalerite matrix-matched sinter pressed powder pellet reference material MUL-Zn S1 (Onuk et al. 2017) as external standard for sphalerite and pyrite; MASS-1 used as external standard for Te, Au, Tl, and Hg in sphalerite and pyrite | [14 empty] | 0.070655 | [11 empty] | 1.9242 | [17 empty] | 60.5284 |  |  |  | 3.0761 |  |  |  | 1.0025 |  |  |  | 29.0318 | [51 empty] | 14.5574 | [5 empty] | 46.7193 | [32 empty] | 2025 | Bertrandsson Erlandsson et al. (2025), Mineralium Deposita, 60, 869–894 |  | POL, COD, ZMB, NAM
| Luiswishi |  | Basin hydrothermal | Stratiform sediment-hosted Cu | stratiform sediment-hosted Cu-Co | Cu, Co | Ag, Au, Pb, Ni, Se, Re, Zn | Cu, Co, Ag, Au, Pb, Ni, Se, Re, Zn | Bertrandsson Erlandsson et al., 2022; Foltyn et al., 2022; El Desouky et al., 2010 |  | LS06HA43-ccp7-1 | LS06HA43-ccp7-1 | [5 empty] | ore material | polished section |  | mineral separate | [5 empty] | mineralisation |  |  |  | chalcopyrite, sphalerite, pyrite | stage 1 (sediment-hosted, diagenetic), stage 2 (epigenetic hydrothermal veins) | disseminations, veins, mineralized nodules | disseminations, mineralized nodules, veins cross-cutting sedimentary bedding |  |  |  | quartz, carbonates |  | LA-ICPMS | ESI NWR213 Nd:YAG laser ablation system coupled to an Agilent 8800 QQQ ICP-MS | Montanuniversität Leoben, Austria | 50 µm spot size, 2 – 3 J/cm2 on-mineral fluency, 10 Hz repetition rate, helium carrier gas at 0.75 L/min flow rate, 30-s pre-ablation laser warm-up, 60 s dwell time, 30-s washout period | USGS pressed powder polysulfide reference material MASS-1 (Wilson et al. 2002) as external standard for chalcopyrite; sphalerite matrix-matched sinter pressed powder pellet reference material MUL-Zn S1 (Onuk et al. 2017) as external standard for sphalerite and pyrite; MASS-1 used as external standard for Te, Au, Tl, and Hg in sphalerite and pyrite | [14 empty] | 0.071004 | [11 empty] | 2.2303 | [17 empty] | 62.0502 |  |  |  | 3.4422 |  |  |  | 0.67646 |  |  |  | 30.1817 | [51 empty] | 12.5562 | [5 empty] | 49.4561 | [32 empty] | 2025 | Bertrandsson Erlandsson et al. (2025), Mineralium Deposita, 60, 869–894 |  | POL, COD, ZMB, NAM
| Luiswishi |  | Basin hydrothermal | Stratiform sediment-hosted Cu | stratiform sediment-hosted Cu-Co | Cu, Co | Ag, Au, Pb, Ni, Se, Re, Zn | Cu, Co, Ag, Au, Pb, Ni, Se, Re, Zn | Bertrandsson Erlandsson et al., 2022; Foltyn et al., 2022; El Desouky et al., 2010 |  | LS06HA43-ccp8-1 | LS06HA43-ccp8-1 | [5 empty] | ore material | polished section |  | mineral separate | [5 empty] | mineralisation |  |  |  | chalcopyrite, sphalerite, pyrite | stage 1 (sediment-hosted, diagenetic), stage 2 (epigenetic hydrothermal veins) | disseminations, veins, mineralized nodules | disseminations, mineralized nodules, veins cross-cutting sedimentary bedding |  |  |  | quartz, carbonates |  | LA-ICPMS | ESI NWR213 Nd:YAG laser ablation system coupled to an Agilent 8800 QQQ ICP-MS | Montanuniversität Leoben, Austria | 50 µm spot size, 2 – 3 J/cm2 on-mineral fluency, 10 Hz repetition rate, helium carrier gas at 0.75 L/min flow rate, 30-s pre-ablation laser warm-up, 60 s dwell time, 30-s washout period | USGS pressed powder polysulfide reference material MASS-1 (Wilson et al. 2002) as external standard for chalcopyrite; sphalerite matrix-matched sinter pressed powder pellet reference material MUL-Zn S1 (Onuk et al. 2017) as external standard for sphalerite and pyrite; MASS-1 used as external standard for Te, Au, Tl, and Hg in sphalerite and pyrite | [14 empty] | 0.11611 | [11 empty] | 7.3382 | [17 empty] | 66.24 |  |  |  | 3.3051 |  |  |  | 1.3251 |  |  |  | 29.394 | [51 empty] | 15.3018 | [5 empty] | 48.0501 | [32 empty] | 2025 | Bertrandsson Erlandsson et al. (2025), Mineralium Deposita, 60, 869–894 |  | POL, COD, ZMB, NAM
| Luiswishi |  | Basin hydrothermal | Stratiform sediment-hosted Cu | stratiform sediment-hosted Cu-Co | Cu, Co | Ag, Au, Pb, Ni, Se, Re, Zn | Cu, Co, Ag, Au, Pb, Ni, Se, Re, Zn | Bertrandsson Erlandsson et al., 2022; Foltyn et al., 2022; El Desouky et al., 2010 |  | LS06HA43-ccp9-1 | LS06HA43-ccp9-1 | [5 empty] | ore material | polished section |  | mineral separate | [5 empty] | mineralisation |  |  |  | chalcopyrite, sphalerite, pyrite | stage 1 (sediment-hosted, diagenetic), stage 2 (epigenetic hydrothermal veins) | disseminations, veins, mineralized nodules | disseminations, mineralized nodules, veins cross-cutting sedimentary bedding |  |  |  | quartz, carbonates |  | LA-ICPMS | ESI NWR213 Nd:YAG laser ablation system coupled to an Agilent 8800 QQQ ICP-MS | Montanuniversität Leoben, Austria | 50 µm spot size, 2 – 3 J/cm2 on-mineral fluency, 10 Hz repetition rate, helium carrier gas at 0.75 L/min flow rate, 30-s pre-ablation laser warm-up, 60 s dwell time, 30-s washout period | USGS pressed powder polysulfide reference material MASS-1 (Wilson et al. 2002) as external standard for chalcopyrite; sphalerite matrix-matched sinter pressed powder pellet reference material MUL-Zn S1 (Onuk et al. 2017) as external standard for sphalerite and pyrite; MASS-1 used as external standard for Te, Au, Tl, and Hg in sphalerite and pyrite | [26 empty] | 6.9273 | [17 empty] | 67.7921 |  |  |  | 3.2575 |  |  |  | 1.6257 |  |  |  | 31.2208 | [51 empty] | 17.9163 | [5 empty] | 49.9724 | [32 empty] | 2025 | Bertrandsson Erlandsson et al. (2025), Mineralium Deposita, 60, 869–894 |  | POL, COD, ZMB, NAM
| Luiswishi |  | Basin hydrothermal | Stratiform sediment-hosted Cu | stratiform sediment-hosted Cu-Co | Cu, Co | Ag, Au, Pb, Ni, Se, Re, Zn | Cu, Co, Ag, Au, Pb, Ni, Se, Re, Zn | Bertrandsson Erlandsson et al., 2022; Foltyn et al., 2022; El Desouky et al., 2010 |  | LS06HA43-ccp10-1 | LS06HA43-ccp10-1 | [5 empty] | ore material | polished section |  | mineral separate | [5 empty] | mineralisation |  |  |  | chalcopyrite, sphalerite, pyrite | stage 1 (sediment-hosted, diagenetic), stage 2 (epigenetic hydrothermal veins) | disseminations, veins, mineralized nodules | disseminations, mineralized nodules, veins cross-cutting sedimentary bedding |  |  |  | quartz, carbonates |  | LA-ICPMS | ESI NWR213 Nd:YAG laser ablation system coupled to an Agilent 8800 QQQ ICP-MS | Montanuniversität Leoben, Austria | 50 µm spot size, 2 – 3 J/cm2 on-mineral fluency, 10 Hz repetition rate, helium carrier gas at 0.75 L/min flow rate, 30-s pre-ablation laser warm-up, 60 s dwell time, 30-s washout period | USGS pressed powder polysulfide reference material MASS-1 (Wilson et al. 2002) as external standard for chalcopyrite; sphalerite matrix-matched sinter pressed powder pellet reference material MUL-Zn S1 (Onuk et al. 2017) as external standard for sphalerite and pyrite; MASS-1 used as external standard for Te, Au, Tl, and Hg in sphalerite and pyrite | [26 empty] | 9.7433 | [17 empty] | 67.9185 |  |  |  | 3.2138 |  |  |  | 1.4108 |  |  |  | 29.185 | [51 empty] | 12.4131 | [5 empty] | 47.7925 | [32 empty] | 2025 | Bertrandsson Erlandsson et al. (2025), Mineralium Deposita, 60, 869–894 |  | POL, COD, ZMB, NAM
| Luiswishi |  | Basin hydrothermal | Stratiform sediment-hosted Cu | stratiform sediment-hosted Cu-Co | Cu, Co | Ag, Au, Pb, Ni, Se, Re, Zn | Cu, Co, Ag, Au, Pb, Ni, Se, Re, Zn | Bertrandsson Erlandsson et al., 2022; Foltyn et al., 2022; El Desouky et al., 2010 |  | LS06HA43-ccp11-1 | LS06HA43-ccp11-1 | [5 empty] | ore material | polished section |  | mineral separate | [5 empty] | mineralisation |  |  |  | chalcopyrite, sphalerite, pyrite | stage 1 (sediment-hosted, diagenetic), stage 2 (epigenetic hydrothermal veins) | disseminations, veins, mineralized nodules | disseminations, mineralized nodules, veins cross-cutting sedimentary bedding |  |  |  | quartz, carbonates |  | LA-ICPMS | ESI NWR213 Nd:YAG laser ablation system coupled to an Agilent 8800 QQQ ICP-MS | Montanuniversität Leoben, Austria | 50 µm spot size, 2 – 3 J/cm2 on-mineral fluency, 10 Hz repetition rate, helium carrier gas at 0.75 L/min flow rate, 30-s pre-ablation laser warm-up, 60 s dwell time, 30-s washout period | USGS pressed powder polysulfide reference material MASS-1 (Wilson et al. 2002) as external standard for chalcopyrite; sphalerite matrix-matched sinter pressed powder pellet reference material MUL-Zn S1 (Onuk et al. 2017) as external standard for sphalerite and pyrite; MASS-1 used as external standard for Te, Au, Tl, and Hg in sphalerite and pyrite | [26 empty] | 11.149 | [17 empty] | 70.3127 |  |  |  | 3.5437 |  |  |  | 1.5357 |  |  |  | 31.9165 | [51 empty] | 17.1717 | [5 empty] | 51.3231 | [32 empty] | 2025 | Bertrandsson Erlandsson et al. (2025), Mineralium Deposita, 60, 869–894 |  | POL, COD, ZMB, NAM
| Luiswishi |  | Basin hydrothermal | Stratiform sediment-hosted Cu | stratiform sediment-hosted Cu-Co | Cu, Co | Ag, Au, Pb, Ni, Se, Re, Zn | Cu, Co, Ag, Au, Pb, Ni, Se, Re, Zn | Bertrandsson Erlandsson et al., 2022; Foltyn et al., 2022; El Desouky et al., 2010 |  | LS06HA43-ccp12-1 | LS06HA43-ccp12-1 | [5 empty] | ore material | polished section |  | mineral separate | [5 empty] | mineralisation |  |  |  | chalcopyrite, sphalerite, pyrite | stage 1 (sediment-hosted, diagenetic), stage 2 (epigenetic hydrothermal veins) | disseminations, veins, mineralized nodules | disseminations, mineralized nodules, veins cross-cutting sedimentary bedding |  |  |  | quartz, carbonates |  | LA-ICPMS | ESI NWR213 Nd:YAG laser ablation system coupled to an Agilent 8800 QQQ ICP-MS | Montanuniversität Leoben, Austria | 50 µm spot size, 2 – 3 J/cm2 on-mineral fluency, 10 Hz repetition rate, helium carrier gas at 0.75 L/min flow rate, 30-s pre-ablation laser warm-up, 60 s dwell time, 30-s washout period | USGS pressed powder polysulfide reference material MASS-1 (Wilson et al. 2002) as external standard for chalcopyrite; sphalerite matrix-matched sinter pressed powder pellet reference material MUL-Zn S1 (Onuk et al. 2017) as external standard for sphalerite and pyrite; MASS-1 used as external standard for Te, Au, Tl, and Hg in sphalerite and pyrite | [14 empty] | 0.085873 | [11 empty] | 2.1939 | [17 empty] | 70.2104 |  |  |  | 3.4368 |  |  |  | 1.4881 |  |  |  | 30.1128 | [51 empty] | 12.6888 | [5 empty] | 48.2637 | [32 empty] | 2025 | Bertrandsson Erlandsson et al. (2025), Mineralium Deposita, 60, 869–894 |  | POL, COD, ZMB, NAM
| Luiswishi |  | Basin hydrothermal | Stratiform sediment-hosted Cu | stratiform sediment-hosted Cu-Co | Cu, Co | Ag, Au, Pb, Ni, Se, Re, Zn | Cu, Co, Ag, Au, Pb, Ni, Se, Re, Zn | Bertrandsson Erlandsson et al., 2022; Foltyn et al., 2022; El Desouky et al., 2010 |  | LS06HA43-ccp13-1 | LS06HA43-ccp13-1 | [5 empty] | ore material | polished section |  | mineral separate | [5 empty] | mineralisation |  |  |  | chalcopyrite, sphalerite, pyrite | stage 1 (sediment-hosted, diagenetic), stage 2 (epigenetic hydrothermal veins) | disseminations, veins, mineralized nodules | disseminations, mineralized nodules, veins cross-cutting sedimentary bedding |  |  |  | quartz, carbonates |  | LA-ICPMS | ESI NWR213 Nd:YAG laser ablation system coupled to an Agilent 8800 QQQ ICP-MS | Montanuniversität Leoben, Austria | 50 µm spot size, 2 – 3 J/cm2 on-mineral fluency, 10 Hz repetition rate, helium carrier gas at 0.75 L/min flow rate, 30-s pre-ablation laser warm-up, 60 s dwell time, 30-s washout period | USGS pressed powder polysulfide reference material MASS-1 (Wilson et al. 2002) as external standard for chalcopyrite; sphalerite matrix-matched sinter pressed powder pellet reference material MUL-Zn S1 (Onuk et al. 2017) as external standard for sphalerite and pyrite; MASS-1 used as external standard for Te, Au, Tl, and Hg in sphalerite and pyrite | [26 empty] | 6.6675 | [17 empty] | 69.781 |  |  |  | 3.4748 |  |  |  | 1.9122 |  |  |  | 29.3336 | [29 empty] | 0.30781 | [21 empty] | 15.0611 | [5 empty] | 45.1575 | [32 empty] | 2025 | Bertrandsson Erlandsson et al. (2025), Mineralium Deposita, 60, 869–894 |  | POL, COD, ZMB, NAM
| Luiswishi |  | Basin hydrothermal | Stratiform sediment-hosted Cu | stratiform sediment-hosted Cu-Co | Cu, Co | Ag, Au, Pb, Ni, Se, Re, Zn | Cu, Co, Ag, Au, Pb, Ni, Se, Re, Zn | Bertrandsson Erlandsson et al., 2022; Foltyn et al., 2022; El Desouky et al., 2010 |  | LS06HA43-ccp14-1 | LS06HA43-ccp14-1 | [5 empty] | ore material | polished section |  | mineral separate | [5 empty] | mineralisation |  |  |  | chalcopyrite, sphalerite, pyrite | stage 1 (sediment-hosted, diagenetic), stage 2 (epigenetic hydrothermal veins) | disseminations, veins, mineralized nodules | disseminations, mineralized nodules, veins cross-cutting sedimentary bedding |  |  |  | quartz, carbonates |  | LA-ICPMS | ESI NWR213 Nd:YAG laser ablation system coupled to an Agilent 8800 QQQ ICP-MS | Montanuniversität Leoben, Austria | 50 µm spot size, 2 – 3 J/cm2 on-mineral fluency, 10 Hz repetition rate, helium carrier gas at 0.75 L/min flow rate, 30-s pre-ablation laser warm-up, 60 s dwell time, 30-s washout period | USGS pressed powder polysulfide reference material MASS-1 (Wilson et al. 2002) as external standard for chalcopyrite; sphalerite matrix-matched sinter pressed powder pellet reference material MUL-Zn S1 (Onuk et al. 2017) as external standard for sphalerite and pyrite; MASS-1 used as external standard for Te, Au, Tl, and Hg in sphalerite and pyrite | [26 empty] | 5.7013 | [17 empty] | 69.8803 |  |  |  | 3.4492 |  |  |  | 1.5528 |  |  |  | 29.1674 | [29 empty] | 0.13215 | [21 empty] | 18.1428 | [5 empty] | 48.0915 | [32 empty] | 2025 | Bertrandsson Erlandsson et al. (2025), Mineralium Deposita, 60, 869–894 |  | POL, COD, ZMB, NAM
| Luiswishi |  | Basin hydrothermal | Stratiform sediment-hosted Cu | stratiform sediment-hosted Cu-Co | Cu, Co | Ag, Au, Pb, Ni, Se, Re, Zn | Cu, Co, Ag, Au, Pb, Ni, Se, Re, Zn | Bertrandsson Erlandsson et al., 2022; Foltyn et al., 2022; El Desouky et al., 2010 |  | LS06HA43-ccp15-1 | LS06HA43-ccp15-1 | [5 empty] | ore material | polished section |  | mineral separate | [5 empty] | mineralisation |  |  |  | chalcopyrite, sphalerite, pyrite | stage 1 (sediment-hosted, diagenetic), stage 2 (epigenetic hydrothermal veins) | disseminations, veins, mineralized nodules | disseminations, mineralized nodules, veins cross-cutting sedimentary bedding |  |  |  | quartz, carbonates |  | LA-ICPMS | ESI NWR213 Nd:YAG laser ablation system coupled to an Agilent 8800 QQQ ICP-MS | Montanuniversität Leoben, Austria | 50 µm spot size, 2 – 3 J/cm2 on-mineral fluency, 10 Hz repetition rate, helium carrier gas at 0.75 L/min flow rate, 30-s pre-ablation laser warm-up, 60 s dwell time, 30-s washout period | USGS pressed powder polysulfide reference material MASS-1 (Wilson et al. 2002) as external standard for chalcopyrite; sphalerite matrix-matched sinter pressed powder pellet reference material MUL-Zn S1 (Onuk et al. 2017) as external standard for sphalerite and pyrite; MASS-1 used as external standard for Te, Au, Tl, and Hg in sphalerite and pyrite | [26 empty] | 2.1109 | [17 empty] | 75.4305 |  |  |  | 3.9852 |  |  |  | 2.0845 |  |  |  | 30.183 | [51 empty] | 11.4311 | [5 empty] | 47.2461 | [32 empty] | 2025 | Bertrandsson Erlandsson et al. (2025), Mineralium Deposita, 60, 869–894 |  | POL, COD, ZMB, NAM
| Luiswishi |  | Basin hydrothermal | Stratiform sediment-hosted Cu | stratiform sediment-hosted Cu-Co | Cu, Co | Ag, Au, Pb, Ni, Se, Re, Zn | Cu, Co, Ag, Au, Pb, Ni, Se, Re, Zn | Bertrandsson Erlandsson et al., 2022; Foltyn et al., 2022; El Desouky et al., 2010 |  | LS06HA43-ccp16-1 | LS06HA43-ccp16-1 | [5 empty] | ore material | polished section |  | mineral separate | [5 empty] | mineralisation |  |  |  | chalcopyrite, sphalerite, pyrite | stage 1 (sediment-hosted, diagenetic), stage 2 (epigenetic hydrothermal veins) | disseminations, veins, mineralized nodules | disseminations, mineralized nodules, veins cross-cutting sedimentary bedding |  |  |  | quartz, carbonates |  | LA-ICPMS | ESI NWR213 Nd:YAG laser ablation system coupled to an Agilent 8800 QQQ ICP-MS | Montanuniversität Leoben, Austria | 50 µm spot size, 2 – 3 J/cm2 on-mineral fluency, 10 Hz repetition rate, helium carrier gas at 0.75 L/min flow rate, 30-s pre-ablation laser warm-up, 60 s dwell time, 30-s washout period | USGS pressed powder polysulfide reference material MASS-1 (Wilson et al. 2002) as external standard for chalcopyrite; sphalerite matrix-matched sinter pressed powder pellet reference material MUL-Zn S1 (Onuk et al. 2017) as external standard for sphalerite and pyrite; MASS-1 used as external standard for Te, Au, Tl, and Hg in sphalerite and pyrite | [14 empty] | 0.082206 | [11 empty] | 9.3347 | [17 empty] | 75.5451 |  |  |  | 3.8337 |  |  |  | 2.2376 |  |  |  | 31.2376 | [51 empty] | 16.6828 | [5 empty] | 48.5972 | [32 empty] | 2025 | Bertrandsson Erlandsson et al. (2025), Mineralium Deposita, 60, 869–894 |  | POL, COD, ZMB, NAM
| Luiswishi |  | Basin hydrothermal | Stratiform sediment-hosted Cu | stratiform sediment-hosted Cu-Co | Cu, Co | Ag, Au, Pb, Ni, Se, Re, Zn | Cu, Co, Ag, Au, Pb, Ni, Se, Re, Zn | Bertrandsson Erlandsson et al., 2022; Foltyn et al., 2022; El Desouky et al., 2010 |  | LS06HA43-ccp17-1 | LS06HA43-ccp17-1 | [5 empty] | ore material | polished section |  | mineral separate | [5 empty] | mineralisation |  |  |  | chalcopyrite, sphalerite, pyrite | stage 1 (sediment-hosted, diagenetic), stage 2 (epigenetic hydrothermal veins) | disseminations, veins, mineralized nodules | disseminations, mineralized nodules, veins cross-cutting sedimentary bedding |  |  |  | quartz, carbonates |  | LA-ICPMS | ESI NWR213 Nd:YAG laser ablation system coupled to an Agilent 8800 QQQ ICP-MS | Montanuniversität Leoben, Austria | 50 µm spot size, 2 – 3 J/cm2 on-mineral fluency, 10 Hz repetition rate, helium carrier gas at 0.75 L/min flow rate, 30-s pre-ablation laser warm-up, 60 s dwell time, 30-s washout period | USGS pressed powder polysulfide reference material MASS-1 (Wilson et al. 2002) as external standard for chalcopyrite; sphalerite matrix-matched sinter pressed powder pellet reference material MUL-Zn S1 (Onuk et al. 2017) as external standard for sphalerite and pyrite; MASS-1 used as external standard for Te, Au, Tl, and Hg in sphalerite and pyrite | [14 empty] | 0.13382 | [11 empty] | 2.215 | [17 empty] | 73.979 |  |  |  | 3.7599 |  |  |  | 2.9371 |  |  |  | 31.4887 | [51 empty] | 22.5462 | [5 empty] | 46.2672 | [19 empty] | 0.09411 | [12 empty] | 2025 | Bertrandsson Erlandsson et al. (2025), Mineralium Deposita, 60, 869–894 |  | POL, COD, ZMB, NAM
| Luiswishi |  | Basin hydrothermal | Stratiform sediment-hosted Cu | stratiform sediment-hosted Cu-Co | Cu, Co | Ag, Au, Pb, Ni, Se, Re, Zn | Cu, Co, Ag, Au, Pb, Ni, Se, Re, Zn | Bertrandsson Erlandsson et al., 2022; Foltyn et al., 2022; El Desouky et al., 2010 |  | LS06HA43-ccp18-1 | LS06HA43-ccp18-1 | [5 empty] | ore material | polished section |  | mineral separate | [5 empty] | mineralisation |  |  |  | chalcopyrite, sphalerite, pyrite | stage 1 (sediment-hosted, diagenetic), stage 2 (epigenetic hydrothermal veins) | disseminations, veins, mineralized nodules | disseminations, mineralized nodules, veins cross-cutting sedimentary bedding |  |  |  | quartz, carbonates |  | LA-ICPMS | ESI NWR213 Nd:YAG laser ablation system coupled to an Agilent 8800 QQQ ICP-MS | Montanuniversität Leoben, Austria | 50 µm spot size, 2 – 3 J/cm2 on-mineral fluency, 10 Hz repetition rate, helium carrier gas at 0.75 L/min flow rate, 30-s pre-ablation laser warm-up, 60 s dwell time, 30-s washout period | USGS pressed powder polysulfide reference material MASS-1 (Wilson et al. 2002) as external standard for chalcopyrite; sphalerite matrix-matched sinter pressed powder pellet reference material MUL-Zn S1 (Onuk et al. 2017) as external standard for sphalerite and pyrite; MASS-1 used as external standard for Te, Au, Tl, and Hg in sphalerite and pyrite | [14 empty] | 0.077048 | [11 empty] | 2.1418 | [17 empty] | 74.5563 |  |  |  | 3.5831 |  |  |  | 2.4782 |  |  |  | 30.9216 | [51 empty] | 16.3149 | [5 empty] | 46.7489 | [32 empty] | 2025 | Bertrandsson Erlandsson et al. (2025), Mineralium Deposita, 60, 869–894 |  | POL, COD, ZMB, NAM
| Luiswishi |  | Basin hydrothermal | Stratiform sediment-hosted Cu | stratiform sediment-hosted Cu-Co | Cu, Co | Ag, Au, Pb, Ni, Se, Re, Zn | Cu, Co, Ag, Au, Pb, Ni, Se, Re, Zn | Bertrandsson Erlandsson et al., 2022; Foltyn et al., 2022; El Desouky et al., 2010 |  | LS06HA43-ccp19-1 | LS06HA43-ccp19-1 | [5 empty] | ore material | polished section |  | mineral separate | [5 empty] | mineralisation |  |  |  | chalcopyrite, sphalerite, pyrite | stage 1 (sediment-hosted, diagenetic), stage 2 (epigenetic hydrothermal veins) | disseminations, veins, mineralized nodules | disseminations, mineralized nodules, veins cross-cutting sedimentary bedding |  |  |  | quartz, carbonates |  | LA-ICPMS | ESI NWR213 Nd:YAG laser ablation system coupled to an Agilent 8800 QQQ ICP-MS | Montanuniversität Leoben, Austria | 50 µm spot size, 2 – 3 J/cm2 on-mineral fluency, 10 Hz repetition rate, helium carrier gas at 0.75 L/min flow rate, 30-s pre-ablation laser warm-up, 60 s dwell time, 30-s washout period | USGS pressed powder polysulfide reference material MASS-1 (Wilson et al. 2002) as external standard for chalcopyrite; sphalerite matrix-matched sinter pressed powder pellet reference material MUL-Zn S1 (Onuk et al. 2017) as external standard for sphalerite and pyrite; MASS-1 used as external standard for Te, Au, Tl, and Hg in sphalerite and pyrite | [14 empty] | 0.041605 | [11 empty] | 1.9615 | [17 empty] | 74.7482 |  |  |  | 3.6906 |  |  |  | 1.9141 |  |  |  | 30.7108 | [51 empty] | 17.3645 | [5 empty] | 46.512 | [32 empty] | 2025 | Bertrandsson Erlandsson et al. (2025), Mineralium Deposita, 60, 869–894 |  | POL, COD, ZMB, NAM
| Luiswishi |  | Basin hydrothermal | Stratiform sediment-hosted Cu | stratiform sediment-hosted Cu-Co | Cu, Co | Ag, Au, Pb, Ni, Se, Re, Zn | Cu, Co, Ag, Au, Pb, Ni, Se, Re, Zn | Bertrandsson Erlandsson et al., 2022; Foltyn et al., 2022; El Desouky et al., 2010 |  | LS06HA43-ccp20-1 | LS06HA43-ccp20-1 | [5 empty] | ore material | polished section |  | mineral separate | [5 empty] | mineralisation |  |  |  | chalcopyrite, sphalerite, pyrite | stage 1 (sediment-hosted, diagenetic), stage 2 (epigenetic hydrothermal veins) | disseminations, veins, mineralized nodules | disseminations, mineralized nodules, veins cross-cutting sedimentary bedding |  |  |  | quartz, carbonates |  | LA-ICPMS | ESI NWR213 Nd:YAG laser ablation system coupled to an Agilent 8800 QQQ ICP-MS | Montanuniversität Leoben, Austria | 50 µm spot size, 2 – 3 J/cm2 on-mineral fluency, 10 Hz repetition rate, helium carrier gas at 0.75 L/min flow rate, 30-s pre-ablation laser warm-up, 60 s dwell time, 30-s washout period | USGS pressed powder polysulfide reference material MASS-1 (Wilson et al. 2002) as external standard for chalcopyrite; sphalerite matrix-matched sinter pressed powder pellet reference material MUL-Zn S1 (Onuk et al. 2017) as external standard for sphalerite and pyrite; MASS-1 used as external standard for Te, Au, Tl, and Hg in sphalerite and pyrite | [26 empty] | 2.6512 | [17 empty] | 73.0457 |  |  |  | 3.59 |  |  |  | 2.0831 |  |  |  | 31.1332 | [51 empty] | 15.6586 | [5 empty] | 48.3532 | [32 empty] | 2025 | Bertrandsson Erlandsson et al. (2025), Mineralium Deposita, 60, 869–894 |  | POL, COD, ZMB, NAM
| Luiswishi |  | Basin hydrothermal | Stratiform sediment-hosted Cu | stratiform sediment-hosted Cu-Co | Cu, Co | Ag, Au, Pb, Ni, Se, Re, Zn | Cu, Co, Ag, Au, Pb, Ni, Se, Re, Zn | Bertrandsson Erlandsson et al., 2022; Foltyn et al., 2022; El Desouky et al., 2010 |  | LS06HA43-ccp21-1 | LS06HA43-ccp21-1 | [5 empty] | ore material | polished section |  | mineral separate | [5 empty] | mineralisation |  |  |  | chalcopyrite, sphalerite, pyrite | stage 1 (sediment-hosted, diagenetic), stage 2 (epigenetic hydrothermal veins) | disseminations, veins, mineralized nodules | disseminations, mineralized nodules, veins cross-cutting sedimentary bedding |  |  |  | quartz, carbonates |  | LA-ICPMS | ESI NWR213 Nd:YAG laser ablation system coupled to an Agilent 8800 QQQ ICP-MS | Montanuniversität Leoben, Austria | 50 µm spot size, 2 – 3 J/cm2 on-mineral fluency, 10 Hz repetition rate, helium carrier gas at 0.75 L/min flow rate, 30-s pre-ablation laser warm-up, 60 s dwell time, 30-s washout period | USGS pressed powder polysulfide reference material MASS-1 (Wilson et al. 2002) as external standard for chalcopyrite; sphalerite matrix-matched sinter pressed powder pellet reference material MUL-Zn S1 (Onuk et al. 2017) as external standard for sphalerite and pyrite; MASS-1 used as external standard for Te, Au, Tl, and Hg in sphalerite and pyrite | [26 empty] | 1.9324 | [17 empty] | 75.0514 |  |  |  | 3.3929 |  |  |  | 1.7025 |  |  |  | 31.4264 | [51 empty] | 21.7297 | [5 empty] | 48.7842 | [32 empty] | 2025 | Bertrandsson Erlandsson et al. (2025), Mineralium Deposita, 60, 869–894 |  | POL, COD, ZMB, NAM
| Luiswishi |  | Basin hydrothermal | Stratiform sediment-hosted Cu | stratiform sediment-hosted Cu-Co | Cu, Co | Ag, Au, Pb, Ni, Se, Re, Zn | Cu, Co, Ag, Au, Pb, Ni, Se, Re, Zn | Bertrandsson Erlandsson et al., 2022; Foltyn et al., 2022; El Desouky et al., 2010 |  | LS06HA43-ccp22-1 | LS06HA43-ccp22-1 | [5 empty] | ore material | polished section |  | mineral separate | [5 empty] | mineralisation |  |  |  | chalcopyrite, sphalerite, pyrite | stage 1 (sediment-hosted, diagenetic), stage 2 (epigenetic hydrothermal veins) | disseminations, veins, mineralized nodules | disseminations, mineralized nodules, veins cross-cutting sedimentary bedding |  |  |  | quartz, carbonates |  | LA-ICPMS | ESI NWR213 Nd:YAG laser ablation system coupled to an Agilent 8800 QQQ ICP-MS | Montanuniversität Leoben, Austria | 50 µm spot size, 2 – 3 J/cm2 on-mineral fluency, 10 Hz repetition rate, helium carrier gas at 0.75 L/min flow rate, 30-s pre-ablation laser warm-up, 60 s dwell time, 30-s washout period | USGS pressed powder polysulfide reference material MASS-1 (Wilson et al. 2002) as external standard for chalcopyrite; sphalerite matrix-matched sinter pressed powder pellet reference material MUL-Zn S1 (Onuk et al. 2017) as external standard for sphalerite and pyrite; MASS-1 used as external standard for Te, Au, Tl, and Hg in sphalerite and pyrite | [26 empty] | 1.9579 | [17 empty] | 69.2903 |  |  |  | 3.1056 |  |  |  | 1.8186 |  |  |  | 30.6864 | [51 empty] | 14.2785 | [5 empty] | 48.8992 | [32 empty] | 2025 | Bertrandsson Erlandsson et al. (2025), Mineralium Deposita, 60, 869–894 |  | POL, COD, ZMB, NAM
| Luiswishi |  | Basin hydrothermal | Stratiform sediment-hosted Cu | stratiform sediment-hosted Cu-Co | Cu, Co | Ag, Au, Pb, Ni, Se, Re, Zn | Cu, Co, Ag, Au, Pb, Ni, Se, Re, Zn | Bertrandsson Erlandsson et al., 2022; Foltyn et al., 2022; El Desouky et al., 2010 |  | LS06HA067-ccp1-1 | LS06HA067-ccp1-1 | [5 empty] | ore material | polished section |  | mineral separate | [5 empty] | mineralisation |  |  |  | chalcopyrite, sphalerite, pyrite | stage 1 (sediment-hosted, diagenetic), stage 2 (epigenetic hydrothermal veins) | disseminations, veins, mineralized nodules | disseminations, mineralized nodules, veins cross-cutting sedimentary bedding |  |  |  | quartz, carbonates |  | LA-ICPMS | ESI NWR213 Nd:YAG laser ablation system coupled to an Agilent 8800 QQQ ICP-MS | Montanuniversität Leoben, Austria | 50 µm spot size, 2 – 3 J/cm2 on-mineral fluency, 10 Hz repetition rate, helium carrier gas at 0.75 L/min flow rate, 30-s pre-ablation laser warm-up, 60 s dwell time, 30-s washout period | USGS pressed powder polysulfide reference material MASS-1 (Wilson et al. 2002) as external standard for chalcopyrite; sphalerite matrix-matched sinter pressed powder pellet reference material MUL-Zn S1 (Onuk et al. 2017) as external standard for sphalerite and pyrite; MASS-1 used as external standard for Te, Au, Tl, and Hg in sphalerite and pyrite | [14 empty] | 0.018307 | [11 empty] | 7.7131 | [17 empty] | 56.2081 |  |  |  | 3.5826 |  |  |  | 2.0543 |  |  |  | 29.9128 | [51 empty] | 17.6795 | [5 empty] | 51.3863 | [32 empty] | 2025 | Bertrandsson Erlandsson et al. (2025), Mineralium Deposita, 60, 869–894 |  | POL, COD, ZMB, NAM
| Luiswishi |  | Basin hydrothermal | Stratiform sediment-hosted Cu | stratiform sediment-hosted Cu-Co | Cu, Co | Ag, Au, Pb, Ni, Se, Re, Zn | Cu, Co, Ag, Au, Pb, Ni, Se, Re, Zn | Bertrandsson Erlandsson et al., 2022; Foltyn et al., 2022; El Desouky et al., 2010 |  | LS06HA067-ccp2-1 | LS06HA067-ccp2-1 | [5 empty] | ore material | polished section |  | mineral separate | [5 empty] | mineralisation |  |  |  | chalcopyrite, sphalerite, pyrite | stage 1 (sediment-hosted, diagenetic), stage 2 (epigenetic hydrothermal veins) | disseminations, veins, mineralized nodules | disseminations, mineralized nodules, veins cross-cutting sedimentary bedding |  |  |  | quartz, carbonates |  | LA-ICPMS | ESI NWR213 Nd:YAG laser ablation system coupled to an Agilent 8800 QQQ ICP-MS | Montanuniversität Leoben, Austria | 50 µm spot size, 2 – 3 J/cm2 on-mineral fluency, 10 Hz repetition rate, helium carrier gas at 0.75 L/min flow rate, 30-s pre-ablation laser warm-up, 60 s dwell time, 30-s washout period | USGS pressed powder polysulfide reference material MASS-1 (Wilson et al. 2002) as external standard for chalcopyrite; sphalerite matrix-matched sinter pressed powder pellet reference material MUL-Zn S1 (Onuk et al. 2017) as external standard for sphalerite and pyrite; MASS-1 used as external standard for Te, Au, Tl, and Hg in sphalerite and pyrite | 0.40009 | [13 empty] | 0.074254 | [11 empty] | 2.7336 | [17 empty] | 64.8156 |  |  |  | 7.6584 |  |  |  | 1.6242 |  |  |  | 36.5837 | [57 empty] | 50.135 | [32 empty] | 2025 | Bertrandsson Erlandsson et al. (2025), Mineralium Deposita, 60, 869–894 |  | POL, COD, ZMB, NAM
| Luiswishi |  | Basin hydrothermal | Stratiform sediment-hosted Cu | stratiform sediment-hosted Cu-Co | Cu, Co | Ag, Au, Pb, Ni, Se, Re, Zn | Cu, Co, Ag, Au, Pb, Ni, Se, Re, Zn | Bertrandsson Erlandsson et al., 2022; Foltyn et al., 2022; El Desouky et al., 2010 |  | LS06HA067-ccp3-1 | LS06HA067-ccp3-1 | [5 empty] | ore material | polished section |  | mineral separate | [5 empty] | mineralisation |  |  |  | chalcopyrite, sphalerite, pyrite | stage 1 (sediment-hosted, diagenetic), stage 2 (epigenetic hydrothermal veins) | disseminations, veins, mineralized nodules | disseminations, mineralized nodules, veins cross-cutting sedimentary bedding |  |  |  | quartz, carbonates |  | LA-ICPMS | ESI NWR213 Nd:YAG laser ablation system coupled to an Agilent 8800 QQQ ICP-MS | Montanuniversität Leoben, Austria | 50 µm spot size, 2 – 3 J/cm2 on-mineral fluency, 10 Hz repetition rate, helium carrier gas at 0.75 L/min flow rate, 30-s pre-ablation laser warm-up, 60 s dwell time, 30-s washout period | USGS pressed powder polysulfide reference material MASS-1 (Wilson et al. 2002) as external standard for chalcopyrite; sphalerite matrix-matched sinter pressed powder pellet reference material MUL-Zn S1 (Onuk et al. 2017) as external standard for sphalerite and pyrite; MASS-1 used as external standard for Te, Au, Tl, and Hg in sphalerite and pyrite | 0.49055 | [13 empty] | 0.089142 | [11 empty] | 2.4402 | [17 empty] | 67.5296 |  |  |  | 7.6708 |  |  |  | 1.7013 |  |  |  | 36.8701 | [57 empty] | 49.1856 | [32 empty] | 2025 | Bertrandsson Erlandsson et al. (2025), Mineralium Deposita, 60, 869–894 |  | POL, COD, ZMB, NAM
| Luiswishi |  | Basin hydrothermal | Stratiform sediment-hosted Cu | stratiform sediment-hosted Cu-Co | Cu, Co | Ag, Au, Pb, Ni, Se, Re, Zn | Cu, Co, Ag, Au, Pb, Ni, Se, Re, Zn | Bertrandsson Erlandsson et al., 2022; Foltyn et al., 2022; El Desouky et al., 2010 |  | LS06HA067-ccp4-1 | LS06HA067-ccp4-1 | [5 empty] | ore material | polished section |  | mineral separate | [5 empty] | mineralisation |  |  |  | chalcopyrite, sphalerite, pyrite | stage 1 (sediment-hosted, diagenetic), stage 2 (epigenetic hydrothermal veins) | disseminations, veins, mineralized nodules | disseminations, mineralized nodules, veins cross-cutting sedimentary bedding |  |  |  | quartz, carbonates |  | LA-ICPMS | ESI NWR213 Nd:YAG laser ablation system coupled to an Agilent 8800 QQQ ICP-MS | Montanuniversität Leoben, Austria | 50 µm spot size, 2 – 3 J/cm2 on-mineral fluency, 10 Hz repetition rate, helium carrier gas at 0.75 L/min flow rate, 30-s pre-ablation laser warm-up, 60 s dwell time, 30-s washout period | USGS pressed powder polysulfide reference material MASS-1 (Wilson et al. 2002) as external standard for chalcopyrite; sphalerite matrix-matched sinter pressed powder pellet reference material MUL-Zn S1 (Onuk et al. 2017) as external standard for sphalerite and pyrite; MASS-1 used as external standard for Te, Au, Tl, and Hg in sphalerite and pyrite | 0.44308 | [13 empty] | 0.082398 | [11 empty] | 2.6082 | [17 empty] | 71.0695 |  |  |  | 7.975 |  |  |  | 1.6237 |  |  |  | 37.2176 | [57 empty] | 49.9544 | [32 empty] | 2025 | Bertrandsson Erlandsson et al. (2025), Mineralium Deposita, 60, 869–894 |  | POL, COD, ZMB, NAM
| Luiswishi |  | Basin hydrothermal | Stratiform sediment-hosted Cu | stratiform sediment-hosted Cu-Co | Cu, Co | Ag, Au, Pb, Ni, Se, Re, Zn | Cu, Co, Ag, Au, Pb, Ni, Se, Re, Zn | Bertrandsson Erlandsson et al., 2022; Foltyn et al., 2022; El Desouky et al., 2010 |  | LS06HA067-ccp5-1 | LS06HA067-ccp5-1 | [5 empty] | ore material | polished section |  | mineral separate | [5 empty] | mineralisation |  |  |  | chalcopyrite, sphalerite, pyrite | stage 1 (sediment-hosted, diagenetic), stage 2 (epigenetic hydrothermal veins) | disseminations, veins, mineralized nodules | disseminations, mineralized nodules, veins cross-cutting sedimentary bedding |  |  |  | quartz, carbonates |  | LA-ICPMS | ESI NWR213 Nd:YAG laser ablation system coupled to an Agilent 8800 QQQ ICP-MS | Montanuniversität Leoben, Austria | 50 µm spot size, 2 – 3 J/cm2 on-mineral fluency, 10 Hz repetition rate, helium carrier gas at 0.75 L/min flow rate, 30-s pre-ablation laser warm-up, 60 s dwell time, 30-s washout period | USGS pressed powder polysulfide reference material MASS-1 (Wilson et al. 2002) as external standard for chalcopyrite; sphalerite matrix-matched sinter pressed powder pellet reference material MUL-Zn S1 (Onuk et al. 2017) as external standard for sphalerite and pyrite; MASS-1 used as external standard for Te, Au, Tl, and Hg in sphalerite and pyrite | 0.57058 | [13 empty] | 0.22739 | [11 empty] | 2.2588 | [17 empty] | 68.1895 |  |  |  | 7.9433 | [7 empty] | 35.5451 | [57 empty] | 51.5142 | [32 empty] | 2025 | Bertrandsson Erlandsson et al. (2025), Mineralium Deposita, 60, 869–894 |  | POL, COD, ZMB, NAM
| Luiswishi |  | Basin hydrothermal | Stratiform sediment-hosted Cu | stratiform sediment-hosted Cu-Co | Cu, Co | Ag, Au, Pb, Ni, Se, Re, Zn | Cu, Co, Ag, Au, Pb, Ni, Se, Re, Zn | Bertrandsson Erlandsson et al., 2022; Foltyn et al., 2022; El Desouky et al., 2010 |  | LS06HA067-ccp6-1 | LS06HA067-ccp6-1 | [5 empty] | ore material | polished section |  | mineral separate | [5 empty] | mineralisation |  |  |  | chalcopyrite, sphalerite, pyrite | stage 1 (sediment-hosted, diagenetic), stage 2 (epigenetic hydrothermal veins) | disseminations, veins, mineralized nodules | disseminations, mineralized nodules, veins cross-cutting sedimentary bedding |  |  |  | quartz, carbonates |  | LA-ICPMS | ESI NWR213 Nd:YAG laser ablation system coupled to an Agilent 8800 QQQ ICP-MS | Montanuniversität Leoben, Austria | 50 µm spot size, 2 – 3 J/cm2 on-mineral fluency, 10 Hz repetition rate, helium carrier gas at 0.75 L/min flow rate, 30-s pre-ablation laser warm-up, 60 s dwell time, 30-s washout period | USGS pressed powder polysulfide reference material MASS-1 (Wilson et al. 2002) as external standard for chalcopyrite; sphalerite matrix-matched sinter pressed powder pellet reference material MUL-Zn S1 (Onuk et al. 2017) as external standard for sphalerite and pyrite; MASS-1 used as external standard for Te, Au, Tl, and Hg in sphalerite and pyrite | 0.6903 | [25 empty] | 2.3765 | [17 empty] | 72.4154 |  |  |  | 8.4071 | [7 empty] | 36.8632 | [57 empty] | 54.1369 | [32 empty] | 2025 | Bertrandsson Erlandsson et al. (2025), Mineralium Deposita, 60, 869–894 |  | POL, COD, ZMB, NAM
| Luiswishi |  | Basin hydrothermal | Stratiform sediment-hosted Cu | stratiform sediment-hosted Cu-Co | Cu, Co | Ag, Au, Pb, Ni, Se, Re, Zn | Cu, Co, Ag, Au, Pb, Ni, Se, Re, Zn | Bertrandsson Erlandsson et al., 2022; Foltyn et al., 2022; El Desouky et al., 2010 |  | LS06HA067-ccp7-1 | LS06HA067-ccp7-1 | [5 empty] | ore material | polished section |  | mineral separate | [5 empty] | mineralisation |  |  |  | chalcopyrite, sphalerite, pyrite | stage 1 (sediment-hosted, diagenetic), stage 2 (epigenetic hydrothermal veins) | disseminations, veins, mineralized nodules | disseminations, mineralized nodules, veins cross-cutting sedimentary bedding |  |  |  | quartz, carbonates |  | LA-ICPMS | ESI NWR213 Nd:YAG laser ablation system coupled to an Agilent 8800 QQQ ICP-MS | Montanuniversität Leoben, Austria | 50 µm spot size, 2 – 3 J/cm2 on-mineral fluency, 10 Hz repetition rate, helium carrier gas at 0.75 L/min flow rate, 30-s pre-ablation laser warm-up, 60 s dwell time, 30-s washout period | USGS pressed powder polysulfide reference material MASS-1 (Wilson et al. 2002) as external standard for chalcopyrite; sphalerite matrix-matched sinter pressed powder pellet reference material MUL-Zn S1 (Onuk et al. 2017) as external standard for sphalerite and pyrite; MASS-1 used as external standard for Te, Au, Tl, and Hg in sphalerite and pyrite | 0.37151 | [13 empty] | 0.20659 | [11 empty] | 2.5713 | [17 empty] | 74.2203 |  |  |  | 7.9324 |  |  |  | 1.7078 |  |  |  | 35.693 | [57 empty] | 52.9432 | [32 empty] | 2025 | Bertrandsson Erlandsson et al. (2025), Mineralium Deposita, 60, 869–894 |  | POL, COD, ZMB, NAM
| Luiswishi |  | Basin hydrothermal | Stratiform sediment-hosted Cu | stratiform sediment-hosted Cu-Co | Cu, Co | Ag, Au, Pb, Ni, Se, Re, Zn | Cu, Co, Ag, Au, Pb, Ni, Se, Re, Zn | Bertrandsson Erlandsson et al., 2022; Foltyn et al., 2022; El Desouky et al., 2010 |  | LS06HA067-ccp8-1 | LS06HA067-ccp8-1 | [5 empty] | ore material | polished section |  | mineral separate | [5 empty] | mineralisation |  |  |  | chalcopyrite, sphalerite, pyrite | stage 1 (sediment-hosted, diagenetic), stage 2 (epigenetic hydrothermal veins) | disseminations, veins, mineralized nodules | disseminations, mineralized nodules, veins cross-cutting sedimentary bedding |  |  |  | quartz, carbonates |  | LA-ICPMS | ESI NWR213 Nd:YAG laser ablation system coupled to an Agilent 8800 QQQ ICP-MS | Montanuniversität Leoben, Austria | 50 µm spot size, 2 – 3 J/cm2 on-mineral fluency, 10 Hz repetition rate, helium carrier gas at 0.75 L/min flow rate, 30-s pre-ablation laser warm-up, 60 s dwell time, 30-s washout period | USGS pressed powder polysulfide reference material MASS-1 (Wilson et al. 2002) as external standard for chalcopyrite; sphalerite matrix-matched sinter pressed powder pellet reference material MUL-Zn S1 (Onuk et al. 2017) as external standard for sphalerite and pyrite; MASS-1 used as external standard for Te, Au, Tl, and Hg in sphalerite and pyrite | 0.44031 | [13 empty] | 0.29874 | [11 empty] | 2.7916 | [17 empty] | 73.2951 |  |  |  | 8.0361 |  |  |  | 1.5668 |  |  |  | 36.0902 | [29 empty] | 0.084551 | [27 empty] | 54.9394 | [32 empty] | 2025 | Bertrandsson Erlandsson et al. (2025), Mineralium Deposita, 60, 869–894 |  | POL, COD, ZMB, NAM
| Luiswishi |  | Basin hydrothermal | Stratiform sediment-hosted Cu | stratiform sediment-hosted Cu-Co | Cu, Co | Ag, Au, Pb, Ni, Se, Re, Zn | Cu, Co, Ag, Au, Pb, Ni, Se, Re, Zn | Bertrandsson Erlandsson et al., 2022; Foltyn et al., 2022; El Desouky et al., 2010 |  | LS06HA067-ccp9-1 | LS06HA067-ccp9-1 | [5 empty] | ore material | polished section |  | mineral separate | [5 empty] | mineralisation |  |  |  | chalcopyrite, sphalerite, pyrite | stage 1 (sediment-hosted, diagenetic), stage 2 (epigenetic hydrothermal veins) | disseminations, veins, mineralized nodules | disseminations, mineralized nodules, veins cross-cutting sedimentary bedding |  |  |  | quartz, carbonates |  | LA-ICPMS | ESI NWR213 Nd:YAG laser ablation system coupled to an Agilent 8800 QQQ ICP-MS | Montanuniversität Leoben, Austria | 50 µm spot size, 2 – 3 J/cm2 on-mineral fluency, 10 Hz repetition rate, helium carrier gas at 0.75 L/min flow rate, 30-s pre-ablation laser warm-up, 60 s dwell time, 30-s washout period | USGS pressed powder polysulfide reference material MASS-1 (Wilson et al. 2002) as external standard for chalcopyrite; sphalerite matrix-matched sinter pressed powder pellet reference material MUL-Zn S1 (Onuk et al. 2017) as external standard for sphalerite and pyrite; MASS-1 used as external standard for Te, Au, Tl, and Hg in sphalerite and pyrite | 0.83589 | [25 empty] | 3.8567 | [17 empty] | 65.1892 |  |  |  | 7.1845 |  |  |  | 4.8674 |  |  |  | 33.5207 | [29 empty] | 0.46516 | [21 empty] | 7.9763 | [5 empty] | 53.1185 | [32 empty] | 2025 | Bertrandsson Erlandsson et al. (2025), Mineralium Deposita, 60, 869–894 |  | POL, COD, ZMB, NAM
| Luiswishi |  | Basin hydrothermal | Stratiform sediment-hosted Cu | stratiform sediment-hosted Cu-Co | Cu, Co | Ag, Au, Pb, Ni, Se, Re, Zn | Cu, Co, Ag, Au, Pb, Ni, Se, Re, Zn | Bertrandsson Erlandsson et al., 2022; Foltyn et al., 2022; El Desouky et al., 2010 |  | LS06HA067-ccp10-1 | LS06HA067-ccp10-1 | [5 empty] | ore material | polished section |  | mineral separate | [5 empty] | mineralisation |  |  |  | chalcopyrite, sphalerite, pyrite | stage 1 (sediment-hosted, diagenetic), stage 2 (epigenetic hydrothermal veins) | disseminations, veins, mineralized nodules | disseminations, mineralized nodules, veins cross-cutting sedimentary bedding |  |  |  | quartz, carbonates |  | LA-ICPMS | ESI NWR213 Nd:YAG laser ablation system coupled to an Agilent 8800 QQQ ICP-MS | Montanuniversität Leoben, Austria | 50 µm spot size, 2 – 3 J/cm2 on-mineral fluency, 10 Hz repetition rate, helium carrier gas at 0.75 L/min flow rate, 30-s pre-ablation laser warm-up, 60 s dwell time, 30-s washout period | USGS pressed powder polysulfide reference material MASS-1 (Wilson et al. 2002) as external standard for chalcopyrite; sphalerite matrix-matched sinter pressed powder pellet reference material MUL-Zn S1 (Onuk et al. 2017) as external standard for sphalerite and pyrite; MASS-1 used as external standard for Te, Au, Tl, and Hg in sphalerite and pyrite | 0.88024 | [13 empty] | 0.25846 | [11 empty] | 1.9566 | [17 empty] | 75.6318 |  |  |  | 8.3414 |  |  |  | 3.5313 |  |  |  | 36.3633 | [51 empty] | 8.532 | [5 empty] | 52.8639 | [32 empty] | 2025 | Bertrandsson Erlandsson et al. (2025), Mineralium Deposita, 60, 869–894 |  | POL, COD, ZMB, NAM
| Luiswishi |  | Basin hydrothermal | Stratiform sediment-hosted Cu | stratiform sediment-hosted Cu-Co | Cu, Co | Ag, Au, Pb, Ni, Se, Re, Zn | Cu, Co, Ag, Au, Pb, Ni, Se, Re, Zn | Bertrandsson Erlandsson et al., 2022; Foltyn et al., 2022; El Desouky et al., 2010 |  | LS06HA067-ccp11-1 | LS06HA067-ccp11-1 | [5 empty] | ore material | polished section |  | mineral separate | [5 empty] | mineralisation |  |  |  | chalcopyrite, sphalerite, pyrite | stage 1 (sediment-hosted, diagenetic), stage 2 (epigenetic hydrothermal veins) | disseminations, veins, mineralized nodules | disseminations, mineralized nodules, veins cross-cutting sedimentary bedding |  |  |  | quartz, carbonates |  | LA-ICPMS | ESI NWR213 Nd:YAG laser ablation system coupled to an Agilent 8800 QQQ ICP-MS | Montanuniversität Leoben, Austria | 50 µm spot size, 2 – 3 J/cm2 on-mineral fluency, 10 Hz repetition rate, helium carrier gas at 0.75 L/min flow rate, 30-s pre-ablation laser warm-up, 60 s dwell time, 30-s washout period | USGS pressed powder polysulfide reference material MASS-1 (Wilson et al. 2002) as external standard for chalcopyrite; sphalerite matrix-matched sinter pressed powder pellet reference material MUL-Zn S1 (Onuk et al. 2017) as external standard for sphalerite and pyrite; MASS-1 used as external standard for Te, Au, Tl, and Hg in sphalerite and pyrite | 0.55644 | [13 empty] | 0.18477 | [11 empty] | 2.3545 | [17 empty] | 82.5929 |  |  |  | 8.7423 |  |  |  | 3.2993 |  |  |  | 38.1197 | [51 empty] | 9.4755 | [5 empty] | 49.8668 | [32 empty] | 2025 | Bertrandsson Erlandsson et al. (2025), Mineralium Deposita, 60, 869–894 |  | POL, COD, ZMB, NAM
| Luiswishi |  | Basin hydrothermal | Stratiform sediment-hosted Cu | stratiform sediment-hosted Cu-Co | Cu, Co | Ag, Au, Pb, Ni, Se, Re, Zn | Cu, Co, Ag, Au, Pb, Ni, Se, Re, Zn | Bertrandsson Erlandsson et al., 2022; Foltyn et al., 2022; El Desouky et al., 2010 |  | LS06HA067-ccp12-1 | LS06HA067-ccp12-1 | [5 empty] | ore material | polished section |  | mineral separate | [5 empty] | mineralisation |  |  |  | chalcopyrite, sphalerite, pyrite | stage 1 (sediment-hosted, diagenetic), stage 2 (epigenetic hydrothermal veins) | disseminations, veins, mineralized nodules | disseminations, mineralized nodules, veins cross-cutting sedimentary bedding |  |  |  | quartz, carbonates |  | LA-ICPMS | ESI NWR213 Nd:YAG laser ablation system coupled to an Agilent 8800 QQQ ICP-MS | Montanuniversität Leoben, Austria | 50 µm spot size, 2 – 3 J/cm2 on-mineral fluency, 10 Hz repetition rate, helium carrier gas at 0.75 L/min flow rate, 30-s pre-ablation laser warm-up, 60 s dwell time, 30-s washout period | USGS pressed powder polysulfide reference material MASS-1 (Wilson et al. 2002) as external standard for chalcopyrite; sphalerite matrix-matched sinter pressed powder pellet reference material MUL-Zn S1 (Onuk et al. 2017) as external standard for sphalerite and pyrite; MASS-1 used as external standard for Te, Au, Tl, and Hg in sphalerite and pyrite | 0.45524 | [13 empty] | 0.22273 | [11 empty] | 2.3565 | [17 empty] | 80.2966 |  |  |  | 7.8328 |  |  |  | 3.3334 |  |  |  | 38.7238 | [29 empty] | 0.077374 | [21 empty] | 10.2467 | [5 empty] | 53.3972 | [32 empty] | 2025 | Bertrandsson Erlandsson et al. (2025), Mineralium Deposita, 60, 869–894 |  | POL, COD, ZMB, NAM
| Luiswishi |  | Basin hydrothermal | Stratiform sediment-hosted Cu | stratiform sediment-hosted Cu-Co | Cu, Co | Ag, Au, Pb, Ni, Se, Re, Zn | Cu, Co, Ag, Au, Pb, Ni, Se, Re, Zn | Bertrandsson Erlandsson et al., 2022; Foltyn et al., 2022; El Desouky et al., 2010 |  | LS06HA067-ccp13-1 | LS06HA067-ccp13-1 | [5 empty] | ore material | polished section |  | mineral separate | [5 empty] | mineralisation |  |  |  | chalcopyrite, sphalerite, pyrite | stage 1 (sediment-hosted, diagenetic), stage 2 (epigenetic hydrothermal veins) | disseminations, veins, mineralized nodules | disseminations, mineralized nodules, veins cross-cutting sedimentary bedding |  |  |  | quartz, carbonates |  | LA-ICPMS | ESI NWR213 Nd:YAG laser ablation system coupled to an Agilent 8800 QQQ ICP-MS | Montanuniversität Leoben, Austria | 50 µm spot size, 2 – 3 J/cm2 on-mineral fluency, 10 Hz repetition rate, helium carrier gas at 0.75 L/min flow rate, 30-s pre-ablation laser warm-up, 60 s dwell time, 30-s washout period | USGS pressed powder polysulfide reference material MASS-1 (Wilson et al. 2002) as external standard for chalcopyrite; sphalerite matrix-matched sinter pressed powder pellet reference material MUL-Zn S1 (Onuk et al. 2017) as external standard for sphalerite and pyrite; MASS-1 used as external standard for Te, Au, Tl, and Hg in sphalerite and pyrite | 0.44703 | [13 empty] | 0.2595 | [11 empty] | 2.2116 | [17 empty] | 78.4902 |  |  |  | 7.8055 |  |  |  | 2.0806 |  |  |  | 37.5485 | [57 empty] | 53.4659 | [32 empty] | 2025 | Bertrandsson Erlandsson et al. (2025), Mineralium Deposita, 60, 869–894 |  | POL, COD, ZMB, NAM
| Luiswishi |  | Basin hydrothermal | Stratiform sediment-hosted Cu | stratiform sediment-hosted Cu-Co | Cu, Co | Ag, Au, Pb, Ni, Se, Re, Zn | Cu, Co, Ag, Au, Pb, Ni, Se, Re, Zn | Bertrandsson Erlandsson et al., 2022; Foltyn et al., 2022; El Desouky et al., 2010 |  | LS06HA067-ccp14-1 | LS06HA067-ccp14-1 | [5 empty] | ore material | polished section |  | mineral separate | [5 empty] | mineralisation |  |  |  | chalcopyrite, sphalerite, pyrite | stage 1 (sediment-hosted, diagenetic), stage 2 (epigenetic hydrothermal veins) | disseminations, veins, mineralized nodules | disseminations, mineralized nodules, veins cross-cutting sedimentary bedding |  |  |  | quartz, carbonates |  | LA-ICPMS | ESI NWR213 Nd:YAG laser ablation system coupled to an Agilent 8800 QQQ ICP-MS | Montanuniversität Leoben, Austria | 50 µm spot size, 2 – 3 J/cm2 on-mineral fluency, 10 Hz repetition rate, helium carrier gas at 0.75 L/min flow rate, 30-s pre-ablation laser warm-up, 60 s dwell time, 30-s washout period | USGS pressed powder polysulfide reference material MASS-1 (Wilson et al. 2002) as external standard for chalcopyrite; sphalerite matrix-matched sinter pressed powder pellet reference material MUL-Zn S1 (Onuk et al. 2017) as external standard for sphalerite and pyrite; MASS-1 used as external standard for Te, Au, Tl, and Hg in sphalerite and pyrite | 0.42162 | [13 empty] | 0.14845 | [11 empty] | 2.4376 | [17 empty] | 82.7471 |  |  |  | 8.0395 | [7 empty] | 38.9501 | [51 empty] | 10.2027 | [5 empty] | 52.6219 | [32 empty] | 2025 | Bertrandsson Erlandsson et al. (2025), Mineralium Deposita, 60, 869–894 |  | POL, COD, ZMB, NAM
| Luiswishi |  | Basin hydrothermal | Stratiform sediment-hosted Cu | stratiform sediment-hosted Cu-Co | Cu, Co | Ag, Au, Pb, Ni, Se, Re, Zn | Cu, Co, Ag, Au, Pb, Ni, Se, Re, Zn | Bertrandsson Erlandsson et al., 2022; Foltyn et al., 2022; El Desouky et al., 2010 |  | LS06HA067-ccp15-1 | LS06HA067-ccp15-1 | [5 empty] | ore material | polished section |  | mineral separate | [5 empty] | mineralisation |  |  |  | chalcopyrite, sphalerite, pyrite | stage 1 (sediment-hosted, diagenetic), stage 2 (epigenetic hydrothermal veins) | disseminations, veins, mineralized nodules | disseminations, mineralized nodules, veins cross-cutting sedimentary bedding |  |  |  | quartz, carbonates |  | LA-ICPMS | ESI NWR213 Nd:YAG laser ablation system coupled to an Agilent 8800 QQQ ICP-MS | Montanuniversität Leoben, Austria | 50 µm spot size, 2 – 3 J/cm2 on-mineral fluency, 10 Hz repetition rate, helium carrier gas at 0.75 L/min flow rate, 30-s pre-ablation laser warm-up, 60 s dwell time, 30-s washout period | USGS pressed powder polysulfide reference material MASS-1 (Wilson et al. 2002) as external standard for chalcopyrite; sphalerite matrix-matched sinter pressed powder pellet reference material MUL-Zn S1 (Onuk et al. 2017) as external standard for sphalerite and pyrite; MASS-1 used as external standard for Te, Au, Tl, and Hg in sphalerite and pyrite | 0.52192 | [13 empty] | 0.29696 | [11 empty] | 3.0286 | [17 empty] | 81.5271 |  |  |  | 8.0194 | [7 empty] | 37.0358 | [57 empty] | 51.0968 | [32 empty] | 2025 | Bertrandsson Erlandsson et al. (2025), Mineralium Deposita, 60, 869–894 |  | POL, COD, ZMB, NAM
| Luiswishi |  | Basin hydrothermal | Stratiform sediment-hosted Cu | stratiform sediment-hosted Cu-Co | Cu, Co | Ag, Au, Pb, Ni, Se, Re, Zn | Cu, Co, Ag, Au, Pb, Ni, Se, Re, Zn | Bertrandsson Erlandsson et al., 2022; Foltyn et al., 2022; El Desouky et al., 2010 |  | LS06HA067-ccp16-1 | LS06HA067-ccp16-1 | [5 empty] | ore material | polished section |  | mineral separate | [5 empty] | mineralisation |  |  |  | chalcopyrite, sphalerite, pyrite | stage 1 (sediment-hosted, diagenetic), stage 2 (epigenetic hydrothermal veins) | disseminations, veins, mineralized nodules | disseminations, mineralized nodules, veins cross-cutting sedimentary bedding |  |  |  | quartz, carbonates |  | LA-ICPMS | ESI NWR213 Nd:YAG laser ablation system coupled to an Agilent 8800 QQQ ICP-MS | Montanuniversität Leoben, Austria | 50 µm spot size, 2 – 3 J/cm2 on-mineral fluency, 10 Hz repetition rate, helium carrier gas at 0.75 L/min flow rate, 30-s pre-ablation laser warm-up, 60 s dwell time, 30-s washout period | USGS pressed powder polysulfide reference material MASS-1 (Wilson et al. 2002) as external standard for chalcopyrite; sphalerite matrix-matched sinter pressed powder pellet reference material MUL-Zn S1 (Onuk et al. 2017) as external standard for sphalerite and pyrite; MASS-1 used as external standard for Te, Au, Tl, and Hg in sphalerite and pyrite | 0.90961 | [13 empty] | 0.70254 | [11 empty] | 4.1761 | [17 empty] | 69.2171 |  |  |  | 8.6511 | [7 empty] | 34.5558 | [57 empty] | 55.7256 | [32 empty] | 2025 | Bertrandsson Erlandsson et al. (2025), Mineralium Deposita, 60, 869–894 |  | POL, COD, ZMB, NAM
| Luiswishi |  | Basin hydrothermal | Stratiform sediment-hosted Cu | stratiform sediment-hosted Cu-Co | Cu, Co | Ag, Au, Pb, Ni, Se, Re, Zn | Cu, Co, Ag, Au, Pb, Ni, Se, Re, Zn | Bertrandsson Erlandsson et al., 2022; Foltyn et al., 2022; El Desouky et al., 2010 |  | LS06HA067-ccp17-1 | LS06HA067-ccp17-1 | [5 empty] | ore material | polished section |  | mineral separate | [5 empty] | mineralisation |  |  |  | chalcopyrite, sphalerite, pyrite | stage 1 (sediment-hosted, diagenetic), stage 2 (epigenetic hydrothermal veins) | disseminations, veins, mineralized nodules | disseminations, mineralized nodules, veins cross-cutting sedimentary bedding |  |  |  | quartz, carbonates |  | LA-ICPMS | ESI NWR213 Nd:YAG laser ablation system coupled to an Agilent 8800 QQQ ICP-MS | Montanuniversität Leoben, Austria | 50 µm spot size, 2 – 3 J/cm2 on-mineral fluency, 10 Hz repetition rate, helium carrier gas at 0.75 L/min flow rate, 30-s pre-ablation laser warm-up, 60 s dwell time, 30-s washout period | USGS pressed powder polysulfide reference material MASS-1 (Wilson et al. 2002) as external standard for chalcopyrite; sphalerite matrix-matched sinter pressed powder pellet reference material MUL-Zn S1 (Onuk et al. 2017) as external standard for sphalerite and pyrite; MASS-1 used as external standard for Te, Au, Tl, and Hg in sphalerite and pyrite | 3.1432 | [25 empty] | 8.0678 | [17 empty] | 66.3774 |  |  |  | 9.2685 | [7 empty] | 35.8793 | [57 empty] | 63.679 | [32 empty] | 2025 | Bertrandsson Erlandsson et al. (2025), Mineralium Deposita, 60, 869–894 |  | POL, COD, ZMB, NAM
| Luiswishi |  | Basin hydrothermal | Stratiform sediment-hosted Cu | stratiform sediment-hosted Cu-Co | Cu, Co | Ag, Au, Pb, Ni, Se, Re, Zn | Cu, Co, Ag, Au, Pb, Ni, Se, Re, Zn | Bertrandsson Erlandsson et al., 2022; Foltyn et al., 2022; El Desouky et al., 2010 |  | LS06HA067-ccp18-1 | LS06HA067-ccp18-1 | [5 empty] | ore material | polished section |  | mineral separate | [5 empty] | mineralisation |  |  |  | chalcopyrite, sphalerite, pyrite | stage 1 (sediment-hosted, diagenetic), stage 2 (epigenetic hydrothermal veins) | disseminations, veins, mineralized nodules | disseminations, mineralized nodules, veins cross-cutting sedimentary bedding |  |  |  | quartz, carbonates |  | LA-ICPMS | ESI NWR213 Nd:YAG laser ablation system coupled to an Agilent 8800 QQQ ICP-MS | Montanuniversität Leoben, Austria | 50 µm spot size, 2 – 3 J/cm2 on-mineral fluency, 10 Hz repetition rate, helium carrier gas at 0.75 L/min flow rate, 30-s pre-ablation laser warm-up, 60 s dwell time, 30-s washout period | USGS pressed powder polysulfide reference material MASS-1 (Wilson et al. 2002) as external standard for chalcopyrite; sphalerite matrix-matched sinter pressed powder pellet reference material MUL-Zn S1 (Onuk et al. 2017) as external standard for sphalerite and pyrite; MASS-1 used as external standard for Te, Au, Tl, and Hg in sphalerite and pyrite | 0.79468 | [13 empty] | 0.42839 | [11 empty] | 2.3555 | [17 empty] | 73.2503 |  |  |  | 8.608 |  |  |  | 1.2223 |  |  |  | 36.0403 | [57 empty] | 52.6544 | [32 empty] | 2025 | Bertrandsson Erlandsson et al. (2025), Mineralium Deposita, 60, 869–894 |  | POL, COD, ZMB, NAM
| Luiswishi |  | Basin hydrothermal | Stratiform sediment-hosted Cu | stratiform sediment-hosted Cu-Co | Cu, Co | Ag, Au, Pb, Ni, Se, Re, Zn | Cu, Co, Ag, Au, Pb, Ni, Se, Re, Zn | Bertrandsson Erlandsson et al., 2022; Foltyn et al., 2022; El Desouky et al., 2010 |  | LS06HA067-ccp19-1 | LS06HA067-ccp19-1 | [5 empty] | ore material | polished section |  | mineral separate | [5 empty] | mineralisation |  |  |  | chalcopyrite, sphalerite, pyrite | stage 1 (sediment-hosted, diagenetic), stage 2 (epigenetic hydrothermal veins) | disseminations, veins, mineralized nodules | disseminations, mineralized nodules, veins cross-cutting sedimentary bedding |  |  |  | quartz, carbonates |  | LA-ICPMS | ESI NWR213 Nd:YAG laser ablation system coupled to an Agilent 8800 QQQ ICP-MS | Montanuniversität Leoben, Austria | 50 µm spot size, 2 – 3 J/cm2 on-mineral fluency, 10 Hz repetition rate, helium carrier gas at 0.75 L/min flow rate, 30-s pre-ablation laser warm-up, 60 s dwell time, 30-s washout period | USGS pressed powder polysulfide reference material MASS-1 (Wilson et al. 2002) as external standard for chalcopyrite; sphalerite matrix-matched sinter pressed powder pellet reference material MUL-Zn S1 (Onuk et al. 2017) as external standard for sphalerite and pyrite; MASS-1 used as external standard for Te, Au, Tl, and Hg in sphalerite and pyrite | 0.44083 | [13 empty] | 0.13208 | [11 empty] | 2.2944 | [17 empty] | 86.461 |  |  |  | 9.5658 |  |  |  | 1.2059 |  |  |  | 37.0461 | [29 empty] | 0.27138 | [27 empty] | 55.2613 | [32 empty] | 2025 | Bertrandsson Erlandsson et al. (2025), Mineralium Deposita, 60, 869–894 |  | POL, COD, ZMB, NAM
| Luiswishi |  | Basin hydrothermal | Stratiform sediment-hosted Cu | stratiform sediment-hosted Cu-Co | Cu, Co | Ag, Au, Pb, Ni, Se, Re, Zn | Cu, Co, Ag, Au, Pb, Ni, Se, Re, Zn | Bertrandsson Erlandsson et al., 2022; Foltyn et al., 2022; El Desouky et al., 2010 |  | LS06HA067-ccp20-1 | LS06HA067-ccp20-1 | [5 empty] | ore material | polished section |  | mineral separate | [5 empty] | mineralisation |  |  |  | chalcopyrite, sphalerite, pyrite | stage 1 (sediment-hosted, diagenetic), stage 2 (epigenetic hydrothermal veins) | disseminations, veins, mineralized nodules | disseminations, mineralized nodules, veins cross-cutting sedimentary bedding |  |  |  | quartz, carbonates |  | LA-ICPMS | ESI NWR213 Nd:YAG laser ablation system coupled to an Agilent 8800 QQQ ICP-MS | Montanuniversität Leoben, Austria | 50 µm spot size, 2 – 3 J/cm2 on-mineral fluency, 10 Hz repetition rate, helium carrier gas at 0.75 L/min flow rate, 30-s pre-ablation laser warm-up, 60 s dwell time, 30-s washout period | USGS pressed powder polysulfide reference material MASS-1 (Wilson et al. 2002) as external standard for chalcopyrite; sphalerite matrix-matched sinter pressed powder pellet reference material MUL-Zn S1 (Onuk et al. 2017) as external standard for sphalerite and pyrite; MASS-1 used as external standard for Te, Au, Tl, and Hg in sphalerite and pyrite | 0.45469 | [25 empty] | 7.9454 | [17 empty] | 64.975 |  |  |  | 8.3579 | [7 empty] | 38.8326 | [57 empty] | 50.2905 | [32 empty] | 2025 | Bertrandsson Erlandsson et al. (2025), Mineralium Deposita, 60, 869–894 |  | POL, COD, ZMB, NAM
| Luiswishi |  | Basin hydrothermal | Stratiform sediment-hosted Cu | stratiform sediment-hosted Cu-Co | Cu, Co | Ag, Au, Pb, Ni, Se, Re, Zn | Cu, Co, Ag, Au, Pb, Ni, Se, Re, Zn | Bertrandsson Erlandsson et al., 2022; Foltyn et al., 2022; El Desouky et al., 2010 |  | LS06HA34A-ccp2-1 | LS06HA34A-ccp2-1 | [5 empty] | ore material | polished section |  | mineral separate | [5 empty] | mineralisation |  |  |  | chalcopyrite, sphalerite, pyrite | stage 1 (sediment-hosted, diagenetic), stage 2 (epigenetic hydrothermal veins) | disseminations, veins, mineralized nodules | disseminations, mineralized nodules, veins cross-cutting sedimentary bedding |  |  |  | quartz, carbonates |  | LA-ICPMS | ESI NWR213 Nd:YAG laser ablation system coupled to an Agilent 8800 QQQ ICP-MS | Montanuniversität Leoben, Austria | 50 µm spot size, 2 – 3 J/cm2 on-mineral fluency, 10 Hz repetition rate, helium carrier gas at 0.75 L/min flow rate, 30-s pre-ablation laser warm-up, 60 s dwell time, 30-s washout period | USGS pressed powder polysulfide reference material MASS-1 (Wilson et al. 2002) as external standard for chalcopyrite; sphalerite matrix-matched sinter pressed powder pellet reference material MUL-Zn S1 (Onuk et al. 2017) as external standard for sphalerite and pyrite; MASS-1 used as external standard for Te, Au, Tl, and Hg in sphalerite and pyrite | [14 empty] | 0.86279 | [11 empty] | 3.9971 | [17 empty] | 35.5228 |  |  |  | 3.6485 | [7 empty] | 24.3666 | [13 empty] | 21.6712 | [15 empty] | 0.48466 | [17 empty] | 1.5027 |  |  |  | 14.0708 | [5 empty] | 43.4586 | [19 empty] | 0.48662 | [12 empty] | 2025 | Bertrandsson Erlandsson et al. (2025), Mineralium Deposita, 60, 869–894 |  | POL, COD, ZMB, NAM
| Polish Kupferschiefer, Luiswishi, Nchanga, Dolostone Ore Formation |  | Basin hydrothermal | Stratiform sediment-hosted Cu | stratiform sediment-hosted Cu-Co | Cu, Co | Ag, Au, Pb, Ni, Se, Re, Zn | Cu, Co, Ag, Au, Pb, Ni, Se, Re, Zn | Bertrandsson Erlandsson et al., 2022; Foltyn et al., 2022; El Desouky et al., 2010 |  | Polish Kupferschifer-1 | Polish Kupferschifer-1 | [5 empty] | ore material | polished section |  | mineral separate | [5 empty] | mineralisation |  |  |  | chalcopyrite, sphalerite, pyrite | stage 1 (sediment-hosted, diagenetic), stage 2 (epigenetic hydrothermal veins) | disseminations, veins, mineralized nodules | disseminations, mineralized nodules, veins cross-cutting sedimentary bedding |  |  |  | quartz, carbonates |  | LA-ICPMS | ESI NWR213 Nd:YAG laser ablation system coupled to an Agilent 8800 QQQ ICP-MS | Montanuniversität Leoben, Austria | 50 µm spot size, 2 – 3 J/cm2 on-mineral fluency, 10 Hz repetition rate, helium carrier gas at 0.75 L/min flow rate, 30-s pre-ablation laser warm-up, 60 s dwell time, 30-s washout period | USGS pressed powder polysulfide reference material MASS-1 (Wilson et al. 2002) as external standard for chalcopyrite; sphalerite matrix-matched sinter pressed powder pellet reference material MUL-Zn S1 (Onuk et al. 2017) as external standard for sphalerite and pyrite; MASS-1 used as external standard for Te, Au, Tl, and Hg in sphalerite and pyrite | [147 empty] | 2025 | Bertrandsson Erlandsson et al. (2025), Mineralium Deposita, 60, 869–894 |  | POL, COD, ZMB, NAM
| Polish Kupferschiefer, Luiswishi, Nchanga, Dolostone Ore Formation |  | Basin hydrothermal | Stratiform sediment-hosted Cu | stratiform sediment-hosted Cu-Co | Cu, Co | Ag, Au, Pb, Ni, Se, Re, Zn | Cu, Co, Ag, Au, Pb, Ni, Se, Re, Zn | Bertrandsson Erlandsson et al., 2022; Foltyn et al., 2022; El Desouky et al., 2010 |  | Source: Foltyn et al. (2022)-1 | Source: Foltyn et al. (2022)-1 | [5 empty] | ore material | polished section |  | mineral separate | [5 empty] | mineralisation |  |  |  | chalcopyrite, sphalerite, pyrite | stage 1 (sediment-hosted, diagenetic), stage 2 (epigenetic hydrothermal veins) | disseminations, veins, mineralized nodules | disseminations, mineralized nodules, veins cross-cutting sedimentary bedding |  |  |  | quartz, carbonates |  | LA-ICPMS | ESI NWR213 Nd:YAG laser ablation system coupled to an Agilent 8800 QQQ ICP-MS | Montanuniversität Leoben, Austria | 50 µm spot size, 2 – 3 J/cm2 on-mineral fluency, 10 Hz repetition rate, helium carrier gas at 0.75 L/min flow rate, 30-s pre-ablation laser warm-up, 60 s dwell time, 30-s washout period | USGS pressed powder polysulfide reference material MASS-1 (Wilson et al. 2002) as external standard for chalcopyrite; sphalerite matrix-matched sinter pressed powder pellet reference material MUL-Zn S1 (Onuk et al. 2017) as external standard for sphalerite and pyrite; MASS-1 used as external standard for Te, Au, Tl, and Hg in sphalerite and pyrite | [147 empty] | 2025 | Bertrandsson Erlandsson et al. (2025), Mineralium Deposita, 60, 869–894 |  | POL, COD, ZMB, NAM
| Rudna |  | Basin hydrothermal | Stratiform sediment-hosted Cu | stratiform sediment-hosted Cu-Co | Cu, Co | Ag, Au, Pb, Ni, Se, Re, Zn | Cu, Co, Ag, Au, Pb, Ni, Se, Re, Zn | Bertrandsson Erlandsson et al., 2022; Foltyn et al., 2022; El Desouky et al., 2010 |  | B1-1-2-1 | B1-1-2-1 | [5 empty] | ore material | polished section |  | mineral separate | [5 empty] | mineralisation |  |  |  | chalcopyrite, sphalerite, pyrite | stage 1 (sediment-hosted, diagenetic), stage 2 (epigenetic hydrothermal veins) | disseminations, veins, mineralized nodules | disseminations, mineralized nodules, veins cross-cutting sedimentary bedding |  |  |  | quartz, carbonates |  | LA-ICPMS | ESI NWR213 Nd:YAG laser ablation system coupled to an Agilent 8800 QQQ ICP-MS | Montanuniversität Leoben, Austria | 50 µm spot size, 2 – 3 J/cm2 on-mineral fluency, 10 Hz repetition rate, helium carrier gas at 0.75 L/min flow rate, 30-s pre-ablation laser warm-up, 60 s dwell time, 30-s washout period | USGS pressed powder polysulfide reference material MASS-1 (Wilson et al. 2002) as external standard for chalcopyrite; sphalerite matrix-matched sinter pressed powder pellet reference material MUL-Zn S1 (Onuk et al. 2017) as external standard for sphalerite and pyrite; MASS-1 used as external standard for Te, Au, Tl, and Hg in sphalerite and pyrite | 311.1979 | [13 empty] | 0.073565 | [11 empty] | 0.56926 | [17 empty] | 1.118 |  |  |  | 2.4865 |  |  |  | 15.9456 |  |  |  | 0.019148 | [13 empty] | 16.2685 |  | 9.0976 | [7 empty] | 11.0096 | [5 empty] | 248.3935 | [17 empty] | 0.98969 |  |  |  | 32.7954 | [5 empty] | 0.62751 | [13 empty] | 5.1491 | [5 empty] | 33.1749 | [12 empty] | 2025 | Bertrandsson Erlandsson et al. (2025), Mineralium Deposita, 60, 869–894 |  | POL, COD, ZMB, NAM
| Rudna |  | Basin hydrothermal | Stratiform sediment-hosted Cu | stratiform sediment-hosted Cu-Co | Cu, Co | Ag, Au, Pb, Ni, Se, Re, Zn | Cu, Co, Ag, Au, Pb, Ni, Se, Re, Zn | Bertrandsson Erlandsson et al., 2022; Foltyn et al., 2022; El Desouky et al., 2010 |  | B1-1-3-1 | B1-1-3-1 | [5 empty] | ore material | polished section |  | mineral separate | [5 empty] | mineralisation |  |  |  | chalcopyrite, sphalerite, pyrite | stage 1 (sediment-hosted, diagenetic), stage 2 (epigenetic hydrothermal veins) | disseminations, veins, mineralized nodules | disseminations, mineralized nodules, veins cross-cutting sedimentary bedding |  |  |  | quartz, carbonates |  | LA-ICPMS | ESI NWR213 Nd:YAG laser ablation system coupled to an Agilent 8800 QQQ ICP-MS | Montanuniversität Leoben, Austria | 50 µm spot size, 2 – 3 J/cm2 on-mineral fluency, 10 Hz repetition rate, helium carrier gas at 0.75 L/min flow rate, 30-s pre-ablation laser warm-up, 60 s dwell time, 30-s washout period | USGS pressed powder polysulfide reference material MASS-1 (Wilson et al. 2002) as external standard for chalcopyrite; sphalerite matrix-matched sinter pressed powder pellet reference material MUL-Zn S1 (Onuk et al. 2017) as external standard for sphalerite and pyrite; MASS-1 used as external standard for Te, Au, Tl, and Hg in sphalerite and pyrite | 438.9197 |  |  |  | 3.9713 | [21 empty] | 6.153 | [17 empty] | 12.3202 |  |  |  | 7.7679 |  |  |  | 23.0245 |  |  |  | 0.10235 | [13 empty] | 222.8802 |  | 191.8724 | [7 empty] | 108.9919 | [5 empty] | 262.8889 | [17 empty] | 4.4945 |  |  |  | 62.3213 | [5 empty] | 3.0547 | [13 empty] | 4.2591 | [5 empty] | 1040.5192 | [7 empty] | 49.8175 |  |  |  |  | 2025 | Bertrandsson Erlandsson et al. (2025), Mineralium Deposita, 60, 869–894 |  | POL, COD, ZMB, NAM
| Rudna |  | Basin hydrothermal | Stratiform sediment-hosted Cu | stratiform sediment-hosted Cu-Co | Cu, Co | Ag, Au, Pb, Ni, Se, Re, Zn | Cu, Co, Ag, Au, Pb, Ni, Se, Re, Zn | Bertrandsson Erlandsson et al., 2022; Foltyn et al., 2022; El Desouky et al., 2010 |  | B1-1-4-1 | B1-1-4-1 | [5 empty] | ore material | polished section |  | mineral separate | [5 empty] | mineralisation |  |  |  | chalcopyrite, sphalerite, pyrite | stage 1 (sediment-hosted, diagenetic), stage 2 (epigenetic hydrothermal veins) | disseminations, veins, mineralized nodules | disseminations, mineralized nodules, veins cross-cutting sedimentary bedding |  |  |  | quartz, carbonates |  | LA-ICPMS | ESI NWR213 Nd:YAG laser ablation system coupled to an Agilent 8800 QQQ ICP-MS | Montanuniversität Leoben, Austria | 50 µm spot size, 2 – 3 J/cm2 on-mineral fluency, 10 Hz repetition rate, helium carrier gas at 0.75 L/min flow rate, 30-s pre-ablation laser warm-up, 60 s dwell time, 30-s washout period | USGS pressed powder polysulfide reference material MASS-1 (Wilson et al. 2002) as external standard for chalcopyrite; sphalerite matrix-matched sinter pressed powder pellet reference material MUL-Zn S1 (Onuk et al. 2017) as external standard for sphalerite and pyrite; MASS-1 used as external standard for Te, Au, Tl, and Hg in sphalerite and pyrite | 520.1276 |  |  |  | 3.523 |  | 0.021139 | [19 empty] | 3.8115 | [17 empty] | 7.9152 |  |  |  | 7.8387 |  |  |  | 28.378 |  |  |  | 0.094403 | [13 empty] | 176.585 |  | 91.6544 | [7 empty] | 64.8041 | [5 empty] | 317.3283 | [17 empty] | 3.7662 |  |  |  | 51.4207 | [5 empty] | 2.0505 | [13 empty] | 4.6677 | [5 empty] | 552.8495 | [7 empty] | 24.2281 |  |  |  |  | 2025 | Bertrandsson Erlandsson et al. (2025), Mineralium Deposita, 60, 869–894 |  | POL, COD, ZMB, NAM
| Rudna |  | Basin hydrothermal | Stratiform sediment-hosted Cu | stratiform sediment-hosted Cu-Co | Cu, Co | Ag, Au, Pb, Ni, Se, Re, Zn | Cu, Co, Ag, Au, Pb, Ni, Se, Re, Zn | Bertrandsson Erlandsson et al., 2022; Foltyn et al., 2022; El Desouky et al., 2010 |  | B1-1-5-1 | B1-1-5-1 | [5 empty] | ore material | polished section |  | mineral separate | [5 empty] | mineralisation |  |  |  | chalcopyrite, sphalerite, pyrite | stage 1 (sediment-hosted, diagenetic), stage 2 (epigenetic hydrothermal veins) | disseminations, veins, mineralized nodules | disseminations, mineralized nodules, veins cross-cutting sedimentary bedding |  |  |  | quartz, carbonates |  | LA-ICPMS | ESI NWR213 Nd:YAG laser ablation system coupled to an Agilent 8800 QQQ ICP-MS | Montanuniversität Leoben, Austria | 50 µm spot size, 2 – 3 J/cm2 on-mineral fluency, 10 Hz repetition rate, helium carrier gas at 0.75 L/min flow rate, 30-s pre-ablation laser warm-up, 60 s dwell time, 30-s washout period | USGS pressed powder polysulfide reference material MASS-1 (Wilson et al. 2002) as external standard for chalcopyrite; sphalerite matrix-matched sinter pressed powder pellet reference material MUL-Zn S1 (Onuk et al. 2017) as external standard for sphalerite and pyrite; MASS-1 used as external standard for Te, Au, Tl, and Hg in sphalerite and pyrite | 508.0415 |  |  |  | 4.3959 | [21 empty] | 7.4532 | [17 empty] | 14.3552 |  |  |  | 5.3114 |  |  |  | 58.6156 |  |  |  | 0.062078 | [13 empty] | 639.906 |  | 146.676 | [7 empty] | 209.502 | [5 empty] | 305.3122 | [17 empty] | 2.8127 |  |  |  | 35.5624 | [5 empty] | 3.788 | [13 empty] | 6.1567 | [5 empty] | 1393.6069 | [7 empty] | 49.9087 |  |  |  |  | 2025 | Bertrandsson Erlandsson et al. (2025), Mineralium Deposita, 60, 869–894 |  | POL, COD, ZMB, NAM
| Lubin |  | Basin hydrothermal | Stratiform sediment-hosted Cu | stratiform sediment-hosted Cu-Co | Cu, Co | Ag, Au, Pb, Ni, Se, Re, Zn | Cu, Co, Ag, Au, Pb, Ni, Se, Re, Zn | Bertrandsson Erlandsson et al., 2022; Foltyn et al., 2022; El Desouky et al., 2010 |  | B4L-1-1 | B4L-1-1 | [5 empty] | ore material | polished section |  | mineral separate | [5 empty] | mineralisation |  |  |  | chalcopyrite, sphalerite, pyrite | stage 1 (sediment-hosted, diagenetic), stage 2 (epigenetic hydrothermal veins) | disseminations, veins, mineralized nodules | disseminations, mineralized nodules, veins cross-cutting sedimentary bedding |  |  |  | quartz, carbonates |  | LA-ICPMS | ESI NWR213 Nd:YAG laser ablation system coupled to an Agilent 8800 QQQ ICP-MS | Montanuniversität Leoben, Austria | 50 µm spot size, 2 – 3 J/cm2 on-mineral fluency, 10 Hz repetition rate, helium carrier gas at 0.75 L/min flow rate, 30-s pre-ablation laser warm-up, 60 s dwell time, 30-s washout period | USGS pressed powder polysulfide reference material MASS-1 (Wilson et al. 2002) as external standard for chalcopyrite; sphalerite matrix-matched sinter pressed powder pellet reference material MUL-Zn S1 (Onuk et al. 2017) as external standard for sphalerite and pyrite; MASS-1 used as external standard for Te, Au, Tl, and Hg in sphalerite and pyrite | 20.3952 | [13 empty] | 0.019037 | [11 empty] | 0.25595 | [17 empty] | 0.075854 |  |  |  | 0.20945 |  |  |  | 11.1445 |  |  |  | 1.8848 | [13 empty] | 14.005 | [9 empty] | 4.9307 | [5 empty] | 122.9319 | [17 empty] | 1.5979 |  |  |  | 21.0721 | [5 empty] | 1.0209 | [13 empty] | 1.5075 | [5 empty] | 0.86069 | [12 empty] | 2025 | Bertrandsson Erlandsson et al. (2025), Mineralium Deposita, 60, 869–894 |  | POL, COD, ZMB, NAM
| Lubin |  | Basin hydrothermal | Stratiform sediment-hosted Cu | stratiform sediment-hosted Cu-Co | Cu, Co | Ag, Au, Pb, Ni, Se, Re, Zn | Cu, Co, Ag, Au, Pb, Ni, Se, Re, Zn | Bertrandsson Erlandsson et al., 2022; Foltyn et al., 2022; El Desouky et al., 2010 |  | B4L-2-1 | B4L-2-1 | [5 empty] | ore material | polished section |  | mineral separate | [5 empty] | mineralisation |  |  |  | chalcopyrite, sphalerite, pyrite | stage 1 (sediment-hosted, diagenetic), stage 2 (epigenetic hydrothermal veins) | disseminations, veins, mineralized nodules | disseminations, mineralized nodules, veins cross-cutting sedimentary bedding |  |  |  | quartz, carbonates |  | LA-ICPMS | ESI NWR213 Nd:YAG laser ablation system coupled to an Agilent 8800 QQQ ICP-MS | Montanuniversität Leoben, Austria | 50 µm spot size, 2 – 3 J/cm2 on-mineral fluency, 10 Hz repetition rate, helium carrier gas at 0.75 L/min flow rate, 30-s pre-ablation laser warm-up, 60 s dwell time, 30-s washout period | USGS pressed powder polysulfide reference material MASS-1 (Wilson et al. 2002) as external standard for chalcopyrite; sphalerite matrix-matched sinter pressed powder pellet reference material MUL-Zn S1 (Onuk et al. 2017) as external standard for sphalerite and pyrite; MASS-1 used as external standard for Te, Au, Tl, and Hg in sphalerite and pyrite | 30.5139 | [25 empty] | 0.39178 | [17 empty] | 0.084377 |  |  |  | 0.19548 | [7 empty] | 1.9041 | [13 empty] | 14.1824 | [9 empty] | 7.3209 | [5 empty] | 102.7526 | [17 empty] | 1.4603 |  |  |  | 26.6744 | [5 empty] | 1.1597 | [13 empty] | 1.5081 | [5 empty] | 1.4046 | [12 empty] | 2025 | Bertrandsson Erlandsson et al. (2025), Mineralium Deposita, 60, 869–894 |  | POL, COD, ZMB, NAM
| Lubin |  | Basin hydrothermal | Stratiform sediment-hosted Cu | stratiform sediment-hosted Cu-Co | Cu, Co | Ag, Au, Pb, Ni, Se, Re, Zn | Cu, Co, Ag, Au, Pb, Ni, Se, Re, Zn | Bertrandsson Erlandsson et al., 2022; Foltyn et al., 2022; El Desouky et al., 2010 |  | B4L-3-1 | B4L-3-1 | [5 empty] | ore material | polished section |  | mineral separate | [5 empty] | mineralisation |  |  |  | chalcopyrite, sphalerite, pyrite | stage 1 (sediment-hosted, diagenetic), stage 2 (epigenetic hydrothermal veins) | disseminations, veins, mineralized nodules | disseminations, mineralized nodules, veins cross-cutting sedimentary bedding |  |  |  | quartz, carbonates |  | LA-ICPMS | ESI NWR213 Nd:YAG laser ablation system coupled to an Agilent 8800 QQQ ICP-MS | Montanuniversität Leoben, Austria | 50 µm spot size, 2 – 3 J/cm2 on-mineral fluency, 10 Hz repetition rate, helium carrier gas at 0.75 L/min flow rate, 30-s pre-ablation laser warm-up, 60 s dwell time, 30-s washout period | USGS pressed powder polysulfide reference material MASS-1 (Wilson et al. 2002) as external standard for chalcopyrite; sphalerite matrix-matched sinter pressed powder pellet reference material MUL-Zn S1 (Onuk et al. 2017) as external standard for sphalerite and pyrite; MASS-1 used as external standard for Te, Au, Tl, and Hg in sphalerite and pyrite | 24.2734 | [13 empty] | 0.019885 | [11 empty] | 0.42284 | [29 empty] | 1.9211 | [13 empty] | 14.3049 | [9 empty] | 4.8835 | [5 empty] | 128.438 | [17 empty] | 1.6239 |  |  |  | 14.5641 | [5 empty] | 0.94501 | [13 empty] | 1.3787 | [5 empty] | 0.86778 | [12 empty] | 2025 | Bertrandsson Erlandsson et al. (2025), Mineralium Deposita, 60, 869–894 |  | POL, COD, ZMB, NAM
| Lubin |  | Basin hydrothermal | Stratiform sediment-hosted Cu | stratiform sediment-hosted Cu-Co | Cu, Co | Ag, Au, Pb, Ni, Se, Re, Zn | Cu, Co, Ag, Au, Pb, Ni, Se, Re, Zn | Bertrandsson Erlandsson et al., 2022; Foltyn et al., 2022; El Desouky et al., 2010 |  | B4L-4-1 | B4L-4-1 | [5 empty] | ore material | polished section |  | mineral separate | [5 empty] | mineralisation |  |  |  | chalcopyrite, sphalerite, pyrite | stage 1 (sediment-hosted, diagenetic), stage 2 (epigenetic hydrothermal veins) | disseminations, veins, mineralized nodules | disseminations, mineralized nodules, veins cross-cutting sedimentary bedding |  |  |  | quartz, carbonates |  | LA-ICPMS | ESI NWR213 Nd:YAG laser ablation system coupled to an Agilent 8800 QQQ ICP-MS | Montanuniversität Leoben, Austria | 50 µm spot size, 2 – 3 J/cm2 on-mineral fluency, 10 Hz repetition rate, helium carrier gas at 0.75 L/min flow rate, 30-s pre-ablation laser warm-up, 60 s dwell time, 30-s washout period | USGS pressed powder polysulfide reference material MASS-1 (Wilson et al. 2002) as external standard for chalcopyrite; sphalerite matrix-matched sinter pressed powder pellet reference material MUL-Zn S1 (Onuk et al. 2017) as external standard for sphalerite and pyrite; MASS-1 used as external standard for Te, Au, Tl, and Hg in sphalerite and pyrite | 19.0679 | [13 empty] | 0.022052 | [11 empty] | 0.29218 | [21 empty] | 0.14844 |  |  |  | 21.9936 |  |  |  | 1.9227 | [13 empty] | 14.5588 | [9 empty] | 6.3075 | [5 empty] | 115.5259 | [17 empty] | 1.6268 |  |  |  | 26.5704 | [5 empty] | 1.1946 | [13 empty] | 1.3683 | [5 empty] | 1.2625 | [12 empty] | 2025 | Bertrandsson Erlandsson et al. (2025), Mineralium Deposita, 60, 869–894 |  | POL, COD, ZMB, NAM
| Lubin |  | Basin hydrothermal | Stratiform sediment-hosted Cu | stratiform sediment-hosted Cu-Co | Cu, Co | Ag, Au, Pb, Ni, Se, Re, Zn | Cu, Co, Ag, Au, Pb, Ni, Se, Re, Zn | Bertrandsson Erlandsson et al., 2022; Foltyn et al., 2022; El Desouky et al., 2010 |  | B4L-6-1 | B4L-6-1 | [5 empty] | ore material | polished section |  | mineral separate | [5 empty] | mineralisation |  |  |  | chalcopyrite, sphalerite, pyrite | stage 1 (sediment-hosted, diagenetic), stage 2 (epigenetic hydrothermal veins) | disseminations, veins, mineralized nodules | disseminations, mineralized nodules, veins cross-cutting sedimentary bedding |  |  |  | quartz, carbonates |  | LA-ICPMS | ESI NWR213 Nd:YAG laser ablation system coupled to an Agilent 8800 QQQ ICP-MS | Montanuniversität Leoben, Austria | 50 µm spot size, 2 – 3 J/cm2 on-mineral fluency, 10 Hz repetition rate, helium carrier gas at 0.75 L/min flow rate, 30-s pre-ablation laser warm-up, 60 s dwell time, 30-s washout period | USGS pressed powder polysulfide reference material MASS-1 (Wilson et al. 2002) as external standard for chalcopyrite; sphalerite matrix-matched sinter pressed powder pellet reference material MUL-Zn S1 (Onuk et al. 2017) as external standard for sphalerite and pyrite; MASS-1 used as external standard for Te, Au, Tl, and Hg in sphalerite and pyrite | 16.3454 | [13 empty] | 0.030839 | [11 empty] | 0.35867 | [25 empty] | 6.546 |  |  |  | 2.8348 | [13 empty] | 14.4364 | [9 empty] | 6.3095 | [5 empty] | 106.1378 | [17 empty] | 1.6438 |  |  |  | 17.3111 | [5 empty] | 1.2299 | [13 empty] | 1.4231 | [5 empty] | 1.1922 | [12 empty] | 2025 | Bertrandsson Erlandsson et al. (2025), Mineralium Deposita, 60, 869–894 |  | POL, COD, ZMB, NAM
| Lubin |  | Basin hydrothermal | Stratiform sediment-hosted Cu | stratiform sediment-hosted Cu-Co | Cu, Co | Ag, Au, Pb, Ni, Se, Re, Zn | Cu, Co, Ag, Au, Pb, Ni, Se, Re, Zn | Bertrandsson Erlandsson et al., 2022; Foltyn et al., 2022; El Desouky et al., 2010 |  | B4L-7-1 | B4L-7-1 | [5 empty] | ore material | polished section |  | mineral separate | [5 empty] | mineralisation |  |  |  | chalcopyrite, sphalerite, pyrite | stage 1 (sediment-hosted, diagenetic), stage 2 (epigenetic hydrothermal veins) | disseminations, veins, mineralized nodules | disseminations, mineralized nodules, veins cross-cutting sedimentary bedding |  |  |  | quartz, carbonates |  | LA-ICPMS | ESI NWR213 Nd:YAG laser ablation system coupled to an Agilent 8800 QQQ ICP-MS | Montanuniversität Leoben, Austria | 50 µm spot size, 2 – 3 J/cm2 on-mineral fluency, 10 Hz repetition rate, helium carrier gas at 0.75 L/min flow rate, 30-s pre-ablation laser warm-up, 60 s dwell time, 30-s washout period | USGS pressed powder polysulfide reference material MASS-1 (Wilson et al. 2002) as external standard for chalcopyrite; sphalerite matrix-matched sinter pressed powder pellet reference material MUL-Zn S1 (Onuk et al. 2017) as external standard for sphalerite and pyrite; MASS-1 used as external standard for Te, Au, Tl, and Hg in sphalerite and pyrite | 16.5377 | [25 empty] | 0.19474 | [25 empty] | 5.1568 |  |  |  | 2.7458 | [13 empty] | 15.3291 | [9 empty] | 3.3094 | [5 empty] | 96.7543 | [17 empty] | 1.6551 |  |  |  | 17.6454 | [5 empty] | 1.1461 | [13 empty] | 0.97979 | [5 empty] | 0.71482 | [12 empty] | 2025 | Bertrandsson Erlandsson et al. (2025), Mineralium Deposita, 60, 869–894 |  | POL, COD, ZMB, NAM
| Lubin |  | Basin hydrothermal | Stratiform sediment-hosted Cu | stratiform sediment-hosted Cu-Co | Cu, Co | Ag, Au, Pb, Ni, Se, Re, Zn | Cu, Co, Ag, Au, Pb, Ni, Se, Re, Zn | Bertrandsson Erlandsson et al., 2022; Foltyn et al., 2022; El Desouky et al., 2010 |  | B4L-8-1 | B4L-8-1 | [5 empty] | ore material | polished section |  | mineral separate | [5 empty] | mineralisation |  |  |  | chalcopyrite, sphalerite, pyrite | stage 1 (sediment-hosted, diagenetic), stage 2 (epigenetic hydrothermal veins) | disseminations, veins, mineralized nodules | disseminations, mineralized nodules, veins cross-cutting sedimentary bedding |  |  |  | quartz, carbonates |  | LA-ICPMS | ESI NWR213 Nd:YAG laser ablation system coupled to an Agilent 8800 QQQ ICP-MS | Montanuniversität Leoben, Austria | 50 µm spot size, 2 – 3 J/cm2 on-mineral fluency, 10 Hz repetition rate, helium carrier gas at 0.75 L/min flow rate, 30-s pre-ablation laser warm-up, 60 s dwell time, 30-s washout period | USGS pressed powder polysulfide reference material MASS-1 (Wilson et al. 2002) as external standard for chalcopyrite; sphalerite matrix-matched sinter pressed powder pellet reference material MUL-Zn S1 (Onuk et al. 2017) as external standard for sphalerite and pyrite; MASS-1 used as external standard for Te, Au, Tl, and Hg in sphalerite and pyrite | 31.926 | [13 empty] | 0.020649 | [11 empty] | 0.26778 | [25 empty] | 10.1877 |  |  |  | 2.5043 | [13 empty] | 14.5503 |  | 0.12037 | [7 empty] | 4.9012 | [5 empty] | 137.4603 | [17 empty] | 1.6459 |  |  |  | 18.5125 | [5 empty] | 1.0638 | [13 empty] | 1.8362 | [5 empty] | 0.89583 | [12 empty] | 2025 | Bertrandsson Erlandsson et al. (2025), Mineralium Deposita, 60, 869–894 |  | POL, COD, ZMB, NAM
| Rudna |  | Basin hydrothermal | Stratiform sediment-hosted Cu | stratiform sediment-hosted Cu-Co | Cu, Co | Ag, Au, Pb, Ni, Se, Re, Zn | Cu, Co, Ag, Au, Pb, Ni, Se, Re, Zn | Bertrandsson Erlandsson et al., 2022; Foltyn et al., 2022; El Desouky et al., 2010 |  | B-1-2-1-1 | B-1-2-1-1 | [5 empty] | ore material | polished section |  | mineral separate | [5 empty] | mineralisation |  |  |  | chalcopyrite, sphalerite, pyrite | stage 1 (sediment-hosted, diagenetic), stage 2 (epigenetic hydrothermal veins) | disseminations, veins, mineralized nodules | disseminations, mineralized nodules, veins cross-cutting sedimentary bedding |  |  |  | quartz, carbonates |  | LA-ICPMS | ESI NWR213 Nd:YAG laser ablation system coupled to an Agilent 8800 QQQ ICP-MS | Montanuniversität Leoben, Austria | 50 µm spot size, 2 – 3 J/cm2 on-mineral fluency, 10 Hz repetition rate, helium carrier gas at 0.75 L/min flow rate, 30-s pre-ablation laser warm-up, 60 s dwell time, 30-s washout period | USGS pressed powder polysulfide reference material MASS-1 (Wilson et al. 2002) as external standard for chalcopyrite; sphalerite matrix-matched sinter pressed powder pellet reference material MUL-Zn S1 (Onuk et al. 2017) as external standard for sphalerite and pyrite; MASS-1 used as external standard for Te, Au, Tl, and Hg in sphalerite and pyrite | 11.2401 | [13 empty] | 0.022078 | [11 empty] | 0.14808 | [17 empty] | 0.19662 |  |  |  | 1.3585 | [21 empty] | 269.2276 |  | 2.0445 | [7 empty] | 2.2054 | [5 empty] | 66.6617 | [17 empty] | 1.6217 |  |  |  | 33.2406 | [5 empty] | 0.52057 | [13 empty] | 1.5488 | [5 empty] | 32.8742 | [12 empty] | 2025 | Bertrandsson Erlandsson et al. (2025), Mineralium Deposita, 60, 869–894 |  | POL, COD, ZMB, NAM
| Rudna |  | Basin hydrothermal | Stratiform sediment-hosted Cu | stratiform sediment-hosted Cu-Co | Cu, Co | Ag, Au, Pb, Ni, Se, Re, Zn | Cu, Co, Ag, Au, Pb, Ni, Se, Re, Zn | Bertrandsson Erlandsson et al., 2022; Foltyn et al., 2022; El Desouky et al., 2010 |  | B-1-2-10-1 | B-1-2-10-1 | [5 empty] | ore material | polished section |  | mineral separate | [5 empty] | mineralisation |  |  |  | chalcopyrite, sphalerite, pyrite | stage 1 (sediment-hosted, diagenetic), stage 2 (epigenetic hydrothermal veins) | disseminations, veins, mineralized nodules | disseminations, mineralized nodules, veins cross-cutting sedimentary bedding |  |  |  | quartz, carbonates |  | LA-ICPMS | ESI NWR213 Nd:YAG laser ablation system coupled to an Agilent 8800 QQQ ICP-MS | Montanuniversität Leoben, Austria | 50 µm spot size, 2 – 3 J/cm2 on-mineral fluency, 10 Hz repetition rate, helium carrier gas at 0.75 L/min flow rate, 30-s pre-ablation laser warm-up, 60 s dwell time, 30-s washout period | USGS pressed powder polysulfide reference material MASS-1 (Wilson et al. 2002) as external standard for chalcopyrite; sphalerite matrix-matched sinter pressed powder pellet reference material MUL-Zn S1 (Onuk et al. 2017) as external standard for sphalerite and pyrite; MASS-1 used as external standard for Te, Au, Tl, and Hg in sphalerite and pyrite | 23.0683 | [13 empty] | 0.051223 | [11 empty] | 4.4062 | [17 empty] | 0.5429 |  |  |  | 0.25258 |  |  |  | 7.9169 |  |  |  | 0.036823 | [13 empty] | 23.6672 |  | 22.3642 | [7 empty] | 39.2887 | [5 empty] | 113.0178 | [17 empty] | 1.7631 |  |  |  | 36.1644 | [5 empty] | 0.53939 | [13 empty] | 1.5405 | [5 empty] | 41.9744 | [12 empty] | 2025 | Bertrandsson Erlandsson et al. (2025), Mineralium Deposita, 60, 869–894 |  | POL, COD, ZMB, NAM
| Rudna |  | Basin hydrothermal | Stratiform sediment-hosted Cu | stratiform sediment-hosted Cu-Co | Cu, Co | Ag, Au, Pb, Ni, Se, Re, Zn | Cu, Co, Ag, Au, Pb, Ni, Se, Re, Zn | Bertrandsson Erlandsson et al., 2022; Foltyn et al., 2022; El Desouky et al., 2010 |  | B-1-2-11-1 | B-1-2-11-1 | [5 empty] | ore material | polished section |  | mineral separate | [5 empty] | mineralisation |  |  |  | chalcopyrite, sphalerite, pyrite | stage 1 (sediment-hosted, diagenetic), stage 2 (epigenetic hydrothermal veins) | disseminations, veins, mineralized nodules | disseminations, mineralized nodules, veins cross-cutting sedimentary bedding |  |  |  | quartz, carbonates |  | LA-ICPMS | ESI NWR213 Nd:YAG laser ablation system coupled to an Agilent 8800 QQQ ICP-MS | Montanuniversität Leoben, Austria | 50 µm spot size, 2 – 3 J/cm2 on-mineral fluency, 10 Hz repetition rate, helium carrier gas at 0.75 L/min flow rate, 30-s pre-ablation laser warm-up, 60 s dwell time, 30-s washout period | USGS pressed powder polysulfide reference material MASS-1 (Wilson et al. 2002) as external standard for chalcopyrite; sphalerite matrix-matched sinter pressed powder pellet reference material MUL-Zn S1 (Onuk et al. 2017) as external standard for sphalerite and pyrite; MASS-1 used as external standard for Te, Au, Tl, and Hg in sphalerite and pyrite | 46.8655 | [5 empty] | 0.014692 | [7 empty] | 0.056314 | [11 empty] | 0.48347 | [17 empty] | 0.23844 |  |  |  | 0.2705 |  |  |  | 28.6684 |  |  |  | 0.090142 | [13 empty] | 17.6797 |  | 1.5453 | [7 empty] | 12.3594 | [5 empty] | 228.1386 | [17 empty] | 3.2237 |  |  |  | 27.5788 | [5 empty] | 0.66219 | [13 empty] | 0.82718 | [5 empty] | 9.5827 | [12 empty] | 2025 | Bertrandsson Erlandsson et al. (2025), Mineralium Deposita, 60, 869–894 |  | POL, COD, ZMB, NAM
| Rudna |  | Basin hydrothermal | Stratiform sediment-hosted Cu | stratiform sediment-hosted Cu-Co | Cu, Co | Ag, Au, Pb, Ni, Se, Re, Zn | Cu, Co, Ag, Au, Pb, Ni, Se, Re, Zn | Bertrandsson Erlandsson et al., 2022; Foltyn et al., 2022; El Desouky et al., 2010 |  | B-1-2-12-1 | B-1-2-12-1 | [5 empty] | ore material | polished section |  | mineral separate | [5 empty] | mineralisation |  |  |  | chalcopyrite, sphalerite, pyrite | stage 1 (sediment-hosted, diagenetic), stage 2 (epigenetic hydrothermal veins) | disseminations, veins, mineralized nodules | disseminations, mineralized nodules, veins cross-cutting sedimentary bedding |  |  |  | quartz, carbonates |  | LA-ICPMS | ESI NWR213 Nd:YAG laser ablation system coupled to an Agilent 8800 QQQ ICP-MS | Montanuniversität Leoben, Austria | 50 µm spot size, 2 – 3 J/cm2 on-mineral fluency, 10 Hz repetition rate, helium carrier gas at 0.75 L/min flow rate, 30-s pre-ablation laser warm-up, 60 s dwell time, 30-s washout period | USGS pressed powder polysulfide reference material MASS-1 (Wilson et al. 2002) as external standard for chalcopyrite; sphalerite matrix-matched sinter pressed powder pellet reference material MUL-Zn S1 (Onuk et al. 2017) as external standard for sphalerite and pyrite; MASS-1 used as external standard for Te, Au, Tl, and Hg in sphalerite and pyrite | 57.1736 |  |  |  | 3.2707 | [9 empty] | 0.083471 | [11 empty] | 3.4998 | [17 empty] | 0.39955 |  |  |  | 0.41893 | [7 empty] | 0.033186 | [13 empty] | 18.1589 |  | 3.8779 | [7 empty] | 11.4892 | [5 empty] | 235.1643 | [17 empty] | 3.0386 |  |  |  | 27.1739 | [5 empty] | 0.30438 | [13 empty] | 0.77488 | [5 empty] | 6.7253 | [12 empty] | 2025 | Bertrandsson Erlandsson et al. (2025), Mineralium Deposita, 60, 869–894 |  | POL, COD, ZMB, NAM
| Rudna |  | Basin hydrothermal | Stratiform sediment-hosted Cu | stratiform sediment-hosted Cu-Co | Cu, Co | Ag, Au, Pb, Ni, Se, Re, Zn | Cu, Co, Ag, Au, Pb, Ni, Se, Re, Zn | Bertrandsson Erlandsson et al., 2022; Foltyn et al., 2022; El Desouky et al., 2010 |  | B-1-2-13-1 | B-1-2-13-1 | [5 empty] | ore material | polished section |  | mineral separate | [5 empty] | mineralisation |  |  |  | chalcopyrite, sphalerite, pyrite | stage 1 (sediment-hosted, diagenetic), stage 2 (epigenetic hydrothermal veins) | disseminations, veins, mineralized nodules | disseminations, mineralized nodules, veins cross-cutting sedimentary bedding |  |  |  | quartz, carbonates |  | LA-ICPMS | ESI NWR213 Nd:YAG laser ablation system coupled to an Agilent 8800 QQQ ICP-MS | Montanuniversität Leoben, Austria | 50 µm spot size, 2 – 3 J/cm2 on-mineral fluency, 10 Hz repetition rate, helium carrier gas at 0.75 L/min flow rate, 30-s pre-ablation laser warm-up, 60 s dwell time, 30-s washout period | USGS pressed powder polysulfide reference material MASS-1 (Wilson et al. 2002) as external standard for chalcopyrite; sphalerite matrix-matched sinter pressed powder pellet reference material MUL-Zn S1 (Onuk et al. 2017) as external standard for sphalerite and pyrite; MASS-1 used as external standard for Te, Au, Tl, and Hg in sphalerite and pyrite | 57.5096 | [13 empty] | 0.07634 | [11 empty] | 1.0311 | [17 empty] | 0.19875 |  |  |  | 0.38388 | [21 empty] | 30.1042 |  | 0.64461 | [7 empty] | 9.6972 | [5 empty] | 285.2416 | [17 empty] | 3.2498 |  |  |  | 30.8354 | [5 empty] | 0.33299 | [13 empty] | 0.75318 | [5 empty] | 5.2479 | [12 empty] | 2025 | Bertrandsson Erlandsson et al. (2025), Mineralium Deposita, 60, 869–894 |  | POL, COD, ZMB, NAM
| Rudna |  | Basin hydrothermal | Stratiform sediment-hosted Cu | stratiform sediment-hosted Cu-Co | Cu, Co | Ag, Au, Pb, Ni, Se, Re, Zn | Cu, Co, Ag, Au, Pb, Ni, Se, Re, Zn | Bertrandsson Erlandsson et al., 2022; Foltyn et al., 2022; El Desouky et al., 2010 |  | B-1-2-5-1 | B-1-2-5-1 | [5 empty] | ore material | polished section |  | mineral separate | [5 empty] | mineralisation |  |  |  | chalcopyrite, sphalerite, pyrite | stage 1 (sediment-hosted, diagenetic), stage 2 (epigenetic hydrothermal veins) | disseminations, veins, mineralized nodules | disseminations, mineralized nodules, veins cross-cutting sedimentary bedding |  |  |  | quartz, carbonates |  | LA-ICPMS | ESI NWR213 Nd:YAG laser ablation system coupled to an Agilent 8800 QQQ ICP-MS | Montanuniversität Leoben, Austria | 50 µm spot size, 2 – 3 J/cm2 on-mineral fluency, 10 Hz repetition rate, helium carrier gas at 0.75 L/min flow rate, 30-s pre-ablation laser warm-up, 60 s dwell time, 30-s washout period | USGS pressed powder polysulfide reference material MASS-1 (Wilson et al. 2002) as external standard for chalcopyrite; sphalerite matrix-matched sinter pressed powder pellet reference material MUL-Zn S1 (Onuk et al. 2017) as external standard for sphalerite and pyrite; MASS-1 used as external standard for Te, Au, Tl, and Hg in sphalerite and pyrite | 23.6509 | [13 empty] | 0.066176 | [11 empty] | 0.49688 | [17 empty] | 0.10184 |  |  |  | 0.28129 |  |  |  | 11.8524 |  |  |  | 0.028693 | [13 empty] | 23.078 |  | 5.6557 | [7 empty] | 9.6681 | [5 empty] | 108.8719 | [17 empty] | 1.2637 |  |  |  | 45.9012 | [5 empty] | 0.39327 | [13 empty] | 1.0075 | [5 empty] | 6.1079 | [12 empty] | 2025 | Bertrandsson Erlandsson et al. (2025), Mineralium Deposita, 60, 869–894 |  | POL, COD, ZMB, NAM
| Rudna |  | Basin hydrothermal | Stratiform sediment-hosted Cu | stratiform sediment-hosted Cu-Co | Cu, Co | Ag, Au, Pb, Ni, Se, Re, Zn | Cu, Co, Ag, Au, Pb, Ni, Se, Re, Zn | Bertrandsson Erlandsson et al., 2022; Foltyn et al., 2022; El Desouky et al., 2010 |  | B-1-2-6-1 | B-1-2-6-1 | [5 empty] | ore material | polished section |  | mineral separate | [5 empty] | mineralisation |  |  |  | chalcopyrite, sphalerite, pyrite | stage 1 (sediment-hosted, diagenetic), stage 2 (epigenetic hydrothermal veins) | disseminations, veins, mineralized nodules | disseminations, mineralized nodules, veins cross-cutting sedimentary bedding |  |  |  | quartz, carbonates |  | LA-ICPMS | ESI NWR213 Nd:YAG laser ablation system coupled to an Agilent 8800 QQQ ICP-MS | Montanuniversität Leoben, Austria | 50 µm spot size, 2 – 3 J/cm2 on-mineral fluency, 10 Hz repetition rate, helium carrier gas at 0.75 L/min flow rate, 30-s pre-ablation laser warm-up, 60 s dwell time, 30-s washout period | USGS pressed powder polysulfide reference material MASS-1 (Wilson et al. 2002) as external standard for chalcopyrite; sphalerite matrix-matched sinter pressed powder pellet reference material MUL-Zn S1 (Onuk et al. 2017) as external standard for sphalerite and pyrite; MASS-1 used as external standard for Te, Au, Tl, and Hg in sphalerite and pyrite | 29.9886 | [13 empty] | 0.034636 | [11 empty] | 0.34447 | [17 empty] | 0.10302 |  |  |  | 0.33784 |  |  |  | 13.764 |  |  |  | 0.025877 | [13 empty] | 17.1689 |  | 3.2789 | [7 empty] | 6.9892 | [5 empty] | 113.8609 | [17 empty] | 1.8305 |  |  |  | 53.1142 | [5 empty] | 0.43237 | [13 empty] | 1.4524 | [5 empty] | 5.2043 | [12 empty] | 2025 | Bertrandsson Erlandsson et al. (2025), Mineralium Deposita, 60, 869–894 |  | POL, COD, ZMB, NAM
| Rudna |  | Basin hydrothermal | Stratiform sediment-hosted Cu | stratiform sediment-hosted Cu-Co | Cu, Co | Ag, Au, Pb, Ni, Se, Re, Zn | Cu, Co, Ag, Au, Pb, Ni, Se, Re, Zn | Bertrandsson Erlandsson et al., 2022; Foltyn et al., 2022; El Desouky et al., 2010 |  | B-1-2-7-1 | B-1-2-7-1 | [5 empty] | ore material | polished section |  | mineral separate | [5 empty] | mineralisation |  |  |  | chalcopyrite, sphalerite, pyrite | stage 1 (sediment-hosted, diagenetic), stage 2 (epigenetic hydrothermal veins) | disseminations, veins, mineralized nodules | disseminations, mineralized nodules, veins cross-cutting sedimentary bedding |  |  |  | quartz, carbonates |  | LA-ICPMS | ESI NWR213 Nd:YAG laser ablation system coupled to an Agilent 8800 QQQ ICP-MS | Montanuniversität Leoben, Austria | 50 µm spot size, 2 – 3 J/cm2 on-mineral fluency, 10 Hz repetition rate, helium carrier gas at 0.75 L/min flow rate, 30-s pre-ablation laser warm-up, 60 s dwell time, 30-s washout period | USGS pressed powder polysulfide reference material MASS-1 (Wilson et al. 2002) as external standard for chalcopyrite; sphalerite matrix-matched sinter pressed powder pellet reference material MUL-Zn S1 (Onuk et al. 2017) as external standard for sphalerite and pyrite; MASS-1 used as external standard for Te, Au, Tl, and Hg in sphalerite and pyrite | 19.0015 | [13 empty] | 0.063208 | [11 empty] | 0.16225 | [21 empty] | 0.30764 |  |  |  | 10.6998 |  |  |  | 0.024527 | [13 empty] | 15.8288 |  | 2.0054 | [7 empty] | 1.9178 | [5 empty] | 116.6985 | [17 empty] | 1.2521 |  |  |  | 44.7635 | [5 empty] | 0.35086 | [7 empty] | 0.18351 | [5 empty] | 0.45292 | [5 empty] | 5.3771 | [12 empty] | 2025 | Bertrandsson Erlandsson et al. (2025), Mineralium Deposita, 60, 869–894 |  | POL, COD, ZMB, NAM
| Rudna |  | Basin hydrothermal | Stratiform sediment-hosted Cu | stratiform sediment-hosted Cu-Co | Cu, Co | Ag, Au, Pb, Ni, Se, Re, Zn | Cu, Co, Ag, Au, Pb, Ni, Se, Re, Zn | Bertrandsson Erlandsson et al., 2022; Foltyn et al., 2022; El Desouky et al., 2010 |  | B-1-2-8-1 | B-1-2-8-1 | [5 empty] | ore material | polished section |  | mineral separate | [5 empty] | mineralisation |  |  |  | chalcopyrite, sphalerite, pyrite | stage 1 (sediment-hosted, diagenetic), stage 2 (epigenetic hydrothermal veins) | disseminations, veins, mineralized nodules | disseminations, mineralized nodules, veins cross-cutting sedimentary bedding |  |  |  | quartz, carbonates |  | LA-ICPMS | ESI NWR213 Nd:YAG laser ablation system coupled to an Agilent 8800 QQQ ICP-MS | Montanuniversität Leoben, Austria | 50 µm spot size, 2 – 3 J/cm2 on-mineral fluency, 10 Hz repetition rate, helium carrier gas at 0.75 L/min flow rate, 30-s pre-ablation laser warm-up, 60 s dwell time, 30-s washout period | USGS pressed powder polysulfide reference material MASS-1 (Wilson et al. 2002) as external standard for chalcopyrite; sphalerite matrix-matched sinter pressed powder pellet reference material MUL-Zn S1 (Onuk et al. 2017) as external standard for sphalerite and pyrite; MASS-1 used as external standard for Te, Au, Tl, and Hg in sphalerite and pyrite | 8.7907 | [13 empty] | 0.029397 | [11 empty] | 0.4879 | [17 empty] | 0.64666 |  |  |  | 0.4986 |  |  |  | 10.5657 |  |  |  | 0.082118 | [13 empty] | 18.5075 |  | 9.6099 | [7 empty] | 1.5437 | [5 empty] | 45.5616 | [17 empty] | 0.75347 |  |  |  | 69.3606 | [5 empty] | 0.44649 | [13 empty] | 0.39692 | [5 empty] | 47.9402 | [12 empty] | 2025 | Bertrandsson Erlandsson et al. (2025), Mineralium Deposita, 60, 869–894 |  | POL, COD, ZMB, NAM
| Rudna |  | Basin hydrothermal | Stratiform sediment-hosted Cu | stratiform sediment-hosted Cu-Co | Cu, Co | Ag, Au, Pb, Ni, Se, Re, Zn | Cu, Co, Ag, Au, Pb, Ni, Se, Re, Zn | Bertrandsson Erlandsson et al., 2022; Foltyn et al., 2022; El Desouky et al., 2010 |  | B-1-2-9-1 | B-1-2-9-1 | [5 empty] | ore material | polished section |  | mineral separate | [5 empty] | mineralisation |  |  |  | chalcopyrite, sphalerite, pyrite | stage 1 (sediment-hosted, diagenetic), stage 2 (epigenetic hydrothermal veins) | disseminations, veins, mineralized nodules | disseminations, mineralized nodules, veins cross-cutting sedimentary bedding |  |  |  | quartz, carbonates |  | LA-ICPMS | ESI NWR213 Nd:YAG laser ablation system coupled to an Agilent 8800 QQQ ICP-MS | Montanuniversität Leoben, Austria | 50 µm spot size, 2 – 3 J/cm2 on-mineral fluency, 10 Hz repetition rate, helium carrier gas at 0.75 L/min flow rate, 30-s pre-ablation laser warm-up, 60 s dwell time, 30-s washout period | USGS pressed powder polysulfide reference material MASS-1 (Wilson et al. 2002) as external standard for chalcopyrite; sphalerite matrix-matched sinter pressed powder pellet reference material MUL-Zn S1 (Onuk et al. 2017) as external standard for sphalerite and pyrite; MASS-1 used as external standard for Te, Au, Tl, and Hg in sphalerite and pyrite | 139.1317 |  |  |  | 5.8375 | [21 empty] | 0.30507 | [17 empty] | 0.10209 |  |  |  | 0.36554 | [7 empty] | 0.03562 | [13 empty] | 32.6285 |  | 2.2875 | [7 empty] | 5.2351 | [5 empty] | 82.1156 | [17 empty] | 1.6996 |  |  |  | 43.5217 | [5 empty] | 0.4554 | [13 empty] | 1.3881 | [5 empty] | 8.2648 | [12 empty] | 2025 | Bertrandsson Erlandsson et al. (2025), Mineralium Deposita, 60, 869–894 |  | POL, COD, ZMB, NAM
| Rudna |  | Basin hydrothermal | Stratiform sediment-hosted Cu | stratiform sediment-hosted Cu-Co | Cu, Co | Ag, Au, Pb, Ni, Se, Re, Zn | Cu, Co, Ag, Au, Pb, Ni, Se, Re, Zn | Bertrandsson Erlandsson et al., 2022; Foltyn et al., 2022; El Desouky et al., 2010 |  | B-1-2-15-1 | B-1-2-15-1 | [5 empty] | ore material | polished section |  | mineral separate | [5 empty] | mineralisation |  |  |  | chalcopyrite, sphalerite, pyrite | stage 1 (sediment-hosted, diagenetic), stage 2 (epigenetic hydrothermal veins) | disseminations, veins, mineralized nodules | disseminations, mineralized nodules, veins cross-cutting sedimentary bedding |  |  |  | quartz, carbonates |  | LA-ICPMS | ESI NWR213 Nd:YAG laser ablation system coupled to an Agilent 8800 QQQ ICP-MS | Montanuniversität Leoben, Austria | 50 µm spot size, 2 – 3 J/cm2 on-mineral fluency, 10 Hz repetition rate, helium carrier gas at 0.75 L/min flow rate, 30-s pre-ablation laser warm-up, 60 s dwell time, 30-s washout period | USGS pressed powder polysulfide reference material MASS-1 (Wilson et al. 2002) as external standard for chalcopyrite; sphalerite matrix-matched sinter pressed powder pellet reference material MUL-Zn S1 (Onuk et al. 2017) as external standard for sphalerite and pyrite; MASS-1 used as external standard for Te, Au, Tl, and Hg in sphalerite and pyrite | 773.4985 | [13 empty] | 0.040603 | [11 empty] | 0.75791 | [17 empty] | 0.094298 |  |  |  | 0.91024 |  |  |  | 8.2433 |  |  |  | 0.051501 | [13 empty] | 24.3694 |  | 5.9259 | [7 empty] | 5.6826 | [5 empty] | 88.4485 | [17 empty] | 1.4165 |  |  |  | 49.0399 | [5 empty] | 0.40914 | [13 empty] | 2.0385 | [5 empty] | 14.357 | [12 empty] | 2025 | Bertrandsson Erlandsson et al. (2025), Mineralium Deposita, 60, 869–894 |  | POL, COD, ZMB, NAM
| Lubin |  | Basin hydrothermal | Stratiform sediment-hosted Cu | stratiform sediment-hosted Cu-Co | Cu, Co | Ag, Au, Pb, Ni, Se, Re, Zn | Cu, Co, Ag, Au, Pb, Ni, Se, Re, Zn | Bertrandsson Erlandsson et al., 2022; Foltyn et al., 2022; El Desouky et al., 2010 |  | LZ03-1-1 | LZ03-1-1 | [5 empty] | ore material | polished section |  | mineral separate | [5 empty] | mineralisation |  |  |  | chalcopyrite, sphalerite, pyrite | stage 1 (sediment-hosted, diagenetic), stage 2 (epigenetic hydrothermal veins) | disseminations, veins, mineralized nodules | disseminations, mineralized nodules, veins cross-cutting sedimentary bedding |  |  |  | quartz, carbonates |  | LA-ICPMS | ESI NWR213 Nd:YAG laser ablation system coupled to an Agilent 8800 QQQ ICP-MS | Montanuniversität Leoben, Austria | 50 µm spot size, 2 – 3 J/cm2 on-mineral fluency, 10 Hz repetition rate, helium carrier gas at 0.75 L/min flow rate, 30-s pre-ablation laser warm-up, 60 s dwell time, 30-s washout period | USGS pressed powder polysulfide reference material MASS-1 (Wilson et al. 2002) as external standard for chalcopyrite; sphalerite matrix-matched sinter pressed powder pellet reference material MUL-Zn S1 (Onuk et al. 2017) as external standard for sphalerite and pyrite; MASS-1 used as external standard for Te, Au, Tl, and Hg in sphalerite and pyrite | 170.5412 |  |  |  | 22.1932 | [9 empty] | 1.4416 | [11 empty] | 34.644 | [17 empty] | 1.3769 |  |  |  | 0.77108 | [7 empty] | 1.5255 | [13 empty] | 123.1707 |  | 493.1764 | [7 empty] | 13.9352 | [5 empty] | 1170.3146 | [17 empty] | 11.0544 |  |  |  | 48.504 | [5 empty] | 2.8084 | [7 empty] | 0.70074 | [5 empty] | 7.6283 | [5 empty] | 115.3948 | [12 empty] | 2025 | Bertrandsson Erlandsson et al. (2025), Mineralium Deposita, 60, 869–894 |  | POL, COD, ZMB, NAM
| Lubin |  | Basin hydrothermal | Stratiform sediment-hosted Cu | stratiform sediment-hosted Cu-Co | Cu, Co | Ag, Au, Pb, Ni, Se, Re, Zn | Cu, Co, Ag, Au, Pb, Ni, Se, Re, Zn | Bertrandsson Erlandsson et al., 2022; Foltyn et al., 2022; El Desouky et al., 2010 |  | LZ03-2-1 | LZ03-2-1 | [5 empty] | ore material | polished section |  | mineral separate | [5 empty] | mineralisation |  |  |  | chalcopyrite, sphalerite, pyrite | stage 1 (sediment-hosted, diagenetic), stage 2 (epigenetic hydrothermal veins) | disseminations, veins, mineralized nodules | disseminations, mineralized nodules, veins cross-cutting sedimentary bedding |  |  |  | quartz, carbonates |  | LA-ICPMS | ESI NWR213 Nd:YAG laser ablation system coupled to an Agilent 8800 QQQ ICP-MS | Montanuniversität Leoben, Austria | 50 µm spot size, 2 – 3 J/cm2 on-mineral fluency, 10 Hz repetition rate, helium carrier gas at 0.75 L/min flow rate, 30-s pre-ablation laser warm-up, 60 s dwell time, 30-s washout period | USGS pressed powder polysulfide reference material MASS-1 (Wilson et al. 2002) as external standard for chalcopyrite; sphalerite matrix-matched sinter pressed powder pellet reference material MUL-Zn S1 (Onuk et al. 2017) as external standard for sphalerite and pyrite; MASS-1 used as external standard for Te, Au, Tl, and Hg in sphalerite and pyrite | 185.446 |  |  |  | 29.7679 | [9 empty] | 1.854 | [11 empty] | 42.3533 | [17 empty] | 3.3745 |  |  |  | 0.8959 | [7 empty] | 1.6594 | [13 empty] | 130.8653 |  | 664.5559 | [7 empty] | 20.577 | [5 empty] | 997.6085 | [17 empty] | 13.6227 |  |  |  | 51.8997 | [5 empty] | 7.3102 | [7 empty] | 1.0978 | [5 empty] | 8.5488 | [5 empty] | 200.2569 | [12 empty] | 2025 | Bertrandsson Erlandsson et al. (2025), Mineralium Deposita, 60, 869–894 |  | POL, COD, ZMB, NAM
| Lubin |  | Basin hydrothermal | Stratiform sediment-hosted Cu | stratiform sediment-hosted Cu-Co | Cu, Co | Ag, Au, Pb, Ni, Se, Re, Zn | Cu, Co, Ag, Au, Pb, Ni, Se, Re, Zn | Bertrandsson Erlandsson et al., 2022; Foltyn et al., 2022; El Desouky et al., 2010 |  | LZ03-3-1 | LZ03-3-1 | [5 empty] | ore material | polished section |  | mineral separate | [5 empty] | mineralisation |  |  |  | chalcopyrite, sphalerite, pyrite | stage 1 (sediment-hosted, diagenetic), stage 2 (epigenetic hydrothermal veins) | disseminations, veins, mineralized nodules | disseminations, mineralized nodules, veins cross-cutting sedimentary bedding |  |  |  | quartz, carbonates |  | LA-ICPMS | ESI NWR213 Nd:YAG laser ablation system coupled to an Agilent 8800 QQQ ICP-MS | Montanuniversität Leoben, Austria | 50 µm spot size, 2 – 3 J/cm2 on-mineral fluency, 10 Hz repetition rate, helium carrier gas at 0.75 L/min flow rate, 30-s pre-ablation laser warm-up, 60 s dwell time, 30-s washout period | USGS pressed powder polysulfide reference material MASS-1 (Wilson et al. 2002) as external standard for chalcopyrite; sphalerite matrix-matched sinter pressed powder pellet reference material MUL-Zn S1 (Onuk et al. 2017) as external standard for sphalerite and pyrite; MASS-1 used as external standard for Te, Au, Tl, and Hg in sphalerite and pyrite | 239.9954 |  |  |  | 35.7588 | [9 empty] | 2.0768 | [11 empty] | 49.0335 | [17 empty] | 1.9124 |  |  |  | 1.7865 | [7 empty] | 1.7319 | [13 empty] | 175.7713 |  | 725.3043 | [7 empty] | 22.0535 | [5 empty] | 1299.1448 | [17 empty] | 15.1912 |  |  |  | 55.3335 | [5 empty] | 8.1132 | [7 empty] | 1.0879 | [5 empty] | 11.9255 | [5 empty] | 158.5832 | [12 empty] | 2025 | Bertrandsson Erlandsson et al. (2025), Mineralium Deposita, 60, 869–894 |  | POL, COD, ZMB, NAM
| Lubin |  | Basin hydrothermal | Stratiform sediment-hosted Cu | stratiform sediment-hosted Cu-Co | Cu, Co | Ag, Au, Pb, Ni, Se, Re, Zn | Cu, Co, Ag, Au, Pb, Ni, Se, Re, Zn | Bertrandsson Erlandsson et al., 2022; Foltyn et al., 2022; El Desouky et al., 2010 |  | LZ03-4-1 | LZ03-4-1 | [5 empty] | ore material | polished section |  | mineral separate | [5 empty] | mineralisation |  |  |  | chalcopyrite, sphalerite, pyrite | stage 1 (sediment-hosted, diagenetic), stage 2 (epigenetic hydrothermal veins) | disseminations, veins, mineralized nodules | disseminations, mineralized nodules, veins cross-cutting sedimentary bedding |  |  |  | quartz, carbonates |  | LA-ICPMS | ESI NWR213 Nd:YAG laser ablation system coupled to an Agilent 8800 QQQ ICP-MS | Montanuniversität Leoben, Austria | 50 µm spot size, 2 – 3 J/cm2 on-mineral fluency, 10 Hz repetition rate, helium carrier gas at 0.75 L/min flow rate, 30-s pre-ablation laser warm-up, 60 s dwell time, 30-s washout period | USGS pressed powder polysulfide reference material MASS-1 (Wilson et al. 2002) as external standard for chalcopyrite; sphalerite matrix-matched sinter pressed powder pellet reference material MUL-Zn S1 (Onuk et al. 2017) as external standard for sphalerite and pyrite; MASS-1 used as external standard for Te, Au, Tl, and Hg in sphalerite and pyrite | 218.8143 |  |  |  | 27.5463 | [9 empty] | 2.0411 | [11 empty] | 46.3754 | [17 empty] | 2.2623 |  |  |  | 1.5661 | [7 empty] | 1.6683 | [13 empty] | 104.8042 |  | 810.2334 | [7 empty] | 20.3698 | [5 empty] | 1205.3398 | [17 empty] | 12.7925 |  |  |  | 52.3463 | [5 empty] | 7.3338 | [7 empty] | 0.75175 | [5 empty] | 9.0739 | [5 empty] | 168.0179 | [12 empty] | 2025 | Bertrandsson Erlandsson et al. (2025), Mineralium Deposita, 60, 869–894 |  | POL, COD, ZMB, NAM
| Lubin |  | Basin hydrothermal | Stratiform sediment-hosted Cu | stratiform sediment-hosted Cu-Co | Cu, Co | Ag, Au, Pb, Ni, Se, Re, Zn | Cu, Co, Ag, Au, Pb, Ni, Se, Re, Zn | Bertrandsson Erlandsson et al., 2022; Foltyn et al., 2022; El Desouky et al., 2010 |  | LZ03-5-1 | LZ03-5-1 | [5 empty] | ore material | polished section |  | mineral separate | [5 empty] | mineralisation |  |  |  | chalcopyrite, sphalerite, pyrite | stage 1 (sediment-hosted, diagenetic), stage 2 (epigenetic hydrothermal veins) | disseminations, veins, mineralized nodules | disseminations, mineralized nodules, veins cross-cutting sedimentary bedding |  |  |  | quartz, carbonates |  | LA-ICPMS | ESI NWR213 Nd:YAG laser ablation system coupled to an Agilent 8800 QQQ ICP-MS | Montanuniversität Leoben, Austria | 50 µm spot size, 2 – 3 J/cm2 on-mineral fluency, 10 Hz repetition rate, helium carrier gas at 0.75 L/min flow rate, 30-s pre-ablation laser warm-up, 60 s dwell time, 30-s washout period | USGS pressed powder polysulfide reference material MASS-1 (Wilson et al. 2002) as external standard for chalcopyrite; sphalerite matrix-matched sinter pressed powder pellet reference material MUL-Zn S1 (Onuk et al. 2017) as external standard for sphalerite and pyrite; MASS-1 used as external standard for Te, Au, Tl, and Hg in sphalerite and pyrite | 151.6188 |  |  |  | 19.2406 | [9 empty] | 1.3753 | [11 empty] | 30.3946 | [17 empty] | 1.1725 |  |  |  | 0.96755 | [7 empty] | 1.5146 | [13 empty] | 98.9334 |  | 472.1132 | [7 empty] | 12.2779 | [5 empty] | 1256.48 | [17 empty] | 10.3348 |  |  |  | 42.2741 | [5 empty] | 5.6036 | [7 empty] | 0.66874 | [5 empty] | 6.7228 | [5 empty] | 80.049 | [12 empty] | 2025 | Bertrandsson Erlandsson et al. (2025), Mineralium Deposita, 60, 869–894 |  | POL, COD, ZMB, NAM
| Lubin |  | Basin hydrothermal | Stratiform sediment-hosted Cu | stratiform sediment-hosted Cu-Co | Cu, Co | Ag, Au, Pb, Ni, Se, Re, Zn | Cu, Co, Ag, Au, Pb, Ni, Se, Re, Zn | Bertrandsson Erlandsson et al., 2022; Foltyn et al., 2022; El Desouky et al., 2010 |  | LZ03-6-1 | LZ03-6-1 | [5 empty] | ore material | polished section |  | mineral separate | [5 empty] | mineralisation |  |  |  | chalcopyrite, sphalerite, pyrite | stage 1 (sediment-hosted, diagenetic), stage 2 (epigenetic hydrothermal veins) | disseminations, veins, mineralized nodules | disseminations, mineralized nodules, veins cross-cutting sedimentary bedding |  |  |  | quartz, carbonates |  | LA-ICPMS | ESI NWR213 Nd:YAG laser ablation system coupled to an Agilent 8800 QQQ ICP-MS | Montanuniversität Leoben, Austria | 50 µm spot size, 2 – 3 J/cm2 on-mineral fluency, 10 Hz repetition rate, helium carrier gas at 0.75 L/min flow rate, 30-s pre-ablation laser warm-up, 60 s dwell time, 30-s washout period | USGS pressed powder polysulfide reference material MASS-1 (Wilson et al. 2002) as external standard for chalcopyrite; sphalerite matrix-matched sinter pressed powder pellet reference material MUL-Zn S1 (Onuk et al. 2017) as external standard for sphalerite and pyrite; MASS-1 used as external standard for Te, Au, Tl, and Hg in sphalerite and pyrite | 266.4983 |  |  |  | 34.7237 | [9 empty] | 2.7506 | [11 empty] | 47.4057 | [17 empty] | 2.1348 |  |  |  | 1.5376 | [7 empty] | 1.5058 | [13 empty] | 185.4436 |  | 827.7596 | [7 empty] | 20.8508 | [5 empty] | 1614.1243 | [17 empty] | 17.6119 |  |  |  | 53.3515 | [5 empty] | 5.5265 | [7 empty] | 1.1286 | [5 empty] | 13.412 | [5 empty] | 161.3627 | [7 empty] | 17.1901 |  |  |  |  | 2025 | Bertrandsson Erlandsson et al. (2025), Mineralium Deposita, 60, 869–894 |  | POL, COD, ZMB, NAM
| Lubin |  | Basin hydrothermal | Stratiform sediment-hosted Cu | stratiform sediment-hosted Cu-Co | Cu, Co | Ag, Au, Pb, Ni, Se, Re, Zn | Cu, Co, Ag, Au, Pb, Ni, Se, Re, Zn | Bertrandsson Erlandsson et al., 2022; Foltyn et al., 2022; El Desouky et al., 2010 |  | LZ03-7-1 | LZ03-7-1 | [5 empty] | ore material | polished section |  | mineral separate | [5 empty] | mineralisation |  |  |  | chalcopyrite, sphalerite, pyrite | stage 1 (sediment-hosted, diagenetic), stage 2 (epigenetic hydrothermal veins) | disseminations, veins, mineralized nodules | disseminations, mineralized nodules, veins cross-cutting sedimentary bedding |  |  |  | quartz, carbonates |  | LA-ICPMS | ESI NWR213 Nd:YAG laser ablation system coupled to an Agilent 8800 QQQ ICP-MS | Montanuniversität Leoben, Austria | 50 µm spot size, 2 – 3 J/cm2 on-mineral fluency, 10 Hz repetition rate, helium carrier gas at 0.75 L/min flow rate, 30-s pre-ablation laser warm-up, 60 s dwell time, 30-s washout period | USGS pressed powder polysulfide reference material MASS-1 (Wilson et al. 2002) as external standard for chalcopyrite; sphalerite matrix-matched sinter pressed powder pellet reference material MUL-Zn S1 (Onuk et al. 2017) as external standard for sphalerite and pyrite; MASS-1 used as external standard for Te, Au, Tl, and Hg in sphalerite and pyrite | 132.079 |  |  |  | 14.8761 | [9 empty] | 1.3134 | [11 empty] | 24.7765 | [17 empty] | 2.2462 |  |  |  | 1.1122 | [7 empty] | 1.5454 | [13 empty] | 61.9794 |  | 518.9999 | [7 empty] | 14.6151 | [5 empty] | 973.3905 | [17 empty] | 9.4655 |  |  |  | 31.238 | [5 empty] | 9.3852 | [7 empty] | 0.72227 | [5 empty] | 5.5233 | [5 empty] | 153.5518 | [12 empty] | 2025 | Bertrandsson Erlandsson et al. (2025), Mineralium Deposita, 60, 869–894 |  | POL, COD, ZMB, NAM
| Rudna |  | Basin hydrothermal | Stratiform sediment-hosted Cu | stratiform sediment-hosted Cu-Co | Cu, Co | Ag, Au, Pb, Ni, Se, Re, Zn | Cu, Co, Ag, Au, Pb, Ni, Se, Re, Zn | Bertrandsson Erlandsson et al., 2022; Foltyn et al., 2022; El Desouky et al., 2010 |  | RUG-3a-ccp1-1 | RUG-3a-ccp1-1 | [5 empty] | ore material | polished section |  | mineral separate | [5 empty] | mineralisation |  |  |  | chalcopyrite, sphalerite, pyrite | stage 1 (sediment-hosted, diagenetic), stage 2 (epigenetic hydrothermal veins) | disseminations, veins, mineralized nodules | disseminations, mineralized nodules, veins cross-cutting sedimentary bedding |  |  |  | quartz, carbonates |  | LA-ICPMS | ESI NWR213 Nd:YAG laser ablation system coupled to an Agilent 8800 QQQ ICP-MS | Montanuniversität Leoben, Austria | 50 µm spot size, 2 – 3 J/cm2 on-mineral fluency, 10 Hz repetition rate, helium carrier gas at 0.75 L/min flow rate, 30-s pre-ablation laser warm-up, 60 s dwell time, 30-s washout period | USGS pressed powder polysulfide reference material MASS-1 (Wilson et al. 2002) as external standard for chalcopyrite; sphalerite matrix-matched sinter pressed powder pellet reference material MUL-Zn S1 (Onuk et al. 2017) as external standard for sphalerite and pyrite; MASS-1 used as external standard for Te, Au, Tl, and Hg in sphalerite and pyrite | 52.5907 |  |  |  | 793.8035 | [9 empty] | 0.36191 | [11 empty] | 5.781 | [17 empty] | 0.74325 |  |  |  | 2140.3184 |  |  |  | 27.3432 |  |  |  | 0.10403 | [13 empty] | 4.1563 |  | 0.67221 | [31 empty] | 68.906 |  |  |  | 113.8773 | [5 empty] | 5.9103 | [13 empty] | 0.70643 | [13 empty] | 214.2427 |  |  |  |  | 2025 | Bertrandsson Erlandsson et al. (2025), Mineralium Deposita, 60, 869–894 |  | POL, COD, ZMB, NAM
| Rudna |  | Basin hydrothermal | Stratiform sediment-hosted Cu | stratiform sediment-hosted Cu-Co | Cu, Co | Ag, Au, Pb, Ni, Se, Re, Zn | Cu, Co, Ag, Au, Pb, Ni, Se, Re, Zn | Bertrandsson Erlandsson et al., 2022; Foltyn et al., 2022; El Desouky et al., 2010 |  | RUG-3a-ccp10-1 | RUG-3a-ccp10-1 | [5 empty] | ore material | polished section |  | mineral separate | [5 empty] | mineralisation |  |  |  | chalcopyrite, sphalerite, pyrite | stage 1 (sediment-hosted, diagenetic), stage 2 (epigenetic hydrothermal veins) | disseminations, veins, mineralized nodules | disseminations, mineralized nodules, veins cross-cutting sedimentary bedding |  |  |  | quartz, carbonates |  | LA-ICPMS | ESI NWR213 Nd:YAG laser ablation system coupled to an Agilent 8800 QQQ ICP-MS | Montanuniversität Leoben, Austria | 50 µm spot size, 2 – 3 J/cm2 on-mineral fluency, 10 Hz repetition rate, helium carrier gas at 0.75 L/min flow rate, 30-s pre-ablation laser warm-up, 60 s dwell time, 30-s washout period | USGS pressed powder polysulfide reference material MASS-1 (Wilson et al. 2002) as external standard for chalcopyrite; sphalerite matrix-matched sinter pressed powder pellet reference material MUL-Zn S1 (Onuk et al. 2017) as external standard for sphalerite and pyrite; MASS-1 used as external standard for Te, Au, Tl, and Hg in sphalerite and pyrite | 65.2702 |  |  |  | 995.0969 | [9 empty] | 1.1316 | [11 empty] | 2.7416 | [17 empty] | 0.4847 |  |  |  | 1111.267 |  |  |  | 68.8663 |  |  |  | 0.11035 | [13 empty] | 4.2859 |  | 0.58312 | [13 empty] | 378.653 | [17 empty] | 44.1558 |  |  |  | 109.8517 | [5 empty] | 11.9217 | [13 empty] | 1.8281 | [13 empty] | 77.6708 |  |  |  |  | 2025 | Bertrandsson Erlandsson et al. (2025), Mineralium Deposita, 60, 869–894 |  | POL, COD, ZMB, NAM
| Rudna |  | Basin hydrothermal | Stratiform sediment-hosted Cu | stratiform sediment-hosted Cu-Co | Cu, Co | Ag, Au, Pb, Ni, Se, Re, Zn | Cu, Co, Ag, Au, Pb, Ni, Se, Re, Zn | Bertrandsson Erlandsson et al., 2022; Foltyn et al., 2022; El Desouky et al., 2010 |  | RUG-3a-ccp2-1 | RUG-3a-ccp2-1 | [5 empty] | ore material | polished section |  | mineral separate | [5 empty] | mineralisation |  |  |  | chalcopyrite, sphalerite, pyrite | stage 1 (sediment-hosted, diagenetic), stage 2 (epigenetic hydrothermal veins) | disseminations, veins, mineralized nodules | disseminations, mineralized nodules, veins cross-cutting sedimentary bedding |  |  |  | quartz, carbonates |  | LA-ICPMS | ESI NWR213 Nd:YAG laser ablation system coupled to an Agilent 8800 QQQ ICP-MS | Montanuniversität Leoben, Austria | 50 µm spot size, 2 – 3 J/cm2 on-mineral fluency, 10 Hz repetition rate, helium carrier gas at 0.75 L/min flow rate, 30-s pre-ablation laser warm-up, 60 s dwell time, 30-s washout period | USGS pressed powder polysulfide reference material MASS-1 (Wilson et al. 2002) as external standard for chalcopyrite; sphalerite matrix-matched sinter pressed powder pellet reference material MUL-Zn S1 (Onuk et al. 2017) as external standard for sphalerite and pyrite; MASS-1 used as external standard for Te, Au, Tl, and Hg in sphalerite and pyrite | 8.2907 |  |  |  | 133.1835 | [9 empty] | 0.15335 | [11 empty] | 3.6085 | [17 empty] | 1.2376 |  |  |  | 1936.8559 |  |  |  | 33.4903 |  |  |  | 0.17824 | [13 empty] | 4.0896 |  | 0.10806 | [13 empty] | 97.0035 | [17 empty] | 43.78 |  |  |  | 70.6499 | [5 empty] | 2.558 | [13 empty] | 0.28816 | [13 empty] | 102.8492 |  |  |  |  | 2025 | Bertrandsson Erlandsson et al. (2025), Mineralium Deposita, 60, 869–894 |  | POL, COD, ZMB, NAM
| Rudna |  | Basin hydrothermal | Stratiform sediment-hosted Cu | stratiform sediment-hosted Cu-Co | Cu, Co | Ag, Au, Pb, Ni, Se, Re, Zn | Cu, Co, Ag, Au, Pb, Ni, Se, Re, Zn | Bertrandsson Erlandsson et al., 2022; Foltyn et al., 2022; El Desouky et al., 2010 |  | RUG-3a-ccp3-1 | RUG-3a-ccp3-1 | [5 empty] | ore material | polished section |  | mineral separate | [5 empty] | mineralisation |  |  |  | chalcopyrite, sphalerite, pyrite | stage 1 (sediment-hosted, diagenetic), stage 2 (epigenetic hydrothermal veins) | disseminations, veins, mineralized nodules | disseminations, mineralized nodules, veins cross-cutting sedimentary bedding |  |  |  | quartz, carbonates |  | LA-ICPMS | ESI NWR213 Nd:YAG laser ablation system coupled to an Agilent 8800 QQQ ICP-MS | Montanuniversität Leoben, Austria | 50 µm spot size, 2 – 3 J/cm2 on-mineral fluency, 10 Hz repetition rate, helium carrier gas at 0.75 L/min flow rate, 30-s pre-ablation laser warm-up, 60 s dwell time, 30-s washout period | USGS pressed powder polysulfide reference material MASS-1 (Wilson et al. 2002) as external standard for chalcopyrite; sphalerite matrix-matched sinter pressed powder pellet reference material MUL-Zn S1 (Onuk et al. 2017) as external standard for sphalerite and pyrite; MASS-1 used as external standard for Te, Au, Tl, and Hg in sphalerite and pyrite | 8.68 |  |  |  | 162.1486 | [9 empty] | 0.12188 | [11 empty] | 2.4091 | [17 empty] | 0.82779 |  |  |  | 1391.7691 |  |  |  | 29.5962 |  |  |  | 0.18887 | [13 empty] | 4.3387 |  | 0.22386 | [13 empty] | 95.326 | [17 empty] | 51.7324 |  |  |  | 64.8264 | [5 empty] | 2.0381 | [13 empty] | 0.4043 | [13 empty] | 73.0303 |  |  |  |  | 2025 | Bertrandsson Erlandsson et al. (2025), Mineralium Deposita, 60, 869–894 |  | POL, COD, ZMB, NAM
| Rudna |  | Basin hydrothermal | Stratiform sediment-hosted Cu | stratiform sediment-hosted Cu-Co | Cu, Co | Ag, Au, Pb, Ni, Se, Re, Zn | Cu, Co, Ag, Au, Pb, Ni, Se, Re, Zn | Bertrandsson Erlandsson et al., 2022; Foltyn et al., 2022; El Desouky et al., 2010 |  | RUG-3a-ccp4-1 | RUG-3a-ccp4-1 | [5 empty] | ore material | polished section |  | mineral separate | [5 empty] | mineralisation |  |  |  | chalcopyrite, sphalerite, pyrite | stage 1 (sediment-hosted, diagenetic), stage 2 (epigenetic hydrothermal veins) | disseminations, veins, mineralized nodules | disseminations, mineralized nodules, veins cross-cutting sedimentary bedding |  |  |  | quartz, carbonates |  | LA-ICPMS | ESI NWR213 Nd:YAG laser ablation system coupled to an Agilent 8800 QQQ ICP-MS | Montanuniversität Leoben, Austria | 50 µm spot size, 2 – 3 J/cm2 on-mineral fluency, 10 Hz repetition rate, helium carrier gas at 0.75 L/min flow rate, 30-s pre-ablation laser warm-up, 60 s dwell time, 30-s washout period | USGS pressed powder polysulfide reference material MASS-1 (Wilson et al. 2002) as external standard for chalcopyrite; sphalerite matrix-matched sinter pressed powder pellet reference material MUL-Zn S1 (Onuk et al. 2017) as external standard for sphalerite and pyrite; MASS-1 used as external standard for Te, Au, Tl, and Hg in sphalerite and pyrite | 8.254 |  |  |  | 115.3745 | [9 empty] | 0.12693 | [11 empty] | 3.2463 | [17 empty] | 0.86892 |  |  |  | 1752.1055 |  |  |  | 33.2654 |  |  |  | 0.20237 | [13 empty] | 4.899 |  | 1.5579 | [13 empty] | 42.3698 | [17 empty] | 30.4847 |  |  |  | 91.2309 | [5 empty] | 9.1864 | [13 empty] | 0.17002 | [13 empty] | 45.8085 |  |  |  |  | 2025 | Bertrandsson Erlandsson et al. (2025), Mineralium Deposita, 60, 869–894 |  | POL, COD, ZMB, NAM
| Rudna |  | Basin hydrothermal | Stratiform sediment-hosted Cu | stratiform sediment-hosted Cu-Co | Cu, Co | Ag, Au, Pb, Ni, Se, Re, Zn | Cu, Co, Ag, Au, Pb, Ni, Se, Re, Zn | Bertrandsson Erlandsson et al., 2022; Foltyn et al., 2022; El Desouky et al., 2010 |  | RUG-3a-ccp5-1 | RUG-3a-ccp5-1 | [5 empty] | ore material | polished section |  | mineral separate | [5 empty] | mineralisation |  |  |  | chalcopyrite, sphalerite, pyrite | stage 1 (sediment-hosted, diagenetic), stage 2 (epigenetic hydrothermal veins) | disseminations, veins, mineralized nodules | disseminations, mineralized nodules, veins cross-cutting sedimentary bedding |  |  |  | quartz, carbonates |  | LA-ICPMS | ESI NWR213 Nd:YAG laser ablation system coupled to an Agilent 8800 QQQ ICP-MS | Montanuniversität Leoben, Austria | 50 µm spot size, 2 – 3 J/cm2 on-mineral fluency, 10 Hz repetition rate, helium carrier gas at 0.75 L/min flow rate, 30-s pre-ablation laser warm-up, 60 s dwell time, 30-s washout period | USGS pressed powder polysulfide reference material MASS-1 (Wilson et al. 2002) as external standard for chalcopyrite; sphalerite matrix-matched sinter pressed powder pellet reference material MUL-Zn S1 (Onuk et al. 2017) as external standard for sphalerite and pyrite; MASS-1 used as external standard for Te, Au, Tl, and Hg in sphalerite and pyrite | 13.2297 |  |  |  | 347.692 | [9 empty] | 0.18039 | [11 empty] | 3.6338 | [17 empty] | 0.6461 |  |  |  | 1683.379 |  |  |  | 88.6796 |  |  |  | 0.22489 | [13 empty] | 4.2936 |  | 0.36124 | [13 empty] | 117.5119 | [17 empty] | 72.962 |  |  |  | 53.679 | [5 empty] | 1.9085 | [13 empty] | 0.42133 | [13 empty] | 94.8422 |  |  |  |  | 2025 | Bertrandsson Erlandsson et al. (2025), Mineralium Deposita, 60, 869–894 |  | POL, COD, ZMB, NAM
| Rudna |  | Basin hydrothermal | Stratiform sediment-hosted Cu | stratiform sediment-hosted Cu-Co | Cu, Co | Ag, Au, Pb, Ni, Se, Re, Zn | Cu, Co, Ag, Au, Pb, Ni, Se, Re, Zn | Bertrandsson Erlandsson et al., 2022; Foltyn et al., 2022; El Desouky et al., 2010 |  | RUG-3a-ccp6-1 | RUG-3a-ccp6-1 | [5 empty] | ore material | polished section |  | mineral separate | [5 empty] | mineralisation |  |  |  | chalcopyrite, sphalerite, pyrite | stage 1 (sediment-hosted, diagenetic), stage 2 (epigenetic hydrothermal veins) | disseminations, veins, mineralized nodules | disseminations, mineralized nodules, veins cross-cutting sedimentary bedding |  |  |  | quartz, carbonates |  | LA-ICPMS | ESI NWR213 Nd:YAG laser ablation system coupled to an Agilent 8800 QQQ ICP-MS | Montanuniversität Leoben, Austria | 50 µm spot size, 2 – 3 J/cm2 on-mineral fluency, 10 Hz repetition rate, helium carrier gas at 0.75 L/min flow rate, 30-s pre-ablation laser warm-up, 60 s dwell time, 30-s washout period | USGS pressed powder polysulfide reference material MASS-1 (Wilson et al. 2002) as external standard for chalcopyrite; sphalerite matrix-matched sinter pressed powder pellet reference material MUL-Zn S1 (Onuk et al. 2017) as external standard for sphalerite and pyrite; MASS-1 used as external standard for Te, Au, Tl, and Hg in sphalerite and pyrite | 6.2183 |  |  |  | 178.9898 | [9 empty] | 1.7339 | [11 empty] | 5.5791 | [17 empty] | 1.2052 |  |  |  | 2725.7583 |  |  |  | 120.5133 |  |  |  | 0.2545 | [13 empty] | 3.9531 |  | 2.9998 | [13 empty] | 78.8554 | [17 empty] | 65.5725 |  |  |  | 55.3017 | [5 empty] | 17.7856 | [13 empty] | 0.60368 | [13 empty] | 94.997 |  |  |  |  | 2025 | Bertrandsson Erlandsson et al. (2025), Mineralium Deposita, 60, 869–894 |  | POL, COD, ZMB, NAM
| Rudna |  | Basin hydrothermal | Stratiform sediment-hosted Cu | stratiform sediment-hosted Cu-Co | Cu, Co | Ag, Au, Pb, Ni, Se, Re, Zn | Cu, Co, Ag, Au, Pb, Ni, Se, Re, Zn | Bertrandsson Erlandsson et al., 2022; Foltyn et al., 2022; El Desouky et al., 2010 |  | RUG-3a-ccp7-1 | RUG-3a-ccp7-1 | [5 empty] | ore material | polished section |  | mineral separate | [5 empty] | mineralisation |  |  |  | chalcopyrite, sphalerite, pyrite | stage 1 (sediment-hosted, diagenetic), stage 2 (epigenetic hydrothermal veins) | disseminations, veins, mineralized nodules | disseminations, mineralized nodules, veins cross-cutting sedimentary bedding |  |  |  | quartz, carbonates |  | LA-ICPMS | ESI NWR213 Nd:YAG laser ablation system coupled to an Agilent 8800 QQQ ICP-MS | Montanuniversität Leoben, Austria | 50 µm spot size, 2 – 3 J/cm2 on-mineral fluency, 10 Hz repetition rate, helium carrier gas at 0.75 L/min flow rate, 30-s pre-ablation laser warm-up, 60 s dwell time, 30-s washout period | USGS pressed powder polysulfide reference material MASS-1 (Wilson et al. 2002) as external standard for chalcopyrite; sphalerite matrix-matched sinter pressed powder pellet reference material MUL-Zn S1 (Onuk et al. 2017) as external standard for sphalerite and pyrite; MASS-1 used as external standard for Te, Au, Tl, and Hg in sphalerite and pyrite | 8.4327 |  |  |  | 919.4218 | [9 empty] | 0.36229 | [11 empty] | 2.6429 | [17 empty] | 0.49161 |  |  |  | 1235.7862 |  |  |  | 26.2274 |  |  |  | 0.14663 | [13 empty] | 4.0842 |  | 1.66 | [13 empty] | 148.0414 | [17 empty] | 30.9566 |  |  |  | 192.3882 | [5 empty] | 17.9709 | [13 empty] | 0.83261 | [13 empty] | 49.0892 |  |  |  |  | 2025 | Bertrandsson Erlandsson et al. (2025), Mineralium Deposita, 60, 869–894 |  | POL, COD, ZMB, NAM
| Rudna |  | Basin hydrothermal | Stratiform sediment-hosted Cu | stratiform sediment-hosted Cu-Co | Cu, Co | Ag, Au, Pb, Ni, Se, Re, Zn | Cu, Co, Ag, Au, Pb, Ni, Se, Re, Zn | Bertrandsson Erlandsson et al., 2022; Foltyn et al., 2022; El Desouky et al., 2010 |  | RUG-3a-ccp8-1 | RUG-3a-ccp8-1 | [5 empty] | ore material | polished section |  | mineral separate | [5 empty] | mineralisation |  |  |  | chalcopyrite, sphalerite, pyrite | stage 1 (sediment-hosted, diagenetic), stage 2 (epigenetic hydrothermal veins) | disseminations, veins, mineralized nodules | disseminations, mineralized nodules, veins cross-cutting sedimentary bedding |  |  |  | quartz, carbonates |  | LA-ICPMS | ESI NWR213 Nd:YAG laser ablation system coupled to an Agilent 8800 QQQ ICP-MS | Montanuniversität Leoben, Austria | 50 µm spot size, 2 – 3 J/cm2 on-mineral fluency, 10 Hz repetition rate, helium carrier gas at 0.75 L/min flow rate, 30-s pre-ablation laser warm-up, 60 s dwell time, 30-s washout period | USGS pressed powder polysulfide reference material MASS-1 (Wilson et al. 2002) as external standard for chalcopyrite; sphalerite matrix-matched sinter pressed powder pellet reference material MUL-Zn S1 (Onuk et al. 2017) as external standard for sphalerite and pyrite; MASS-1 used as external standard for Te, Au, Tl, and Hg in sphalerite and pyrite | 14.7518 |  |  |  | 1044.6797 | [9 empty] | 0.53817 | [11 empty] | 2.1651 | [17 empty] | 0.44371 |  |  |  | 947.9381 |  |  |  | 34.2794 |  |  |  | 0.11117 | [13 empty] | 4.3071 |  | 1.5101 | [13 empty] | 292.0536 | [17 empty] | 44.8904 |  |  |  | 165.9203 | [5 empty] | 14.402 | [13 empty] | 1.9114 | [18 empty] | 2025 | Bertrandsson Erlandsson et al. (2025), Mineralium Deposita, 60, 869–894 |  | POL, COD, ZMB, NAM
| Rudna |  | Basin hydrothermal | Stratiform sediment-hosted Cu | stratiform sediment-hosted Cu-Co | Cu, Co | Ag, Au, Pb, Ni, Se, Re, Zn | Cu, Co, Ag, Au, Pb, Ni, Se, Re, Zn | Bertrandsson Erlandsson et al., 2022; Foltyn et al., 2022; El Desouky et al., 2010 |  | RUG-3a-ccp9-1 | RUG-3a-ccp9-1 | [5 empty] | ore material | polished section |  | mineral separate | [5 empty] | mineralisation |  |  |  | chalcopyrite, sphalerite, pyrite | stage 1 (sediment-hosted, diagenetic), stage 2 (epigenetic hydrothermal veins) | disseminations, veins, mineralized nodules | disseminations, mineralized nodules, veins cross-cutting sedimentary bedding |  |  |  | quartz, carbonates |  | LA-ICPMS | ESI NWR213 Nd:YAG laser ablation system coupled to an Agilent 8800 QQQ ICP-MS | Montanuniversität Leoben, Austria | 50 µm spot size, 2 – 3 J/cm2 on-mineral fluency, 10 Hz repetition rate, helium carrier gas at 0.75 L/min flow rate, 30-s pre-ablation laser warm-up, 60 s dwell time, 30-s washout period | USGS pressed powder polysulfide reference material MASS-1 (Wilson et al. 2002) as external standard for chalcopyrite; sphalerite matrix-matched sinter pressed powder pellet reference material MUL-Zn S1 (Onuk et al. 2017) as external standard for sphalerite and pyrite; MASS-1 used as external standard for Te, Au, Tl, and Hg in sphalerite and pyrite | 46.3559 |  |  |  | 1021.1226 | [9 empty] | 1.0648 | [11 empty] | 3.6598 | [17 empty] | 0.62429 |  |  |  | 1534.654 |  |  |  | 56.8343 |  |  |  | 0.087228 | [13 empty] | 3.9331 |  | 0.32925 | [13 empty] | 330.9529 | [17 empty] | 52.9402 |  |  |  | 55.2465 | [5 empty] | 2.9313 | [13 empty] | 1.2384 | [13 empty] | 118.7475 |  |  |  |  | 2025 | Bertrandsson Erlandsson et al. (2025), Mineralium Deposita, 60, 869–894 |  | POL, COD, ZMB, NAM
| Polkowice-Sieroszowice |  | Basin hydrothermal | Stratiform sediment-hosted Cu | stratiform sediment-hosted Cu-Co | Cu, Co | Ag, Au, Pb, Ni, Se, Re, Zn | Cu, Co, Ag, Au, Pb, Ni, Se, Re, Zn | Bertrandsson Erlandsson et al., 2022; Foltyn et al., 2022; El Desouky et al., 2010 |  | WZ20-2-1 | WZ20-2-1 | [5 empty] | ore material | polished section |  | mineral separate | [5 empty] | mineralisation |  |  |  | chalcopyrite, sphalerite, pyrite | stage 1 (sediment-hosted, diagenetic), stage 2 (epigenetic hydrothermal veins) | disseminations, veins, mineralized nodules | disseminations, mineralized nodules, veins cross-cutting sedimentary bedding |  |  |  | quartz, carbonates |  | LA-ICPMS | ESI NWR213 Nd:YAG laser ablation system coupled to an Agilent 8800 QQQ ICP-MS | Montanuniversität Leoben, Austria | 50 µm spot size, 2 – 3 J/cm2 on-mineral fluency, 10 Hz repetition rate, helium carrier gas at 0.75 L/min flow rate, 30-s pre-ablation laser warm-up, 60 s dwell time, 30-s washout period | USGS pressed powder polysulfide reference material MASS-1 (Wilson et al. 2002) as external standard for chalcopyrite; sphalerite matrix-matched sinter pressed powder pellet reference material MUL-Zn S1 (Onuk et al. 2017) as external standard for sphalerite and pyrite; MASS-1 used as external standard for Te, Au, Tl, and Hg in sphalerite and pyrite | 5.7829 |  |  |  | 104.4306 | [21 empty] | 10.7696 | [17 empty] | 0.87542 |  |  |  | 1384.1015 |  |  |  | 1.6984 |  |  |  | 0.18463 | [13 empty] | 10.053 |  | 0.080032 | [13 empty] | 80.1234 | [17 empty] | 20.8981 | [9 empty] | 1.4847 | [13 empty] | 0.09768 | [13 empty] | 67.5264 |  |  |  |  | 2025 | Bertrandsson Erlandsson et al. (2025), Mineralium Deposita, 60, 869–894 |  | POL, COD, ZMB, NAM
| Polkowice-Sieroszowice |  | Basin hydrothermal | Stratiform sediment-hosted Cu | stratiform sediment-hosted Cu-Co | Cu, Co | Ag, Au, Pb, Ni, Se, Re, Zn | Cu, Co, Ag, Au, Pb, Ni, Se, Re, Zn | Bertrandsson Erlandsson et al., 2022; Foltyn et al., 2022; El Desouky et al., 2010 |  | WZ20-1-1 | WZ20-1-1 | [5 empty] | ore material | polished section |  | mineral separate | [5 empty] | mineralisation |  |  |  | chalcopyrite, sphalerite, pyrite | stage 1 (sediment-hosted, diagenetic), stage 2 (epigenetic hydrothermal veins) | disseminations, veins, mineralized nodules | disseminations, mineralized nodules, veins cross-cutting sedimentary bedding |  |  |  | quartz, carbonates |  | LA-ICPMS | ESI NWR213 Nd:YAG laser ablation system coupled to an Agilent 8800 QQQ ICP-MS | Montanuniversität Leoben, Austria | 50 µm spot size, 2 – 3 J/cm2 on-mineral fluency, 10 Hz repetition rate, helium carrier gas at 0.75 L/min flow rate, 30-s pre-ablation laser warm-up, 60 s dwell time, 30-s washout period | USGS pressed powder polysulfide reference material MASS-1 (Wilson et al. 2002) as external standard for chalcopyrite; sphalerite matrix-matched sinter pressed powder pellet reference material MUL-Zn S1 (Onuk et al. 2017) as external standard for sphalerite and pyrite; MASS-1 used as external standard for Te, Au, Tl, and Hg in sphalerite and pyrite | 3.234 |  |  |  | 49.4304 | [21 empty] | 4.0898 | [17 empty] | 0.76928 |  |  |  | 1263.9658 |  |  |  | 1.7488 |  |  |  | 0.14895 | [13 empty] | 9.9759 | [15 empty] | 25.5526 | [17 empty] | 13.0116 |  |  |  | 10.4482 | [5 empty] | 1.1651 | [13 empty] | 0.052007 | [13 empty] | 41.791 |  |  |  |  | 2025 | Bertrandsson Erlandsson et al. (2025), Mineralium Deposita, 60, 869–894 |  | POL, COD, ZMB, NAM
| Polkowice-Sieroszowice |  | Basin hydrothermal | Stratiform sediment-hosted Cu | stratiform sediment-hosted Cu-Co | Cu, Co | Ag, Au, Pb, Ni, Se, Re, Zn | Cu, Co, Ag, Au, Pb, Ni, Se, Re, Zn | Bertrandsson Erlandsson et al., 2022; Foltyn et al., 2022; El Desouky et al., 2010 |  | WZ20-10-1 | WZ20-10-1 | [5 empty] | ore material | polished section |  | mineral separate | [5 empty] | mineralisation |  |  |  | chalcopyrite, sphalerite, pyrite | stage 1 (sediment-hosted, diagenetic), stage 2 (epigenetic hydrothermal veins) | disseminations, veins, mineralized nodules | disseminations, mineralized nodules, veins cross-cutting sedimentary bedding |  |  |  | quartz, carbonates |  | LA-ICPMS | ESI NWR213 Nd:YAG laser ablation system coupled to an Agilent 8800 QQQ ICP-MS | Montanuniversität Leoben, Austria | 50 µm spot size, 2 – 3 J/cm2 on-mineral fluency, 10 Hz repetition rate, helium carrier gas at 0.75 L/min flow rate, 30-s pre-ablation laser warm-up, 60 s dwell time, 30-s washout period | USGS pressed powder polysulfide reference material MASS-1 (Wilson et al. 2002) as external standard for chalcopyrite; sphalerite matrix-matched sinter pressed powder pellet reference material MUL-Zn S1 (Onuk et al. 2017) as external standard for sphalerite and pyrite; MASS-1 used as external standard for Te, Au, Tl, and Hg in sphalerite and pyrite | 2.3048 |  |  |  | 42.4385 | [9 empty] | 0.022406 | [11 empty] | 5.2249 | [17 empty] | 0.68156 |  |  |  | 1328.8125 |  |  |  | 1.8922 |  |  |  | 0.11161 | [13 empty] | 9.733 | [15 empty] | 30.7872 | [17 empty] | 21.934 | [23 empty] | 0.14399 | [13 empty] | 36.5966 |  |  |  |  | 2025 | Bertrandsson Erlandsson et al. (2025), Mineralium Deposita, 60, 869–894 |  | POL, COD, ZMB, NAM
| Polkowice-Sieroszowice |  | Basin hydrothermal | Stratiform sediment-hosted Cu | stratiform sediment-hosted Cu-Co | Cu, Co | Ag, Au, Pb, Ni, Se, Re, Zn | Cu, Co, Ag, Au, Pb, Ni, Se, Re, Zn | Bertrandsson Erlandsson et al., 2022; Foltyn et al., 2022; El Desouky et al., 2010 |  | WZ20-11-1 | WZ20-11-1 | [5 empty] | ore material | polished section |  | mineral separate | [5 empty] | mineralisation |  |  |  | chalcopyrite, sphalerite, pyrite | stage 1 (sediment-hosted, diagenetic), stage 2 (epigenetic hydrothermal veins) | disseminations, veins, mineralized nodules | disseminations, mineralized nodules, veins cross-cutting sedimentary bedding |  |  |  | quartz, carbonates |  | LA-ICPMS | ESI NWR213 Nd:YAG laser ablation system coupled to an Agilent 8800 QQQ ICP-MS | Montanuniversität Leoben, Austria | 50 µm spot size, 2 – 3 J/cm2 on-mineral fluency, 10 Hz repetition rate, helium carrier gas at 0.75 L/min flow rate, 30-s pre-ablation laser warm-up, 60 s dwell time, 30-s washout period | USGS pressed powder polysulfide reference material MASS-1 (Wilson et al. 2002) as external standard for chalcopyrite; sphalerite matrix-matched sinter pressed powder pellet reference material MUL-Zn S1 (Onuk et al. 2017) as external standard for sphalerite and pyrite; MASS-1 used as external standard for Te, Au, Tl, and Hg in sphalerite and pyrite | 13.5864 |  |  |  | 26.7123 | [21 empty] | 5.1592 | [17 empty] | 0.42938 |  |  |  | 597.1907 |  |  |  | 4.3159 |  |  |  | 0.098767 | [13 empty] | 9.5594 |  | 0.080156 | [13 empty] | 39.8102 | [17 empty] | 12.6929 | [9 empty] | 0.55189 | [13 empty] | 0.157 | [13 empty] | 43.3399 |  |  |  |  | 2025 | Bertrandsson Erlandsson et al. (2025), Mineralium Deposita, 60, 869–894 |  | POL, COD, ZMB, NAM
| Polkowice-Sieroszowice |  | Basin hydrothermal | Stratiform sediment-hosted Cu | stratiform sediment-hosted Cu-Co | Cu, Co | Ag, Au, Pb, Ni, Se, Re, Zn | Cu, Co, Ag, Au, Pb, Ni, Se, Re, Zn | Bertrandsson Erlandsson et al., 2022; Foltyn et al., 2022; El Desouky et al., 2010 |  | WZ20-3-1 | WZ20-3-1 | [5 empty] | ore material | polished section |  | mineral separate | [5 empty] | mineralisation |  |  |  | chalcopyrite, sphalerite, pyrite | stage 1 (sediment-hosted, diagenetic), stage 2 (epigenetic hydrothermal veins) | disseminations, veins, mineralized nodules | disseminations, mineralized nodules, veins cross-cutting sedimentary bedding |  |  |  | quartz, carbonates |  | LA-ICPMS | ESI NWR213 Nd:YAG laser ablation system coupled to an Agilent 8800 QQQ ICP-MS | Montanuniversität Leoben, Austria | 50 µm spot size, 2 – 3 J/cm2 on-mineral fluency, 10 Hz repetition rate, helium carrier gas at 0.75 L/min flow rate, 30-s pre-ablation laser warm-up, 60 s dwell time, 30-s washout period | USGS pressed powder polysulfide reference material MASS-1 (Wilson et al. 2002) as external standard for chalcopyrite; sphalerite matrix-matched sinter pressed powder pellet reference material MUL-Zn S1 (Onuk et al. 2017) as external standard for sphalerite and pyrite; MASS-1 used as external standard for Te, Au, Tl, and Hg in sphalerite and pyrite | 7.3503 |  |  |  | 292.2405 | [9 empty] | 0.049155 | [11 empty] | 19.0686 | [17 empty] | 0.88847 |  |  |  | 2402.5093 |  |  |  | 4.0661 |  |  |  | 0.14965 | [13 empty] | 10.3836 |  | 0.10954 | [13 empty] | 65.4779 | [17 empty] | 59.4684 | [9 empty] | 1.0493 | [13 empty] | 0.11888 | [13 empty] | 141.2754 |  |  |  |  | 2025 | Bertrandsson Erlandsson et al. (2025), Mineralium Deposita, 60, 869–894 |  | POL, COD, ZMB, NAM
| Polkowice-Sieroszowice |  | Basin hydrothermal | Stratiform sediment-hosted Cu | stratiform sediment-hosted Cu-Co | Cu, Co | Ag, Au, Pb, Ni, Se, Re, Zn | Cu, Co, Ag, Au, Pb, Ni, Se, Re, Zn | Bertrandsson Erlandsson et al., 2022; Foltyn et al., 2022; El Desouky et al., 2010 |  | WZ20-4-1 | WZ20-4-1 | [5 empty] | ore material | polished section |  | mineral separate | [5 empty] | mineralisation |  |  |  | chalcopyrite, sphalerite, pyrite | stage 1 (sediment-hosted, diagenetic), stage 2 (epigenetic hydrothermal veins) | disseminations, veins, mineralized nodules | disseminations, mineralized nodules, veins cross-cutting sedimentary bedding |  |  |  | quartz, carbonates |  | LA-ICPMS | ESI NWR213 Nd:YAG laser ablation system coupled to an Agilent 8800 QQQ ICP-MS | Montanuniversität Leoben, Austria | 50 µm spot size, 2 – 3 J/cm2 on-mineral fluency, 10 Hz repetition rate, helium carrier gas at 0.75 L/min flow rate, 30-s pre-ablation laser warm-up, 60 s dwell time, 30-s washout period | USGS pressed powder polysulfide reference material MASS-1 (Wilson et al. 2002) as external standard for chalcopyrite; sphalerite matrix-matched sinter pressed powder pellet reference material MUL-Zn S1 (Onuk et al. 2017) as external standard for sphalerite and pyrite; MASS-1 used as external standard for Te, Au, Tl, and Hg in sphalerite and pyrite | 6.4151 |  |  |  | 55.2072 | [9 empty] | 0.041226 | [11 empty] | 0.45511 | [17 empty] | 0.15888 |  |  |  | 23.0948 |  |  |  | 0.62743 |  |  |  | 0.51176 | [13 empty] | 9.6762 | [15 empty] | 86.6516 | [17 empty] | 12.9285 |  |  |  | 15.3816 | [5 empty] | 25.43 | [13 empty] | 0.66622 | [5 empty] | 0.069848 | [12 empty] | 2025 | Bertrandsson Erlandsson et al. (2025), Mineralium Deposita, 60, 869–894 |  | POL, COD, ZMB, NAM
| Polkowice-Sieroszowice |  | Basin hydrothermal | Stratiform sediment-hosted Cu | stratiform sediment-hosted Cu-Co | Cu, Co | Ag, Au, Pb, Ni, Se, Re, Zn | Cu, Co, Ag, Au, Pb, Ni, Se, Re, Zn | Bertrandsson Erlandsson et al., 2022; Foltyn et al., 2022; El Desouky et al., 2010 |  | WZ20-5-1 | WZ20-5-1 | [5 empty] | ore material | polished section |  | mineral separate | [5 empty] | mineralisation |  |  |  | chalcopyrite, sphalerite, pyrite | stage 1 (sediment-hosted, diagenetic), stage 2 (epigenetic hydrothermal veins) | disseminations, veins, mineralized nodules | disseminations, mineralized nodules, veins cross-cutting sedimentary bedding |  |  |  | quartz, carbonates |  | LA-ICPMS | ESI NWR213 Nd:YAG laser ablation system coupled to an Agilent 8800 QQQ ICP-MS | Montanuniversität Leoben, Austria | 50 µm spot size, 2 – 3 J/cm2 on-mineral fluency, 10 Hz repetition rate, helium carrier gas at 0.75 L/min flow rate, 30-s pre-ablation laser warm-up, 60 s dwell time, 30-s washout period | USGS pressed powder polysulfide reference material MASS-1 (Wilson et al. 2002) as external standard for chalcopyrite; sphalerite matrix-matched sinter pressed powder pellet reference material MUL-Zn S1 (Onuk et al. 2017) as external standard for sphalerite and pyrite; MASS-1 used as external standard for Te, Au, Tl, and Hg in sphalerite and pyrite | 2.644 |  |  |  | 394.6272 | [9 empty] | 0.15963 | [11 empty] | 1.5771 | [17 empty] | 0.44736 |  |  |  | 1242.8179 |  |  |  | 3.7327 |  |  |  | 0.35759 | [13 empty] | 9.2865 | [15 empty] | 89.5105 | [17 empty] | 28.1576 |  |  |  | 17.547 | [5 empty] | 2.1173 | [13 empty] | 0.71943 | [13 empty] | 38.9122 |  |  |  |  | 2025 | Bertrandsson Erlandsson et al. (2025), Mineralium Deposita, 60, 869–894 |  | POL, COD, ZMB, NAM
| Polkowice-Sieroszowice |  | Basin hydrothermal | Stratiform sediment-hosted Cu | stratiform sediment-hosted Cu-Co | Cu, Co | Ag, Au, Pb, Ni, Se, Re, Zn | Cu, Co, Ag, Au, Pb, Ni, Se, Re, Zn | Bertrandsson Erlandsson et al., 2022; Foltyn et al., 2022; El Desouky et al., 2010 |  | WZ20-6-1 | WZ20-6-1 | [5 empty] | ore material | polished section |  | mineral separate | [5 empty] | mineralisation |  |  |  | chalcopyrite, sphalerite, pyrite | stage 1 (sediment-hosted, diagenetic), stage 2 (epigenetic hydrothermal veins) | disseminations, veins, mineralized nodules | disseminations, mineralized nodules, veins cross-cutting sedimentary bedding |  |  |  | quartz, carbonates |  | LA-ICPMS | ESI NWR213 Nd:YAG laser ablation system coupled to an Agilent 8800 QQQ ICP-MS | Montanuniversität Leoben, Austria | 50 µm spot size, 2 – 3 J/cm2 on-mineral fluency, 10 Hz repetition rate, helium carrier gas at 0.75 L/min flow rate, 30-s pre-ablation laser warm-up, 60 s dwell time, 30-s washout period | USGS pressed powder polysulfide reference material MASS-1 (Wilson et al. 2002) as external standard for chalcopyrite; sphalerite matrix-matched sinter pressed powder pellet reference material MUL-Zn S1 (Onuk et al. 2017) as external standard for sphalerite and pyrite; MASS-1 used as external standard for Te, Au, Tl, and Hg in sphalerite and pyrite | 7.1297 |  |  |  | 320.6915 | [9 empty] | 0.092952 | [11 empty] | 10.7054 | [17 empty] | 0.31503 |  |  |  | 737.4271 |  |  |  | 4.4408 |  |  |  | 0.40425 | [13 empty] | 9.5519 | [15 empty] | 138.1245 | [17 empty] | 26.0519 |  |  |  | 12.0782 | [5 empty] | 1.6242 | [13 empty] | 1.0346 | [13 empty] | 50.0505 |  |  |  |  | 2025 | Bertrandsson Erlandsson et al. (2025), Mineralium Deposita, 60, 869–894 |  | POL, COD, ZMB, NAM
| Polkowice-Sieroszowice |  | Basin hydrothermal | Stratiform sediment-hosted Cu | stratiform sediment-hosted Cu-Co | Cu, Co | Ag, Au, Pb, Ni, Se, Re, Zn | Cu, Co, Ag, Au, Pb, Ni, Se, Re, Zn | Bertrandsson Erlandsson et al., 2022; Foltyn et al., 2022; El Desouky et al., 2010 |  | WZ20-7-1 | WZ20-7-1 | [5 empty] | ore material | polished section |  | mineral separate | [5 empty] | mineralisation |  |  |  | chalcopyrite, sphalerite, pyrite | stage 1 (sediment-hosted, diagenetic), stage 2 (epigenetic hydrothermal veins) | disseminations, veins, mineralized nodules | disseminations, mineralized nodules, veins cross-cutting sedimentary bedding |  |  |  | quartz, carbonates |  | LA-ICPMS | ESI NWR213 Nd:YAG laser ablation system coupled to an Agilent 8800 QQQ ICP-MS | Montanuniversität Leoben, Austria | 50 µm spot size, 2 – 3 J/cm2 on-mineral fluency, 10 Hz repetition rate, helium carrier gas at 0.75 L/min flow rate, 30-s pre-ablation laser warm-up, 60 s dwell time, 30-s washout period | USGS pressed powder polysulfide reference material MASS-1 (Wilson et al. 2002) as external standard for chalcopyrite; sphalerite matrix-matched sinter pressed powder pellet reference material MUL-Zn S1 (Onuk et al. 2017) as external standard for sphalerite and pyrite; MASS-1 used as external standard for Te, Au, Tl, and Hg in sphalerite and pyrite | 5.7334 |  |  |  | 414.6994 | [9 empty] | 0.1272 | [11 empty] | 11.4955 | [17 empty] | 0.40436 |  |  |  | 1105.8176 |  |  |  | 6.2211 |  |  |  | 0.37937 | [13 empty] | 9.5029 | [15 empty] | 91.4219 | [17 empty] | 28.2331 | [9 empty] | 1.3244 | [13 empty] | 0.65508 | [13 empty] | 63.0556 |  |  |  |  | 2025 | Bertrandsson Erlandsson et al. (2025), Mineralium Deposita, 60, 869–894 |  | POL, COD, ZMB, NAM
| Polkowice-Sieroszowice |  | Basin hydrothermal | Stratiform sediment-hosted Cu | stratiform sediment-hosted Cu-Co | Cu, Co | Ag, Au, Pb, Ni, Se, Re, Zn | Cu, Co, Ag, Au, Pb, Ni, Se, Re, Zn | Bertrandsson Erlandsson et al., 2022; Foltyn et al., 2022; El Desouky et al., 2010 |  | WZ20-8-1 | WZ20-8-1 | [5 empty] | ore material | polished section |  | mineral separate | [5 empty] | mineralisation |  |  |  | chalcopyrite, sphalerite, pyrite | stage 1 (sediment-hosted, diagenetic), stage 2 (epigenetic hydrothermal veins) | disseminations, veins, mineralized nodules | disseminations, mineralized nodules, veins cross-cutting sedimentary bedding |  |  |  | quartz, carbonates |  | LA-ICPMS | ESI NWR213 Nd:YAG laser ablation system coupled to an Agilent 8800 QQQ ICP-MS | Montanuniversität Leoben, Austria | 50 µm spot size, 2 – 3 J/cm2 on-mineral fluency, 10 Hz repetition rate, helium carrier gas at 0.75 L/min flow rate, 30-s pre-ablation laser warm-up, 60 s dwell time, 30-s washout period | USGS pressed powder polysulfide reference material MASS-1 (Wilson et al. 2002) as external standard for chalcopyrite; sphalerite matrix-matched sinter pressed powder pellet reference material MUL-Zn S1 (Onuk et al. 2017) as external standard for sphalerite and pyrite; MASS-1 used as external standard for Te, Au, Tl, and Hg in sphalerite and pyrite | 9.4604 |  |  |  | 53.3226 | [9 empty] | 0.044963 | [11 empty] | 0.4058 | [21 empty] | 11.3843 |  |  |  | 0.84826 |  |  |  | 0.57476 | [13 empty] | 9.8235 | [15 empty] | 108.9804 | [17 empty] | 15.8069 |  |  |  | 31.4405 | [5 empty] | 32.5738 | [13 empty] | 0.95604 | [18 empty] | 2025 | Bertrandsson Erlandsson et al. (2025), Mineralium Deposita, 60, 869–894 |  | POL, COD, ZMB, NAM
| Polkowice-Sieroszowice |  | Basin hydrothermal | Stratiform sediment-hosted Cu | stratiform sediment-hosted Cu-Co | Cu, Co | Ag, Au, Pb, Ni, Se, Re, Zn | Cu, Co, Ag, Au, Pb, Ni, Se, Re, Zn | Bertrandsson Erlandsson et al., 2022; Foltyn et al., 2022; El Desouky et al., 2010 |  | WZ20-9-1 | WZ20-9-1 | [5 empty] | ore material | polished section |  | mineral separate | [5 empty] | mineralisation |  |  |  | chalcopyrite, sphalerite, pyrite | stage 1 (sediment-hosted, diagenetic), stage 2 (epigenetic hydrothermal veins) | disseminations, veins, mineralized nodules | disseminations, mineralized nodules, veins cross-cutting sedimentary bedding |  |  |  | quartz, carbonates |  | LA-ICPMS | ESI NWR213 Nd:YAG laser ablation system coupled to an Agilent 8800 QQQ ICP-MS | Montanuniversität Leoben, Austria | 50 µm spot size, 2 – 3 J/cm2 on-mineral fluency, 10 Hz repetition rate, helium carrier gas at 0.75 L/min flow rate, 30-s pre-ablation laser warm-up, 60 s dwell time, 30-s washout period | USGS pressed powder polysulfide reference material MASS-1 (Wilson et al. 2002) as external standard for chalcopyrite; sphalerite matrix-matched sinter pressed powder pellet reference material MUL-Zn S1 (Onuk et al. 2017) as external standard for sphalerite and pyrite; MASS-1 used as external standard for Te, Au, Tl, and Hg in sphalerite and pyrite | 7.0149 |  |  |  | 43.0365 | [9 empty] | 0.045822 | [11 empty] | 0.39477 | [17 empty] | 0.13117 |  |  |  | 24.726 |  |  |  | 0.91873 |  |  |  | 0.48181 | [13 empty] | 9.4858 | [33 empty] | 11.2776 | [9 empty] | 21.7626 | [13 empty] | 0.80979 | [18 empty] | 2025 | Bertrandsson Erlandsson et al. (2025), Mineralium Deposita, 60, 869–894 |  | POL, COD, ZMB, NAM
| Rudna |  | Basin hydrothermal | Stratiform sediment-hosted Cu | stratiform sediment-hosted Cu-Co | Cu, Co | Ag, Au, Pb, Ni, Se, Re, Zn | Cu, Co, Ag, Au, Pb, Ni, Se, Re, Zn | Bertrandsson Erlandsson et al., 2022; Foltyn et al., 2022; El Desouky et al., 2010 |  | RU-W2-1-1 | RU-W2-1-1 | [5 empty] | ore material | polished section |  | mineral separate | [5 empty] | mineralisation |  |  |  | chalcopyrite, sphalerite, pyrite | stage 1 (sediment-hosted, diagenetic), stage 2 (epigenetic hydrothermal veins) | disseminations, veins, mineralized nodules | disseminations, mineralized nodules, veins cross-cutting sedimentary bedding |  |  |  | quartz, carbonates |  | LA-ICPMS | ESI NWR213 Nd:YAG laser ablation system coupled to an Agilent 8800 QQQ ICP-MS | Montanuniversität Leoben, Austria | 50 µm spot size, 2 – 3 J/cm2 on-mineral fluency, 10 Hz repetition rate, helium carrier gas at 0.75 L/min flow rate, 30-s pre-ablation laser warm-up, 60 s dwell time, 30-s washout period | USGS pressed powder polysulfide reference material MASS-1 (Wilson et al. 2002) as external standard for chalcopyrite; sphalerite matrix-matched sinter pressed powder pellet reference material MUL-Zn S1 (Onuk et al. 2017) as external standard for sphalerite and pyrite; MASS-1 used as external standard for Te, Au, Tl, and Hg in sphalerite and pyrite | 14.221 |  |  |  | 937.4486 | [9 empty] | 0.091863 | [29 empty] | 3.2701 |  |  |  | 2987.0383 | [7 empty] | 0.44463 | [13 empty] | 13.3414 | [15 empty] | 291.249 | [17 empty] | 349.0047 |  |  |  | 13.4338 | [19 empty] | 0.77522 | [13 empty] | 53.5224 |  |  |  |  | 2025 | Bertrandsson Erlandsson et al. (2025), Mineralium Deposita, 60, 869–894 |  | POL, COD, ZMB, NAM
| Rudna |  | Basin hydrothermal | Stratiform sediment-hosted Cu | stratiform sediment-hosted Cu-Co | Cu, Co | Ag, Au, Pb, Ni, Se, Re, Zn | Cu, Co, Ag, Au, Pb, Ni, Se, Re, Zn | Bertrandsson Erlandsson et al., 2022; Foltyn et al., 2022; El Desouky et al., 2010 |  | RU-W2-10-1 | RU-W2-10-1 | [5 empty] | ore material | polished section |  | mineral separate | [5 empty] | mineralisation |  |  |  | chalcopyrite, sphalerite, pyrite | stage 1 (sediment-hosted, diagenetic), stage 2 (epigenetic hydrothermal veins) | disseminations, veins, mineralized nodules | disseminations, mineralized nodules, veins cross-cutting sedimentary bedding |  |  |  | quartz, carbonates |  | LA-ICPMS | ESI NWR213 Nd:YAG laser ablation system coupled to an Agilent 8800 QQQ ICP-MS | Montanuniversität Leoben, Austria | 50 µm spot size, 2 – 3 J/cm2 on-mineral fluency, 10 Hz repetition rate, helium carrier gas at 0.75 L/min flow rate, 30-s pre-ablation laser warm-up, 60 s dwell time, 30-s washout period | USGS pressed powder polysulfide reference material MASS-1 (Wilson et al. 2002) as external standard for chalcopyrite; sphalerite matrix-matched sinter pressed powder pellet reference material MUL-Zn S1 (Onuk et al. 2017) as external standard for sphalerite and pyrite; MASS-1 used as external standard for Te, Au, Tl, and Hg in sphalerite and pyrite | 8.0261 |  |  |  | 413.5717 | [9 empty] | 0.048127 | [11 empty] | 4.9958 | [17 empty] | 4.4489 |  |  |  | 3012.7993 |  |  |  | 0.67014 |  |  |  | 0.44117 | [13 empty] | 13.495 | [15 empty] | 125.9041 | [17 empty] | 146.6983 | [9 empty] | 1.9374 | [13 empty] | 0.32878 | [13 empty] | 39.2057 |  |  |  |  | 2025 | Bertrandsson Erlandsson et al. (2025), Mineralium Deposita, 60, 869–894 |  | POL, COD, ZMB, NAM
| Rudna |  | Basin hydrothermal | Stratiform sediment-hosted Cu | stratiform sediment-hosted Cu-Co | Cu, Co | Ag, Au, Pb, Ni, Se, Re, Zn | Cu, Co, Ag, Au, Pb, Ni, Se, Re, Zn | Bertrandsson Erlandsson et al., 2022; Foltyn et al., 2022; El Desouky et al., 2010 |  | RU-W2-11-1 | RU-W2-11-1 | [5 empty] | ore material | polished section |  | mineral separate | [5 empty] | mineralisation |  |  |  | chalcopyrite, sphalerite, pyrite | stage 1 (sediment-hosted, diagenetic), stage 2 (epigenetic hydrothermal veins) | disseminations, veins, mineralized nodules | disseminations, mineralized nodules, veins cross-cutting sedimentary bedding |  |  |  | quartz, carbonates |  | LA-ICPMS | ESI NWR213 Nd:YAG laser ablation system coupled to an Agilent 8800 QQQ ICP-MS | Montanuniversität Leoben, Austria | 50 µm spot size, 2 – 3 J/cm2 on-mineral fluency, 10 Hz repetition rate, helium carrier gas at 0.75 L/min flow rate, 30-s pre-ablation laser warm-up, 60 s dwell time, 30-s washout period | USGS pressed powder polysulfide reference material MASS-1 (Wilson et al. 2002) as external standard for chalcopyrite; sphalerite matrix-matched sinter pressed powder pellet reference material MUL-Zn S1 (Onuk et al. 2017) as external standard for sphalerite and pyrite; MASS-1 used as external standard for Te, Au, Tl, and Hg in sphalerite and pyrite | 13.8821 |  |  |  | 473.1301 | [9 empty] | 0.060117 | [11 empty] | 2.4747 | [17 empty] | 2.9204 |  |  |  | 1237.5302 |  |  |  | 0.60162 |  |  |  | 0.24048 | [13 empty] | 12.8983 |  | 0.10286 | [13 empty] | 245.6527 | [17 empty] | 184.2706 | [9 empty] | 0.39642 | [13 empty] | 0.61637 | [13 empty] | 28.066 |  |  |  |  | 2025 | Bertrandsson Erlandsson et al. (2025), Mineralium Deposita, 60, 869–894 |  | POL, COD, ZMB, NAM
| Rudna |  | Basin hydrothermal | Stratiform sediment-hosted Cu | stratiform sediment-hosted Cu-Co | Cu, Co | Ag, Au, Pb, Ni, Se, Re, Zn | Cu, Co, Ag, Au, Pb, Ni, Se, Re, Zn | Bertrandsson Erlandsson et al., 2022; Foltyn et al., 2022; El Desouky et al., 2010 |  | RU-W2-12-1 | RU-W2-12-1 | [5 empty] | ore material | polished section |  | mineral separate | [5 empty] | mineralisation |  |  |  | chalcopyrite, sphalerite, pyrite | stage 1 (sediment-hosted, diagenetic), stage 2 (epigenetic hydrothermal veins) | disseminations, veins, mineralized nodules | disseminations, mineralized nodules, veins cross-cutting sedimentary bedding |  |  |  | quartz, carbonates |  | LA-ICPMS | ESI NWR213 Nd:YAG laser ablation system coupled to an Agilent 8800 QQQ ICP-MS | Montanuniversität Leoben, Austria | 50 µm spot size, 2 – 3 J/cm2 on-mineral fluency, 10 Hz repetition rate, helium carrier gas at 0.75 L/min flow rate, 30-s pre-ablation laser warm-up, 60 s dwell time, 30-s washout period | USGS pressed powder polysulfide reference material MASS-1 (Wilson et al. 2002) as external standard for chalcopyrite; sphalerite matrix-matched sinter pressed powder pellet reference material MUL-Zn S1 (Onuk et al. 2017) as external standard for sphalerite and pyrite; MASS-1 used as external standard for Te, Au, Tl, and Hg in sphalerite and pyrite | 10.8452 |  |  |  | 343.945 | [21 empty] | 3.714 | [17 empty] | 1.8385 |  |  |  | 2170.8583 | [7 empty] | 0.40333 | [13 empty] | 13.4466 |  | 0.10992 | [13 empty] | 128.1908 | [17 empty] | 132.2263 | [9 empty] | 0.22087 | [13 empty] | 0.3038 | [13 empty] | 22.4139 |  |  |  |  | 2025 | Bertrandsson Erlandsson et al. (2025), Mineralium Deposita, 60, 869–894 |  | POL, COD, ZMB, NAM
| Rudna |  | Basin hydrothermal | Stratiform sediment-hosted Cu | stratiform sediment-hosted Cu-Co | Cu, Co | Ag, Au, Pb, Ni, Se, Re, Zn | Cu, Co, Ag, Au, Pb, Ni, Se, Re, Zn | Bertrandsson Erlandsson et al., 2022; Foltyn et al., 2022; El Desouky et al., 2010 |  | RU-W2-13-1 | RU-W2-13-1 | [5 empty] | ore material | polished section |  | mineral separate | [5 empty] | mineralisation |  |  |  | chalcopyrite, sphalerite, pyrite | stage 1 (sediment-hosted, diagenetic), stage 2 (epigenetic hydrothermal veins) | disseminations, veins, mineralized nodules | disseminations, mineralized nodules, veins cross-cutting sedimentary bedding |  |  |  | quartz, carbonates |  | LA-ICPMS | ESI NWR213 Nd:YAG laser ablation system coupled to an Agilent 8800 QQQ ICP-MS | Montanuniversität Leoben, Austria | 50 µm spot size, 2 – 3 J/cm2 on-mineral fluency, 10 Hz repetition rate, helium carrier gas at 0.75 L/min flow rate, 30-s pre-ablation laser warm-up, 60 s dwell time, 30-s washout period | USGS pressed powder polysulfide reference material MASS-1 (Wilson et al. 2002) as external standard for chalcopyrite; sphalerite matrix-matched sinter pressed powder pellet reference material MUL-Zn S1 (Onuk et al. 2017) as external standard for sphalerite and pyrite; MASS-1 used as external standard for Te, Au, Tl, and Hg in sphalerite and pyrite | 16.392 |  |  |  | 704.7255 | [21 empty] | 8.896 | [17 empty] | 2.9412 |  |  |  | 3295.0507 |  |  |  | 1.4504 |  |  |  | 0.43316 | [13 empty] | 13.2764 | [15 empty] | 258.4024 | [17 empty] | 299.4417 | [9 empty] | 1.4771 | [13 empty] | 0.63892 | [13 empty] | 186.4723 |  |  |  |  | 2025 | Bertrandsson Erlandsson et al. (2025), Mineralium Deposita, 60, 869–894 |  | POL, COD, ZMB, NAM
| Rudna |  | Basin hydrothermal | Stratiform sediment-hosted Cu | stratiform sediment-hosted Cu-Co | Cu, Co | Ag, Au, Pb, Ni, Se, Re, Zn | Cu, Co, Ag, Au, Pb, Ni, Se, Re, Zn | Bertrandsson Erlandsson et al., 2022; Foltyn et al., 2022; El Desouky et al., 2010 |  | RU-W2-2-1 | RU-W2-2-1 | [5 empty] | ore material | polished section |  | mineral separate | [5 empty] | mineralisation |  |  |  | chalcopyrite, sphalerite, pyrite | stage 1 (sediment-hosted, diagenetic), stage 2 (epigenetic hydrothermal veins) | disseminations, veins, mineralized nodules | disseminations, mineralized nodules, veins cross-cutting sedimentary bedding |  |  |  | quartz, carbonates |  | LA-ICPMS | ESI NWR213 Nd:YAG laser ablation system coupled to an Agilent 8800 QQQ ICP-MS | Montanuniversität Leoben, Austria | 50 µm spot size, 2 – 3 J/cm2 on-mineral fluency, 10 Hz repetition rate, helium carrier gas at 0.75 L/min flow rate, 30-s pre-ablation laser warm-up, 60 s dwell time, 30-s washout period | USGS pressed powder polysulfide reference material MASS-1 (Wilson et al. 2002) as external standard for chalcopyrite; sphalerite matrix-matched sinter pressed powder pellet reference material MUL-Zn S1 (Onuk et al. 2017) as external standard for sphalerite and pyrite; MASS-1 used as external standard for Te, Au, Tl, and Hg in sphalerite and pyrite | 13.3207 |  |  |  | 580.663 |  | 0.016938 | [7 empty] | 0.05941 | [11 empty] | 3.4682 | [17 empty] | 2.3848 |  |  |  | 2235.6741 | [7 empty] | 0.6189 | [13 empty] | 13.5402 | [15 empty] | 156.867 | [17 empty] | 208.3238 |  |  |  | 15.5192 | [5 empty] | 1.0574 | [13 empty] | 0.41336 | [18 empty] | 2025 | Bertrandsson Erlandsson et al. (2025), Mineralium Deposita, 60, 869–894 |  | POL, COD, ZMB, NAM
| Rudna |  | Basin hydrothermal | Stratiform sediment-hosted Cu | stratiform sediment-hosted Cu-Co | Cu, Co | Ag, Au, Pb, Ni, Se, Re, Zn | Cu, Co, Ag, Au, Pb, Ni, Se, Re, Zn | Bertrandsson Erlandsson et al., 2022; Foltyn et al., 2022; El Desouky et al., 2010 |  | RU-W2-3-1 | RU-W2-3-1 | [5 empty] | ore material | polished section |  | mineral separate | [5 empty] | mineralisation |  |  |  | chalcopyrite, sphalerite, pyrite | stage 1 (sediment-hosted, diagenetic), stage 2 (epigenetic hydrothermal veins) | disseminations, veins, mineralized nodules | disseminations, mineralized nodules, veins cross-cutting sedimentary bedding |  |  |  | quartz, carbonates |  | LA-ICPMS | ESI NWR213 Nd:YAG laser ablation system coupled to an Agilent 8800 QQQ ICP-MS | Montanuniversität Leoben, Austria | 50 µm spot size, 2 – 3 J/cm2 on-mineral fluency, 10 Hz repetition rate, helium carrier gas at 0.75 L/min flow rate, 30-s pre-ablation laser warm-up, 60 s dwell time, 30-s washout period | USGS pressed powder polysulfide reference material MASS-1 (Wilson et al. 2002) as external standard for chalcopyrite; sphalerite matrix-matched sinter pressed powder pellet reference material MUL-Zn S1 (Onuk et al. 2017) as external standard for sphalerite and pyrite; MASS-1 used as external standard for Te, Au, Tl, and Hg in sphalerite and pyrite | 19.0394 |  |  |  | 969.1836 | [9 empty] | 0.094817 | [11 empty] | 5.0144 | [17 empty] | 2.9317 |  |  |  | 2944.0879 |  |  |  | 0.39044 |  |  |  | 0.46299 | [13 empty] | 13.3244 | [15 empty] | 321.6477 | [17 empty] | 381.6674 |  |  |  | 10.6155 | [5 empty] | 1.4728 | [13 empty] | 0.81344 | [13 empty] | 58.3234 |  |  |  |  | 2025 | Bertrandsson Erlandsson et al. (2025), Mineralium Deposita, 60, 869–894 |  | POL, COD, ZMB, NAM
| Rudna |  | Basin hydrothermal | Stratiform sediment-hosted Cu | stratiform sediment-hosted Cu-Co | Cu, Co | Ag, Au, Pb, Ni, Se, Re, Zn | Cu, Co, Ag, Au, Pb, Ni, Se, Re, Zn | Bertrandsson Erlandsson et al., 2022; Foltyn et al., 2022; El Desouky et al., 2010 |  | RU-W2-4-1 | RU-W2-4-1 | [5 empty] | ore material | polished section |  | mineral separate | [5 empty] | mineralisation |  |  |  | chalcopyrite, sphalerite, pyrite | stage 1 (sediment-hosted, diagenetic), stage 2 (epigenetic hydrothermal veins) | disseminations, veins, mineralized nodules | disseminations, mineralized nodules, veins cross-cutting sedimentary bedding |  |  |  | quartz, carbonates |  | LA-ICPMS | ESI NWR213 Nd:YAG laser ablation system coupled to an Agilent 8800 QQQ ICP-MS | Montanuniversität Leoben, Austria | 50 µm spot size, 2 – 3 J/cm2 on-mineral fluency, 10 Hz repetition rate, helium carrier gas at 0.75 L/min flow rate, 30-s pre-ablation laser warm-up, 60 s dwell time, 30-s washout period | USGS pressed powder polysulfide reference material MASS-1 (Wilson et al. 2002) as external standard for chalcopyrite; sphalerite matrix-matched sinter pressed powder pellet reference material MUL-Zn S1 (Onuk et al. 2017) as external standard for sphalerite and pyrite; MASS-1 used as external standard for Te, Au, Tl, and Hg in sphalerite and pyrite | 21.7189 |  |  |  | 639.7403 | [9 empty] | 0.043129 | [11 empty] | 4.1493 | [17 empty] | 3.4547 |  |  |  | 2102.7401 |  |  |  | 1.2628 |  |  |  | 0.48353 | [13 empty] | 13.3694 |  | 0.038449 | [13 empty] | 220.606 | [17 empty] | 193.5582 |  |  |  | 13.9609 | [5 empty] | 1.55 | [13 empty] | 0.68963 | [13 empty] | 39.5502 |  |  |  |  | 2025 | Bertrandsson Erlandsson et al. (2025), Mineralium Deposita, 60, 869–894 |  | POL, COD, ZMB, NAM
| Rudna |  | Basin hydrothermal | Stratiform sediment-hosted Cu | stratiform sediment-hosted Cu-Co | Cu, Co | Ag, Au, Pb, Ni, Se, Re, Zn | Cu, Co, Ag, Au, Pb, Ni, Se, Re, Zn | Bertrandsson Erlandsson et al., 2022; Foltyn et al., 2022; El Desouky et al., 2010 |  | RU-W2-5-1 | RU-W2-5-1 | [5 empty] | ore material | polished section |  | mineral separate | [5 empty] | mineralisation |  |  |  | chalcopyrite, sphalerite, pyrite | stage 1 (sediment-hosted, diagenetic), stage 2 (epigenetic hydrothermal veins) | disseminations, veins, mineralized nodules | disseminations, mineralized nodules, veins cross-cutting sedimentary bedding |  |  |  | quartz, carbonates |  | LA-ICPMS | ESI NWR213 Nd:YAG laser ablation system coupled to an Agilent 8800 QQQ ICP-MS | Montanuniversität Leoben, Austria | 50 µm spot size, 2 – 3 J/cm2 on-mineral fluency, 10 Hz repetition rate, helium carrier gas at 0.75 L/min flow rate, 30-s pre-ablation laser warm-up, 60 s dwell time, 30-s washout period | USGS pressed powder polysulfide reference material MASS-1 (Wilson et al. 2002) as external standard for chalcopyrite; sphalerite matrix-matched sinter pressed powder pellet reference material MUL-Zn S1 (Onuk et al. 2017) as external standard for sphalerite and pyrite; MASS-1 used as external standard for Te, Au, Tl, and Hg in sphalerite and pyrite | 24.5107 |  |  |  | 950.3794 | [9 empty] | 0.084757 | [11 empty] | 8.7652 | [17 empty] | 4.4552 |  |  |  | 4806.1349 |  |  |  | 2.0696 |  |  |  | 0.48667 | [13 empty] | 13.7517 |  | 0.78078 | [7 empty] | 0.96665 | [5 empty] | 317.0766 | [17 empty] | 348.9551 | [9 empty] | 0.40917 | [13 empty] | 0.71608 | [13 empty] | 107.1463 |  |  |  |  | 2025 | Bertrandsson Erlandsson et al. (2025), Mineralium Deposita, 60, 869–894 |  | POL, COD, ZMB, NAM
| Rudna |  | Basin hydrothermal | Stratiform sediment-hosted Cu | stratiform sediment-hosted Cu-Co | Cu, Co | Ag, Au, Pb, Ni, Se, Re, Zn | Cu, Co, Ag, Au, Pb, Ni, Se, Re, Zn | Bertrandsson Erlandsson et al., 2022; Foltyn et al., 2022; El Desouky et al., 2010 |  | RU-W2-6-1 | RU-W2-6-1 | [5 empty] | ore material | polished section |  | mineral separate | [5 empty] | mineralisation |  |  |  | chalcopyrite, sphalerite, pyrite | stage 1 (sediment-hosted, diagenetic), stage 2 (epigenetic hydrothermal veins) | disseminations, veins, mineralized nodules | disseminations, mineralized nodules, veins cross-cutting sedimentary bedding |  |  |  | quartz, carbonates |  | LA-ICPMS | ESI NWR213 Nd:YAG laser ablation system coupled to an Agilent 8800 QQQ ICP-MS | Montanuniversität Leoben, Austria | 50 µm spot size, 2 – 3 J/cm2 on-mineral fluency, 10 Hz repetition rate, helium carrier gas at 0.75 L/min flow rate, 30-s pre-ablation laser warm-up, 60 s dwell time, 30-s washout period | USGS pressed powder polysulfide reference material MASS-1 (Wilson et al. 2002) as external standard for chalcopyrite; sphalerite matrix-matched sinter pressed powder pellet reference material MUL-Zn S1 (Onuk et al. 2017) as external standard for sphalerite and pyrite; MASS-1 used as external standard for Te, Au, Tl, and Hg in sphalerite and pyrite | 13.8102 |  |  |  | 337.021 | [9 empty] | 0.021609 | [11 empty] | 7.8607 | [17 empty] | 2.5862 |  |  |  | 2922.5132 |  |  |  | 1.4295 |  |  |  | 0.46136 | [13 empty] | 13.1791 | [15 empty] | 159.3469 | [17 empty] | 104.4794 | [9 empty] | 0.14341 | [13 empty] | 0.27724 | [13 empty] | 158.0016 |  |  |  |  | 2025 | Bertrandsson Erlandsson et al. (2025), Mineralium Deposita, 60, 869–894 |  | POL, COD, ZMB, NAM
| Rudna |  | Basin hydrothermal | Stratiform sediment-hosted Cu | stratiform sediment-hosted Cu-Co | Cu, Co | Ag, Au, Pb, Ni, Se, Re, Zn | Cu, Co, Ag, Au, Pb, Ni, Se, Re, Zn | Bertrandsson Erlandsson et al., 2022; Foltyn et al., 2022; El Desouky et al., 2010 |  | RU-W2-7-1 | RU-W2-7-1 | [5 empty] | ore material | polished section |  | mineral separate | [5 empty] | mineralisation |  |  |  | chalcopyrite, sphalerite, pyrite | stage 1 (sediment-hosted, diagenetic), stage 2 (epigenetic hydrothermal veins) | disseminations, veins, mineralized nodules | disseminations, mineralized nodules, veins cross-cutting sedimentary bedding |  |  |  | quartz, carbonates |  | LA-ICPMS | ESI NWR213 Nd:YAG laser ablation system coupled to an Agilent 8800 QQQ ICP-MS | Montanuniversität Leoben, Austria | 50 µm spot size, 2 – 3 J/cm2 on-mineral fluency, 10 Hz repetition rate, helium carrier gas at 0.75 L/min flow rate, 30-s pre-ablation laser warm-up, 60 s dwell time, 30-s washout period | USGS pressed powder polysulfide reference material MASS-1 (Wilson et al. 2002) as external standard for chalcopyrite; sphalerite matrix-matched sinter pressed powder pellet reference material MUL-Zn S1 (Onuk et al. 2017) as external standard for sphalerite and pyrite; MASS-1 used as external standard for Te, Au, Tl, and Hg in sphalerite and pyrite | 34.4903 |  |  |  | 926.6975 | [9 empty] | 0.10769 | [11 empty] | 3.3392 | [17 empty] | 3.1434 |  |  |  | 2061.479 |  |  |  | 2.2738 |  |  |  | 0.53033 | [13 empty] | 12.9142 | [15 empty] | 382.8162 | [17 empty] | 382.6466 |  |  |  | 12.5102 | [5 empty] | 0.67153 | [27 empty] | 33.8973 |  |  |  |  | 2025 | Bertrandsson Erlandsson et al. (2025), Mineralium Deposita, 60, 869–894 |  | POL, COD, ZMB, NAM
| Rudna |  | Basin hydrothermal | Stratiform sediment-hosted Cu | stratiform sediment-hosted Cu-Co | Cu, Co | Ag, Au, Pb, Ni, Se, Re, Zn | Cu, Co, Ag, Au, Pb, Ni, Se, Re, Zn | Bertrandsson Erlandsson et al., 2022; Foltyn et al., 2022; El Desouky et al., 2010 |  | RU-W2-8-1 | RU-W2-8-1 | [5 empty] | ore material | polished section |  | mineral separate | [5 empty] | mineralisation |  |  |  | chalcopyrite, sphalerite, pyrite | stage 1 (sediment-hosted, diagenetic), stage 2 (epigenetic hydrothermal veins) | disseminations, veins, mineralized nodules | disseminations, mineralized nodules, veins cross-cutting sedimentary bedding |  |  |  | quartz, carbonates |  | LA-ICPMS | ESI NWR213 Nd:YAG laser ablation system coupled to an Agilent 8800 QQQ ICP-MS | Montanuniversität Leoben, Austria | 50 µm spot size, 2 – 3 J/cm2 on-mineral fluency, 10 Hz repetition rate, helium carrier gas at 0.75 L/min flow rate, 30-s pre-ablation laser warm-up, 60 s dwell time, 30-s washout period | USGS pressed powder polysulfide reference material MASS-1 (Wilson et al. 2002) as external standard for chalcopyrite; sphalerite matrix-matched sinter pressed powder pellet reference material MUL-Zn S1 (Onuk et al. 2017) as external standard for sphalerite and pyrite; MASS-1 used as external standard for Te, Au, Tl, and Hg in sphalerite and pyrite | 17.5886 |  |  |  | 837.0991 | [9 empty] | 0.10226 | [11 empty] | 3.1781 | [17 empty] | 2.7501 |  |  |  | 1746.3025 |  |  |  | 0.85493 |  |  |  | 0.36744 | [13 empty] | 13.2641 |  | 0.085095 | [13 empty] | 458.2126 | [17 empty] | 394.9644 |  |  |  | 11.2757 | [5 empty] | 1.527 | [13 empty] | 1.2932 | [13 empty] | 30.7558 |  |  |  |  | 2025 | Bertrandsson Erlandsson et al. (2025), Mineralium Deposita, 60, 869–894 |  | POL, COD, ZMB, NAM
| Rudna |  | Basin hydrothermal | Stratiform sediment-hosted Cu | stratiform sediment-hosted Cu-Co | Cu, Co | Ag, Au, Pb, Ni, Se, Re, Zn | Cu, Co, Ag, Au, Pb, Ni, Se, Re, Zn | Bertrandsson Erlandsson et al., 2022; Foltyn et al., 2022; El Desouky et al., 2010 |  | RU-W2-9-1 | RU-W2-9-1 | [5 empty] | ore material | polished section |  | mineral separate | [5 empty] | mineralisation |  |  |  | chalcopyrite, sphalerite, pyrite | stage 1 (sediment-hosted, diagenetic), stage 2 (epigenetic hydrothermal veins) | disseminations, veins, mineralized nodules | disseminations, mineralized nodules, veins cross-cutting sedimentary bedding |  |  |  | quartz, carbonates |  | LA-ICPMS | ESI NWR213 Nd:YAG laser ablation system coupled to an Agilent 8800 QQQ ICP-MS | Montanuniversität Leoben, Austria | 50 µm spot size, 2 – 3 J/cm2 on-mineral fluency, 10 Hz repetition rate, helium carrier gas at 0.75 L/min flow rate, 30-s pre-ablation laser warm-up, 60 s dwell time, 30-s washout period | USGS pressed powder polysulfide reference material MASS-1 (Wilson et al. 2002) as external standard for chalcopyrite; sphalerite matrix-matched sinter pressed powder pellet reference material MUL-Zn S1 (Onuk et al. 2017) as external standard for sphalerite and pyrite; MASS-1 used as external standard for Te, Au, Tl, and Hg in sphalerite and pyrite | 21.7741 |  |  |  | 826.9218 | [9 empty] | 0.07038 | [11 empty] | 3.3453 | [17 empty] | 2.5264 |  |  |  | 2028.7177 |  |  |  | 0.84762 |  |  |  | 0.45004 | [13 empty] | 13.1053 | [15 empty] | 340.5376 | [17 empty] | 345.4299 | [9 empty] | 1.2545 | [13 empty] | 1.0115 | [13 empty] | 35.9929 |  |  |  |  | 2025 | Bertrandsson Erlandsson et al. (2025), Mineralium Deposita, 60, 869–894 |  | POL, COD, ZMB, NAM
| Lubin |  | Basin hydrothermal | Stratiform sediment-hosted Cu | stratiform sediment-hosted Cu-Co | Cu, Co | Ag, Au, Pb, Ni, Se, Re, Zn | Cu, Co, Ag, Au, Pb, Ni, Se, Re, Zn | Bertrandsson Erlandsson et al., 2022; Foltyn et al., 2022; El Desouky et al., 2010 |  | LB6-1-1 | LB6-1-1 | [5 empty] | ore material | polished section |  | mineral separate | [5 empty] | mineralisation |  |  |  | chalcopyrite, sphalerite, pyrite | stage 1 (sediment-hosted, diagenetic), stage 2 (epigenetic hydrothermal veins) | disseminations, veins, mineralized nodules | disseminations, mineralized nodules, veins cross-cutting sedimentary bedding |  |  |  | quartz, carbonates |  | LA-ICPMS | ESI NWR213 Nd:YAG laser ablation system coupled to an Agilent 8800 QQQ ICP-MS | Montanuniversität Leoben, Austria | 50 µm spot size, 2 – 3 J/cm2 on-mineral fluency, 10 Hz repetition rate, helium carrier gas at 0.75 L/min flow rate, 30-s pre-ablation laser warm-up, 60 s dwell time, 30-s washout period | USGS pressed powder polysulfide reference material MASS-1 (Wilson et al. 2002) as external standard for chalcopyrite; sphalerite matrix-matched sinter pressed powder pellet reference material MUL-Zn S1 (Onuk et al. 2017) as external standard for sphalerite and pyrite; MASS-1 used as external standard for Te, Au, Tl, and Hg in sphalerite and pyrite | 191.5858 | [5 empty] | 0.0988 | [7 empty] | 269.346 | [5 empty] | 85.3067 | [5 empty] | 6.9148 | [17 empty] | 0.58866 |  |  |  | 0.96194 | [7 empty] | 188.9211 | [13 empty] | 20.172 |  | 1.7876 | [7 empty] | 0.71164 | [5 empty] | 4147.5883 | [17 empty] | 1.4725 |  |  |  | 142.2457 | [5 empty] | 203.2563 | [13 empty] | 1.2303 | [5 empty] | 0.49143 | [7 empty] | 3260.5117 |  |  |  |  | 2025 | Bertrandsson Erlandsson et al. (2025), Mineralium Deposita, 60, 869–894 |  | POL, COD, ZMB, NAM
| Lubin |  | Basin hydrothermal | Stratiform sediment-hosted Cu | stratiform sediment-hosted Cu-Co | Cu, Co | Ag, Au, Pb, Ni, Se, Re, Zn | Cu, Co, Ag, Au, Pb, Ni, Se, Re, Zn | Bertrandsson Erlandsson et al., 2022; Foltyn et al., 2022; El Desouky et al., 2010 |  | LB6-2-1 | LB6-2-1 | [5 empty] | ore material | polished section |  | mineral separate | [5 empty] | mineralisation |  |  |  | chalcopyrite, sphalerite, pyrite | stage 1 (sediment-hosted, diagenetic), stage 2 (epigenetic hydrothermal veins) | disseminations, veins, mineralized nodules | disseminations, mineralized nodules, veins cross-cutting sedimentary bedding |  |  |  | quartz, carbonates |  | LA-ICPMS | ESI NWR213 Nd:YAG laser ablation system coupled to an Agilent 8800 QQQ ICP-MS | Montanuniversität Leoben, Austria | 50 µm spot size, 2 – 3 J/cm2 on-mineral fluency, 10 Hz repetition rate, helium carrier gas at 0.75 L/min flow rate, 30-s pre-ablation laser warm-up, 60 s dwell time, 30-s washout period | USGS pressed powder polysulfide reference material MASS-1 (Wilson et al. 2002) as external standard for chalcopyrite; sphalerite matrix-matched sinter pressed powder pellet reference material MUL-Zn S1 (Onuk et al. 2017) as external standard for sphalerite and pyrite; MASS-1 used as external standard for Te, Au, Tl, and Hg in sphalerite and pyrite | 120.5213 | [5 empty] | 0.17056 | [7 empty] | 4784.411 | [5 empty] | 26.1091 | [5 empty] | 5.1134 | [17 empty] | 0.21767 |  |  |  | 0.35378 | [7 empty] | 199.4058 | [13 empty] | 24.4608 | [15 empty] | 4440.7893 | [17 empty] | 4.0155 |  |  |  | 74.4693 | [5 empty] | 100.137 | [7 empty] | 0.36243 | [5 empty] | 0.48067 | [13 empty] | 1097.561 |  |  |  |  | 2025 | Bertrandsson Erlandsson et al. (2025), Mineralium Deposita, 60, 869–894 |  | POL, COD, ZMB, NAM
| Lubin |  | Basin hydrothermal | Stratiform sediment-hosted Cu | stratiform sediment-hosted Cu-Co | Cu, Co | Ag, Au, Pb, Ni, Se, Re, Zn | Cu, Co, Ag, Au, Pb, Ni, Se, Re, Zn | Bertrandsson Erlandsson et al., 2022; Foltyn et al., 2022; El Desouky et al., 2010 |  | LB6-3-1 | LB6-3-1 | [5 empty] | ore material | polished section |  | mineral separate | [5 empty] | mineralisation |  |  |  | chalcopyrite, sphalerite, pyrite | stage 1 (sediment-hosted, diagenetic), stage 2 (epigenetic hydrothermal veins) | disseminations, veins, mineralized nodules | disseminations, mineralized nodules, veins cross-cutting sedimentary bedding |  |  |  | quartz, carbonates |  | LA-ICPMS | ESI NWR213 Nd:YAG laser ablation system coupled to an Agilent 8800 QQQ ICP-MS | Montanuniversität Leoben, Austria | 50 µm spot size, 2 – 3 J/cm2 on-mineral fluency, 10 Hz repetition rate, helium carrier gas at 0.75 L/min flow rate, 30-s pre-ablation laser warm-up, 60 s dwell time, 30-s washout period | USGS pressed powder polysulfide reference material MASS-1 (Wilson et al. 2002) as external standard for chalcopyrite; sphalerite matrix-matched sinter pressed powder pellet reference material MUL-Zn S1 (Onuk et al. 2017) as external standard for sphalerite and pyrite; MASS-1 used as external standard for Te, Au, Tl, and Hg in sphalerite and pyrite | 152.3214 | [5 empty] | 0.14187 | [7 empty] | 243.2443 | [5 empty] | 47.0993 | [5 empty] | 3.0389 | [17 empty] | 0.14645 |  |  |  | 0.18978 | [7 empty] | 170.1969 | [13 empty] | 17.0338 | [9 empty] | 0.34152 | [5 empty] | 489.556 | [17 empty] | 0.33585 |  |  |  | 21.0744 | [5 empty] | 129.9659 | [13 empty] | 0.91916 | [13 empty] | 2474.2278 |  |  |  |  | 2025 | Bertrandsson Erlandsson et al. (2025), Mineralium Deposita, 60, 869–894 |  | POL, COD, ZMB, NAM
| Lubin |  | Basin hydrothermal | Stratiform sediment-hosted Cu | stratiform sediment-hosted Cu-Co | Cu, Co | Ag, Au, Pb, Ni, Se, Re, Zn | Cu, Co, Ag, Au, Pb, Ni, Se, Re, Zn | Bertrandsson Erlandsson et al., 2022; Foltyn et al., 2022; El Desouky et al., 2010 |  | LB6-4-1 | LB6-4-1 | [5 empty] | ore material | polished section |  | mineral separate | [5 empty] | mineralisation |  |  |  | chalcopyrite, sphalerite, pyrite | stage 1 (sediment-hosted, diagenetic), stage 2 (epigenetic hydrothermal veins) | disseminations, veins, mineralized nodules | disseminations, mineralized nodules, veins cross-cutting sedimentary bedding |  |  |  | quartz, carbonates |  | LA-ICPMS | ESI NWR213 Nd:YAG laser ablation system coupled to an Agilent 8800 QQQ ICP-MS | Montanuniversität Leoben, Austria | 50 µm spot size, 2 – 3 J/cm2 on-mineral fluency, 10 Hz repetition rate, helium carrier gas at 0.75 L/min flow rate, 30-s pre-ablation laser warm-up, 60 s dwell time, 30-s washout period | USGS pressed powder polysulfide reference material MASS-1 (Wilson et al. 2002) as external standard for chalcopyrite; sphalerite matrix-matched sinter pressed powder pellet reference material MUL-Zn S1 (Onuk et al. 2017) as external standard for sphalerite and pyrite; MASS-1 used as external standard for Te, Au, Tl, and Hg in sphalerite and pyrite | 223.923 |  |  |  | 15.5643 |  | 0.12209 | [7 empty] | 134.6451 | [5 empty] | 28.3068 | [5 empty] | 4.0923 | [17 empty] | 0.66359 |  |  |  | 0.83128 | [7 empty] | 145.1633 | [13 empty] | 20.0656 |  | 0.094044 | [7 empty] | 0.42917 | [5 empty] | 993.3349 | [17 empty] | 1.5939 |  |  |  | 103.0764 | [5 empty] | 418.1611 | [13 empty] | 0.41833 | [13 empty] | 412.8625 |  |  |  |  | 2025 | Bertrandsson Erlandsson et al. (2025), Mineralium Deposita, 60, 869–894 |  | POL, COD, ZMB, NAM
| Lubin |  | Basin hydrothermal | Stratiform sediment-hosted Cu | stratiform sediment-hosted Cu-Co | Cu, Co | Ag, Au, Pb, Ni, Se, Re, Zn | Cu, Co, Ag, Au, Pb, Ni, Se, Re, Zn | Bertrandsson Erlandsson et al., 2022; Foltyn et al., 2022; El Desouky et al., 2010 |  | LB6-5-1 | LB6-5-1 | [5 empty] | ore material | polished section |  | mineral separate | [5 empty] | mineralisation |  |  |  | chalcopyrite, sphalerite, pyrite | stage 1 (sediment-hosted, diagenetic), stage 2 (epigenetic hydrothermal veins) | disseminations, veins, mineralized nodules | disseminations, mineralized nodules, veins cross-cutting sedimentary bedding |  |  |  | quartz, carbonates |  | LA-ICPMS | ESI NWR213 Nd:YAG laser ablation system coupled to an Agilent 8800 QQQ ICP-MS | Montanuniversität Leoben, Austria | 50 µm spot size, 2 – 3 J/cm2 on-mineral fluency, 10 Hz repetition rate, helium carrier gas at 0.75 L/min flow rate, 30-s pre-ablation laser warm-up, 60 s dwell time, 30-s washout period | USGS pressed powder polysulfide reference material MASS-1 (Wilson et al. 2002) as external standard for chalcopyrite; sphalerite matrix-matched sinter pressed powder pellet reference material MUL-Zn S1 (Onuk et al. 2017) as external standard for sphalerite and pyrite; MASS-1 used as external standard for Te, Au, Tl, and Hg in sphalerite and pyrite | 324.2837 |  |  |  | 306.903 |  | 0.066099 | [7 empty] | 1102.4258 | [5 empty] | 41.6952 | [5 empty] | 32.848 | [17 empty] | 0.35553 |  |  |  | 0.60759 | [7 empty] | 141.9956 | [13 empty] | 14.9088 | [9 empty] | 3.7171 | [5 empty] | 1407.5192 | [17 empty] | 4.2025 |  |  |  | 94.248 | [5 empty] | 396.5084 | [7 empty] | 0.56432 | [5 empty] | 0.40526 | [5 empty] | 0.20117 | [7 empty] | 1283.2238 |  |  |  |  | 2025 | Bertrandsson Erlandsson et al. (2025), Mineralium Deposita, 60, 869–894 |  | POL, COD, ZMB, NAM
| Lubin |  | Basin hydrothermal | Stratiform sediment-hosted Cu | stratiform sediment-hosted Cu-Co | Cu, Co | Ag, Au, Pb, Ni, Se, Re, Zn | Cu, Co, Ag, Au, Pb, Ni, Se, Re, Zn | Bertrandsson Erlandsson et al., 2022; Foltyn et al., 2022; El Desouky et al., 2010 |  | LB6-6-1 | LB6-6-1 | [5 empty] | ore material | polished section |  | mineral separate | [5 empty] | mineralisation |  |  |  | chalcopyrite, sphalerite, pyrite | stage 1 (sediment-hosted, diagenetic), stage 2 (epigenetic hydrothermal veins) | disseminations, veins, mineralized nodules | disseminations, mineralized nodules, veins cross-cutting sedimentary bedding |  |  |  | quartz, carbonates |  | LA-ICPMS | ESI NWR213 Nd:YAG laser ablation system coupled to an Agilent 8800 QQQ ICP-MS | Montanuniversität Leoben, Austria | 50 µm spot size, 2 – 3 J/cm2 on-mineral fluency, 10 Hz repetition rate, helium carrier gas at 0.75 L/min flow rate, 30-s pre-ablation laser warm-up, 60 s dwell time, 30-s washout period | USGS pressed powder polysulfide reference material MASS-1 (Wilson et al. 2002) as external standard for chalcopyrite; sphalerite matrix-matched sinter pressed powder pellet reference material MUL-Zn S1 (Onuk et al. 2017) as external standard for sphalerite and pyrite; MASS-1 used as external standard for Te, Au, Tl, and Hg in sphalerite and pyrite | 500.4026 |  |  |  | 15.9978 |  | 0.080273 | [7 empty] | 948.2847 | [5 empty] | 45.2449 | [5 empty] | 7.3199 | [17 empty] | 0.60142 |  |  |  | 0.5831 | [7 empty] | 222.0136 | [13 empty] | 50.9857 | [9 empty] | 1.1673 | [5 empty] | 1131.4503 | [17 empty] | 5.5705 |  |  |  | 77.7482 | [5 empty] | 544.2482 | [7 empty] | 0.68062 | [5 empty] | 0.36351 | [5 empty] | 0.22599 | [7 empty] | 1651.3065 |  |  |  |  | 2025 | Bertrandsson Erlandsson et al. (2025), Mineralium Deposita, 60, 869–894 |  | POL, COD, ZMB, NAM
| Lubin |  | Basin hydrothermal | Stratiform sediment-hosted Cu | stratiform sediment-hosted Cu-Co | Cu, Co | Ag, Au, Pb, Ni, Se, Re, Zn | Cu, Co, Ag, Au, Pb, Ni, Se, Re, Zn | Bertrandsson Erlandsson et al., 2022; Foltyn et al., 2022; El Desouky et al., 2010 |  | LB6-7-1 | LB6-7-1 | [5 empty] | ore material | polished section |  | mineral separate | [5 empty] | mineralisation |  |  |  | chalcopyrite, sphalerite, pyrite | stage 1 (sediment-hosted, diagenetic), stage 2 (epigenetic hydrothermal veins) | disseminations, veins, mineralized nodules | disseminations, mineralized nodules, veins cross-cutting sedimentary bedding |  |  |  | quartz, carbonates |  | LA-ICPMS | ESI NWR213 Nd:YAG laser ablation system coupled to an Agilent 8800 QQQ ICP-MS | Montanuniversität Leoben, Austria | 50 µm spot size, 2 – 3 J/cm2 on-mineral fluency, 10 Hz repetition rate, helium carrier gas at 0.75 L/min flow rate, 30-s pre-ablation laser warm-up, 60 s dwell time, 30-s washout period | USGS pressed powder polysulfide reference material MASS-1 (Wilson et al. 2002) as external standard for chalcopyrite; sphalerite matrix-matched sinter pressed powder pellet reference material MUL-Zn S1 (Onuk et al. 2017) as external standard for sphalerite and pyrite; MASS-1 used as external standard for Te, Au, Tl, and Hg in sphalerite and pyrite | 197.2953 | [5 empty] | 0.090659 | [7 empty] | 338.2507 | [5 empty] | 91.2934 | [5 empty] | 4.9869 | [17 empty] | 0.50949 |  |  |  | 1.0118 | [7 empty] | 215.6198 | [13 empty] | 17.2035 |  | 0.12008 | [13 empty] | 749.7239 | [17 empty] | 2.7417 |  |  |  | 132.0641 | [5 empty] | 335.0233 | [7 empty] | 1.4725 | [5 empty] | 0.27066 | [5 empty] | 0.1927 | [7 empty] | 4613.6707 |  |  |  |  | 2025 | Bertrandsson Erlandsson et al. (2025), Mineralium Deposita, 60, 869–894 |  | POL, COD, ZMB, NAM
| Lubin |  | Basin hydrothermal | Stratiform sediment-hosted Cu | stratiform sediment-hosted Cu-Co | Cu, Co | Ag, Au, Pb, Ni, Se, Re, Zn | Cu, Co, Ag, Au, Pb, Ni, Se, Re, Zn | Bertrandsson Erlandsson et al., 2022; Foltyn et al., 2022; El Desouky et al., 2010 |  | LB6-8-1 | LB6-8-1 | [5 empty] | ore material | polished section |  | mineral separate | [5 empty] | mineralisation |  |  |  | chalcopyrite, sphalerite, pyrite | stage 1 (sediment-hosted, diagenetic), stage 2 (epigenetic hydrothermal veins) | disseminations, veins, mineralized nodules | disseminations, mineralized nodules, veins cross-cutting sedimentary bedding |  |  |  | quartz, carbonates |  | LA-ICPMS | ESI NWR213 Nd:YAG laser ablation system coupled to an Agilent 8800 QQQ ICP-MS | Montanuniversität Leoben, Austria | 50 µm spot size, 2 – 3 J/cm2 on-mineral fluency, 10 Hz repetition rate, helium carrier gas at 0.75 L/min flow rate, 30-s pre-ablation laser warm-up, 60 s dwell time, 30-s washout period | USGS pressed powder polysulfide reference material MASS-1 (Wilson et al. 2002) as external standard for chalcopyrite; sphalerite matrix-matched sinter pressed powder pellet reference material MUL-Zn S1 (Onuk et al. 2017) as external standard for sphalerite and pyrite; MASS-1 used as external standard for Te, Au, Tl, and Hg in sphalerite and pyrite | 175.5142 | [13 empty] | 126.9794 | [5 empty] | 12.5181 | [5 empty] | 4.7477 | [17 empty] | 0.50229 |  |  |  | 0.56484 | [7 empty] | 140.2415 | [13 empty] | 20.3793 | [9 empty] | 0.80381 | [5 empty] | 1591.9126 | [17 empty] | 0.67401 |  |  |  | 105.5091 | [5 empty] | 331.1645 | [13 empty] | 1.1405 | [5 empty] | 0.10991 | [7 empty] | 905.5725 |  |  |  |  | 2025 | Bertrandsson Erlandsson et al. (2025), Mineralium Deposita, 60, 869–894 |  | POL, COD, ZMB, NAM
| Lubin |  | Basin hydrothermal | Stratiform sediment-hosted Cu | stratiform sediment-hosted Cu-Co | Cu, Co | Ag, Au, Pb, Ni, Se, Re, Zn | Cu, Co, Ag, Au, Pb, Ni, Se, Re, Zn | Bertrandsson Erlandsson et al., 2022; Foltyn et al., 2022; El Desouky et al., 2010 |  | LZ2-VII-cpy1-1 | LZ2-VII-cpy1-1 | [5 empty] | ore material | polished section |  | mineral separate | [5 empty] | mineralisation |  |  |  | chalcopyrite, sphalerite, pyrite | stage 1 (sediment-hosted, diagenetic), stage 2 (epigenetic hydrothermal veins) | disseminations, veins, mineralized nodules | disseminations, mineralized nodules, veins cross-cutting sedimentary bedding |  |  |  | quartz, carbonates |  | LA-ICPMS | ESI NWR213 Nd:YAG laser ablation system coupled to an Agilent 8800 QQQ ICP-MS | Montanuniversität Leoben, Austria | 50 µm spot size, 2 – 3 J/cm2 on-mineral fluency, 10 Hz repetition rate, helium carrier gas at 0.75 L/min flow rate, 30-s pre-ablation laser warm-up, 60 s dwell time, 30-s washout period | USGS pressed powder polysulfide reference material MASS-1 (Wilson et al. 2002) as external standard for chalcopyrite; sphalerite matrix-matched sinter pressed powder pellet reference material MUL-Zn S1 (Onuk et al. 2017) as external standard for sphalerite and pyrite; MASS-1 used as external standard for Te, Au, Tl, and Hg in sphalerite and pyrite | 10.6835 |  |  |  | 0.99613 | [9 empty] | 0.07507 | [29 empty] | 0.032173 |  |  |  | 0.32442 |  |  |  | 27.9032 |  |  |  | 0.0214 | [13 empty] | 12.9228 | [15 empty] | 18.0091 | [21 empty] | 51.5616 | [5 empty] | 0.60632 | [13 empty] | 0.16781 | [5 empty] | 0.029733 | [12 empty] | 2025 | Bertrandsson Erlandsson et al. (2025), Mineralium Deposita, 60, 869–894 |  | POL, COD, ZMB, NAM
| Lubin |  | Basin hydrothermal | Stratiform sediment-hosted Cu | stratiform sediment-hosted Cu-Co | Cu, Co | Ag, Au, Pb, Ni, Se, Re, Zn | Cu, Co, Ag, Au, Pb, Ni, Se, Re, Zn | Bertrandsson Erlandsson et al., 2022; Foltyn et al., 2022; El Desouky et al., 2010 |  | LZ2-VII-cpy2-1 | LZ2-VII-cpy2-1 | [5 empty] | ore material | polished section |  | mineral separate | [5 empty] | mineralisation |  |  |  | chalcopyrite, sphalerite, pyrite | stage 1 (sediment-hosted, diagenetic), stage 2 (epigenetic hydrothermal veins) | disseminations, veins, mineralized nodules | disseminations, mineralized nodules, veins cross-cutting sedimentary bedding |  |  |  | quartz, carbonates |  | LA-ICPMS | ESI NWR213 Nd:YAG laser ablation system coupled to an Agilent 8800 QQQ ICP-MS | Montanuniversität Leoben, Austria | 50 µm spot size, 2 – 3 J/cm2 on-mineral fluency, 10 Hz repetition rate, helium carrier gas at 0.75 L/min flow rate, 30-s pre-ablation laser warm-up, 60 s dwell time, 30-s washout period | USGS pressed powder polysulfide reference material MASS-1 (Wilson et al. 2002) as external standard for chalcopyrite; sphalerite matrix-matched sinter pressed powder pellet reference material MUL-Zn S1 (Onuk et al. 2017) as external standard for sphalerite and pyrite; MASS-1 used as external standard for Te, Au, Tl, and Hg in sphalerite and pyrite | 18.7465 |  |  |  | 3.6489 | [9 empty] | 0.035511 | [33 empty] | 0.42078 |  |  |  | 14.2549 |  |  |  | 0.056231 | [13 empty] | 12.8863 | [15 empty] | 36.3498 | [21 empty] | 44.5471 | [5 empty] | 0.61934 | [13 empty] | 0.22783 | [18 empty] | 2025 | Bertrandsson Erlandsson et al. (2025), Mineralium Deposita, 60, 869–894 |  | POL, COD, ZMB, NAM
| Lubin |  | Basin hydrothermal | Stratiform sediment-hosted Cu | stratiform sediment-hosted Cu-Co | Cu, Co | Ag, Au, Pb, Ni, Se, Re, Zn | Cu, Co, Ag, Au, Pb, Ni, Se, Re, Zn | Bertrandsson Erlandsson et al., 2022; Foltyn et al., 2022; El Desouky et al., 2010 |  | LZ2-VII-cpy3-1 | LZ2-VII-cpy3-1 | [5 empty] | ore material | polished section |  | mineral separate | [5 empty] | mineralisation |  |  |  | chalcopyrite, sphalerite, pyrite | stage 1 (sediment-hosted, diagenetic), stage 2 (epigenetic hydrothermal veins) | disseminations, veins, mineralized nodules | disseminations, mineralized nodules, veins cross-cutting sedimentary bedding |  |  |  | quartz, carbonates |  | LA-ICPMS | ESI NWR213 Nd:YAG laser ablation system coupled to an Agilent 8800 QQQ ICP-MS | Montanuniversität Leoben, Austria | 50 µm spot size, 2 – 3 J/cm2 on-mineral fluency, 10 Hz repetition rate, helium carrier gas at 0.75 L/min flow rate, 30-s pre-ablation laser warm-up, 60 s dwell time, 30-s washout period | USGS pressed powder polysulfide reference material MASS-1 (Wilson et al. 2002) as external standard for chalcopyrite; sphalerite matrix-matched sinter pressed powder pellet reference material MUL-Zn S1 (Onuk et al. 2017) as external standard for sphalerite and pyrite; MASS-1 used as external standard for Te, Au, Tl, and Hg in sphalerite and pyrite | 21.2278 | [13 empty] | 0.05879 | [33 empty] | 0.27486 | [7 empty] | 0.04001 | [13 empty] | 12.9562 | [15 empty] | 40.9618 | [21 empty] | 50.5383 | [5 empty] | 0.33586 | [13 empty] | 0.24061 | [18 empty] | 2025 | Bertrandsson Erlandsson et al. (2025), Mineralium Deposita, 60, 869–894 |  | POL, COD, ZMB, NAM
| Lubin |  | Basin hydrothermal | Stratiform sediment-hosted Cu | stratiform sediment-hosted Cu-Co | Cu, Co | Ag, Au, Pb, Ni, Se, Re, Zn | Cu, Co, Ag, Au, Pb, Ni, Se, Re, Zn | Bertrandsson Erlandsson et al., 2022; Foltyn et al., 2022; El Desouky et al., 2010 |  | LZ2-VII-cpy4-1 | LZ2-VII-cpy4-1 | [5 empty] | ore material | polished section |  | mineral separate | [5 empty] | mineralisation |  |  |  | chalcopyrite, sphalerite, pyrite | stage 1 (sediment-hosted, diagenetic), stage 2 (epigenetic hydrothermal veins) | disseminations, veins, mineralized nodules | disseminations, mineralized nodules, veins cross-cutting sedimentary bedding |  |  |  | quartz, carbonates |  | LA-ICPMS | ESI NWR213 Nd:YAG laser ablation system coupled to an Agilent 8800 QQQ ICP-MS | Montanuniversität Leoben, Austria | 50 µm spot size, 2 – 3 J/cm2 on-mineral fluency, 10 Hz repetition rate, helium carrier gas at 0.75 L/min flow rate, 30-s pre-ablation laser warm-up, 60 s dwell time, 30-s washout period | USGS pressed powder polysulfide reference material MASS-1 (Wilson et al. 2002) as external standard for chalcopyrite; sphalerite matrix-matched sinter pressed powder pellet reference material MUL-Zn S1 (Onuk et al. 2017) as external standard for sphalerite and pyrite; MASS-1 used as external standard for Te, Au, Tl, and Hg in sphalerite and pyrite | 12.9919 | [13 empty] | 0.037015 | [33 empty] | 0.33305 |  |  |  | 16.2825 |  |  |  | 0.033094 | [13 empty] | 12.4026 | [15 empty] | 21.3241 | [21 empty] | 56.3557 | [5 empty] | 0.64918 | [13 empty] | 0.2136 | [18 empty] | 2025 | Bertrandsson Erlandsson et al. (2025), Mineralium Deposita, 60, 869–894 |  | POL, COD, ZMB, NAM
| Lubin |  | Basin hydrothermal | Stratiform sediment-hosted Cu | stratiform sediment-hosted Cu-Co | Cu, Co | Ag, Au, Pb, Ni, Se, Re, Zn | Cu, Co, Ag, Au, Pb, Ni, Se, Re, Zn | Bertrandsson Erlandsson et al., 2022; Foltyn et al., 2022; El Desouky et al., 2010 |  | LZ2-VII-cpy5-1 | LZ2-VII-cpy5-1 | [5 empty] | ore material | polished section |  | mineral separate | [5 empty] | mineralisation |  |  |  | chalcopyrite, sphalerite, pyrite | stage 1 (sediment-hosted, diagenetic), stage 2 (epigenetic hydrothermal veins) | disseminations, veins, mineralized nodules | disseminations, mineralized nodules, veins cross-cutting sedimentary bedding |  |  |  | quartz, carbonates |  | LA-ICPMS | ESI NWR213 Nd:YAG laser ablation system coupled to an Agilent 8800 QQQ ICP-MS | Montanuniversität Leoben, Austria | 50 µm spot size, 2 – 3 J/cm2 on-mineral fluency, 10 Hz repetition rate, helium carrier gas at 0.75 L/min flow rate, 30-s pre-ablation laser warm-up, 60 s dwell time, 30-s washout period | USGS pressed powder polysulfide reference material MASS-1 (Wilson et al. 2002) as external standard for chalcopyrite; sphalerite matrix-matched sinter pressed powder pellet reference material MUL-Zn S1 (Onuk et al. 2017) as external standard for sphalerite and pyrite; MASS-1 used as external standard for Te, Au, Tl, and Hg in sphalerite and pyrite | 144.8303 |  |  |  | 4.8359 | [9 empty] | 0.21913 | [33 empty] | 0.24555 |  |  |  | 15.2685 |  |  |  | 0.037421 | [13 empty] | 12.9226 | [15 empty] | 378.1358 | [21 empty] | 44.9806 | [5 empty] | 0.8479 | [13 empty] | 0.88666 | [18 empty] | 2025 | Bertrandsson Erlandsson et al. (2025), Mineralium Deposita, 60, 869–894 |  | POL, COD, ZMB, NAM
| Lubin |  | Basin hydrothermal | Stratiform sediment-hosted Cu | stratiform sediment-hosted Cu-Co | Cu, Co | Ag, Au, Pb, Ni, Se, Re, Zn | Cu, Co, Ag, Au, Pb, Ni, Se, Re, Zn | Bertrandsson Erlandsson et al., 2022; Foltyn et al., 2022; El Desouky et al., 2010 |  | LZ2-VII-cpy6-1 | LZ2-VII-cpy6-1 | [5 empty] | ore material | polished section |  | mineral separate | [5 empty] | mineralisation |  |  |  | chalcopyrite, sphalerite, pyrite | stage 1 (sediment-hosted, diagenetic), stage 2 (epigenetic hydrothermal veins) | disseminations, veins, mineralized nodules | disseminations, mineralized nodules, veins cross-cutting sedimentary bedding |  |  |  | quartz, carbonates |  | LA-ICPMS | ESI NWR213 Nd:YAG laser ablation system coupled to an Agilent 8800 QQQ ICP-MS | Montanuniversität Leoben, Austria | 50 µm spot size, 2 – 3 J/cm2 on-mineral fluency, 10 Hz repetition rate, helium carrier gas at 0.75 L/min flow rate, 30-s pre-ablation laser warm-up, 60 s dwell time, 30-s washout period | USGS pressed powder polysulfide reference material MASS-1 (Wilson et al. 2002) as external standard for chalcopyrite; sphalerite matrix-matched sinter pressed powder pellet reference material MUL-Zn S1 (Onuk et al. 2017) as external standard for sphalerite and pyrite; MASS-1 used as external standard for Te, Au, Tl, and Hg in sphalerite and pyrite | 22.2628 |  |  |  | 2.6641 | [43 empty] | 0.26966 | [7 empty] | 0.037437 | [13 empty] | 12.907 | [15 empty] | 55.7906 | [21 empty] | 44.9452 | [5 empty] | 0.51845 | [13 empty] | 0.09396 | [18 empty] | 2025 | Bertrandsson Erlandsson et al. (2025), Mineralium Deposita, 60, 869–894 |  | POL, COD, ZMB, NAM
| Polish Kupferschiefer, Luiswishi, Nchanga, Dolostone Ore Formation |  | Basin hydrothermal | Stratiform sediment-hosted Cu | stratiform sediment-hosted Cu-Co | Cu, Co | Ag, Au, Pb, Ni, Se, Re, Zn | Cu, Co, Ag, Au, Pb, Ni, Se, Re, Zn | Bertrandsson Erlandsson et al., 2022; Foltyn et al., 2022; El Desouky et al., 2010 |  | ZCB-1 | ZCB-1 | [5 empty] | ore material | polished section |  | mineral separate | [5 empty] | mineralisation |  |  |  | chalcopyrite, sphalerite, pyrite | stage 1 (sediment-hosted, diagenetic), stage 2 (epigenetic hydrothermal veins) | disseminations, veins, mineralized nodules | disseminations, mineralized nodules, veins cross-cutting sedimentary bedding |  |  |  | quartz, carbonates |  | LA-ICPMS | ESI NWR213 Nd:YAG laser ablation system coupled to an Agilent 8800 QQQ ICP-MS | Montanuniversität Leoben, Austria | 50 µm spot size, 2 – 3 J/cm2 on-mineral fluency, 10 Hz repetition rate, helium carrier gas at 0.75 L/min flow rate, 30-s pre-ablation laser warm-up, 60 s dwell time, 30-s washout period | USGS pressed powder polysulfide reference material MASS-1 (Wilson et al. 2002) as external standard for chalcopyrite; sphalerite matrix-matched sinter pressed powder pellet reference material MUL-Zn S1 (Onuk et al. 2017) as external standard for sphalerite and pyrite; MASS-1 used as external standard for Te, Au, Tl, and Hg in sphalerite and pyrite | [147 empty] | 2025 | Bertrandsson Erlandsson et al. (2025), Mineralium Deposita, 60, 869–894 |  | POL, COD, ZMB, NAM
| Polish Kupferschiefer, Luiswishi, Nchanga, Dolostone Ore Formation |  | Basin hydrothermal | Stratiform sediment-hosted Cu | stratiform sediment-hosted Cu-Co | Cu, Co | Ag, Au, Pb, Ni, Se, Re, Zn | Cu, Co, Ag, Au, Pb, Ni, Se, Re, Zn | Bertrandsson Erlandsson et al., 2022; Foltyn et al., 2022; El Desouky et al., 2010 |  | Source: Foltyn et al. (2022)-2 | Source: Foltyn et al. (2022)-2 | [5 empty] | ore material | polished section |  | mineral separate | [5 empty] | mineralisation |  |  |  | chalcopyrite, sphalerite, pyrite | stage 1 (sediment-hosted, diagenetic), stage 2 (epigenetic hydrothermal veins) | disseminations, veins, mineralized nodules | disseminations, mineralized nodules, veins cross-cutting sedimentary bedding |  |  |  | quartz, carbonates |  | LA-ICPMS | ESI NWR213 Nd:YAG laser ablation system coupled to an Agilent 8800 QQQ ICP-MS | Montanuniversität Leoben, Austria | 50 µm spot size, 2 – 3 J/cm2 on-mineral fluency, 10 Hz repetition rate, helium carrier gas at 0.75 L/min flow rate, 30-s pre-ablation laser warm-up, 60 s dwell time, 30-s washout period | USGS pressed powder polysulfide reference material MASS-1 (Wilson et al. 2002) as external standard for chalcopyrite; sphalerite matrix-matched sinter pressed powder pellet reference material MUL-Zn S1 (Onuk et al. 2017) as external standard for sphalerite and pyrite; MASS-1 used as external standard for Te, Au, Tl, and Hg in sphalerite and pyrite | [147 empty] | 2025 | Bertrandsson Erlandsson et al. (2025), Mineralium Deposita, 60, 869–894 |  | POL, COD, ZMB, NAM
| Nchanga |  | Basin hydrothermal | Stratiform sediment-hosted Cu | stratiform sediment-hosted Cu-Co | Cu, Co | Ag, Au, Pb, Ni, Se, Re, Zn | Cu, Co, Ag, Au, Pb, Ni, Se, Re, Zn | Bertrandsson Erlandsson et al., 2022; Foltyn et al., 2022; El Desouky et al., 2010 |  | N1-1-1 | N1-1-1 | [5 empty] | ore material | polished section |  | mineral separate | [5 empty] | mineralisation |  |  |  | chalcopyrite, sphalerite, pyrite | stage 1 (sediment-hosted, diagenetic), stage 2 (epigenetic hydrothermal veins) | disseminations, veins, mineralized nodules | disseminations, mineralized nodules, veins cross-cutting sedimentary bedding |  |  |  | quartz, carbonates |  | LA-ICPMS | ESI NWR213 Nd:YAG laser ablation system coupled to an Agilent 8800 QQQ ICP-MS | Montanuniversität Leoben, Austria | 50 µm spot size, 2 – 3 J/cm2 on-mineral fluency, 10 Hz repetition rate, helium carrier gas at 0.75 L/min flow rate, 30-s pre-ablation laser warm-up, 60 s dwell time, 30-s washout period | USGS pressed powder polysulfide reference material MASS-1 (Wilson et al. 2002) as external standard for chalcopyrite; sphalerite matrix-matched sinter pressed powder pellet reference material MUL-Zn S1 (Onuk et al. 2017) as external standard for sphalerite and pyrite; MASS-1 used as external standard for Te, Au, Tl, and Hg in sphalerite and pyrite | 1.9276 | [13 empty] | 1.1545 | [5 empty] | 1.7258 | [5 empty] | 3.8727 | [17 empty] | 0.2317 |  |  |  | 1.4826 |  |  |  | 3.515 |  |  |  | 5.106 | [13 empty] | 14.2668 | [9 empty] | 0.1919 | [5 empty] | 0.90087 | [17 empty] | 0.168 |  |  |  | 15.8366 | [5 empty] | 69.8483 | [7 empty] | 0.23706 | [11 empty] | 0.050009 | [7 empty] | 262.2549 |  |  |  |  | 2025 | Bertrandsson Erlandsson et al. (2025), Mineralium Deposita, 60, 869–894 |  | POL, COD, ZMB, NAM
| Nchanga |  | Basin hydrothermal | Stratiform sediment-hosted Cu | stratiform sediment-hosted Cu-Co | Cu, Co | Ag, Au, Pb, Ni, Se, Re, Zn | Cu, Co, Ag, Au, Pb, Ni, Se, Re, Zn | Bertrandsson Erlandsson et al., 2022; Foltyn et al., 2022; El Desouky et al., 2010 |  | N1-10-1 | N1-10-1 | [5 empty] | ore material | polished section |  | mineral separate | [5 empty] | mineralisation |  |  |  | chalcopyrite, sphalerite, pyrite | stage 1 (sediment-hosted, diagenetic), stage 2 (epigenetic hydrothermal veins) | disseminations, veins, mineralized nodules | disseminations, mineralized nodules, veins cross-cutting sedimentary bedding |  |  |  | quartz, carbonates |  | LA-ICPMS | ESI NWR213 Nd:YAG laser ablation system coupled to an Agilent 8800 QQQ ICP-MS | Montanuniversität Leoben, Austria | 50 µm spot size, 2 – 3 J/cm2 on-mineral fluency, 10 Hz repetition rate, helium carrier gas at 0.75 L/min flow rate, 30-s pre-ablation laser warm-up, 60 s dwell time, 30-s washout period | USGS pressed powder polysulfide reference material MASS-1 (Wilson et al. 2002) as external standard for chalcopyrite; sphalerite matrix-matched sinter pressed powder pellet reference material MUL-Zn S1 (Onuk et al. 2017) as external standard for sphalerite and pyrite; MASS-1 used as external standard for Te, Au, Tl, and Hg in sphalerite and pyrite | 0.82479 | [19 empty] | 1.3515 | [5 empty] | 5.5119 | [17 empty] | 0.37462 |  |  |  | 2.0363 |  |  |  | 2.149 |  |  |  | 4.0897 | [13 empty] | 14.0254 | [15 empty] | 0.54303 | [21 empty] | 10.3278 | [5 empty] | 50.6883 | [27 empty] | 201.9161 |  |  |  |  | 2025 | Bertrandsson Erlandsson et al. (2025), Mineralium Deposita, 60, 869–894 |  | POL, COD, ZMB, NAM
| Nchanga |  | Basin hydrothermal | Stratiform sediment-hosted Cu | stratiform sediment-hosted Cu-Co | Cu, Co | Ag, Au, Pb, Ni, Se, Re, Zn | Cu, Co, Ag, Au, Pb, Ni, Se, Re, Zn | Bertrandsson Erlandsson et al., 2022; Foltyn et al., 2022; El Desouky et al., 2010 |  | N1-2-1 | N1-2-1 | [5 empty] | ore material | polished section |  | mineral separate | [5 empty] | mineralisation |  |  |  | chalcopyrite, sphalerite, pyrite | stage 1 (sediment-hosted, diagenetic), stage 2 (epigenetic hydrothermal veins) | disseminations, veins, mineralized nodules | disseminations, mineralized nodules, veins cross-cutting sedimentary bedding |  |  |  | quartz, carbonates |  | LA-ICPMS | ESI NWR213 Nd:YAG laser ablation system coupled to an Agilent 8800 QQQ ICP-MS | Montanuniversität Leoben, Austria | 50 µm spot size, 2 – 3 J/cm2 on-mineral fluency, 10 Hz repetition rate, helium carrier gas at 0.75 L/min flow rate, 30-s pre-ablation laser warm-up, 60 s dwell time, 30-s washout period | USGS pressed powder polysulfide reference material MASS-1 (Wilson et al. 2002) as external standard for chalcopyrite; sphalerite matrix-matched sinter pressed powder pellet reference material MUL-Zn S1 (Onuk et al. 2017) as external standard for sphalerite and pyrite; MASS-1 used as external standard for Te, Au, Tl, and Hg in sphalerite and pyrite | 2.564 | [13 empty] | 2.439 | [5 empty] | 2.2457 | [5 empty] | 70.8369 | [17 empty] | 0.19834 |  |  |  | 1.3499 |  |  |  | 3.2605 |  |  |  | 4.6015 | [13 empty] | 13.6223 | [9 empty] | 10.4217 | [5 empty] | 1.4245 | [17 empty] | 0.32194 |  |  |  | 18.9016 | [5 empty] | 64.8612 | [7 empty] | 0.15337 | [5 empty] | 0.021036 | [13 empty] | 261.5259 |  |  |  |  | 2025 | Bertrandsson Erlandsson et al. (2025), Mineralium Deposita, 60, 869–894 |  | POL, COD, ZMB, NAM
| Nchanga |  | Basin hydrothermal | Stratiform sediment-hosted Cu | stratiform sediment-hosted Cu-Co | Cu, Co | Ag, Au, Pb, Ni, Se, Re, Zn | Cu, Co, Ag, Au, Pb, Ni, Se, Re, Zn | Bertrandsson Erlandsson et al., 2022; Foltyn et al., 2022; El Desouky et al., 2010 |  | N1-3-1 | N1-3-1 | [5 empty] | ore material | polished section |  | mineral separate | [5 empty] | mineralisation |  |  |  | chalcopyrite, sphalerite, pyrite | stage 1 (sediment-hosted, diagenetic), stage 2 (epigenetic hydrothermal veins) | disseminations, veins, mineralized nodules | disseminations, mineralized nodules, veins cross-cutting sedimentary bedding |  |  |  | quartz, carbonates |  | LA-ICPMS | ESI NWR213 Nd:YAG laser ablation system coupled to an Agilent 8800 QQQ ICP-MS | Montanuniversität Leoben, Austria | 50 µm spot size, 2 – 3 J/cm2 on-mineral fluency, 10 Hz repetition rate, helium carrier gas at 0.75 L/min flow rate, 30-s pre-ablation laser warm-up, 60 s dwell time, 30-s washout period | USGS pressed powder polysulfide reference material MASS-1 (Wilson et al. 2002) as external standard for chalcopyrite; sphalerite matrix-matched sinter pressed powder pellet reference material MUL-Zn S1 (Onuk et al. 2017) as external standard for sphalerite and pyrite; MASS-1 used as external standard for Te, Au, Tl, and Hg in sphalerite and pyrite | 0.81331 | [13 empty] | 1.146 | [11 empty] | 3.0552 | [17 empty] | 0.30265 |  |  |  | 1.554 |  |  |  | 3.3415 |  |  |  | 4.3398 | [13 empty] | 14.5339 | [15 empty] | 0.28427 | [21 empty] | 18.7683 | [5 empty] | 60.4046 | [7 empty] | 0.13586 | [19 empty] | 23.9225 |  |  |  |  | 2025 | Bertrandsson Erlandsson et al. (2025), Mineralium Deposita, 60, 869–894 |  | POL, COD, ZMB, NAM
| Nchanga |  | Basin hydrothermal | Stratiform sediment-hosted Cu | stratiform sediment-hosted Cu-Co | Cu, Co | Ag, Au, Pb, Ni, Se, Re, Zn | Cu, Co, Ag, Au, Pb, Ni, Se, Re, Zn | Bertrandsson Erlandsson et al., 2022; Foltyn et al., 2022; El Desouky et al., 2010 |  | N1-5-1 | N1-5-1 | [5 empty] | ore material | polished section |  | mineral separate | [5 empty] | mineralisation |  |  |  | chalcopyrite, sphalerite, pyrite | stage 1 (sediment-hosted, diagenetic), stage 2 (epigenetic hydrothermal veins) | disseminations, veins, mineralized nodules | disseminations, mineralized nodules, veins cross-cutting sedimentary bedding |  |  |  | quartz, carbonates |  | LA-ICPMS | ESI NWR213 Nd:YAG laser ablation system coupled to an Agilent 8800 QQQ ICP-MS | Montanuniversität Leoben, Austria | 50 µm spot size, 2 – 3 J/cm2 on-mineral fluency, 10 Hz repetition rate, helium carrier gas at 0.75 L/min flow rate, 30-s pre-ablation laser warm-up, 60 s dwell time, 30-s washout period | USGS pressed powder polysulfide reference material MASS-1 (Wilson et al. 2002) as external standard for chalcopyrite; sphalerite matrix-matched sinter pressed powder pellet reference material MUL-Zn S1 (Onuk et al. 2017) as external standard for sphalerite and pyrite; MASS-1 used as external standard for Te, Au, Tl, and Hg in sphalerite and pyrite | 0.61893 | [5 empty] | 0.05694 | [7 empty] | 0.89225 | [11 empty] | 6.6503 | [17 empty] | 0.35735 |  |  |  | 1.7846 |  |  |  | 5.1411 |  |  |  | 4.0026 | [13 empty] | 13.8745 | [15 empty] | 0.37483 | [21 empty] | 18.2613 | [5 empty] | 51.1749 | [7 empty] | 0.26609 | [19 empty] | 24.3366 |  |  |  |  | 2025 | Bertrandsson Erlandsson et al. (2025), Mineralium Deposita, 60, 869–894 |  | POL, COD, ZMB, NAM
| Nchanga |  | Basin hydrothermal | Stratiform sediment-hosted Cu | stratiform sediment-hosted Cu-Co | Cu, Co | Ag, Au, Pb, Ni, Se, Re, Zn | Cu, Co, Ag, Au, Pb, Ni, Se, Re, Zn | Bertrandsson Erlandsson et al., 2022; Foltyn et al., 2022; El Desouky et al., 2010 |  | N1-6-1 | N1-6-1 | [5 empty] | ore material | polished section |  | mineral separate | [5 empty] | mineralisation |  |  |  | chalcopyrite, sphalerite, pyrite | stage 1 (sediment-hosted, diagenetic), stage 2 (epigenetic hydrothermal veins) | disseminations, veins, mineralized nodules | disseminations, mineralized nodules, veins cross-cutting sedimentary bedding |  |  |  | quartz, carbonates |  | LA-ICPMS | ESI NWR213 Nd:YAG laser ablation system coupled to an Agilent 8800 QQQ ICP-MS | Montanuniversität Leoben, Austria | 50 µm spot size, 2 – 3 J/cm2 on-mineral fluency, 10 Hz repetition rate, helium carrier gas at 0.75 L/min flow rate, 30-s pre-ablation laser warm-up, 60 s dwell time, 30-s washout period | USGS pressed powder polysulfide reference material MASS-1 (Wilson et al. 2002) as external standard for chalcopyrite; sphalerite matrix-matched sinter pressed powder pellet reference material MUL-Zn S1 (Onuk et al. 2017) as external standard for sphalerite and pyrite; MASS-1 used as external standard for Te, Au, Tl, and Hg in sphalerite and pyrite | 0.5611 | [13 empty] | 0.52412 | [5 empty] | 1.6764 | [5 empty] | 3.3836 | [17 empty] | 0.35414 |  |  |  | 1.9661 |  |  |  | 5.6519 |  |  |  | 3.7876 | [13 empty] | 13.7293 | [15 empty] | 2.4323 | [21 empty] | 14.5432 | [5 empty] | 48.6518 | [7 empty] | 0.41474 | [5 empty] | 0.007264 | [13 empty] | 60.1689 |  |  |  |  | 2025 | Bertrandsson Erlandsson et al. (2025), Mineralium Deposita, 60, 869–894 |  | POL, COD, ZMB, NAM
| Nchanga |  | Basin hydrothermal | Stratiform sediment-hosted Cu | stratiform sediment-hosted Cu-Co | Cu, Co | Ag, Au, Pb, Ni, Se, Re, Zn | Cu, Co, Ag, Au, Pb, Ni, Se, Re, Zn | Bertrandsson Erlandsson et al., 2022; Foltyn et al., 2022; El Desouky et al., 2010 |  | N1-7-1 | N1-7-1 | [5 empty] | ore material | polished section |  | mineral separate | [5 empty] | mineralisation |  |  |  | chalcopyrite, sphalerite, pyrite | stage 1 (sediment-hosted, diagenetic), stage 2 (epigenetic hydrothermal veins) | disseminations, veins, mineralized nodules | disseminations, mineralized nodules, veins cross-cutting sedimentary bedding |  |  |  | quartz, carbonates |  | LA-ICPMS | ESI NWR213 Nd:YAG laser ablation system coupled to an Agilent 8800 QQQ ICP-MS | Montanuniversität Leoben, Austria | 50 µm spot size, 2 – 3 J/cm2 on-mineral fluency, 10 Hz repetition rate, helium carrier gas at 0.75 L/min flow rate, 30-s pre-ablation laser warm-up, 60 s dwell time, 30-s washout period | USGS pressed powder polysulfide reference material MASS-1 (Wilson et al. 2002) as external standard for chalcopyrite; sphalerite matrix-matched sinter pressed powder pellet reference material MUL-Zn S1 (Onuk et al. 2017) as external standard for sphalerite and pyrite; MASS-1 used as external standard for Te, Au, Tl, and Hg in sphalerite and pyrite | 0.75325 | [5 empty] | 0.035597 | [7 empty] | 0.28421 | [5 empty] | 1.3098 | [5 empty] | 3.5287 | [17 empty] | 0.26378 |  |  |  | 1.7857 |  |  |  | 4.3756 |  |  |  | 3.7454 | [13 empty] | 13.7991 | [15 empty] | 0.13481 | [21 empty] | 14.5628 | [5 empty] | 48.3058 | [7 empty] | 0.32676 | [19 empty] | 102.5221 |  |  |  |  | 2025 | Bertrandsson Erlandsson et al. (2025), Mineralium Deposita, 60, 869–894 |  | POL, COD, ZMB, NAM
| Nchanga |  | Basin hydrothermal | Stratiform sediment-hosted Cu | stratiform sediment-hosted Cu-Co | Cu, Co | Ag, Au, Pb, Ni, Se, Re, Zn | Cu, Co, Ag, Au, Pb, Ni, Se, Re, Zn | Bertrandsson Erlandsson et al., 2022; Foltyn et al., 2022; El Desouky et al., 2010 |  | N1-8-1 | N1-8-1 | [5 empty] | ore material | polished section |  | mineral separate | [5 empty] | mineralisation |  |  |  | chalcopyrite, sphalerite, pyrite | stage 1 (sediment-hosted, diagenetic), stage 2 (epigenetic hydrothermal veins) | disseminations, veins, mineralized nodules | disseminations, mineralized nodules, veins cross-cutting sedimentary bedding |  |  |  | quartz, carbonates |  | LA-ICPMS | ESI NWR213 Nd:YAG laser ablation system coupled to an Agilent 8800 QQQ ICP-MS | Montanuniversität Leoben, Austria | 50 µm spot size, 2 – 3 J/cm2 on-mineral fluency, 10 Hz repetition rate, helium carrier gas at 0.75 L/min flow rate, 30-s pre-ablation laser warm-up, 60 s dwell time, 30-s washout period | USGS pressed powder polysulfide reference material MASS-1 (Wilson et al. 2002) as external standard for chalcopyrite; sphalerite matrix-matched sinter pressed powder pellet reference material MUL-Zn S1 (Onuk et al. 2017) as external standard for sphalerite and pyrite; MASS-1 used as external standard for Te, Au, Tl, and Hg in sphalerite and pyrite | 0.97148 | [5 empty] | 0.015233 | [7 empty] | 1.0529 | [5 empty] | 3.2843 | [5 empty] | 9.2001 | [17 empty] | 0.37169 |  |  |  | 1.7432 |  |  |  | 5.2874 |  |  |  | 3.8018 | [13 empty] | 14.0403 | [15 empty] | 0.73733 | [17 empty] | 0.11617 |  |  |  | 13.2403 | [5 empty] | 47.3009 | [7 empty] | 0.36702 | [11 empty] | 0.057572 | [7 empty] | 438.3708 |  |  |  |  | 2025 | Bertrandsson Erlandsson et al. (2025), Mineralium Deposita, 60, 869–894 |  | POL, COD, ZMB, NAM
| Nchanga |  | Basin hydrothermal | Stratiform sediment-hosted Cu | stratiform sediment-hosted Cu-Co | Cu, Co | Ag, Au, Pb, Ni, Se, Re, Zn | Cu, Co, Ag, Au, Pb, Ni, Se, Re, Zn | Bertrandsson Erlandsson et al., 2022; Foltyn et al., 2022; El Desouky et al., 2010 |  | N1-9-1 | N1-9-1 | [5 empty] | ore material | polished section |  | mineral separate | [5 empty] | mineralisation |  |  |  | chalcopyrite, sphalerite, pyrite | stage 1 (sediment-hosted, diagenetic), stage 2 (epigenetic hydrothermal veins) | disseminations, veins, mineralized nodules | disseminations, mineralized nodules, veins cross-cutting sedimentary bedding |  |  |  | quartz, carbonates |  | LA-ICPMS | ESI NWR213 Nd:YAG laser ablation system coupled to an Agilent 8800 QQQ ICP-MS | Montanuniversität Leoben, Austria | 50 µm spot size, 2 – 3 J/cm2 on-mineral fluency, 10 Hz repetition rate, helium carrier gas at 0.75 L/min flow rate, 30-s pre-ablation laser warm-up, 60 s dwell time, 30-s washout period | USGS pressed powder polysulfide reference material MASS-1 (Wilson et al. 2002) as external standard for chalcopyrite; sphalerite matrix-matched sinter pressed powder pellet reference material MUL-Zn S1 (Onuk et al. 2017) as external standard for sphalerite and pyrite; MASS-1 used as external standard for Te, Au, Tl, and Hg in sphalerite and pyrite | 1.0958 | [5 empty] | 0.020872 | [7 empty] | 0.7298 | [5 empty] | 2.0516 | [5 empty] | 13.6677 | [17 empty] | 0.37815 |  |  |  | 2.0117 |  |  |  | 4.3856 |  |  |  | 3.7484 | [13 empty] | 15.9201 | [15 empty] | 0.75752 | [17 empty] | 0.13781 |  |  |  | 14.1477 | [5 empty] | 48.1881 | [7 empty] | 0.22197 | [19 empty] | 428.1557 |  |  |  |  | 2025 | Bertrandsson Erlandsson et al. (2025), Mineralium Deposita, 60, 869–894 |  | POL, COD, ZMB, NAM
| Nchanga |  | Basin hydrothermal | Stratiform sediment-hosted Cu | stratiform sediment-hosted Cu-Co | Cu, Co | Ag, Au, Pb, Ni, Se, Re, Zn | Cu, Co, Ag, Au, Pb, Ni, Se, Re, Zn | Bertrandsson Erlandsson et al., 2022; Foltyn et al., 2022; El Desouky et al., 2010 |  | N5-1-1 | N5-1-1 | [5 empty] | ore material | polished section |  | mineral separate | [5 empty] | mineralisation |  |  |  | chalcopyrite, sphalerite, pyrite | stage 1 (sediment-hosted, diagenetic), stage 2 (epigenetic hydrothermal veins) | disseminations, veins, mineralized nodules | disseminations, mineralized nodules, veins cross-cutting sedimentary bedding |  |  |  | quartz, carbonates |  | LA-ICPMS | ESI NWR213 Nd:YAG laser ablation system coupled to an Agilent 8800 QQQ ICP-MS | Montanuniversität Leoben, Austria | 50 µm spot size, 2 – 3 J/cm2 on-mineral fluency, 10 Hz repetition rate, helium carrier gas at 0.75 L/min flow rate, 30-s pre-ablation laser warm-up, 60 s dwell time, 30-s washout period | USGS pressed powder polysulfide reference material MASS-1 (Wilson et al. 2002) as external standard for chalcopyrite; sphalerite matrix-matched sinter pressed powder pellet reference material MUL-Zn S1 (Onuk et al. 2017) as external standard for sphalerite and pyrite; MASS-1 used as external standard for Te, Au, Tl, and Hg in sphalerite and pyrite | 0.43204 | [25 empty] | 3.9459 | [17 empty] | 0.067093 |  |  |  | 0.19254 |  |  |  | 15.2275 |  |  |  | 5.583 | [13 empty] | 13.9314 | [15 empty] | 0.67656 | [27 empty] | 16.1437 | [27 empty] | 7.1344 |  |  |  |  | 2025 | Bertrandsson Erlandsson et al. (2025), Mineralium Deposita, 60, 869–894 |  | POL, COD, ZMB, NAM
| Nchanga |  | Basin hydrothermal | Stratiform sediment-hosted Cu | stratiform sediment-hosted Cu-Co | Cu, Co | Ag, Au, Pb, Ni, Se, Re, Zn | Cu, Co, Ag, Au, Pb, Ni, Se, Re, Zn | Bertrandsson Erlandsson et al., 2022; Foltyn et al., 2022; El Desouky et al., 2010 |  | N5-10-1 | N5-10-1 | [5 empty] | ore material | polished section |  | mineral separate | [5 empty] | mineralisation |  |  |  | chalcopyrite, sphalerite, pyrite | stage 1 (sediment-hosted, diagenetic), stage 2 (epigenetic hydrothermal veins) | disseminations, veins, mineralized nodules | disseminations, mineralized nodules, veins cross-cutting sedimentary bedding |  |  |  | quartz, carbonates |  | LA-ICPMS | ESI NWR213 Nd:YAG laser ablation system coupled to an Agilent 8800 QQQ ICP-MS | Montanuniversität Leoben, Austria | 50 µm spot size, 2 – 3 J/cm2 on-mineral fluency, 10 Hz repetition rate, helium carrier gas at 0.75 L/min flow rate, 30-s pre-ablation laser warm-up, 60 s dwell time, 30-s washout period | USGS pressed powder polysulfide reference material MASS-1 (Wilson et al. 2002) as external standard for chalcopyrite; sphalerite matrix-matched sinter pressed powder pellet reference material MUL-Zn S1 (Onuk et al. 2017) as external standard for sphalerite and pyrite; MASS-1 used as external standard for Te, Au, Tl, and Hg in sphalerite and pyrite | 0.37947 | [13 empty] | 0.34761 | [11 empty] | 4.837 | [17 empty] | 0.085017 |  |  |  | 0.22216 | [7 empty] | 5.2334 | [13 empty] | 14.3295 | [15 empty] | 0.79273 | [17 empty] | 0.10328 | [9 empty] | 15.0608 | [7 empty] | 0.17109 | [19 empty] | 6.2724 |  |  |  |  | 2025 | Bertrandsson Erlandsson et al. (2025), Mineralium Deposita, 60, 869–894 |  | POL, COD, ZMB, NAM
| Nchanga |  | Basin hydrothermal | Stratiform sediment-hosted Cu | stratiform sediment-hosted Cu-Co | Cu, Co | Ag, Au, Pb, Ni, Se, Re, Zn | Cu, Co, Ag, Au, Pb, Ni, Se, Re, Zn | Bertrandsson Erlandsson et al., 2022; Foltyn et al., 2022; El Desouky et al., 2010 |  | N5-2-1 | N5-2-1 | [5 empty] | ore material | polished section |  | mineral separate | [5 empty] | mineralisation |  |  |  | chalcopyrite, sphalerite, pyrite | stage 1 (sediment-hosted, diagenetic), stage 2 (epigenetic hydrothermal veins) | disseminations, veins, mineralized nodules | disseminations, mineralized nodules, veins cross-cutting sedimentary bedding |  |  |  | quartz, carbonates |  | LA-ICPMS | ESI NWR213 Nd:YAG laser ablation system coupled to an Agilent 8800 QQQ ICP-MS | Montanuniversität Leoben, Austria | 50 µm spot size, 2 – 3 J/cm2 on-mineral fluency, 10 Hz repetition rate, helium carrier gas at 0.75 L/min flow rate, 30-s pre-ablation laser warm-up, 60 s dwell time, 30-s washout period | USGS pressed powder polysulfide reference material MASS-1 (Wilson et al. 2002) as external standard for chalcopyrite; sphalerite matrix-matched sinter pressed powder pellet reference material MUL-Zn S1 (Onuk et al. 2017) as external standard for sphalerite and pyrite; MASS-1 used as external standard for Te, Au, Tl, and Hg in sphalerite and pyrite | 0.26033 | [25 empty] | 2.975 | [17 empty] | 0.073164 | [7 empty] | 11.9297 |  |  |  | 5.7458 | [13 empty] | 13.5318 |  | 0.088245 | [13 empty] | 0.29218 | [27 empty] | 15.7519 | [13 empty] | 0.010169 | [13 empty] | 10.4449 |  |  |  |  | 2025 | Bertrandsson Erlandsson et al. (2025), Mineralium Deposita, 60, 869–894 |  | POL, COD, ZMB, NAM
| Nchanga |  | Basin hydrothermal | Stratiform sediment-hosted Cu | stratiform sediment-hosted Cu-Co | Cu, Co | Ag, Au, Pb, Ni, Se, Re, Zn | Cu, Co, Ag, Au, Pb, Ni, Se, Re, Zn | Bertrandsson Erlandsson et al., 2022; Foltyn et al., 2022; El Desouky et al., 2010 |  | N5-4-1 | N5-4-1 | [5 empty] | ore material | polished section |  | mineral separate | [5 empty] | mineralisation |  |  |  | chalcopyrite, sphalerite, pyrite | stage 1 (sediment-hosted, diagenetic), stage 2 (epigenetic hydrothermal veins) | disseminations, veins, mineralized nodules | disseminations, mineralized nodules, veins cross-cutting sedimentary bedding |  |  |  | quartz, carbonates |  | LA-ICPMS | ESI NWR213 Nd:YAG laser ablation system coupled to an Agilent 8800 QQQ ICP-MS | Montanuniversität Leoben, Austria | 50 µm spot size, 2 – 3 J/cm2 on-mineral fluency, 10 Hz repetition rate, helium carrier gas at 0.75 L/min flow rate, 30-s pre-ablation laser warm-up, 60 s dwell time, 30-s washout period | USGS pressed powder polysulfide reference material MASS-1 (Wilson et al. 2002) as external standard for chalcopyrite; sphalerite matrix-matched sinter pressed powder pellet reference material MUL-Zn S1 (Onuk et al. 2017) as external standard for sphalerite and pyrite; MASS-1 used as external standard for Te, Au, Tl, and Hg in sphalerite and pyrite | 0.50987 | [5 empty] | 0.040248 | [7 empty] | 0.42444 | [11 empty] | 2.5392 | [17 empty] | 0.061818 | [7 empty] | 11.644 |  |  |  | 5.3646 | [13 empty] | 14.066 | [15 empty] | 1.4661 | [27 empty] | 14.6474 | [27 empty] | 6.4927 |  |  |  |  | 2025 | Bertrandsson Erlandsson et al. (2025), Mineralium Deposita, 60, 869–894 |  | POL, COD, ZMB, NAM
| Nchanga |  | Basin hydrothermal | Stratiform sediment-hosted Cu | stratiform sediment-hosted Cu-Co | Cu, Co | Ag, Au, Pb, Ni, Se, Re, Zn | Cu, Co, Ag, Au, Pb, Ni, Se, Re, Zn | Bertrandsson Erlandsson et al., 2022; Foltyn et al., 2022; El Desouky et al., 2010 |  | N5-5-1 | N5-5-1 | [5 empty] | ore material | polished section |  | mineral separate | [5 empty] | mineralisation |  |  |  | chalcopyrite, sphalerite, pyrite | stage 1 (sediment-hosted, diagenetic), stage 2 (epigenetic hydrothermal veins) | disseminations, veins, mineralized nodules | disseminations, mineralized nodules, veins cross-cutting sedimentary bedding |  |  |  | quartz, carbonates |  | LA-ICPMS | ESI NWR213 Nd:YAG laser ablation system coupled to an Agilent 8800 QQQ ICP-MS | Montanuniversität Leoben, Austria | 50 µm spot size, 2 – 3 J/cm2 on-mineral fluency, 10 Hz repetition rate, helium carrier gas at 0.75 L/min flow rate, 30-s pre-ablation laser warm-up, 60 s dwell time, 30-s washout period | USGS pressed powder polysulfide reference material MASS-1 (Wilson et al. 2002) as external standard for chalcopyrite; sphalerite matrix-matched sinter pressed powder pellet reference material MUL-Zn S1 (Onuk et al. 2017) as external standard for sphalerite and pyrite; MASS-1 used as external standard for Te, Au, Tl, and Hg in sphalerite and pyrite | [14 empty] | 0.69691 | [11 empty] | 3.5002 | [17 empty] | 0.32129 |  |  |  | 0.15002 | [7 empty] | 5.6376 | [13 empty] | 14.6147 | [43 empty] | 15.8534 | [32 empty] | 2025 | Bertrandsson Erlandsson et al. (2025), Mineralium Deposita, 60, 869–894 |  | POL, COD, ZMB, NAM
| Nchanga |  | Basin hydrothermal | Stratiform sediment-hosted Cu | stratiform sediment-hosted Cu-Co | Cu, Co | Ag, Au, Pb, Ni, Se, Re, Zn | Cu, Co, Ag, Au, Pb, Ni, Se, Re, Zn | Bertrandsson Erlandsson et al., 2022; Foltyn et al., 2022; El Desouky et al., 2010 |  | N5-6-1 | N5-6-1 | [5 empty] | ore material | polished section |  | mineral separate | [5 empty] | mineralisation |  |  |  | chalcopyrite, sphalerite, pyrite | stage 1 (sediment-hosted, diagenetic), stage 2 (epigenetic hydrothermal veins) | disseminations, veins, mineralized nodules | disseminations, mineralized nodules, veins cross-cutting sedimentary bedding |  |  |  | quartz, carbonates |  | LA-ICPMS | ESI NWR213 Nd:YAG laser ablation system coupled to an Agilent 8800 QQQ ICP-MS | Montanuniversität Leoben, Austria | 50 µm spot size, 2 – 3 J/cm2 on-mineral fluency, 10 Hz repetition rate, helium carrier gas at 0.75 L/min flow rate, 30-s pre-ablation laser warm-up, 60 s dwell time, 30-s washout period | USGS pressed powder polysulfide reference material MASS-1 (Wilson et al. 2002) as external standard for chalcopyrite; sphalerite matrix-matched sinter pressed powder pellet reference material MUL-Zn S1 (Onuk et al. 2017) as external standard for sphalerite and pyrite; MASS-1 used as external standard for Te, Au, Tl, and Hg in sphalerite and pyrite | 0.32035 | [5 empty] | 0.010574 | [7 empty] | 0.2492 | [11 empty] | 2.7719 | [17 empty] | 0.069063 |  |  |  | 0.13711 |  |  |  | 10.3253 |  |  |  | 5.5438 | [13 empty] | 15.0277 |  | 0.047772 | [13 empty] | 0.65804 | [27 empty] | 14.3318 | [27 empty] | 4.9023 |  |  |  |  | 2025 | Bertrandsson Erlandsson et al. (2025), Mineralium Deposita, 60, 869–894 |  | POL, COD, ZMB, NAM
| Nchanga |  | Basin hydrothermal | Stratiform sediment-hosted Cu | stratiform sediment-hosted Cu-Co | Cu, Co | Ag, Au, Pb, Ni, Se, Re, Zn | Cu, Co, Ag, Au, Pb, Ni, Se, Re, Zn | Bertrandsson Erlandsson et al., 2022; Foltyn et al., 2022; El Desouky et al., 2010 |  | N5-7-1 | N5-7-1 | [5 empty] | ore material | polished section |  | mineral separate | [5 empty] | mineralisation |  |  |  | chalcopyrite, sphalerite, pyrite | stage 1 (sediment-hosted, diagenetic), stage 2 (epigenetic hydrothermal veins) | disseminations, veins, mineralized nodules | disseminations, mineralized nodules, veins cross-cutting sedimentary bedding |  |  |  | quartz, carbonates |  | LA-ICPMS | ESI NWR213 Nd:YAG laser ablation system coupled to an Agilent 8800 QQQ ICP-MS | Montanuniversität Leoben, Austria | 50 µm spot size, 2 – 3 J/cm2 on-mineral fluency, 10 Hz repetition rate, helium carrier gas at 0.75 L/min flow rate, 30-s pre-ablation laser warm-up, 60 s dwell time, 30-s washout period | USGS pressed powder polysulfide reference material MASS-1 (Wilson et al. 2002) as external standard for chalcopyrite; sphalerite matrix-matched sinter pressed powder pellet reference material MUL-Zn S1 (Onuk et al. 2017) as external standard for sphalerite and pyrite; MASS-1 used as external standard for Te, Au, Tl, and Hg in sphalerite and pyrite | 0.59095 | [13 empty] | 0.57668 | [11 empty] | 3.5145 | [17 empty] | 0.23262 |  |  |  | 0.16518 |  |  |  | 11.8002 |  |  |  | 5.4512 | [13 empty] | 20.4095 | [15 empty] | 9.6607 | [17 empty] | 0.20659 | [9 empty] | 14.7698 | [13 empty] | 0.01623 | [5 empty] | 1.2166 | [7 empty] | 19.5364 |  |  |  |  | 2025 | Bertrandsson Erlandsson et al. (2025), Mineralium Deposita, 60, 869–894 |  | POL, COD, ZMB, NAM
| Nchanga |  | Basin hydrothermal | Stratiform sediment-hosted Cu | stratiform sediment-hosted Cu-Co | Cu, Co | Ag, Au, Pb, Ni, Se, Re, Zn | Cu, Co, Ag, Au, Pb, Ni, Se, Re, Zn | Bertrandsson Erlandsson et al., 2022; Foltyn et al., 2022; El Desouky et al., 2010 |  | N5-8-1 | N5-8-1 | [5 empty] | ore material | polished section |  | mineral separate | [5 empty] | mineralisation |  |  |  | chalcopyrite, sphalerite, pyrite | stage 1 (sediment-hosted, diagenetic), stage 2 (epigenetic hydrothermal veins) | disseminations, veins, mineralized nodules | disseminations, mineralized nodules, veins cross-cutting sedimentary bedding |  |  |  | quartz, carbonates |  | LA-ICPMS | ESI NWR213 Nd:YAG laser ablation system coupled to an Agilent 8800 QQQ ICP-MS | Montanuniversität Leoben, Austria | 50 µm spot size, 2 – 3 J/cm2 on-mineral fluency, 10 Hz repetition rate, helium carrier gas at 0.75 L/min flow rate, 30-s pre-ablation laser warm-up, 60 s dwell time, 30-s washout period | USGS pressed powder polysulfide reference material MASS-1 (Wilson et al. 2002) as external standard for chalcopyrite; sphalerite matrix-matched sinter pressed powder pellet reference material MUL-Zn S1 (Onuk et al. 2017) as external standard for sphalerite and pyrite; MASS-1 used as external standard for Te, Au, Tl, and Hg in sphalerite and pyrite | 1.3444 | [13 empty] | 1.0281 | [11 empty] | 1.9852 | [17 empty] | 0.062566 | [7 empty] | 6.7377 |  |  |  | 5.5336 | [13 empty] | 14.2854 | [15 empty] | 2.8214 | [17 empty] | 0.23373 | [9 empty] | 14.7714 | [13 empty] | 0.012159 | [13 empty] | 5.0349 |  |  |  |  | 2025 | Bertrandsson Erlandsson et al. (2025), Mineralium Deposita, 60, 869–894 |  | POL, COD, ZMB, NAM
| Nchanga |  | Basin hydrothermal | Stratiform sediment-hosted Cu | stratiform sediment-hosted Cu-Co | Cu, Co | Ag, Au, Pb, Ni, Se, Re, Zn | Cu, Co, Ag, Au, Pb, Ni, Se, Re, Zn | Bertrandsson Erlandsson et al., 2022; Foltyn et al., 2022; El Desouky et al., 2010 |  | N5-9-1 | N5-9-1 | [5 empty] | ore material | polished section |  | mineral separate | [5 empty] | mineralisation |  |  |  | chalcopyrite, sphalerite, pyrite | stage 1 (sediment-hosted, diagenetic), stage 2 (epigenetic hydrothermal veins) | disseminations, veins, mineralized nodules | disseminations, mineralized nodules, veins cross-cutting sedimentary bedding |  |  |  | quartz, carbonates |  | LA-ICPMS | ESI NWR213 Nd:YAG laser ablation system coupled to an Agilent 8800 QQQ ICP-MS | Montanuniversität Leoben, Austria | 50 µm spot size, 2 – 3 J/cm2 on-mineral fluency, 10 Hz repetition rate, helium carrier gas at 0.75 L/min flow rate, 30-s pre-ablation laser warm-up, 60 s dwell time, 30-s washout period | USGS pressed powder polysulfide reference material MASS-1 (Wilson et al. 2002) as external standard for chalcopyrite; sphalerite matrix-matched sinter pressed powder pellet reference material MUL-Zn S1 (Onuk et al. 2017) as external standard for sphalerite and pyrite; MASS-1 used as external standard for Te, Au, Tl, and Hg in sphalerite and pyrite | 0.45155 | [13 empty] | 0.36181 | [11 empty] | 4.2869 | [17 empty] | 0.05922 |  |  |  | 0.2482 | [7 empty] | 5.3404 | [13 empty] | 14.0214 | [15 empty] | 0.78017 | [17 empty] | 0.10842 | [9 empty] | 15.307 | [13 empty] | 0.00896 | [13 empty] | 8.5334 |  |  |  |  | 2025 | Bertrandsson Erlandsson et al. (2025), Mineralium Deposita, 60, 869–894 |  | POL, COD, ZMB, NAM
| Polish Kupferschiefer, Luiswishi, Nchanga, Dolostone Ore Formation |  | Basin hydrothermal | Stratiform sediment-hosted Cu | stratiform sediment-hosted Cu-Co | Cu, Co | Ag, Au, Pb, Ni, Se, Re, Zn | Cu, Co, Ag, Au, Pb, Ni, Se, Re, Zn | Bertrandsson Erlandsson et al., 2022; Foltyn et al., 2022; El Desouky et al., 2010 |  | DOF | DOF-1 | [5 empty] | ore material | polished section |  | mineral separate | [5 empty] | mineralisation |  |  |  | chalcopyrite, sphalerite, pyrite | stage 1 (sediment-hosted, diagenetic), stage 2 (epigenetic hydrothermal veins) | disseminations, veins, mineralized nodules | disseminations, mineralized nodules, veins cross-cutting sedimentary bedding |  |  |  | quartz, carbonates |  | LA-ICPMS | ESI NWR213 Nd:YAG laser ablation system coupled to an Agilent 8800 QQQ ICP-MS | Montanuniversität Leoben, Austria | 50 µm spot size, 2 – 3 J/cm2 on-mineral fluency, 10 Hz repetition rate, helium carrier gas at 0.75 L/min flow rate, 30-s pre-ablation laser warm-up, 60 s dwell time, 30-s washout period | USGS pressed powder polysulfide reference material MASS-1 (Wilson et al. 2002) as external standard for chalcopyrite; sphalerite matrix-matched sinter pressed powder pellet reference material MUL-Zn S1 (Onuk et al. 2017) as external standard for sphalerite and pyrite; MASS-1 used as external standard for Te, Au, Tl, and Hg in sphalerite and pyrite | [147 empty] | 2025 | Bertrandsson Erlandsson et al. (2025), Mineralium Deposita, 60, 869–894 |  | POL, COD, ZMB, NAM
| Polish Kupferschiefer, Luiswishi, Nchanga, Dolostone Ore Formation |  | Basin hydrothermal | Stratiform sediment-hosted Cu | stratiform sediment-hosted Cu-Co | Cu, Co | Ag, Au, Pb, Ni, Se, Re, Zn | Cu, Co, Ag, Au, Pb, Ni, Se, Re, Zn | Bertrandsson Erlandsson et al., 2022; Foltyn et al., 2022; El Desouky et al., 2010 |  | Source: Bertrandsson Erlandsson et al. (2022) | Source: Bertrandsson Erlandsson et al. (2022)-1 | [5 empty] | ore material | polished section |  | mineral separate | [5 empty] | mineralisation |  |  |  | chalcopyrite, sphalerite, pyrite | stage 1 (sediment-hosted, diagenetic), stage 2 (epigenetic hydrothermal veins) | disseminations, veins, mineralized nodules | disseminations, mineralized nodules, veins cross-cutting sedimentary bedding |  |  |  | quartz, carbonates |  | LA-ICPMS | ESI NWR213 Nd:YAG laser ablation system coupled to an Agilent 8800 QQQ ICP-MS | Montanuniversität Leoben, Austria | 50 µm spot size, 2 – 3 J/cm2 on-mineral fluency, 10 Hz repetition rate, helium carrier gas at 0.75 L/min flow rate, 30-s pre-ablation laser warm-up, 60 s dwell time, 30-s washout period | USGS pressed powder polysulfide reference material MASS-1 (Wilson et al. 2002) as external standard for chalcopyrite; sphalerite matrix-matched sinter pressed powder pellet reference material MUL-Zn S1 (Onuk et al. 2017) as external standard for sphalerite and pyrite; MASS-1 used as external standard for Te, Au, Tl, and Hg in sphalerite and pyrite | [147 empty] | 2025 | Bertrandsson Erlandsson et al. (2025), Mineralium Deposita, 60, 869–894 |  | POL, COD, ZMB, NAM
| DOF |  | Basin hydrothermal | Stratiform sediment-hosted Cu | stratiform sediment-hosted Cu-Co | Cu, Co | Ag, Au, Pb, Ni, Se, Re, Zn | Cu, Co, Ag, Au, Pb, Ni, Se, Re, Zn | Bertrandsson Erlandsson et al., 2022; Foltyn et al., 2022; El Desouky et al., 2010 |  | 103-16.2_Sph-1 | 103-16.2_Sph-1-1 | [5 empty] | ore material | polished section |  | mineral separate | [5 empty] | mineralisation |  |  |  | chalcopyrite, sphalerite, pyrite | stage 1 (sediment-hosted, diagenetic), stage 2 (epigenetic hydrothermal veins) | disseminations, veins, mineralized nodules | disseminations, mineralized nodules, veins cross-cutting sedimentary bedding |  |  |  | quartz, carbonates |  | LA-ICPMS | ESI NWR213 Nd:YAG laser ablation system coupled to an Agilent 8800 QQQ ICP-MS | Montanuniversität Leoben, Austria | 50 µm spot size, 2 – 3 J/cm2 on-mineral fluency, 10 Hz repetition rate, helium carrier gas at 0.75 L/min flow rate, 30-s pre-ablation laser warm-up, 60 s dwell time, 30-s washout period | USGS pressed powder polysulfide reference material MASS-1 (Wilson et al. 2002) as external standard for chalcopyrite; sphalerite matrix-matched sinter pressed powder pellet reference material MUL-Zn S1 (Onuk et al. 2017) as external standard for sphalerite and pyrite; MASS-1 used as external standard for Te, Au, Tl, and Hg in sphalerite and pyrite | 0.34081 | [13 empty] | 0.21617 | [5 empty] | 232.6001 | [5 empty] | 6716.6357 | [5 empty] | 893.4669 | [9 empty] | 60018.1448 |  | 0.12562 | [7 empty] | 74.1552 |  |  |  | 8.1093 | [13 empty] | 151.0438 | [9 empty] | 0.79141 | [5 empty] | 4.2222 | [21 empty] | 29.701 | [5 empty] | 0.59421 | [19 empty] | 0.12127 | [12 empty] | 2025 | Bertrandsson Erlandsson et al. (2025), Mineralium Deposita, 60, 869–894 |  | POL, COD, ZMB, NAM
| DOF |  | Basin hydrothermal | Stratiform sediment-hosted Cu | stratiform sediment-hosted Cu-Co | Cu, Co | Ag, Au, Pb, Ni, Se, Re, Zn | Cu, Co, Ag, Au, Pb, Ni, Se, Re, Zn | Bertrandsson Erlandsson et al., 2022; Foltyn et al., 2022; El Desouky et al., 2010 |  | 103-16.2_Sph-2 | 103-16.2_Sph-2-1 | [5 empty] | ore material | polished section |  | mineral separate | [5 empty] | mineralisation |  |  |  | chalcopyrite, sphalerite, pyrite | stage 1 (sediment-hosted, diagenetic), stage 2 (epigenetic hydrothermal veins) | disseminations, veins, mineralized nodules | disseminations, mineralized nodules, veins cross-cutting sedimentary bedding |  |  |  | quartz, carbonates |  | LA-ICPMS | ESI NWR213 Nd:YAG laser ablation system coupled to an Agilent 8800 QQQ ICP-MS | Montanuniversität Leoben, Austria | 50 µm spot size, 2 – 3 J/cm2 on-mineral fluency, 10 Hz repetition rate, helium carrier gas at 0.75 L/min flow rate, 30-s pre-ablation laser warm-up, 60 s dwell time, 30-s washout period | USGS pressed powder polysulfide reference material MASS-1 (Wilson et al. 2002) as external standard for chalcopyrite; sphalerite matrix-matched sinter pressed powder pellet reference material MUL-Zn S1 (Onuk et al. 2017) as external standard for sphalerite and pyrite; MASS-1 used as external standard for Te, Au, Tl, and Hg in sphalerite and pyrite | 0.7347 | [13 empty] | 1.069 | [5 empty] | 227.773 | [5 empty] | 6504.947 | [15 empty] | 56867.7012 |  | 0.074061 | [7 empty] | 59.9863 |  |  |  | 5.3007 | [13 empty] | 117.4745 | [9 empty] | 0.58869 | [27 empty] | 35.2153 | [38 empty] | 2025 | Bertrandsson Erlandsson et al. (2025), Mineralium Deposita, 60, 869–894 |  | POL, COD, ZMB, NAM
| DOF |  | Basin hydrothermal | Stratiform sediment-hosted Cu | stratiform sediment-hosted Cu-Co | Cu, Co | Ag, Au, Pb, Ni, Se, Re, Zn | Cu, Co, Ag, Au, Pb, Ni, Se, Re, Zn | Bertrandsson Erlandsson et al., 2022; Foltyn et al., 2022; El Desouky et al., 2010 |  | 103-16.2_Sph-3 | 103-16.2_Sph-3-1 | [5 empty] | ore material | polished section |  | mineral separate | [5 empty] | mineralisation |  |  |  | chalcopyrite, sphalerite, pyrite | stage 1 (sediment-hosted, diagenetic), stage 2 (epigenetic hydrothermal veins) | disseminations, veins, mineralized nodules | disseminations, mineralized nodules, veins cross-cutting sedimentary bedding |  |  |  | quartz, carbonates |  | LA-ICPMS | ESI NWR213 Nd:YAG laser ablation system coupled to an Agilent 8800 QQQ ICP-MS | Montanuniversität Leoben, Austria | 50 µm spot size, 2 – 3 J/cm2 on-mineral fluency, 10 Hz repetition rate, helium carrier gas at 0.75 L/min flow rate, 30-s pre-ablation laser warm-up, 60 s dwell time, 30-s washout period | USGS pressed powder polysulfide reference material MASS-1 (Wilson et al. 2002) as external standard for chalcopyrite; sphalerite matrix-matched sinter pressed powder pellet reference material MUL-Zn S1 (Onuk et al. 2017) as external standard for sphalerite and pyrite; MASS-1 used as external standard for Te, Au, Tl, and Hg in sphalerite and pyrite | 0.63407 | [13 empty] | 0.72956 | [5 empty] | 249.2258 | [5 empty] | 6476.0124 | [15 empty] | 57693.7869 |  | 0.2073 |  |  |  | 0.13508 |  |  |  | 56.0891 |  |  |  | 7.2586 | [13 empty] | 133.2858 | [9 empty] | 0.66533 | [5 empty] | 15.3521 | [21 empty] | 35.5136 | [38 empty] | 2025 | Bertrandsson Erlandsson et al. (2025), Mineralium Deposita, 60, 869–894 |  | POL, COD, ZMB, NAM
| DOF |  | Basin hydrothermal | Stratiform sediment-hosted Cu | stratiform sediment-hosted Cu-Co | Cu, Co | Ag, Au, Pb, Ni, Se, Re, Zn | Cu, Co, Ag, Au, Pb, Ni, Se, Re, Zn | Bertrandsson Erlandsson et al., 2022; Foltyn et al., 2022; El Desouky et al., 2010 |  | 103-16.2_Sph-4 | 103-16.2_Sph-4-1 | [5 empty] | ore material | polished section |  | mineral separate | [5 empty] | mineralisation |  |  |  | chalcopyrite, sphalerite, pyrite | stage 1 (sediment-hosted, diagenetic), stage 2 (epigenetic hydrothermal veins) | disseminations, veins, mineralized nodules | disseminations, mineralized nodules, veins cross-cutting sedimentary bedding |  |  |  | quartz, carbonates |  | LA-ICPMS | ESI NWR213 Nd:YAG laser ablation system coupled to an Agilent 8800 QQQ ICP-MS | Montanuniversität Leoben, Austria | 50 µm spot size, 2 – 3 J/cm2 on-mineral fluency, 10 Hz repetition rate, helium carrier gas at 0.75 L/min flow rate, 30-s pre-ablation laser warm-up, 60 s dwell time, 30-s washout period | USGS pressed powder polysulfide reference material MASS-1 (Wilson et al. 2002) as external standard for chalcopyrite; sphalerite matrix-matched sinter pressed powder pellet reference material MUL-Zn S1 (Onuk et al. 2017) as external standard for sphalerite and pyrite; MASS-1 used as external standard for Te, Au, Tl, and Hg in sphalerite and pyrite | 1.3426 | [13 empty] | 5.8066 | [5 empty] | 341.4289 | [5 empty] | 7888.0274 | [5 empty] | 1622.6323 | [9 empty] | 59407.5019 |  | 1.3756 |  |  |  | 0.77962 |  |  |  | 58.0557 |  |  |  | 10.2451 | [23 empty] | 1.7352 | [5 empty] | 69.8749 | [17 empty] | 0.36355 |  |  |  | 30.7577 | [5 empty] | 1.2275 | [7 empty] | 0.38554 | [5 empty] | 0.28365 | [18 empty] | 2025 | Bertrandsson Erlandsson et al. (2025), Mineralium Deposita, 60, 869–894 |  | POL, COD, ZMB, NAM
| DOF |  | Basin hydrothermal | Stratiform sediment-hosted Cu | stratiform sediment-hosted Cu-Co | Cu, Co | Ag, Au, Pb, Ni, Se, Re, Zn | Cu, Co, Ag, Au, Pb, Ni, Se, Re, Zn | Bertrandsson Erlandsson et al., 2022; Foltyn et al., 2022; El Desouky et al., 2010 |  | 103-16.2_Sph-5 | 103-16.2_Sph-5-1 | [5 empty] | ore material | polished section |  | mineral separate | [5 empty] | mineralisation |  |  |  | chalcopyrite, sphalerite, pyrite | stage 1 (sediment-hosted, diagenetic), stage 2 (epigenetic hydrothermal veins) | disseminations, veins, mineralized nodules | disseminations, mineralized nodules, veins cross-cutting sedimentary bedding |  |  |  | quartz, carbonates |  | LA-ICPMS | ESI NWR213 Nd:YAG laser ablation system coupled to an Agilent 8800 QQQ ICP-MS | Montanuniversität Leoben, Austria | 50 µm spot size, 2 – 3 J/cm2 on-mineral fluency, 10 Hz repetition rate, helium carrier gas at 0.75 L/min flow rate, 30-s pre-ablation laser warm-up, 60 s dwell time, 30-s washout period | USGS pressed powder polysulfide reference material MASS-1 (Wilson et al. 2002) as external standard for chalcopyrite; sphalerite matrix-matched sinter pressed powder pellet reference material MUL-Zn S1 (Onuk et al. 2017) as external standard for sphalerite and pyrite; MASS-1 used as external standard for Te, Au, Tl, and Hg in sphalerite and pyrite | 0.86921 | [13 empty] | 2.1116 | [5 empty] | 399.7242 | [5 empty] | 7308.335 | [5 empty] | 859.4226 | [9 empty] | 70475.2031 |  | 1.0154 |  |  |  | 0.71496 |  |  |  | 74.8941 |  |  |  | 10.6212 | [23 empty] | 1.304 | [5 empty] | 26.1841 | [21 empty] | 33.4137 | [19 empty] | 0.13489 | [18 empty] | 2025 | Bertrandsson Erlandsson et al. (2025), Mineralium Deposita, 60, 869–894 |  | POL, COD, ZMB, NAM
| DOF |  | Basin hydrothermal | Stratiform sediment-hosted Cu | stratiform sediment-hosted Cu-Co | Cu, Co | Ag, Au, Pb, Ni, Se, Re, Zn | Cu, Co, Ag, Au, Pb, Ni, Se, Re, Zn | Bertrandsson Erlandsson et al., 2022; Foltyn et al., 2022; El Desouky et al., 2010 |  | 103-16.2_Sph-6 | 103-16.2_Sph-6-1 | [5 empty] | ore material | polished section |  | mineral separate | [5 empty] | mineralisation |  |  |  | chalcopyrite, sphalerite, pyrite | stage 1 (sediment-hosted, diagenetic), stage 2 (epigenetic hydrothermal veins) | disseminations, veins, mineralized nodules | disseminations, mineralized nodules, veins cross-cutting sedimentary bedding |  |  |  | quartz, carbonates |  | LA-ICPMS | ESI NWR213 Nd:YAG laser ablation system coupled to an Agilent 8800 QQQ ICP-MS | Montanuniversität Leoben, Austria | 50 µm spot size, 2 – 3 J/cm2 on-mineral fluency, 10 Hz repetition rate, helium carrier gas at 0.75 L/min flow rate, 30-s pre-ablation laser warm-up, 60 s dwell time, 30-s washout period | USGS pressed powder polysulfide reference material MASS-1 (Wilson et al. 2002) as external standard for chalcopyrite; sphalerite matrix-matched sinter pressed powder pellet reference material MUL-Zn S1 (Onuk et al. 2017) as external standard for sphalerite and pyrite; MASS-1 used as external standard for Te, Au, Tl, and Hg in sphalerite and pyrite | 1.6627 | [13 empty] | 2.7155 | [5 empty] | 235.2778 | [5 empty] | 7486.5198 | [15 empty] | 55956.287 |  | 0.11071 | [7 empty] | 57.638 |  |  |  | 8.5468 | [13 empty] | 107.4072 | [9 empty] | 0.71062 | [27 empty] | 36.4778 | [13 empty] | 0.32684 | [5 empty] | 0.032589 | [18 empty] | 2025 | Bertrandsson Erlandsson et al. (2025), Mineralium Deposita, 60, 869–894 |  | POL, COD, ZMB, NAM
| DOF |  | Basin hydrothermal | Stratiform sediment-hosted Cu | stratiform sediment-hosted Cu-Co | Cu, Co | Ag, Au, Pb, Ni, Se, Re, Zn | Cu, Co, Ag, Au, Pb, Ni, Se, Re, Zn | Bertrandsson Erlandsson et al., 2022; Foltyn et al., 2022; El Desouky et al., 2010 |  | 103-16.2_Sph-7 | 103-16.2_Sph-7-1 | [5 empty] | ore material | polished section |  | mineral separate | [5 empty] | mineralisation |  |  |  | chalcopyrite, sphalerite, pyrite | stage 1 (sediment-hosted, diagenetic), stage 2 (epigenetic hydrothermal veins) | disseminations, veins, mineralized nodules | disseminations, mineralized nodules, veins cross-cutting sedimentary bedding |  |  |  | quartz, carbonates |  | LA-ICPMS | ESI NWR213 Nd:YAG laser ablation system coupled to an Agilent 8800 QQQ ICP-MS | Montanuniversität Leoben, Austria | 50 µm spot size, 2 – 3 J/cm2 on-mineral fluency, 10 Hz repetition rate, helium carrier gas at 0.75 L/min flow rate, 30-s pre-ablation laser warm-up, 60 s dwell time, 30-s washout period | USGS pressed powder polysulfide reference material MASS-1 (Wilson et al. 2002) as external standard for chalcopyrite; sphalerite matrix-matched sinter pressed powder pellet reference material MUL-Zn S1 (Onuk et al. 2017) as external standard for sphalerite and pyrite; MASS-1 used as external standard for Te, Au, Tl, and Hg in sphalerite and pyrite | 1.2255 | [13 empty] | 2.4382 | [5 empty] | 253.518 | [5 empty] | 7289.5981 | [15 empty] | 57544.6938 |  | 0.23073 |  |  |  | 0.20931 |  |  |  | 64.1372 |  |  |  | 7.3923 | [13 empty] | 161.0887 | [9 empty] | 0.95466 | [5 empty] | 41.1984 | [21 empty] | 30.7327 | [5 empty] | 0.55749 | [13 empty] | 0.043911 | [18 empty] | 2025 | Bertrandsson Erlandsson et al. (2025), Mineralium Deposita, 60, 869–894 |  | POL, COD, ZMB, NAM
| DOF |  | Basin hydrothermal | Stratiform sediment-hosted Cu | stratiform sediment-hosted Cu-Co | Cu, Co | Ag, Au, Pb, Ni, Se, Re, Zn | Cu, Co, Ag, Au, Pb, Ni, Se, Re, Zn | Bertrandsson Erlandsson et al., 2022; Foltyn et al., 2022; El Desouky et al., 2010 |  | 173-15.1_Sph-1 | 173-15.1_Sph-1-1 | [5 empty] | ore material | polished section |  | mineral separate | [5 empty] | mineralisation |  |  |  | chalcopyrite, sphalerite, pyrite | stage 1 (sediment-hosted, diagenetic), stage 2 (epigenetic hydrothermal veins) | disseminations, veins, mineralized nodules | disseminations, mineralized nodules, veins cross-cutting sedimentary bedding |  |  |  | quartz, carbonates |  | LA-ICPMS | ESI NWR213 Nd:YAG laser ablation system coupled to an Agilent 8800 QQQ ICP-MS | Montanuniversität Leoben, Austria | 50 µm spot size, 2 – 3 J/cm2 on-mineral fluency, 10 Hz repetition rate, helium carrier gas at 0.75 L/min flow rate, 30-s pre-ablation laser warm-up, 60 s dwell time, 30-s washout period | USGS pressed powder polysulfide reference material MASS-1 (Wilson et al. 2002) as external standard for chalcopyrite; sphalerite matrix-matched sinter pressed powder pellet reference material MUL-Zn S1 (Onuk et al. 2017) as external standard for sphalerite and pyrite; MASS-1 used as external standard for Te, Au, Tl, and Hg in sphalerite and pyrite | 0.65682 |  |  |  | 0.93591 | [9 empty] | 2.6881 | [5 empty] | 280.5286 | [5 empty] | 7476.6244 | [15 empty] | 59588.9561 |  | 0.10895 | [7 empty] | 68.3938 |  |  |  | 54.9545 | [13 empty] | 415.1971 | [9 empty] | 1.3272 | [5 empty] | 26.0217 | [21 empty] | 40.104 | [5 empty] | 1.0871 | [7 empty] | 0.2181 | [5 empty] | 0.070469 | [18 empty] | 2025 | Bertrandsson Erlandsson et al. (2025), Mineralium Deposita, 60, 869–894 |  | POL, COD, ZMB, NAM
| DOF |  | Basin hydrothermal | Stratiform sediment-hosted Cu | stratiform sediment-hosted Cu-Co | Cu, Co | Ag, Au, Pb, Ni, Se, Re, Zn | Cu, Co, Ag, Au, Pb, Ni, Se, Re, Zn | Bertrandsson Erlandsson et al., 2022; Foltyn et al., 2022; El Desouky et al., 2010 |  | 173-15.1_Sph-2 | 173-15.1_Sph-2-1 | [5 empty] | ore material | polished section |  | mineral separate | [5 empty] | mineralisation |  |  |  | chalcopyrite, sphalerite, pyrite | stage 1 (sediment-hosted, diagenetic), stage 2 (epigenetic hydrothermal veins) | disseminations, veins, mineralized nodules | disseminations, mineralized nodules, veins cross-cutting sedimentary bedding |  |  |  | quartz, carbonates |  | LA-ICPMS | ESI NWR213 Nd:YAG laser ablation system coupled to an Agilent 8800 QQQ ICP-MS | Montanuniversität Leoben, Austria | 50 µm spot size, 2 – 3 J/cm2 on-mineral fluency, 10 Hz repetition rate, helium carrier gas at 0.75 L/min flow rate, 30-s pre-ablation laser warm-up, 60 s dwell time, 30-s washout period | USGS pressed powder polysulfide reference material MASS-1 (Wilson et al. 2002) as external standard for chalcopyrite; sphalerite matrix-matched sinter pressed powder pellet reference material MUL-Zn S1 (Onuk et al. 2017) as external standard for sphalerite and pyrite; MASS-1 used as external standard for Te, Au, Tl, and Hg in sphalerite and pyrite | 0.4219 | [13 empty] | 0.46888 | [5 empty] | 267.2672 | [5 empty] | 9576.5179 | [15 empty] | 66883.3383 |  | 0.23222 |  |  |  | 0.37009 |  |  |  | 53.36 |  |  |  | 50.1936 | [13 empty] | 477.5499 | [9 empty] | 1.3654 | [5 empty] | 4.8612 | [21 empty] | 34.9314 | [5 empty] | 0.87535 | [13 empty] | 0.040249 | [18 empty] | 2025 | Bertrandsson Erlandsson et al. (2025), Mineralium Deposita, 60, 869–894 |  | POL, COD, ZMB, NAM
| DOF |  | Basin hydrothermal | Stratiform sediment-hosted Cu | stratiform sediment-hosted Cu-Co | Cu, Co | Ag, Au, Pb, Ni, Se, Re, Zn | Cu, Co, Ag, Au, Pb, Ni, Se, Re, Zn | Bertrandsson Erlandsson et al., 2022; Foltyn et al., 2022; El Desouky et al., 2010 |  | 173-15.1_Sph-3 | 173-15.1_Sph-3-1 | [5 empty] | ore material | polished section |  | mineral separate | [5 empty] | mineralisation |  |  |  | chalcopyrite, sphalerite, pyrite | stage 1 (sediment-hosted, diagenetic), stage 2 (epigenetic hydrothermal veins) | disseminations, veins, mineralized nodules | disseminations, mineralized nodules, veins cross-cutting sedimentary bedding |  |  |  | quartz, carbonates |  | LA-ICPMS | ESI NWR213 Nd:YAG laser ablation system coupled to an Agilent 8800 QQQ ICP-MS | Montanuniversität Leoben, Austria | 50 µm spot size, 2 – 3 J/cm2 on-mineral fluency, 10 Hz repetition rate, helium carrier gas at 0.75 L/min flow rate, 30-s pre-ablation laser warm-up, 60 s dwell time, 30-s washout period | USGS pressed powder polysulfide reference material MASS-1 (Wilson et al. 2002) as external standard for chalcopyrite; sphalerite matrix-matched sinter pressed powder pellet reference material MUL-Zn S1 (Onuk et al. 2017) as external standard for sphalerite and pyrite; MASS-1 used as external standard for Te, Au, Tl, and Hg in sphalerite and pyrite | 0.25325 |  |  |  | 1.1152 | [9 empty] | 0.28379 | [5 empty] | 205.1455 | [5 empty] | 10378.9204 | [5 empty] | 351.3495 | [9 empty] | 68245.3972 |  | 0.11414 | [7 empty] | 51.9777 |  |  |  | 41.5518 | [13 empty] | 508.0472 | [9 empty] | 1.1328 | [5 empty] | 2.5886 | [21 empty] | 34.194 | [25 empty] | 0.067186 | [12 empty] | 2025 | Bertrandsson Erlandsson et al. (2025), Mineralium Deposita, 60, 869–894 |  | POL, COD, ZMB, NAM
| DOF |  | Basin hydrothermal | Stratiform sediment-hosted Cu | stratiform sediment-hosted Cu-Co | Cu, Co | Ag, Au, Pb, Ni, Se, Re, Zn | Cu, Co, Ag, Au, Pb, Ni, Se, Re, Zn | Bertrandsson Erlandsson et al., 2022; Foltyn et al., 2022; El Desouky et al., 2010 |  | 173-15.1_Sph-4 | 173-15.1_Sph-4-1 | [5 empty] | ore material | polished section |  | mineral separate | [5 empty] | mineralisation |  |  |  | chalcopyrite, sphalerite, pyrite | stage 1 (sediment-hosted, diagenetic), stage 2 (epigenetic hydrothermal veins) | disseminations, veins, mineralized nodules | disseminations, mineralized nodules, veins cross-cutting sedimentary bedding |  |  |  | quartz, carbonates |  | LA-ICPMS | ESI NWR213 Nd:YAG laser ablation system coupled to an Agilent 8800 QQQ ICP-MS | Montanuniversität Leoben, Austria | 50 µm spot size, 2 – 3 J/cm2 on-mineral fluency, 10 Hz repetition rate, helium carrier gas at 0.75 L/min flow rate, 30-s pre-ablation laser warm-up, 60 s dwell time, 30-s washout period | USGS pressed powder polysulfide reference material MASS-1 (Wilson et al. 2002) as external standard for chalcopyrite; sphalerite matrix-matched sinter pressed powder pellet reference material MUL-Zn S1 (Onuk et al. 2017) as external standard for sphalerite and pyrite; MASS-1 used as external standard for Te, Au, Tl, and Hg in sphalerite and pyrite | 0.55954 |  |  |  | 0.76096 | [9 empty] | 0.59603 | [5 empty] | 186.9658 | [5 empty] | 9311.8493 | [5 empty] | 519.0992 | [9 empty] | 70443.7225 |  | 0.054377 | [7 empty] | 50.7136 |  |  |  | 50.958 | [13 empty] | 426.1531 | [9 empty] | 2.8796 | [5 empty] | 4.9648 | [21 empty] | 36.5778 | [5 empty] | 0.76188 | [13 empty] | 0.030339 | [5 empty] | 0.12111 | [12 empty] | 2025 | Bertrandsson Erlandsson et al. (2025), Mineralium Deposita, 60, 869–894 |  | POL, COD, ZMB, NAM
| DOF |  | Basin hydrothermal | Stratiform sediment-hosted Cu | stratiform sediment-hosted Cu-Co | Cu, Co | Ag, Au, Pb, Ni, Se, Re, Zn | Cu, Co, Ag, Au, Pb, Ni, Se, Re, Zn | Bertrandsson Erlandsson et al., 2022; Foltyn et al., 2022; El Desouky et al., 2010 |  | 173-15.1_Sph-6 | 173-15.1_Sph-6-1 | [5 empty] | ore material | polished section |  | mineral separate | [5 empty] | mineralisation |  |  |  | chalcopyrite, sphalerite, pyrite | stage 1 (sediment-hosted, diagenetic), stage 2 (epigenetic hydrothermal veins) | disseminations, veins, mineralized nodules | disseminations, mineralized nodules, veins cross-cutting sedimentary bedding |  |  |  | quartz, carbonates |  | LA-ICPMS | ESI NWR213 Nd:YAG laser ablation system coupled to an Agilent 8800 QQQ ICP-MS | Montanuniversität Leoben, Austria | 50 µm spot size, 2 – 3 J/cm2 on-mineral fluency, 10 Hz repetition rate, helium carrier gas at 0.75 L/min flow rate, 30-s pre-ablation laser warm-up, 60 s dwell time, 30-s washout period | USGS pressed powder polysulfide reference material MASS-1 (Wilson et al. 2002) as external standard for chalcopyrite; sphalerite matrix-matched sinter pressed powder pellet reference material MUL-Zn S1 (Onuk et al. 2017) as external standard for sphalerite and pyrite; MASS-1 used as external standard for Te, Au, Tl, and Hg in sphalerite and pyrite | 0.59562 |  |  |  | 0.78943 | [9 empty] | 0.53061 | [5 empty] | 229.5286 | [5 empty] | 9389.6239 | [15 empty] | 64068.9031 |  | 0.12592 | [7 empty] | 54.6901 |  |  |  | 53.7171 | [13 empty] | 441.8311 | [9 empty] | 0.70786 | [5 empty] | 6.1788 | [21 empty] | 34.0358 | [25 empty] | 0.063897 | [12 empty] | 2025 | Bertrandsson Erlandsson et al. (2025), Mineralium Deposita, 60, 869–894 |  | POL, COD, ZMB, NAM
| DOF |  | Basin hydrothermal | Stratiform sediment-hosted Cu | stratiform sediment-hosted Cu-Co | Cu, Co | Ag, Au, Pb, Ni, Se, Re, Zn | Cu, Co, Ag, Au, Pb, Ni, Se, Re, Zn | Bertrandsson Erlandsson et al., 2022; Foltyn et al., 2022; El Desouky et al., 2010 |  | 173-15.1_Sph-8 | 173-15.1_Sph-8-1 | [5 empty] | ore material | polished section |  | mineral separate | [5 empty] | mineralisation |  |  |  | chalcopyrite, sphalerite, pyrite | stage 1 (sediment-hosted, diagenetic), stage 2 (epigenetic hydrothermal veins) | disseminations, veins, mineralized nodules | disseminations, mineralized nodules, veins cross-cutting sedimentary bedding |  |  |  | quartz, carbonates |  | LA-ICPMS | ESI NWR213 Nd:YAG laser ablation system coupled to an Agilent 8800 QQQ ICP-MS | Montanuniversität Leoben, Austria | 50 µm spot size, 2 – 3 J/cm2 on-mineral fluency, 10 Hz repetition rate, helium carrier gas at 0.75 L/min flow rate, 30-s pre-ablation laser warm-up, 60 s dwell time, 30-s washout period | USGS pressed powder polysulfide reference material MASS-1 (Wilson et al. 2002) as external standard for chalcopyrite; sphalerite matrix-matched sinter pressed powder pellet reference material MUL-Zn S1 (Onuk et al. 2017) as external standard for sphalerite and pyrite; MASS-1 used as external standard for Te, Au, Tl, and Hg in sphalerite and pyrite | 0.84257 | [13 empty] | 0.96592 | [5 empty] | 201.313 | [5 empty] | 8754.771 | [5 empty] | 360.0769 | [9 empty] | 61832.7281 |  | 0.13309 | [7 empty] | 50.592 |  |  |  | 54.7867 | [13 empty] | 403.2356 | [9 empty] | 0.8153 | [5 empty] | 11.1646 | [21 empty] | 37.9646 | [5 empty] | 1.2104 | [32 empty] | 2025 | Bertrandsson Erlandsson et al. (2025), Mineralium Deposita, 60, 869–894 |  | POL, COD, ZMB, NAM
| DOF |  | Basin hydrothermal | Stratiform sediment-hosted Cu | stratiform sediment-hosted Cu-Co | Cu, Co | Ag, Au, Pb, Ni, Se, Re, Zn | Cu, Co, Ag, Au, Pb, Ni, Se, Re, Zn | Bertrandsson Erlandsson et al., 2022; Foltyn et al., 2022; El Desouky et al., 2010 |  | 173-15.1_Sph-10 | 173-15.1_Sph-10-1 | [5 empty] | ore material | polished section |  | mineral separate | [5 empty] | mineralisation |  |  |  | chalcopyrite, sphalerite, pyrite | stage 1 (sediment-hosted, diagenetic), stage 2 (epigenetic hydrothermal veins) | disseminations, veins, mineralized nodules | disseminations, mineralized nodules, veins cross-cutting sedimentary bedding |  |  |  | quartz, carbonates |  | LA-ICPMS | ESI NWR213 Nd:YAG laser ablation system coupled to an Agilent 8800 QQQ ICP-MS | Montanuniversität Leoben, Austria | 50 µm spot size, 2 – 3 J/cm2 on-mineral fluency, 10 Hz repetition rate, helium carrier gas at 0.75 L/min flow rate, 30-s pre-ablation laser warm-up, 60 s dwell time, 30-s washout period | USGS pressed powder polysulfide reference material MASS-1 (Wilson et al. 2002) as external standard for chalcopyrite; sphalerite matrix-matched sinter pressed powder pellet reference material MUL-Zn S1 (Onuk et al. 2017) as external standard for sphalerite and pyrite; MASS-1 used as external standard for Te, Au, Tl, and Hg in sphalerite and pyrite | 0.95098 |  |  |  | 0.58301 | [9 empty] | 1.3155 | [5 empty] | 222.7655 | [5 empty] | 8516.2681 | [15 empty] | 67357.892 |  | 0.49356 |  |  |  | 0.34579 |  |  |  | 54.3093 |  |  |  | 45.6224 | [23 empty] | 1.662 | [5 empty] | 14.3186 | [21 empty] | 31.6014 | [5 empty] | 0.70122 | [7 empty] | 0.20074 | [5 empty] | 0.050579 | [18 empty] | 2025 | Bertrandsson Erlandsson et al. (2025), Mineralium Deposita, 60, 869–894 |  | POL, COD, ZMB, NAM
| DOF |  | Basin hydrothermal | Stratiform sediment-hosted Cu | stratiform sediment-hosted Cu-Co | Cu, Co | Ag, Au, Pb, Ni, Se, Re, Zn | Cu, Co, Ag, Au, Pb, Ni, Se, Re, Zn | Bertrandsson Erlandsson et al., 2022; Foltyn et al., 2022; El Desouky et al., 2010 |  | 173-15.1_Sph-11 | 173-15.1_Sph-11-1 | [5 empty] | ore material | polished section |  | mineral separate | [5 empty] | mineralisation |  |  |  | chalcopyrite, sphalerite, pyrite | stage 1 (sediment-hosted, diagenetic), stage 2 (epigenetic hydrothermal veins) | disseminations, veins, mineralized nodules | disseminations, mineralized nodules, veins cross-cutting sedimentary bedding |  |  |  | quartz, carbonates |  | LA-ICPMS | ESI NWR213 Nd:YAG laser ablation system coupled to an Agilent 8800 QQQ ICP-MS | Montanuniversität Leoben, Austria | 50 µm spot size, 2 – 3 J/cm2 on-mineral fluency, 10 Hz repetition rate, helium carrier gas at 0.75 L/min flow rate, 30-s pre-ablation laser warm-up, 60 s dwell time, 30-s washout period | USGS pressed powder polysulfide reference material MASS-1 (Wilson et al. 2002) as external standard for chalcopyrite; sphalerite matrix-matched sinter pressed powder pellet reference material MUL-Zn S1 (Onuk et al. 2017) as external standard for sphalerite and pyrite; MASS-1 used as external standard for Te, Au, Tl, and Hg in sphalerite and pyrite | 0.91937 |  |  |  | 0.6576 | [9 empty] | 1.4274 | [5 empty] | 211.3815 | [5 empty] | 8699.9028 | [15 empty] | 62727.354 |  | 0.079444 | [7 empty] | 49.7054 |  |  |  | 46.006 | [13 empty] | 395.87 | [9 empty] | 0.75604 | [5 empty] | 15.4974 | [21 empty] | 37.1403 | [5 empty] | 0.64958 | [19 empty] | 0.082003 | [12 empty] | 2025 | Bertrandsson Erlandsson et al. (2025), Mineralium Deposita, 60, 869–894 |  | POL, COD, ZMB, NAM
| DOF |  | Basin hydrothermal | Stratiform sediment-hosted Cu | stratiform sediment-hosted Cu-Co | Cu, Co | Ag, Au, Pb, Ni, Se, Re, Zn | Cu, Co, Ag, Au, Pb, Ni, Se, Re, Zn | Bertrandsson Erlandsson et al., 2022; Foltyn et al., 2022; El Desouky et al., 2010 |  | 173-15.1_Sph-12 | 173-15.1_Sph-12-1 | [5 empty] | ore material | polished section |  | mineral separate | [5 empty] | mineralisation |  |  |  | chalcopyrite, sphalerite, pyrite | stage 1 (sediment-hosted, diagenetic), stage 2 (epigenetic hydrothermal veins) | disseminations, veins, mineralized nodules | disseminations, mineralized nodules, veins cross-cutting sedimentary bedding |  |  |  | quartz, carbonates |  | LA-ICPMS | ESI NWR213 Nd:YAG laser ablation system coupled to an Agilent 8800 QQQ ICP-MS | Montanuniversität Leoben, Austria | 50 µm spot size, 2 – 3 J/cm2 on-mineral fluency, 10 Hz repetition rate, helium carrier gas at 0.75 L/min flow rate, 30-s pre-ablation laser warm-up, 60 s dwell time, 30-s washout period | USGS pressed powder polysulfide reference material MASS-1 (Wilson et al. 2002) as external standard for chalcopyrite; sphalerite matrix-matched sinter pressed powder pellet reference material MUL-Zn S1 (Onuk et al. 2017) as external standard for sphalerite and pyrite; MASS-1 used as external standard for Te, Au, Tl, and Hg in sphalerite and pyrite | 0.40458 |  |  |  | 0.62033 | [9 empty] | 0.54634 | [5 empty] | 233.6174 | [5 empty] | 9213.5938 | [5 empty] | 642.9469 | [9 empty] | 63901.4983 |  | 1.3124 |  |  |  | 0.50321 |  |  |  | 60.6204 |  |  |  | 43.1436 | [13 empty] | 422.9315 | [9 empty] | 0.69001 | [5 empty] | 5.702 | [21 empty] | 35.6437 | [5 empty] | 1.9051 | [19 empty] | 0.11511 | [12 empty] | 2025 | Bertrandsson Erlandsson et al. (2025), Mineralium Deposita, 60, 869–894 |  | POL, COD, ZMB, NAM
| DOF |  | Basin hydrothermal | Stratiform sediment-hosted Cu | stratiform sediment-hosted Cu-Co | Cu, Co | Ag, Au, Pb, Ni, Se, Re, Zn | Cu, Co, Ag, Au, Pb, Ni, Se, Re, Zn | Bertrandsson Erlandsson et al., 2022; Foltyn et al., 2022; El Desouky et al., 2010 |  | 173-15.1_Sph-14 | 173-15.1_Sph-14-1 | [5 empty] | ore material | polished section |  | mineral separate | [5 empty] | mineralisation |  |  |  | chalcopyrite, sphalerite, pyrite | stage 1 (sediment-hosted, diagenetic), stage 2 (epigenetic hydrothermal veins) | disseminations, veins, mineralized nodules | disseminations, mineralized nodules, veins cross-cutting sedimentary bedding |  |  |  | quartz, carbonates |  | LA-ICPMS | ESI NWR213 Nd:YAG laser ablation system coupled to an Agilent 8800 QQQ ICP-MS | Montanuniversität Leoben, Austria | 50 µm spot size, 2 – 3 J/cm2 on-mineral fluency, 10 Hz repetition rate, helium carrier gas at 0.75 L/min flow rate, 30-s pre-ablation laser warm-up, 60 s dwell time, 30-s washout period | USGS pressed powder polysulfide reference material MASS-1 (Wilson et al. 2002) as external standard for chalcopyrite; sphalerite matrix-matched sinter pressed powder pellet reference material MUL-Zn S1 (Onuk et al. 2017) as external standard for sphalerite and pyrite; MASS-1 used as external standard for Te, Au, Tl, and Hg in sphalerite and pyrite | 0.77947 |  |  |  | 0.94711 | [9 empty] | 1.3107 | [5 empty] | 250.1508 | [5 empty] | 10722.4527 | [5 empty] | 582.3068 | [9 empty] | 61953.3849 |  | 0.1266 | [7 empty] | 52.6031 |  |  |  | 45.0505 | [13 empty] | 410.454 | [9 empty] | 0.47219 | [5 empty] | 11.8396 | [21 empty] | 29.2187 | [5 empty] | 0.66648 | [13 empty] | 0.029233 | [18 empty] | 2025 | Bertrandsson Erlandsson et al. (2025), Mineralium Deposita, 60, 869–894 |  | POL, COD, ZMB, NAM
| DOF |  | Basin hydrothermal | Stratiform sediment-hosted Cu | stratiform sediment-hosted Cu-Co | Cu, Co | Ag, Au, Pb, Ni, Se, Re, Zn | Cu, Co, Ag, Au, Pb, Ni, Se, Re, Zn | Bertrandsson Erlandsson et al., 2022; Foltyn et al., 2022; El Desouky et al., 2010 |  | 173-14.1_Sph-1 | 173-14.1_Sph-1-1 | [5 empty] | ore material | polished section |  | mineral separate | [5 empty] | mineralisation |  |  |  | chalcopyrite, sphalerite, pyrite | stage 1 (sediment-hosted, diagenetic), stage 2 (epigenetic hydrothermal veins) | disseminations, veins, mineralized nodules | disseminations, mineralized nodules, veins cross-cutting sedimentary bedding |  |  |  | quartz, carbonates |  | LA-ICPMS | ESI NWR213 Nd:YAG laser ablation system coupled to an Agilent 8800 QQQ ICP-MS | Montanuniversität Leoben, Austria | 50 µm spot size, 2 – 3 J/cm2 on-mineral fluency, 10 Hz repetition rate, helium carrier gas at 0.75 L/min flow rate, 30-s pre-ablation laser warm-up, 60 s dwell time, 30-s washout period | USGS pressed powder polysulfide reference material MASS-1 (Wilson et al. 2002) as external standard for chalcopyrite; sphalerite matrix-matched sinter pressed powder pellet reference material MUL-Zn S1 (Onuk et al. 2017) as external standard for sphalerite and pyrite; MASS-1 used as external standard for Te, Au, Tl, and Hg in sphalerite and pyrite | 0.49217 | [13 empty] | 1.5674 | [5 empty] | 225.7284 | [5 empty] | 8710.9491 | [5 empty] | 2624.2327 | [9 empty] | 61205.3486 |  | 0.1334 | [7 empty] | 42.7636 |  |  |  | 56.0246 | [13 empty] | 372.1619 | [9 empty] | 0.69013 | [5 empty] | 16.2507 | [21 empty] | 33.614 | [5 empty] | 1.5609 | [32 empty] | 2025 | Bertrandsson Erlandsson et al. (2025), Mineralium Deposita, 60, 869–894 |  | POL, COD, ZMB, NAM
| DOF |  | Basin hydrothermal | Stratiform sediment-hosted Cu | stratiform sediment-hosted Cu-Co | Cu, Co | Ag, Au, Pb, Ni, Se, Re, Zn | Cu, Co, Ag, Au, Pb, Ni, Se, Re, Zn | Bertrandsson Erlandsson et al., 2022; Foltyn et al., 2022; El Desouky et al., 2010 |  | 173-14.1_Sph-2 | 173-14.1_Sph-2-1 | [5 empty] | ore material | polished section |  | mineral separate | [5 empty] | mineralisation |  |  |  | chalcopyrite, sphalerite, pyrite | stage 1 (sediment-hosted, diagenetic), stage 2 (epigenetic hydrothermal veins) | disseminations, veins, mineralized nodules | disseminations, mineralized nodules, veins cross-cutting sedimentary bedding |  |  |  | quartz, carbonates |  | LA-ICPMS | ESI NWR213 Nd:YAG laser ablation system coupled to an Agilent 8800 QQQ ICP-MS | Montanuniversität Leoben, Austria | 50 µm spot size, 2 – 3 J/cm2 on-mineral fluency, 10 Hz repetition rate, helium carrier gas at 0.75 L/min flow rate, 30-s pre-ablation laser warm-up, 60 s dwell time, 30-s washout period | USGS pressed powder polysulfide reference material MASS-1 (Wilson et al. 2002) as external standard for chalcopyrite; sphalerite matrix-matched sinter pressed powder pellet reference material MUL-Zn S1 (Onuk et al. 2017) as external standard for sphalerite and pyrite; MASS-1 used as external standard for Te, Au, Tl, and Hg in sphalerite and pyrite | 0.931 | [13 empty] | 0.77495 | [5 empty] | 223.4804 | [5 empty] | 10317.8874 | [15 empty] | 68712.8327 |  | 0.34854 |  |  |  | 0.332 |  |  |  | 42.5716 |  |  |  | 54.8291 | [13 empty] | 506.7835 | [9 empty] | 1.1745 | [5 empty] | 12.0022 | [21 empty] | 33.5382 | [5 empty] | 1.3945 | [13 empty] | 0.041016 | [18 empty] | 2025 | Bertrandsson Erlandsson et al. (2025), Mineralium Deposita, 60, 869–894 |  | POL, COD, ZMB, NAM
| DOF |  | Basin hydrothermal | Stratiform sediment-hosted Cu | stratiform sediment-hosted Cu-Co | Cu, Co | Ag, Au, Pb, Ni, Se, Re, Zn | Cu, Co, Ag, Au, Pb, Ni, Se, Re, Zn | Bertrandsson Erlandsson et al., 2022; Foltyn et al., 2022; El Desouky et al., 2010 |  | 173-14.1_Sph-3 | 173-14.1_Sph-3-1 | [5 empty] | ore material | polished section |  | mineral separate | [5 empty] | mineralisation |  |  |  | chalcopyrite, sphalerite, pyrite | stage 1 (sediment-hosted, diagenetic), stage 2 (epigenetic hydrothermal veins) | disseminations, veins, mineralized nodules | disseminations, mineralized nodules, veins cross-cutting sedimentary bedding |  |  |  | quartz, carbonates |  | LA-ICPMS | ESI NWR213 Nd:YAG laser ablation system coupled to an Agilent 8800 QQQ ICP-MS | Montanuniversität Leoben, Austria | 50 µm spot size, 2 – 3 J/cm2 on-mineral fluency, 10 Hz repetition rate, helium carrier gas at 0.75 L/min flow rate, 30-s pre-ablation laser warm-up, 60 s dwell time, 30-s washout period | USGS pressed powder polysulfide reference material MASS-1 (Wilson et al. 2002) as external standard for chalcopyrite; sphalerite matrix-matched sinter pressed powder pellet reference material MUL-Zn S1 (Onuk et al. 2017) as external standard for sphalerite and pyrite; MASS-1 used as external standard for Te, Au, Tl, and Hg in sphalerite and pyrite | 0.16023 |  |  |  | 0.88302 | [9 empty] | 0.13241 | [5 empty] | 230.281 | [5 empty] | 10339.0698 | [5 empty] | 113.8637 | [9 empty] | 67855.8503 |  | 0.18394 | [7 empty] | 42.0698 |  |  |  | 49.5385 | [13 empty] | 496.6806 | [9 empty] | 0.89368 | [5 empty] | 1.1603 | [21 empty] | 32.6538 | [38 empty] | 2025 | Bertrandsson Erlandsson et al. (2025), Mineralium Deposita, 60, 869–894 |  | POL, COD, ZMB, NAM
| DOF |  | Basin hydrothermal | Stratiform sediment-hosted Cu | stratiform sediment-hosted Cu-Co | Cu, Co | Ag, Au, Pb, Ni, Se, Re, Zn | Cu, Co, Ag, Au, Pb, Ni, Se, Re, Zn | Bertrandsson Erlandsson et al., 2022; Foltyn et al., 2022; El Desouky et al., 2010 |  | 173-14.1_Sph-4 | 173-14.1_Sph-4-1 | [5 empty] | ore material | polished section |  | mineral separate | [5 empty] | mineralisation |  |  |  | chalcopyrite, sphalerite, pyrite | stage 1 (sediment-hosted, diagenetic), stage 2 (epigenetic hydrothermal veins) | disseminations, veins, mineralized nodules | disseminations, mineralized nodules, veins cross-cutting sedimentary bedding |  |  |  | quartz, carbonates |  | LA-ICPMS | ESI NWR213 Nd:YAG laser ablation system coupled to an Agilent 8800 QQQ ICP-MS | Montanuniversität Leoben, Austria | 50 µm spot size, 2 – 3 J/cm2 on-mineral fluency, 10 Hz repetition rate, helium carrier gas at 0.75 L/min flow rate, 30-s pre-ablation laser warm-up, 60 s dwell time, 30-s washout period | USGS pressed powder polysulfide reference material MASS-1 (Wilson et al. 2002) as external standard for chalcopyrite; sphalerite matrix-matched sinter pressed powder pellet reference material MUL-Zn S1 (Onuk et al. 2017) as external standard for sphalerite and pyrite; MASS-1 used as external standard for Te, Au, Tl, and Hg in sphalerite and pyrite | 0.87467 | [13 empty] | 0.66718 | [5 empty] | 247.8263 | [5 empty] | 9828.5057 | [15 empty] | 67274.866 | [5 empty] | 0.27113 |  |  |  | 44.0564 |  |  |  | 54.8166 | [13 empty] | 455.6406 | [9 empty] | 2.1967 | [5 empty] | 15.3526 | [21 empty] | 33.352 | [5 empty] | 0.6019 | [13 empty] | 0.072449 | [18 empty] | 2025 | Bertrandsson Erlandsson et al. (2025), Mineralium Deposita, 60, 869–894 |  | POL, COD, ZMB, NAM
| DOF |  | Basin hydrothermal | Stratiform sediment-hosted Cu | stratiform sediment-hosted Cu-Co | Cu, Co | Ag, Au, Pb, Ni, Se, Re, Zn | Cu, Co, Ag, Au, Pb, Ni, Se, Re, Zn | Bertrandsson Erlandsson et al., 2022; Foltyn et al., 2022; El Desouky et al., 2010 |  | 173-14.1_Sph-5 | 173-14.1_Sph-5-1 | [5 empty] | ore material | polished section |  | mineral separate | [5 empty] | mineralisation |  |  |  | chalcopyrite, sphalerite, pyrite | stage 1 (sediment-hosted, diagenetic), stage 2 (epigenetic hydrothermal veins) | disseminations, veins, mineralized nodules | disseminations, mineralized nodules, veins cross-cutting sedimentary bedding |  |  |  | quartz, carbonates |  | LA-ICPMS | ESI NWR213 Nd:YAG laser ablation system coupled to an Agilent 8800 QQQ ICP-MS | Montanuniversität Leoben, Austria | 50 µm spot size, 2 – 3 J/cm2 on-mineral fluency, 10 Hz repetition rate, helium carrier gas at 0.75 L/min flow rate, 30-s pre-ablation laser warm-up, 60 s dwell time, 30-s washout period | USGS pressed powder polysulfide reference material MASS-1 (Wilson et al. 2002) as external standard for chalcopyrite; sphalerite matrix-matched sinter pressed powder pellet reference material MUL-Zn S1 (Onuk et al. 2017) as external standard for sphalerite and pyrite; MASS-1 used as external standard for Te, Au, Tl, and Hg in sphalerite and pyrite | 0.13539 | [13 empty] | 0.031681 | [5 empty] | 212.2639 | [5 empty] | 10624.4748 | [5 empty] | 523.8796 | [9 empty] | 68121.5068 |  | 0.1848 | [7 empty] | 41.8294 |  |  |  | 49.3518 | [13 empty] | 503.3142 | [9 empty] | 0.84993 | [5 empty] | 1.0098 | [21 empty] | 35.9343 | [5 empty] | 0.67906 | [32 empty] | 2025 | Bertrandsson Erlandsson et al. (2025), Mineralium Deposita, 60, 869–894 |  | POL, COD, ZMB, NAM
| DOF |  | Basin hydrothermal | Stratiform sediment-hosted Cu | stratiform sediment-hosted Cu-Co | Cu, Co | Ag, Au, Pb, Ni, Se, Re, Zn | Cu, Co, Ag, Au, Pb, Ni, Se, Re, Zn | Bertrandsson Erlandsson et al., 2022; Foltyn et al., 2022; El Desouky et al., 2010 |  | 173-14.1_Sph-6 | 173-14.1_Sph-6-1 | [5 empty] | ore material | polished section |  | mineral separate | [5 empty] | mineralisation |  |  |  | chalcopyrite, sphalerite, pyrite | stage 1 (sediment-hosted, diagenetic), stage 2 (epigenetic hydrothermal veins) | disseminations, veins, mineralized nodules | disseminations, mineralized nodules, veins cross-cutting sedimentary bedding |  |  |  | quartz, carbonates |  | LA-ICPMS | ESI NWR213 Nd:YAG laser ablation system coupled to an Agilent 8800 QQQ ICP-MS | Montanuniversität Leoben, Austria | 50 µm spot size, 2 – 3 J/cm2 on-mineral fluency, 10 Hz repetition rate, helium carrier gas at 0.75 L/min flow rate, 30-s pre-ablation laser warm-up, 60 s dwell time, 30-s washout period | USGS pressed powder polysulfide reference material MASS-1 (Wilson et al. 2002) as external standard for chalcopyrite; sphalerite matrix-matched sinter pressed powder pellet reference material MUL-Zn S1 (Onuk et al. 2017) as external standard for sphalerite and pyrite; MASS-1 used as external standard for Te, Au, Tl, and Hg in sphalerite and pyrite | 0.20114 | [13 empty] | 1.265 | [5 empty] | 223.3963 | [5 empty] | 9431.0729 | [5 empty] | 274.428 | [9 empty] | 63607.7354 |  | 0.12457 | [7 empty] | 44.5815 |  |  |  | 57.1968 | [13 empty] | 423.7883 | [9 empty] | 0.74229 | [5 empty] | 13.3801 | [21 empty] | 36.7463 | [5 empty] | 0.78799 | [32 empty] | 2025 | Bertrandsson Erlandsson et al. (2025), Mineralium Deposita, 60, 869–894 |  | POL, COD, ZMB, NAM
| DOF |  | Basin hydrothermal | Stratiform sediment-hosted Cu | stratiform sediment-hosted Cu-Co | Cu, Co | Ag, Au, Pb, Ni, Se, Re, Zn | Cu, Co, Ag, Au, Pb, Ni, Se, Re, Zn | Bertrandsson Erlandsson et al., 2022; Foltyn et al., 2022; El Desouky et al., 2010 |  | 173-14.1_Sph-7 | 173-14.1_Sph-7-1 | [5 empty] | ore material | polished section |  | mineral separate | [5 empty] | mineralisation |  |  |  | chalcopyrite, sphalerite, pyrite | stage 1 (sediment-hosted, diagenetic), stage 2 (epigenetic hydrothermal veins) | disseminations, veins, mineralized nodules | disseminations, mineralized nodules, veins cross-cutting sedimentary bedding |  |  |  | quartz, carbonates |  | LA-ICPMS | ESI NWR213 Nd:YAG laser ablation system coupled to an Agilent 8800 QQQ ICP-MS | Montanuniversität Leoben, Austria | 50 µm spot size, 2 – 3 J/cm2 on-mineral fluency, 10 Hz repetition rate, helium carrier gas at 0.75 L/min flow rate, 30-s pre-ablation laser warm-up, 60 s dwell time, 30-s washout period | USGS pressed powder polysulfide reference material MASS-1 (Wilson et al. 2002) as external standard for chalcopyrite; sphalerite matrix-matched sinter pressed powder pellet reference material MUL-Zn S1 (Onuk et al. 2017) as external standard for sphalerite and pyrite; MASS-1 used as external standard for Te, Au, Tl, and Hg in sphalerite and pyrite | 0.52686 |  |  |  | 1.1568 | [9 empty] | 2.071 | [5 empty] | 274.8028 | [5 empty] | 8978.2325 | [5 empty] | 1250.0365 | [9 empty] | 64153.5445 |  | 0.5131 |  |  |  | 0.55334 |  |  |  | 42.4449 |  |  |  | 61.0983 | [23 empty] | 0.93068 | [5 empty] | 17.5283 | [21 empty] | 34.1901 | [5 empty] | 3.8713 | [13 empty] | 0.036669 | [18 empty] | 2025 | Bertrandsson Erlandsson et al. (2025), Mineralium Deposita, 60, 869–894 |  | POL, COD, ZMB, NAM
| DOF |  | Basin hydrothermal | Stratiform sediment-hosted Cu | stratiform sediment-hosted Cu-Co | Cu, Co | Ag, Au, Pb, Ni, Se, Re, Zn | Cu, Co, Ag, Au, Pb, Ni, Se, Re, Zn | Bertrandsson Erlandsson et al., 2022; Foltyn et al., 2022; El Desouky et al., 2010 |  | 077-31-1B-sph1 | 077-31-1B-sph1-1 | [5 empty] | ore material | polished section |  | mineral separate | [5 empty] | mineralisation |  |  |  | chalcopyrite, sphalerite, pyrite | stage 1 (sediment-hosted, diagenetic), stage 2 (epigenetic hydrothermal veins) | disseminations, veins, mineralized nodules | disseminations, mineralized nodules, veins cross-cutting sedimentary bedding |  |  |  | quartz, carbonates |  | LA-ICPMS | ESI NWR213 Nd:YAG laser ablation system coupled to an Agilent 8800 QQQ ICP-MS | Montanuniversität Leoben, Austria | 50 µm spot size, 2 – 3 J/cm2 on-mineral fluency, 10 Hz repetition rate, helium carrier gas at 0.75 L/min flow rate, 30-s pre-ablation laser warm-up, 60 s dwell time, 30-s washout period | USGS pressed powder polysulfide reference material MASS-1 (Wilson et al. 2002) as external standard for chalcopyrite; sphalerite matrix-matched sinter pressed powder pellet reference material MUL-Zn S1 (Onuk et al. 2017) as external standard for sphalerite and pyrite; MASS-1 used as external standard for Te, Au, Tl, and Hg in sphalerite and pyrite | 1.0485 | [13 empty] | 0.088813 | [5 empty] | 923.6703 | [5 empty] | 5213.9598 | [5 empty] | 372.1306 | [9 empty] | 75164.3366 |  | 0.53583 |  |  |  | 0.28073 |  |  |  | 69.4564 |  |  |  | 196.5811 | [13 empty] | 433.2471 | [9 empty] | 0.69875 | [5 empty] | 2.1365 | [21 empty] | 66.0578 | [5 empty] | 0.47513 | [32 empty] | 2025 | Bertrandsson Erlandsson et al. (2025), Mineralium Deposita, 60, 869–894 |  | POL, COD, ZMB, NAM
| DOF |  | Basin hydrothermal | Stratiform sediment-hosted Cu | stratiform sediment-hosted Cu-Co | Cu, Co | Ag, Au, Pb, Ni, Se, Re, Zn | Cu, Co, Ag, Au, Pb, Ni, Se, Re, Zn | Bertrandsson Erlandsson et al., 2022; Foltyn et al., 2022; El Desouky et al., 2010 |  | 077-31-1B-sph2 | 077-31-1B-sph2-1 | [5 empty] | ore material | polished section |  | mineral separate | [5 empty] | mineralisation |  |  |  | chalcopyrite, sphalerite, pyrite | stage 1 (sediment-hosted, diagenetic), stage 2 (epigenetic hydrothermal veins) | disseminations, veins, mineralized nodules | disseminations, mineralized nodules, veins cross-cutting sedimentary bedding |  |  |  | quartz, carbonates |  | LA-ICPMS | ESI NWR213 Nd:YAG laser ablation system coupled to an Agilent 8800 QQQ ICP-MS | Montanuniversität Leoben, Austria | 50 µm spot size, 2 – 3 J/cm2 on-mineral fluency, 10 Hz repetition rate, helium carrier gas at 0.75 L/min flow rate, 30-s pre-ablation laser warm-up, 60 s dwell time, 30-s washout period | USGS pressed powder polysulfide reference material MASS-1 (Wilson et al. 2002) as external standard for chalcopyrite; sphalerite matrix-matched sinter pressed powder pellet reference material MUL-Zn S1 (Onuk et al. 2017) as external standard for sphalerite and pyrite; MASS-1 used as external standard for Te, Au, Tl, and Hg in sphalerite and pyrite | 0.9145 | [13 empty] | 0.08392 | [5 empty] | 989.0665 | [5 empty] | 5158.6583 | [15 empty] | 74871.9009 |  | 0.69557 |  |  |  | 0.4249 |  |  |  | 73.7239 |  |  |  | 250.4918 | [13 empty] | 582.2971 | [9 empty] | 0.85637 | [5 empty] | 1.6547 | [21 empty] | 58.8361 | [5 empty] | 0.716 | [32 empty] | 2025 | Bertrandsson Erlandsson et al. (2025), Mineralium Deposita, 60, 869–894 |  | POL, COD, ZMB, NAM
| DOF |  | Basin hydrothermal | Stratiform sediment-hosted Cu | stratiform sediment-hosted Cu-Co | Cu, Co | Ag, Au, Pb, Ni, Se, Re, Zn | Cu, Co, Ag, Au, Pb, Ni, Se, Re, Zn | Bertrandsson Erlandsson et al., 2022; Foltyn et al., 2022; El Desouky et al., 2010 |  | 077-31-1B-sph3 | 077-31-1B-sph3-1 | [5 empty] | ore material | polished section |  | mineral separate | [5 empty] | mineralisation |  |  |  | chalcopyrite, sphalerite, pyrite | stage 1 (sediment-hosted, diagenetic), stage 2 (epigenetic hydrothermal veins) | disseminations, veins, mineralized nodules | disseminations, mineralized nodules, veins cross-cutting sedimentary bedding |  |  |  | quartz, carbonates |  | LA-ICPMS | ESI NWR213 Nd:YAG laser ablation system coupled to an Agilent 8800 QQQ ICP-MS | Montanuniversität Leoben, Austria | 50 µm spot size, 2 – 3 J/cm2 on-mineral fluency, 10 Hz repetition rate, helium carrier gas at 0.75 L/min flow rate, 30-s pre-ablation laser warm-up, 60 s dwell time, 30-s washout period | USGS pressed powder polysulfide reference material MASS-1 (Wilson et al. 2002) as external standard for chalcopyrite; sphalerite matrix-matched sinter pressed powder pellet reference material MUL-Zn S1 (Onuk et al. 2017) as external standard for sphalerite and pyrite; MASS-1 used as external standard for Te, Au, Tl, and Hg in sphalerite and pyrite | 1.9531 | [13 empty] | 0.39122 | [5 empty] | 990.4875 | [5 empty] | 5163.774 | [15 empty] | 71839.912 |  | 0.9433 |  |  |  | 0.39392 |  |  |  | 72.071 |  |  |  | 282.6547 | [13 empty] | 339.2395 | [9 empty] | 0.85657 | [5 empty] | 6.8442 | [21 empty] | 59.0389 | [5 empty] | 2.6394 | [32 empty] | 2025 | Bertrandsson Erlandsson et al. (2025), Mineralium Deposita, 60, 869–894 |  | POL, COD, ZMB, NAM
| DOF |  | Basin hydrothermal | Stratiform sediment-hosted Cu | stratiform sediment-hosted Cu-Co | Cu, Co | Ag, Au, Pb, Ni, Se, Re, Zn | Cu, Co, Ag, Au, Pb, Ni, Se, Re, Zn | Bertrandsson Erlandsson et al., 2022; Foltyn et al., 2022; El Desouky et al., 2010 |  | 077-31-1B-sph4 | 077-31-1B-sph4-1 | [5 empty] | ore material | polished section |  | mineral separate | [5 empty] | mineralisation |  |  |  | chalcopyrite, sphalerite, pyrite | stage 1 (sediment-hosted, diagenetic), stage 2 (epigenetic hydrothermal veins) | disseminations, veins, mineralized nodules | disseminations, mineralized nodules, veins cross-cutting sedimentary bedding |  |  |  | quartz, carbonates |  | LA-ICPMS | ESI NWR213 Nd:YAG laser ablation system coupled to an Agilent 8800 QQQ ICP-MS | Montanuniversität Leoben, Austria | 50 µm spot size, 2 – 3 J/cm2 on-mineral fluency, 10 Hz repetition rate, helium carrier gas at 0.75 L/min flow rate, 30-s pre-ablation laser warm-up, 60 s dwell time, 30-s washout period | USGS pressed powder polysulfide reference material MASS-1 (Wilson et al. 2002) as external standard for chalcopyrite; sphalerite matrix-matched sinter pressed powder pellet reference material MUL-Zn S1 (Onuk et al. 2017) as external standard for sphalerite and pyrite; MASS-1 used as external standard for Te, Au, Tl, and Hg in sphalerite and pyrite | 3.5277 | [19 empty] | 1044.9801 | [5 empty] | 4973.9311 | [15 empty] | 64151.0048 |  | 0.42251 | [7 empty] | 70.3635 |  |  |  | 42.9426 | [13 empty] | 307.9845 | [37 empty] | 59.0495 | [5 empty] | 1.397 | [7 empty] | 0.56037 | [24 empty] | 2025 | Bertrandsson Erlandsson et al. (2025), Mineralium Deposita, 60, 869–894 |  | POL, COD, ZMB, NAM
| DOF |  | Basin hydrothermal | Stratiform sediment-hosted Cu | stratiform sediment-hosted Cu-Co | Cu, Co | Ag, Au, Pb, Ni, Se, Re, Zn | Cu, Co, Ag, Au, Pb, Ni, Se, Re, Zn | Bertrandsson Erlandsson et al., 2022; Foltyn et al., 2022; El Desouky et al., 2010 |  | 077-31-1B-sph5 | 077-31-1B-sph5-1 | [5 empty] | ore material | polished section |  | mineral separate | [5 empty] | mineralisation |  |  |  | chalcopyrite, sphalerite, pyrite | stage 1 (sediment-hosted, diagenetic), stage 2 (epigenetic hydrothermal veins) | disseminations, veins, mineralized nodules | disseminations, mineralized nodules, veins cross-cutting sedimentary bedding |  |  |  | quartz, carbonates |  | LA-ICPMS | ESI NWR213 Nd:YAG laser ablation system coupled to an Agilent 8800 QQQ ICP-MS | Montanuniversität Leoben, Austria | 50 µm spot size, 2 – 3 J/cm2 on-mineral fluency, 10 Hz repetition rate, helium carrier gas at 0.75 L/min flow rate, 30-s pre-ablation laser warm-up, 60 s dwell time, 30-s washout period | USGS pressed powder polysulfide reference material MASS-1 (Wilson et al. 2002) as external standard for chalcopyrite; sphalerite matrix-matched sinter pressed powder pellet reference material MUL-Zn S1 (Onuk et al. 2017) as external standard for sphalerite and pyrite; MASS-1 used as external standard for Te, Au, Tl, and Hg in sphalerite and pyrite | 1.2172 | [13 empty] | 0.20486 | [5 empty] | 971.1803 | [5 empty] | 5349.2999 | [15 empty] | 73498.2289 |  | 0.54046 |  |  |  | 0.34178 |  |  |  | 66.0049 |  |  |  | 71.8539 | [13 empty] | 390.9676 | [9 empty] | 0.88871 | [5 empty] | 3.9562 | [21 empty] | 67.486 | [5 empty] | 0.46594 | [32 empty] | 2025 | Bertrandsson Erlandsson et al. (2025), Mineralium Deposita, 60, 869–894 |  | POL, COD, ZMB, NAM
| DOF |  | Basin hydrothermal | Stratiform sediment-hosted Cu | stratiform sediment-hosted Cu-Co | Cu, Co | Ag, Au, Pb, Ni, Se, Re, Zn | Cu, Co, Ag, Au, Pb, Ni, Se, Re, Zn | Bertrandsson Erlandsson et al., 2022; Foltyn et al., 2022; El Desouky et al., 2010 |  | 103-15-1 sph1 | 103-15-1 sph1-1 | [5 empty] | ore material | polished section |  | mineral separate | [5 empty] | mineralisation |  |  |  | chalcopyrite, sphalerite, pyrite | stage 1 (sediment-hosted, diagenetic), stage 2 (epigenetic hydrothermal veins) | disseminations, veins, mineralized nodules | disseminations, mineralized nodules, veins cross-cutting sedimentary bedding |  |  |  | quartz, carbonates |  | LA-ICPMS | ESI NWR213 Nd:YAG laser ablation system coupled to an Agilent 8800 QQQ ICP-MS | Montanuniversität Leoben, Austria | 50 µm spot size, 2 – 3 J/cm2 on-mineral fluency, 10 Hz repetition rate, helium carrier gas at 0.75 L/min flow rate, 30-s pre-ablation laser warm-up, 60 s dwell time, 30-s washout period | USGS pressed powder polysulfide reference material MASS-1 (Wilson et al. 2002) as external standard for chalcopyrite; sphalerite matrix-matched sinter pressed powder pellet reference material MUL-Zn S1 (Onuk et al. 2017) as external standard for sphalerite and pyrite; MASS-1 used as external standard for Te, Au, Tl, and Hg in sphalerite and pyrite |  |  |  |  | 1.4823 | [15 empty] | 174.4666 | [5 empty] | 7745.2774 | [17 empty] | 0.55195 | [7 empty] | 71.3612 |  |  |  | 34.0886 | [51 empty] | 24.7913 | [38 empty] | 2025 | Bertrandsson Erlandsson et al. (2025), Mineralium Deposita, 60, 869–894 |  | POL, COD, ZMB, NAM
| DOF |  | Basin hydrothermal | Stratiform sediment-hosted Cu | stratiform sediment-hosted Cu-Co | Cu, Co | Ag, Au, Pb, Ni, Se, Re, Zn | Cu, Co, Ag, Au, Pb, Ni, Se, Re, Zn | Bertrandsson Erlandsson et al., 2022; Foltyn et al., 2022; El Desouky et al., 2010 |  | 103-15-1 sph2 | 103-15-1 sph2-1 | [5 empty] | ore material | polished section |  | mineral separate | [5 empty] | mineralisation |  |  |  | chalcopyrite, sphalerite, pyrite | stage 1 (sediment-hosted, diagenetic), stage 2 (epigenetic hydrothermal veins) | disseminations, veins, mineralized nodules | disseminations, mineralized nodules, veins cross-cutting sedimentary bedding |  |  |  | quartz, carbonates |  | LA-ICPMS | ESI NWR213 Nd:YAG laser ablation system coupled to an Agilent 8800 QQQ ICP-MS | Montanuniversität Leoben, Austria | 50 µm spot size, 2 – 3 J/cm2 on-mineral fluency, 10 Hz repetition rate, helium carrier gas at 0.75 L/min flow rate, 30-s pre-ablation laser warm-up, 60 s dwell time, 30-s washout period | USGS pressed powder polysulfide reference material MASS-1 (Wilson et al. 2002) as external standard for chalcopyrite; sphalerite matrix-matched sinter pressed powder pellet reference material MUL-Zn S1 (Onuk et al. 2017) as external standard for sphalerite and pyrite; MASS-1 used as external standard for Te, Au, Tl, and Hg in sphalerite and pyrite | [20 empty] | 165.4048 | [5 empty] | 8192.3949 | [15 empty] | 62937.5526 |  | 0.15561 | [7 empty] | 70.0567 |  |  |  | 33.7621 | [13 empty] | 172.2831 | [9 empty] | 0.61268 | [27 empty] | 24.5167 | [5 empty] | 2.1067 | [32 empty] | 2025 | Bertrandsson Erlandsson et al. (2025), Mineralium Deposita, 60, 869–894 |  | POL, COD, ZMB, NAM
| DOF |  | Basin hydrothermal | Stratiform sediment-hosted Cu | stratiform sediment-hosted Cu-Co | Cu, Co | Ag, Au, Pb, Ni, Se, Re, Zn | Cu, Co, Ag, Au, Pb, Ni, Se, Re, Zn | Bertrandsson Erlandsson et al., 2022; Foltyn et al., 2022; El Desouky et al., 2010 |  | 103-15-1 sph3 | 103-15-1 sph3-1 | [5 empty] | ore material | polished section |  | mineral separate | [5 empty] | mineralisation |  |  |  | chalcopyrite, sphalerite, pyrite | stage 1 (sediment-hosted, diagenetic), stage 2 (epigenetic hydrothermal veins) | disseminations, veins, mineralized nodules | disseminations, mineralized nodules, veins cross-cutting sedimentary bedding |  |  |  | quartz, carbonates |  | LA-ICPMS | ESI NWR213 Nd:YAG laser ablation system coupled to an Agilent 8800 QQQ ICP-MS | Montanuniversität Leoben, Austria | 50 µm spot size, 2 – 3 J/cm2 on-mineral fluency, 10 Hz repetition rate, helium carrier gas at 0.75 L/min flow rate, 30-s pre-ablation laser warm-up, 60 s dwell time, 30-s washout period | USGS pressed powder polysulfide reference material MASS-1 (Wilson et al. 2002) as external standard for chalcopyrite; sphalerite matrix-matched sinter pressed powder pellet reference material MUL-Zn S1 (Onuk et al. 2017) as external standard for sphalerite and pyrite; MASS-1 used as external standard for Te, Au, Tl, and Hg in sphalerite and pyrite | 0.64436 | [13 empty] | 0.030909 | [5 empty] | 176.571 | [5 empty] | 9002.0484 | [5 empty] | 68.0284 | [9 empty] | 68432.519 |  | 0.20566 | [7 empty] | 79.8504 |  |  |  | 31.5287 | [13 empty] | 246.3295 | [9 empty] | 0.63651 | [5 empty] | 0.27267 | [21 empty] | 20.169 | [5 empty] | 2.0831 | [32 empty] | 2025 | Bertrandsson Erlandsson et al. (2025), Mineralium Deposita, 60, 869–894 |  | POL, COD, ZMB, NAM
| DOF |  | Basin hydrothermal | Stratiform sediment-hosted Cu | stratiform sediment-hosted Cu-Co | Cu, Co | Ag, Au, Pb, Ni, Se, Re, Zn | Cu, Co, Ag, Au, Pb, Ni, Se, Re, Zn | Bertrandsson Erlandsson et al., 2022; Foltyn et al., 2022; El Desouky et al., 2010 |  | 103-15-1 sph4 | 103-15-1 sph4-1 | [5 empty] | ore material | polished section |  | mineral separate | [5 empty] | mineralisation |  |  |  | chalcopyrite, sphalerite, pyrite | stage 1 (sediment-hosted, diagenetic), stage 2 (epigenetic hydrothermal veins) | disseminations, veins, mineralized nodules | disseminations, mineralized nodules, veins cross-cutting sedimentary bedding |  |  |  | quartz, carbonates |  | LA-ICPMS | ESI NWR213 Nd:YAG laser ablation system coupled to an Agilent 8800 QQQ ICP-MS | Montanuniversität Leoben, Austria | 50 µm spot size, 2 – 3 J/cm2 on-mineral fluency, 10 Hz repetition rate, helium carrier gas at 0.75 L/min flow rate, 30-s pre-ablation laser warm-up, 60 s dwell time, 30-s washout period | USGS pressed powder polysulfide reference material MASS-1 (Wilson et al. 2002) as external standard for chalcopyrite; sphalerite matrix-matched sinter pressed powder pellet reference material MUL-Zn S1 (Onuk et al. 2017) as external standard for sphalerite and pyrite; MASS-1 used as external standard for Te, Au, Tl, and Hg in sphalerite and pyrite | 0.54019 | [13 empty] | 0.090375 | [5 empty] | 169.1891 | [5 empty] | 8658.1572 | [5 empty] | 46.0445 | [9 empty] | 65844.8812 |  | 0.23345 | [7 empty] | 68.8984 |  |  |  | 32.8917 | [13 empty] | 220.185 | [15 empty] | 0.75285 | [21 empty] | 23.7361 | [5 empty] | 1.6309 | [32 empty] | 2025 | Bertrandsson Erlandsson et al. (2025), Mineralium Deposita, 60, 869–894 |  | POL, COD, ZMB, NAM
| DOF |  | Basin hydrothermal | Stratiform sediment-hosted Cu | stratiform sediment-hosted Cu-Co | Cu, Co | Ag, Au, Pb, Ni, Se, Re, Zn | Cu, Co, Ag, Au, Pb, Ni, Se, Re, Zn | Bertrandsson Erlandsson et al., 2022; Foltyn et al., 2022; El Desouky et al., 2010 |  | 103-15-1 sph5 | 103-15-1 sph5-1 | [5 empty] | ore material | polished section |  | mineral separate | [5 empty] | mineralisation |  |  |  | chalcopyrite, sphalerite, pyrite | stage 1 (sediment-hosted, diagenetic), stage 2 (epigenetic hydrothermal veins) | disseminations, veins, mineralized nodules | disseminations, mineralized nodules, veins cross-cutting sedimentary bedding |  |  |  | quartz, carbonates |  | LA-ICPMS | ESI NWR213 Nd:YAG laser ablation system coupled to an Agilent 8800 QQQ ICP-MS | Montanuniversität Leoben, Austria | 50 µm spot size, 2 – 3 J/cm2 on-mineral fluency, 10 Hz repetition rate, helium carrier gas at 0.75 L/min flow rate, 30-s pre-ablation laser warm-up, 60 s dwell time, 30-s washout period | USGS pressed powder polysulfide reference material MASS-1 (Wilson et al. 2002) as external standard for chalcopyrite; sphalerite matrix-matched sinter pressed powder pellet reference material MUL-Zn S1 (Onuk et al. 2017) as external standard for sphalerite and pyrite; MASS-1 used as external standard for Te, Au, Tl, and Hg in sphalerite and pyrite | 0.44789 |  |  |  | 2.3464 | [9 empty] | 0.021199 | [5 empty] | 164.8253 | [5 empty] | 9272.902 | [5 empty] | 87.1734 | [9 empty] | 69707.8385 |  | 0.16046 | [7 empty] | 69.2845 |  |  |  | 33.2054 | [13 empty] | 242.7196 | [15 empty] | 0.53442 | [21 empty] | 28.4046 | [5 empty] | 1.7042 | [32 empty] | 2025 | Bertrandsson Erlandsson et al. (2025), Mineralium Deposita, 60, 869–894 |  | POL, COD, ZMB, NAM
| DOF |  | Basin hydrothermal | Stratiform sediment-hosted Cu | stratiform sediment-hosted Cu-Co | Cu, Co | Ag, Au, Pb, Ni, Se, Re, Zn | Cu, Co, Ag, Au, Pb, Ni, Se, Re, Zn | Bertrandsson Erlandsson et al., 2022; Foltyn et al., 2022; El Desouky et al., 2010 |  | 103-15-1 sph6 | 103-15-1 sph6-1 | [5 empty] | ore material | polished section |  | mineral separate | [5 empty] | mineralisation |  |  |  | chalcopyrite, sphalerite, pyrite | stage 1 (sediment-hosted, diagenetic), stage 2 (epigenetic hydrothermal veins) | disseminations, veins, mineralized nodules | disseminations, mineralized nodules, veins cross-cutting sedimentary bedding |  |  |  | quartz, carbonates |  | LA-ICPMS | ESI NWR213 Nd:YAG laser ablation system coupled to an Agilent 8800 QQQ ICP-MS | Montanuniversität Leoben, Austria | 50 µm spot size, 2 – 3 J/cm2 on-mineral fluency, 10 Hz repetition rate, helium carrier gas at 0.75 L/min flow rate, 30-s pre-ablation laser warm-up, 60 s dwell time, 30-s washout period | USGS pressed powder polysulfide reference material MASS-1 (Wilson et al. 2002) as external standard for chalcopyrite; sphalerite matrix-matched sinter pressed powder pellet reference material MUL-Zn S1 (Onuk et al. 2017) as external standard for sphalerite and pyrite; MASS-1 used as external standard for Te, Au, Tl, and Hg in sphalerite and pyrite |  |  |  |  | 1.9929 | [15 empty] | 175.2412 | [5 empty] | 8474.5581 | [15 empty] | 64263.7251 |  | 0.11615 | [7 empty] | 71.118 |  |  |  | 34.5755 | [13 empty] | 207.1729 | [9 empty] | 0.70637 | [27 empty] | 22.0433 | [5 empty] | 1.8954 | [32 empty] | 2025 | Bertrandsson Erlandsson et al. (2025), Mineralium Deposita, 60, 869–894 |  | POL, COD, ZMB, NAM
| DOF |  | Basin hydrothermal | Stratiform sediment-hosted Cu | stratiform sediment-hosted Cu-Co | Cu, Co | Ag, Au, Pb, Ni, Se, Re, Zn | Cu, Co, Ag, Au, Pb, Ni, Se, Re, Zn | Bertrandsson Erlandsson et al., 2022; Foltyn et al., 2022; El Desouky et al., 2010 |  | 103-15-1 sph7 | 103-15-1 sph7-1 | [5 empty] | ore material | polished section |  | mineral separate | [5 empty] | mineralisation |  |  |  | chalcopyrite, sphalerite, pyrite | stage 1 (sediment-hosted, diagenetic), stage 2 (epigenetic hydrothermal veins) | disseminations, veins, mineralized nodules | disseminations, mineralized nodules, veins cross-cutting sedimentary bedding |  |  |  | quartz, carbonates |  | LA-ICPMS | ESI NWR213 Nd:YAG laser ablation system coupled to an Agilent 8800 QQQ ICP-MS | Montanuniversität Leoben, Austria | 50 µm spot size, 2 – 3 J/cm2 on-mineral fluency, 10 Hz repetition rate, helium carrier gas at 0.75 L/min flow rate, 30-s pre-ablation laser warm-up, 60 s dwell time, 30-s washout period | USGS pressed powder polysulfide reference material MASS-1 (Wilson et al. 2002) as external standard for chalcopyrite; sphalerite matrix-matched sinter pressed powder pellet reference material MUL-Zn S1 (Onuk et al. 2017) as external standard for sphalerite and pyrite; MASS-1 used as external standard for Te, Au, Tl, and Hg in sphalerite and pyrite | 0.36051 |  |  |  | 2.3457 | [9 empty] | 0.015838 | [5 empty] | 162.4175 | [5 empty] | 9200.424 | [5 empty] | 56.7386 | [9 empty] | 69391.5022 |  | 0.18178 | [7 empty] | 67.7844 |  |  |  | 29.9167 | [13 empty] | 278.1264 | [15 empty] | 0.11297 | [21 empty] | 23.6345 | [5 empty] | 1.5615 | [32 empty] | 2025 | Bertrandsson Erlandsson et al. (2025), Mineralium Deposita, 60, 869–894 |  | POL, COD, ZMB, NAM
| DOF |  | Basin hydrothermal | Stratiform sediment-hosted Cu | stratiform sediment-hosted Cu-Co | Cu, Co | Ag, Au, Pb, Ni, Se, Re, Zn | Cu, Co, Ag, Au, Pb, Ni, Se, Re, Zn | Bertrandsson Erlandsson et al., 2022; Foltyn et al., 2022; El Desouky et al., 2010 |  | 103-15-1 sph8 | 103-15-1 sph8-1 | [5 empty] | ore material | polished section |  | mineral separate | [5 empty] | mineralisation |  |  |  | chalcopyrite, sphalerite, pyrite | stage 1 (sediment-hosted, diagenetic), stage 2 (epigenetic hydrothermal veins) | disseminations, veins, mineralized nodules | disseminations, mineralized nodules, veins cross-cutting sedimentary bedding |  |  |  | quartz, carbonates |  | LA-ICPMS | ESI NWR213 Nd:YAG laser ablation system coupled to an Agilent 8800 QQQ ICP-MS | Montanuniversität Leoben, Austria | 50 µm spot size, 2 – 3 J/cm2 on-mineral fluency, 10 Hz repetition rate, helium carrier gas at 0.75 L/min flow rate, 30-s pre-ablation laser warm-up, 60 s dwell time, 30-s washout period | USGS pressed powder polysulfide reference material MASS-1 (Wilson et al. 2002) as external standard for chalcopyrite; sphalerite matrix-matched sinter pressed powder pellet reference material MUL-Zn S1 (Onuk et al. 2017) as external standard for sphalerite and pyrite; MASS-1 used as external standard for Te, Au, Tl, and Hg in sphalerite and pyrite | 0.56503 | [13 empty] | 0.066771 | [5 empty] | 168.5091 | [5 empty] | 9071.7252 | [5 empty] | 38.1221 | [9 empty] | 66235.3176 |  | 0.27428 | [7 empty] | 66.7139 |  |  |  | 31.3653 | [13 empty] | 249.0653 | [9 empty] | 0.66071 | [5 empty] | 0.94986 | [21 empty] | 22.7583 | [5 empty] | 1.4179 | [32 empty] | 2025 | Bertrandsson Erlandsson et al. (2025), Mineralium Deposita, 60, 869–894 |  | POL, COD, ZMB, NAM
| DOF |  | Basin hydrothermal | Stratiform sediment-hosted Cu | stratiform sediment-hosted Cu-Co | Cu, Co | Ag, Au, Pb, Ni, Se, Re, Zn | Cu, Co, Ag, Au, Pb, Ni, Se, Re, Zn | Bertrandsson Erlandsson et al., 2022; Foltyn et al., 2022; El Desouky et al., 2010 |  | 103-15-1 sph9 | 103-15-1 sph9-1 | [5 empty] | ore material | polished section |  | mineral separate | [5 empty] | mineralisation |  |  |  | chalcopyrite, sphalerite, pyrite | stage 1 (sediment-hosted, diagenetic), stage 2 (epigenetic hydrothermal veins) | disseminations, veins, mineralized nodules | disseminations, mineralized nodules, veins cross-cutting sedimentary bedding |  |  |  | quartz, carbonates |  | LA-ICPMS | ESI NWR213 Nd:YAG laser ablation system coupled to an Agilent 8800 QQQ ICP-MS | Montanuniversität Leoben, Austria | 50 µm spot size, 2 – 3 J/cm2 on-mineral fluency, 10 Hz repetition rate, helium carrier gas at 0.75 L/min flow rate, 30-s pre-ablation laser warm-up, 60 s dwell time, 30-s washout period | USGS pressed powder polysulfide reference material MASS-1 (Wilson et al. 2002) as external standard for chalcopyrite; sphalerite matrix-matched sinter pressed powder pellet reference material MUL-Zn S1 (Onuk et al. 2017) as external standard for sphalerite and pyrite; MASS-1 used as external standard for Te, Au, Tl, and Hg in sphalerite and pyrite | 0.79866 |  |  |  | 1.3077 | [9 empty] | 0.16197 | [5 empty] | 172.8411 | [5 empty] | 9051.8679 | [15 empty] | 67984.8171 | [9 empty] | 74.8714 |  |  |  | 41.3771 | [13 empty] | 243.232 | [9 empty] | 0.36061 | [5 empty] | 2.5531 | [21 empty] | 22.5484 | [5 empty] | 1.4026 | [32 empty] | 2025 | Bertrandsson Erlandsson et al. (2025), Mineralium Deposita, 60, 869–894 |  | POL, COD, ZMB, NAM
| DOF |  | Basin hydrothermal | Stratiform sediment-hosted Cu | stratiform sediment-hosted Cu-Co | Cu, Co | Ag, Au, Pb, Ni, Se, Re, Zn | Cu, Co, Ag, Au, Pb, Ni, Se, Re, Zn | Bertrandsson Erlandsson et al., 2022; Foltyn et al., 2022; El Desouky et al., 2010 |  | 103-15-1 sph10 | 103-15-1 sph10-1 | [5 empty] | ore material | polished section |  | mineral separate | [5 empty] | mineralisation |  |  |  | chalcopyrite, sphalerite, pyrite | stage 1 (sediment-hosted, diagenetic), stage 2 (epigenetic hydrothermal veins) | disseminations, veins, mineralized nodules | disseminations, mineralized nodules, veins cross-cutting sedimentary bedding |  |  |  | quartz, carbonates |  | LA-ICPMS | ESI NWR213 Nd:YAG laser ablation system coupled to an Agilent 8800 QQQ ICP-MS | Montanuniversität Leoben, Austria | 50 µm spot size, 2 – 3 J/cm2 on-mineral fluency, 10 Hz repetition rate, helium carrier gas at 0.75 L/min flow rate, 30-s pre-ablation laser warm-up, 60 s dwell time, 30-s washout period | USGS pressed powder polysulfide reference material MASS-1 (Wilson et al. 2002) as external standard for chalcopyrite; sphalerite matrix-matched sinter pressed powder pellet reference material MUL-Zn S1 (Onuk et al. 2017) as external standard for sphalerite and pyrite; MASS-1 used as external standard for Te, Au, Tl, and Hg in sphalerite and pyrite | [20 empty] | 160.1637 | [5 empty] | 9094.3008 | [15 empty] | 64807.1481 | [5 empty] | 0.33228 |  |  |  | 69.9588 |  |  |  | 43.5563 | [13 empty] | 213.6265 | [37 empty] | 21.2866 | [5 empty] | 1.9757 | [32 empty] | 2025 | Bertrandsson Erlandsson et al. (2025), Mineralium Deposita, 60, 869–894 |  | POL, COD, ZMB, NAM
| DOF |  | Basin hydrothermal | Stratiform sediment-hosted Cu | stratiform sediment-hosted Cu-Co | Cu, Co | Ag, Au, Pb, Ni, Se, Re, Zn | Cu, Co, Ag, Au, Pb, Ni, Se, Re, Zn | Bertrandsson Erlandsson et al., 2022; Foltyn et al., 2022; El Desouky et al., 2010 |  | 103-15-1 sph12 | 103-15-1 sph12-1 | [5 empty] | ore material | polished section |  | mineral separate | [5 empty] | mineralisation |  |  |  | chalcopyrite, sphalerite, pyrite | stage 1 (sediment-hosted, diagenetic), stage 2 (epigenetic hydrothermal veins) | disseminations, veins, mineralized nodules | disseminations, mineralized nodules, veins cross-cutting sedimentary bedding |  |  |  | quartz, carbonates |  | LA-ICPMS | ESI NWR213 Nd:YAG laser ablation system coupled to an Agilent 8800 QQQ ICP-MS | Montanuniversität Leoben, Austria | 50 µm spot size, 2 – 3 J/cm2 on-mineral fluency, 10 Hz repetition rate, helium carrier gas at 0.75 L/min flow rate, 30-s pre-ablation laser warm-up, 60 s dwell time, 30-s washout period | USGS pressed powder polysulfide reference material MASS-1 (Wilson et al. 2002) as external standard for chalcopyrite; sphalerite matrix-matched sinter pressed powder pellet reference material MUL-Zn S1 (Onuk et al. 2017) as external standard for sphalerite and pyrite; MASS-1 used as external standard for Te, Au, Tl, and Hg in sphalerite and pyrite | [14 empty] | 0.40083 | [5 empty] | 159.3673 | [5 empty] | 8276.276 | [15 empty] | 59987.0527 |  | 0.1325 | [7 empty] | 69.8042 |  |  |  | 33.7942 | [13 empty] | 186.4458 | [15 empty] | 7.6561 | [21 empty] | 24.872 | [38 empty] | 2025 | Bertrandsson Erlandsson et al. (2025), Mineralium Deposita, 60, 869–894 |  | POL, COD, ZMB, NAM
| DOF |  | Basin hydrothermal | Stratiform sediment-hosted Cu | stratiform sediment-hosted Cu-Co | Cu, Co | Ag, Au, Pb, Ni, Se, Re, Zn | Cu, Co, Ag, Au, Pb, Ni, Se, Re, Zn | Bertrandsson Erlandsson et al., 2022; Foltyn et al., 2022; El Desouky et al., 2010 |  | 103-15-1 sph14 | 103-15-1 sph14-1 | [5 empty] | ore material | polished section |  | mineral separate | [5 empty] | mineralisation |  |  |  | chalcopyrite, sphalerite, pyrite | stage 1 (sediment-hosted, diagenetic), stage 2 (epigenetic hydrothermal veins) | disseminations, veins, mineralized nodules | disseminations, mineralized nodules, veins cross-cutting sedimentary bedding |  |  |  | quartz, carbonates |  | LA-ICPMS | ESI NWR213 Nd:YAG laser ablation system coupled to an Agilent 8800 QQQ ICP-MS | Montanuniversität Leoben, Austria | 50 µm spot size, 2 – 3 J/cm2 on-mineral fluency, 10 Hz repetition rate, helium carrier gas at 0.75 L/min flow rate, 30-s pre-ablation laser warm-up, 60 s dwell time, 30-s washout period | USGS pressed powder polysulfide reference material MASS-1 (Wilson et al. 2002) as external standard for chalcopyrite; sphalerite matrix-matched sinter pressed powder pellet reference material MUL-Zn S1 (Onuk et al. 2017) as external standard for sphalerite and pyrite; MASS-1 used as external standard for Te, Au, Tl, and Hg in sphalerite and pyrite | [14 empty] | 0.2283 | [5 empty] | 176.3621 | [5 empty] | 9053.6717 | [15 empty] | 61831.7844 |  | 0.14076 |  |  |  | 0.21979 |  |  |  | 64.7591 |  |  |  | 35.5797 | [13 empty] | 242.0763 | [15 empty] | 7.2403 | [21 empty] | 25.8907 | [5 empty] | 1.696 | [32 empty] | 2025 | Bertrandsson Erlandsson et al. (2025), Mineralium Deposita, 60, 869–894 |  | POL, COD, ZMB, NAM
| DOF |  | Basin hydrothermal | Stratiform sediment-hosted Cu | stratiform sediment-hosted Cu-Co | Cu, Co | Ag, Au, Pb, Ni, Se, Re, Zn | Cu, Co, Ag, Au, Pb, Ni, Se, Re, Zn | Bertrandsson Erlandsson et al., 2022; Foltyn et al., 2022; El Desouky et al., 2010 |  | 103-15-1 sph15 | 103-15-1 sph15-1 | [5 empty] | ore material | polished section |  | mineral separate | [5 empty] | mineralisation |  |  |  | chalcopyrite, sphalerite, pyrite | stage 1 (sediment-hosted, diagenetic), stage 2 (epigenetic hydrothermal veins) | disseminations, veins, mineralized nodules | disseminations, mineralized nodules, veins cross-cutting sedimentary bedding |  |  |  | quartz, carbonates |  | LA-ICPMS | ESI NWR213 Nd:YAG laser ablation system coupled to an Agilent 8800 QQQ ICP-MS | Montanuniversität Leoben, Austria | 50 µm spot size, 2 – 3 J/cm2 on-mineral fluency, 10 Hz repetition rate, helium carrier gas at 0.75 L/min flow rate, 30-s pre-ablation laser warm-up, 60 s dwell time, 30-s washout period | USGS pressed powder polysulfide reference material MASS-1 (Wilson et al. 2002) as external standard for chalcopyrite; sphalerite matrix-matched sinter pressed powder pellet reference material MUL-Zn S1 (Onuk et al. 2017) as external standard for sphalerite and pyrite; MASS-1 used as external standard for Te, Au, Tl, and Hg in sphalerite and pyrite |  |  |  |  | 1.3521 | [9 empty] | 0.62265 | [5 empty] | 170.8384 | [5 empty] | 8561.207 | [15 empty] | 59591.193 |  | 0.12116 |  |  |  | 0.3025 |  |  |  | 59.1963 |  |  |  | 34.2828 | [13 empty] | 209.5294 | [15 empty] | 12.5166 | [21 empty] | 20.6247 | [5 empty] | 1.7048 | [32 empty] | 2025 | Bertrandsson Erlandsson et al. (2025), Mineralium Deposita, 60, 869–894 |  | POL, COD, ZMB, NAM
| DOF |  | Basin hydrothermal | Stratiform sediment-hosted Cu | stratiform sediment-hosted Cu-Co | Cu, Co | Ag, Au, Pb, Ni, Se, Re, Zn | Cu, Co, Ag, Au, Pb, Ni, Se, Re, Zn | Bertrandsson Erlandsson et al., 2022; Foltyn et al., 2022; El Desouky et al., 2010 |  | 103-15-1 sph16 | 103-15-1 sph16-1 | [5 empty] | ore material | polished section |  | mineral separate | [5 empty] | mineralisation |  |  |  | chalcopyrite, sphalerite, pyrite | stage 1 (sediment-hosted, diagenetic), stage 2 (epigenetic hydrothermal veins) | disseminations, veins, mineralized nodules | disseminations, mineralized nodules, veins cross-cutting sedimentary bedding |  |  |  | quartz, carbonates |  | LA-ICPMS | ESI NWR213 Nd:YAG laser ablation system coupled to an Agilent 8800 QQQ ICP-MS | Montanuniversität Leoben, Austria | 50 µm spot size, 2 – 3 J/cm2 on-mineral fluency, 10 Hz repetition rate, helium carrier gas at 0.75 L/min flow rate, 30-s pre-ablation laser warm-up, 60 s dwell time, 30-s washout period | USGS pressed powder polysulfide reference material MASS-1 (Wilson et al. 2002) as external standard for chalcopyrite; sphalerite matrix-matched sinter pressed powder pellet reference material MUL-Zn S1 (Onuk et al. 2017) as external standard for sphalerite and pyrite; MASS-1 used as external standard for Te, Au, Tl, and Hg in sphalerite and pyrite | 0.81992 |  |  |  | 1.951 | [9 empty] | 0.25602 | [5 empty] | 182.5255 | [5 empty] | 8773.7415 | [15 empty] | 63314.0311 |  | 0.17851 |  |  |  | 0.20154 |  |  |  | 77.3735 |  |  |  | 39.1547 | [13 empty] | 210.1929 | [15 empty] | 5.0878 | [21 empty] | 24.0734 | [5 empty] | 2.3769 | [32 empty] | 2025 | Bertrandsson Erlandsson et al. (2025), Mineralium Deposita, 60, 869–894 |  | POL, COD, ZMB, NAM
| DOF |  | Basin hydrothermal | Stratiform sediment-hosted Cu | stratiform sediment-hosted Cu-Co | Cu, Co | Ag, Au, Pb, Ni, Se, Re, Zn | Cu, Co, Ag, Au, Pb, Ni, Se, Re, Zn | Bertrandsson Erlandsson et al., 2022; Foltyn et al., 2022; El Desouky et al., 2010 |  | 103-15-1 sph17 | 103-15-1 sph17-1 | [5 empty] | ore material | polished section |  | mineral separate | [5 empty] | mineralisation |  |  |  | chalcopyrite, sphalerite, pyrite | stage 1 (sediment-hosted, diagenetic), stage 2 (epigenetic hydrothermal veins) | disseminations, veins, mineralized nodules | disseminations, mineralized nodules, veins cross-cutting sedimentary bedding |  |  |  | quartz, carbonates |  | LA-ICPMS | ESI NWR213 Nd:YAG laser ablation system coupled to an Agilent 8800 QQQ ICP-MS | Montanuniversität Leoben, Austria | 50 µm spot size, 2 – 3 J/cm2 on-mineral fluency, 10 Hz repetition rate, helium carrier gas at 0.75 L/min flow rate, 30-s pre-ablation laser warm-up, 60 s dwell time, 30-s washout period | USGS pressed powder polysulfide reference material MASS-1 (Wilson et al. 2002) as external standard for chalcopyrite; sphalerite matrix-matched sinter pressed powder pellet reference material MUL-Zn S1 (Onuk et al. 2017) as external standard for sphalerite and pyrite; MASS-1 used as external standard for Te, Au, Tl, and Hg in sphalerite and pyrite | 0.72471 | [13 empty] | 0.22004 | [5 empty] | 172.8495 | [5 empty] | 9099.7298 | [15 empty] | 63899.7644 |  | 0.14743 | [7 empty] | 74.0267 |  |  |  | 34.8249 | [13 empty] | 245.1234 | [15 empty] | 3.1238 | [21 empty] | 24.1889 | [5 empty] | 1.8622 | [32 empty] | 2025 | Bertrandsson Erlandsson et al. (2025), Mineralium Deposita, 60, 869–894 |  | POL, COD, ZMB, NAM
| DOF |  | Basin hydrothermal | Stratiform sediment-hosted Cu | stratiform sediment-hosted Cu-Co | Cu, Co | Ag, Au, Pb, Ni, Se, Re, Zn | Cu, Co, Ag, Au, Pb, Ni, Se, Re, Zn | Bertrandsson Erlandsson et al., 2022; Foltyn et al., 2022; El Desouky et al., 2010 |  | 103-15-1 sph18 | 103-15-1 sph18-1 | [5 empty] | ore material | polished section |  | mineral separate | [5 empty] | mineralisation |  |  |  | chalcopyrite, sphalerite, pyrite | stage 1 (sediment-hosted, diagenetic), stage 2 (epigenetic hydrothermal veins) | disseminations, veins, mineralized nodules | disseminations, mineralized nodules, veins cross-cutting sedimentary bedding |  |  |  | quartz, carbonates |  | LA-ICPMS | ESI NWR213 Nd:YAG laser ablation system coupled to an Agilent 8800 QQQ ICP-MS | Montanuniversität Leoben, Austria | 50 µm spot size, 2 – 3 J/cm2 on-mineral fluency, 10 Hz repetition rate, helium carrier gas at 0.75 L/min flow rate, 30-s pre-ablation laser warm-up, 60 s dwell time, 30-s washout period | USGS pressed powder polysulfide reference material MASS-1 (Wilson et al. 2002) as external standard for chalcopyrite; sphalerite matrix-matched sinter pressed powder pellet reference material MUL-Zn S1 (Onuk et al. 2017) as external standard for sphalerite and pyrite; MASS-1 used as external standard for Te, Au, Tl, and Hg in sphalerite and pyrite |  |  |  |  | 1.9392 | [15 empty] | 174.7946 | [5 empty] | 8893.1916 | [17 empty] | 0.074231 | [7 empty] | 70.3875 |  |  |  | 35.2717 | [23 empty] | 39.1201 | [27 empty] | 25.2613 | [5 empty] | 2.2618 | [32 empty] | 2025 | Bertrandsson Erlandsson et al. (2025), Mineralium Deposita, 60, 869–894 |  | POL, COD, ZMB, NAM
| DOF |  | Basin hydrothermal | Stratiform sediment-hosted Cu | stratiform sediment-hosted Cu-Co | Cu, Co | Ag, Au, Pb, Ni, Se, Re, Zn | Cu, Co, Ag, Au, Pb, Ni, Se, Re, Zn | Bertrandsson Erlandsson et al., 2022; Foltyn et al., 2022; El Desouky et al., 2010 |  | 103-15-1 sph19 | 103-15-1 sph19-1 | [5 empty] | ore material | polished section |  | mineral separate | [5 empty] | mineralisation |  |  |  | chalcopyrite, sphalerite, pyrite | stage 1 (sediment-hosted, diagenetic), stage 2 (epigenetic hydrothermal veins) | disseminations, veins, mineralized nodules | disseminations, mineralized nodules, veins cross-cutting sedimentary bedding |  |  |  | quartz, carbonates |  | LA-ICPMS | ESI NWR213 Nd:YAG laser ablation system coupled to an Agilent 8800 QQQ ICP-MS | Montanuniversität Leoben, Austria | 50 µm spot size, 2 – 3 J/cm2 on-mineral fluency, 10 Hz repetition rate, helium carrier gas at 0.75 L/min flow rate, 30-s pre-ablation laser warm-up, 60 s dwell time, 30-s washout period | USGS pressed powder polysulfide reference material MASS-1 (Wilson et al. 2002) as external standard for chalcopyrite; sphalerite matrix-matched sinter pressed powder pellet reference material MUL-Zn S1 (Onuk et al. 2017) as external standard for sphalerite and pyrite; MASS-1 used as external standard for Te, Au, Tl, and Hg in sphalerite and pyrite |  |  |  |  | 1.878 | [9 empty] | 0.26866 | [5 empty] | 169.4946 | [5 empty] | 9019.9305 | [15 empty] | 62729.9067 |  | 0.19337 |  |  |  | 0.20285 |  |  |  | 70.6947 |  |  |  | 35.0459 | [13 empty] | 203.3317 | [9 empty] | 0.56348 | [5 empty] | 4.3345 | [21 empty] | 27.4568 | [5 empty] | 1.6716 | [32 empty] | 2025 | Bertrandsson Erlandsson et al. (2025), Mineralium Deposita, 60, 869–894 |  | POL, COD, ZMB, NAM
| DOF |  | Basin hydrothermal | Stratiform sediment-hosted Cu | stratiform sediment-hosted Cu-Co | Cu, Co | Ag, Au, Pb, Ni, Se, Re, Zn | Cu, Co, Ag, Au, Pb, Ni, Se, Re, Zn | Bertrandsson Erlandsson et al., 2022; Foltyn et al., 2022; El Desouky et al., 2010 |  | 103-15-1 sph21 | 103-15-1 sph21-1 | [5 empty] | ore material | polished section |  | mineral separate | [5 empty] | mineralisation |  |  |  | chalcopyrite, sphalerite, pyrite | stage 1 (sediment-hosted, diagenetic), stage 2 (epigenetic hydrothermal veins) | disseminations, veins, mineralized nodules | disseminations, mineralized nodules, veins cross-cutting sedimentary bedding |  |  |  | quartz, carbonates |  | LA-ICPMS | ESI NWR213 Nd:YAG laser ablation system coupled to an Agilent 8800 QQQ ICP-MS | Montanuniversität Leoben, Austria | 50 µm spot size, 2 – 3 J/cm2 on-mineral fluency, 10 Hz repetition rate, helium carrier gas at 0.75 L/min flow rate, 30-s pre-ablation laser warm-up, 60 s dwell time, 30-s washout period | USGS pressed powder polysulfide reference material MASS-1 (Wilson et al. 2002) as external standard for chalcopyrite; sphalerite matrix-matched sinter pressed powder pellet reference material MUL-Zn S1 (Onuk et al. 2017) as external standard for sphalerite and pyrite; MASS-1 used as external standard for Te, Au, Tl, and Hg in sphalerite and pyrite | 0.52957 | [13 empty] | 0.070524 | [5 empty] | 166.5162 | [5 empty] | 9460.0886 | [15 empty] | 65814.4643 |  | 0.17178 |  |  |  | 0.23111 |  |  |  | 79.4118 |  |  |  | 39.1503 | [13 empty] | 260.8585 | [15 empty] | 1.2384 | [21 empty] | 21.7123 | [5 empty] | 1.5511 | [32 empty] | 2025 | Bertrandsson Erlandsson et al. (2025), Mineralium Deposita, 60, 869–894 |  | POL, COD, ZMB, NAM
| DOF |  | Basin hydrothermal | Stratiform sediment-hosted Cu | stratiform sediment-hosted Cu-Co | Cu, Co | Ag, Au, Pb, Ni, Se, Re, Zn | Cu, Co, Ag, Au, Pb, Ni, Se, Re, Zn | Bertrandsson Erlandsson et al., 2022; Foltyn et al., 2022; El Desouky et al., 2010 |  | 103-15-1 sph22 | 103-15-1 sph22-1 | [5 empty] | ore material | polished section |  | mineral separate | [5 empty] | mineralisation |  |  |  | chalcopyrite, sphalerite, pyrite | stage 1 (sediment-hosted, diagenetic), stage 2 (epigenetic hydrothermal veins) | disseminations, veins, mineralized nodules | disseminations, mineralized nodules, veins cross-cutting sedimentary bedding |  |  |  | quartz, carbonates |  | LA-ICPMS | ESI NWR213 Nd:YAG laser ablation system coupled to an Agilent 8800 QQQ ICP-MS | Montanuniversität Leoben, Austria | 50 µm spot size, 2 – 3 J/cm2 on-mineral fluency, 10 Hz repetition rate, helium carrier gas at 0.75 L/min flow rate, 30-s pre-ablation laser warm-up, 60 s dwell time, 30-s washout period | USGS pressed powder polysulfide reference material MASS-1 (Wilson et al. 2002) as external standard for chalcopyrite; sphalerite matrix-matched sinter pressed powder pellet reference material MUL-Zn S1 (Onuk et al. 2017) as external standard for sphalerite and pyrite; MASS-1 used as external standard for Te, Au, Tl, and Hg in sphalerite and pyrite | 0.53978 |  |  |  | 1.809 | [9 empty] | 0.033733 | [5 empty] | 157.0114 | [5 empty] | 9805.5797 | [5 empty] | 98.2202 | [9 empty] | 68801.5141 |  | 0.13446 | [7 empty] | 77.8383 |  |  |  | 36.6908 | [13 empty] | 289.2257 | [15 empty] | 1.4396 | [21 empty] | 27.7908 | [5 empty] | 1.7542 | [32 empty] | 2025 | Bertrandsson Erlandsson et al. (2025), Mineralium Deposita, 60, 869–894 |  | POL, COD, ZMB, NAM
| DOF |  | Basin hydrothermal | Stratiform sediment-hosted Cu | stratiform sediment-hosted Cu-Co | Cu, Co | Ag, Au, Pb, Ni, Se, Re, Zn | Cu, Co, Ag, Au, Pb, Ni, Se, Re, Zn | Bertrandsson Erlandsson et al., 2022; Foltyn et al., 2022; El Desouky et al., 2010 |  | 103-19-1B sph2 | 103-19-1B sph2-1 | [5 empty] | ore material | polished section |  | mineral separate | [5 empty] | mineralisation |  |  |  | chalcopyrite, sphalerite, pyrite | stage 1 (sediment-hosted, diagenetic), stage 2 (epigenetic hydrothermal veins) | disseminations, veins, mineralized nodules | disseminations, mineralized nodules, veins cross-cutting sedimentary bedding |  |  |  | quartz, carbonates |  | LA-ICPMS | ESI NWR213 Nd:YAG laser ablation system coupled to an Agilent 8800 QQQ ICP-MS | Montanuniversität Leoben, Austria | 50 µm spot size, 2 – 3 J/cm2 on-mineral fluency, 10 Hz repetition rate, helium carrier gas at 0.75 L/min flow rate, 30-s pre-ablation laser warm-up, 60 s dwell time, 30-s washout period | USGS pressed powder polysulfide reference material MASS-1 (Wilson et al. 2002) as external standard for chalcopyrite; sphalerite matrix-matched sinter pressed powder pellet reference material MUL-Zn S1 (Onuk et al. 2017) as external standard for sphalerite and pyrite; MASS-1 used as external standard for Te, Au, Tl, and Hg in sphalerite and pyrite | 0.52255 |  |  |  | 2.1694 | [9 empty] | 0.064524 | [5 empty] | 362.9883 | [5 empty] | 6502.7918 | [15 empty] | 64454.3509 |  | 0.37904 |  |  |  | 0.18371 |  |  |  | 67.357 |  |  |  | 23.3057 | [13 empty] | 334.6008 | [9 empty] | 0.68916 | [5 empty] | 1.3234 | [21 empty] | 35.9175 | [5 empty] | 1.7325 | [32 empty] | 2025 | Bertrandsson Erlandsson et al. (2025), Mineralium Deposita, 60, 869–894 |  | POL, COD, ZMB, NAM
| DOF |  | Basin hydrothermal | Stratiform sediment-hosted Cu | stratiform sediment-hosted Cu-Co | Cu, Co | Ag, Au, Pb, Ni, Se, Re, Zn | Cu, Co, Ag, Au, Pb, Ni, Se, Re, Zn | Bertrandsson Erlandsson et al., 2022; Foltyn et al., 2022; El Desouky et al., 2010 |  | 103-19-1B sph3 | 103-19-1B sph3-1 | [5 empty] | ore material | polished section |  | mineral separate | [5 empty] | mineralisation |  |  |  | chalcopyrite, sphalerite, pyrite | stage 1 (sediment-hosted, diagenetic), stage 2 (epigenetic hydrothermal veins) | disseminations, veins, mineralized nodules | disseminations, mineralized nodules, veins cross-cutting sedimentary bedding |  |  |  | quartz, carbonates |  | LA-ICPMS | ESI NWR213 Nd:YAG laser ablation system coupled to an Agilent 8800 QQQ ICP-MS | Montanuniversität Leoben, Austria | 50 µm spot size, 2 – 3 J/cm2 on-mineral fluency, 10 Hz repetition rate, helium carrier gas at 0.75 L/min flow rate, 30-s pre-ablation laser warm-up, 60 s dwell time, 30-s washout period | USGS pressed powder polysulfide reference material MASS-1 (Wilson et al. 2002) as external standard for chalcopyrite; sphalerite matrix-matched sinter pressed powder pellet reference material MUL-Zn S1 (Onuk et al. 2017) as external standard for sphalerite and pyrite; MASS-1 used as external standard for Te, Au, Tl, and Hg in sphalerite and pyrite | 1.2096 | [19 empty] | 400.8643 | [5 empty] | 5604.7612 | [15 empty] | 62678.0929 |  | 0.18206 | [7 empty] | 55.1304 |  |  |  | 22.2306 | [13 empty] | 163.7004 | [9 empty] | 0.67513 | [27 empty] | 35.595 | [5 empty] | 1.8821 | [32 empty] | 2025 | Bertrandsson Erlandsson et al. (2025), Mineralium Deposita, 60, 869–894 |  | POL, COD, ZMB, NAM
| DOF |  | Basin hydrothermal | Stratiform sediment-hosted Cu | stratiform sediment-hosted Cu-Co | Cu, Co | Ag, Au, Pb, Ni, Se, Re, Zn | Cu, Co, Ag, Au, Pb, Ni, Se, Re, Zn | Bertrandsson Erlandsson et al., 2022; Foltyn et al., 2022; El Desouky et al., 2010 |  | 103-19-1B sph4 | 103-19-1B sph4-1 | [5 empty] | ore material | polished section |  | mineral separate | [5 empty] | mineralisation |  |  |  | chalcopyrite, sphalerite, pyrite | stage 1 (sediment-hosted, diagenetic), stage 2 (epigenetic hydrothermal veins) | disseminations, veins, mineralized nodules | disseminations, mineralized nodules, veins cross-cutting sedimentary bedding |  |  |  | quartz, carbonates |  | LA-ICPMS | ESI NWR213 Nd:YAG laser ablation system coupled to an Agilent 8800 QQQ ICP-MS | Montanuniversität Leoben, Austria | 50 µm spot size, 2 – 3 J/cm2 on-mineral fluency, 10 Hz repetition rate, helium carrier gas at 0.75 L/min flow rate, 30-s pre-ablation laser warm-up, 60 s dwell time, 30-s washout period | USGS pressed powder polysulfide reference material MASS-1 (Wilson et al. 2002) as external standard for chalcopyrite; sphalerite matrix-matched sinter pressed powder pellet reference material MUL-Zn S1 (Onuk et al. 2017) as external standard for sphalerite and pyrite; MASS-1 used as external standard for Te, Au, Tl, and Hg in sphalerite and pyrite | [20 empty] | 474.861 | [5 empty] | 5615.5958 | [15 empty] | 65030.0462 |  | 0.19739 |  |  |  | 0.2302 |  |  |  | 50.6577 |  |  |  | 107.199 | [13 empty] | 123.7102 | [9 empty] | 1.201 | [27 empty] | 44.3074 | [5 empty] | 2.711 | [19 empty] | 0.026808 | [12 empty] | 2025 | Bertrandsson Erlandsson et al. (2025), Mineralium Deposita, 60, 869–894 |  | POL, COD, ZMB, NAM
| DOF |  | Basin hydrothermal | Stratiform sediment-hosted Cu | stratiform sediment-hosted Cu-Co | Cu, Co | Ag, Au, Pb, Ni, Se, Re, Zn | Cu, Co, Ag, Au, Pb, Ni, Se, Re, Zn | Bertrandsson Erlandsson et al., 2022; Foltyn et al., 2022; El Desouky et al., 2010 |  | 103-19-1B sph5 | 103-19-1B sph5-1 | [5 empty] | ore material | polished section |  | mineral separate | [5 empty] | mineralisation |  |  |  | chalcopyrite, sphalerite, pyrite | stage 1 (sediment-hosted, diagenetic), stage 2 (epigenetic hydrothermal veins) | disseminations, veins, mineralized nodules | disseminations, mineralized nodules, veins cross-cutting sedimentary bedding |  |  |  | quartz, carbonates |  | LA-ICPMS | ESI NWR213 Nd:YAG laser ablation system coupled to an Agilent 8800 QQQ ICP-MS | Montanuniversität Leoben, Austria | 50 µm spot size, 2 – 3 J/cm2 on-mineral fluency, 10 Hz repetition rate, helium carrier gas at 0.75 L/min flow rate, 30-s pre-ablation laser warm-up, 60 s dwell time, 30-s washout period | USGS pressed powder polysulfide reference material MASS-1 (Wilson et al. 2002) as external standard for chalcopyrite; sphalerite matrix-matched sinter pressed powder pellet reference material MUL-Zn S1 (Onuk et al. 2017) as external standard for sphalerite and pyrite; MASS-1 used as external standard for Te, Au, Tl, and Hg in sphalerite and pyrite | 0.75285 | [13 empty] | 1.1529 | [5 empty] | 477.6224 | [5 empty] | 5376.792 | [15 empty] | 66929.6722 |  | 0.24581 | [7 empty] | 62.65 |  |  |  | 105.5542 | [13 empty] | 218.944 | [9 empty] | 0.87646 | [5 empty] | 4.9047 | [21 empty] | 39.3624 | [5 empty] | 1.707 | [32 empty] | 2025 | Bertrandsson Erlandsson et al. (2025), Mineralium Deposita, 60, 869–894 |  | POL, COD, ZMB, NAM
| DOF |  | Basin hydrothermal | Stratiform sediment-hosted Cu | stratiform sediment-hosted Cu-Co | Cu, Co | Ag, Au, Pb, Ni, Se, Re, Zn | Cu, Co, Ag, Au, Pb, Ni, Se, Re, Zn | Bertrandsson Erlandsson et al., 2022; Foltyn et al., 2022; El Desouky et al., 2010 |  | 103-19-1B sph6 | 103-19-1B sph6-1 | [5 empty] | ore material | polished section |  | mineral separate | [5 empty] | mineralisation |  |  |  | chalcopyrite, sphalerite, pyrite | stage 1 (sediment-hosted, diagenetic), stage 2 (epigenetic hydrothermal veins) | disseminations, veins, mineralized nodules | disseminations, mineralized nodules, veins cross-cutting sedimentary bedding |  |  |  | quartz, carbonates |  | LA-ICPMS | ESI NWR213 Nd:YAG laser ablation system coupled to an Agilent 8800 QQQ ICP-MS | Montanuniversität Leoben, Austria | 50 µm spot size, 2 – 3 J/cm2 on-mineral fluency, 10 Hz repetition rate, helium carrier gas at 0.75 L/min flow rate, 30-s pre-ablation laser warm-up, 60 s dwell time, 30-s washout period | USGS pressed powder polysulfide reference material MASS-1 (Wilson et al. 2002) as external standard for chalcopyrite; sphalerite matrix-matched sinter pressed powder pellet reference material MUL-Zn S1 (Onuk et al. 2017) as external standard for sphalerite and pyrite; MASS-1 used as external standard for Te, Au, Tl, and Hg in sphalerite and pyrite | 1.2679 | [13 empty] | 0.69278 | [5 empty] | 505.4124 | [5 empty] | 5306.1185 | [15 empty] | 65696.1866 |  | 0.47157 |  |  |  | 0.29813 |  |  |  | 61.0093 |  |  |  | 52.0796 | [13 empty] | 141.9142 | [15 empty] | 3.8661 | [21 empty] | 44.6846 | [5 empty] | 1.6838 | [32 empty] | 2025 | Bertrandsson Erlandsson et al. (2025), Mineralium Deposita, 60, 869–894 |  | POL, COD, ZMB, NAM
| DOF |  | Basin hydrothermal | Stratiform sediment-hosted Cu | stratiform sediment-hosted Cu-Co | Cu, Co | Ag, Au, Pb, Ni, Se, Re, Zn | Cu, Co, Ag, Au, Pb, Ni, Se, Re, Zn | Bertrandsson Erlandsson et al., 2022; Foltyn et al., 2022; El Desouky et al., 2010 |  | 103-19-1B sph7 | 103-19-1B sph7-1 | [5 empty] | ore material | polished section |  | mineral separate | [5 empty] | mineralisation |  |  |  | chalcopyrite, sphalerite, pyrite | stage 1 (sediment-hosted, diagenetic), stage 2 (epigenetic hydrothermal veins) | disseminations, veins, mineralized nodules | disseminations, mineralized nodules, veins cross-cutting sedimentary bedding |  |  |  | quartz, carbonates |  | LA-ICPMS | ESI NWR213 Nd:YAG laser ablation system coupled to an Agilent 8800 QQQ ICP-MS | Montanuniversität Leoben, Austria | 50 µm spot size, 2 – 3 J/cm2 on-mineral fluency, 10 Hz repetition rate, helium carrier gas at 0.75 L/min flow rate, 30-s pre-ablation laser warm-up, 60 s dwell time, 30-s washout period | USGS pressed powder polysulfide reference material MASS-1 (Wilson et al. 2002) as external standard for chalcopyrite; sphalerite matrix-matched sinter pressed powder pellet reference material MUL-Zn S1 (Onuk et al. 2017) as external standard for sphalerite and pyrite; MASS-1 used as external standard for Te, Au, Tl, and Hg in sphalerite and pyrite | 0.87157 | [13 empty] | 0.31302 | [5 empty] | 518.4908 | [5 empty] | 5180.585 | [15 empty] | 66240.7472 |  | 0.4977 | [7 empty] | 64.5941 |  |  |  | 51.1949 | [13 empty] | 253.385 | [15 empty] | 3.0201 | [21 empty] | 37.7426 | [5 empty] | 1.7559 | [32 empty] | 2025 | Bertrandsson Erlandsson et al. (2025), Mineralium Deposita, 60, 869–894 |  | POL, COD, ZMB, NAM
| DOF |  | Basin hydrothermal | Stratiform sediment-hosted Cu | stratiform sediment-hosted Cu-Co | Cu, Co | Ag, Au, Pb, Ni, Se, Re, Zn | Cu, Co, Ag, Au, Pb, Ni, Se, Re, Zn | Bertrandsson Erlandsson et al., 2022; Foltyn et al., 2022; El Desouky et al., 2010 |  | 103-19-1B sph8 | 103-19-1B sph8-1 | [5 empty] | ore material | polished section |  | mineral separate | [5 empty] | mineralisation |  |  |  | chalcopyrite, sphalerite, pyrite | stage 1 (sediment-hosted, diagenetic), stage 2 (epigenetic hydrothermal veins) | disseminations, veins, mineralized nodules | disseminations, mineralized nodules, veins cross-cutting sedimentary bedding |  |  |  | quartz, carbonates |  | LA-ICPMS | ESI NWR213 Nd:YAG laser ablation system coupled to an Agilent 8800 QQQ ICP-MS | Montanuniversität Leoben, Austria | 50 µm spot size, 2 – 3 J/cm2 on-mineral fluency, 10 Hz repetition rate, helium carrier gas at 0.75 L/min flow rate, 30-s pre-ablation laser warm-up, 60 s dwell time, 30-s washout period | USGS pressed powder polysulfide reference material MASS-1 (Wilson et al. 2002) as external standard for chalcopyrite; sphalerite matrix-matched sinter pressed powder pellet reference material MUL-Zn S1 (Onuk et al. 2017) as external standard for sphalerite and pyrite; MASS-1 used as external standard for Te, Au, Tl, and Hg in sphalerite and pyrite |  |  |  |  | 1.3396 | [9 empty] | 3.0381 | [5 empty] | 488.3535 | [5 empty] | 5396.0971 | [15 empty] | 63665.1185 |  | 0.30082 |  |  |  | 0.32422 |  |  |  | 50.6292 |  |  |  | 54.1789 | [13 empty] | 80.1826 | [9 empty] | 0.63376 | [5 empty] | 16.6549 | [21 empty] | 32.0706 | [5 empty] | 2.3055 | [32 empty] | 2025 | Bertrandsson Erlandsson et al. (2025), Mineralium Deposita, 60, 869–894 |  | POL, COD, ZMB, NAM
| DOF |  | Basin hydrothermal | Stratiform sediment-hosted Cu | stratiform sediment-hosted Cu-Co | Cu, Co | Ag, Au, Pb, Ni, Se, Re, Zn | Cu, Co, Ag, Au, Pb, Ni, Se, Re, Zn | Bertrandsson Erlandsson et al., 2022; Foltyn et al., 2022; El Desouky et al., 2010 |  | 103-19-1B sph9 | 103-19-1B sph9-1 | [5 empty] | ore material | polished section |  | mineral separate | [5 empty] | mineralisation |  |  |  | chalcopyrite, sphalerite, pyrite | stage 1 (sediment-hosted, diagenetic), stage 2 (epigenetic hydrothermal veins) | disseminations, veins, mineralized nodules | disseminations, mineralized nodules, veins cross-cutting sedimentary bedding |  |  |  | quartz, carbonates |  | LA-ICPMS | ESI NWR213 Nd:YAG laser ablation system coupled to an Agilent 8800 QQQ ICP-MS | Montanuniversität Leoben, Austria | 50 µm spot size, 2 – 3 J/cm2 on-mineral fluency, 10 Hz repetition rate, helium carrier gas at 0.75 L/min flow rate, 30-s pre-ablation laser warm-up, 60 s dwell time, 30-s washout period | USGS pressed powder polysulfide reference material MASS-1 (Wilson et al. 2002) as external standard for chalcopyrite; sphalerite matrix-matched sinter pressed powder pellet reference material MUL-Zn S1 (Onuk et al. 2017) as external standard for sphalerite and pyrite; MASS-1 used as external standard for Te, Au, Tl, and Hg in sphalerite and pyrite | 0.75729 | [13 empty] | 0.65791 | [5 empty] | 498.8984 | [5 empty] | 5077.7228 | [15 empty] | 66291.083 |  | 0.38992 |  |  |  | 0.24292 |  |  |  | 66.2109 |  |  |  | 52.4839 | [13 empty] | 215.3356 | [9 empty] | 0.77523 | [5 empty] | 13.5829 | [21 empty] | 40.927 | [5 empty] | 1.9634 | [32 empty] | 2025 | Bertrandsson Erlandsson et al. (2025), Mineralium Deposita, 60, 869–894 |  | POL, COD, ZMB, NAM
| DOF |  | Basin hydrothermal | Stratiform sediment-hosted Cu | stratiform sediment-hosted Cu-Co | Cu, Co | Ag, Au, Pb, Ni, Se, Re, Zn | Cu, Co, Ag, Au, Pb, Ni, Se, Re, Zn | Bertrandsson Erlandsson et al., 2022; Foltyn et al., 2022; El Desouky et al., 2010 |  | 103-19-1B sph10 | 103-19-1B sph10-1 | [5 empty] | ore material | polished section |  | mineral separate | [5 empty] | mineralisation |  |  |  | chalcopyrite, sphalerite, pyrite | stage 1 (sediment-hosted, diagenetic), stage 2 (epigenetic hydrothermal veins) | disseminations, veins, mineralized nodules | disseminations, mineralized nodules, veins cross-cutting sedimentary bedding |  |  |  | quartz, carbonates |  | LA-ICPMS | ESI NWR213 Nd:YAG laser ablation system coupled to an Agilent 8800 QQQ ICP-MS | Montanuniversität Leoben, Austria | 50 µm spot size, 2 – 3 J/cm2 on-mineral fluency, 10 Hz repetition rate, helium carrier gas at 0.75 L/min flow rate, 30-s pre-ablation laser warm-up, 60 s dwell time, 30-s washout period | USGS pressed powder polysulfide reference material MASS-1 (Wilson et al. 2002) as external standard for chalcopyrite; sphalerite matrix-matched sinter pressed powder pellet reference material MUL-Zn S1 (Onuk et al. 2017) as external standard for sphalerite and pyrite; MASS-1 used as external standard for Te, Au, Tl, and Hg in sphalerite and pyrite | 0.46562 | [13 empty] | 0.033352 | [5 empty] | 523.4156 | [5 empty] | 5192.6358 | [5 empty] | 59.2542 | [9 empty] | 71668.0048 |  | 0.34888 | [7 empty] | 75.8845 |  |  |  | 48.566 | [13 empty] | 353.8176 | [9 empty] | 1.1307 | [27 empty] | 32.7794 | [5 empty] | 2.0269 | [32 empty] | 2025 | Bertrandsson Erlandsson et al. (2025), Mineralium Deposita, 60, 869–894 |  | POL, COD, ZMB, NAM
| DOF |  | Basin hydrothermal | Stratiform sediment-hosted Cu | stratiform sediment-hosted Cu-Co | Cu, Co | Ag, Au, Pb, Ni, Se, Re, Zn | Cu, Co, Ag, Au, Pb, Ni, Se, Re, Zn | Bertrandsson Erlandsson et al., 2022; Foltyn et al., 2022; El Desouky et al., 2010 |  | 103-19-1B sph11 | 103-19-1B sph11-1 | [5 empty] | ore material | polished section |  | mineral separate | [5 empty] | mineralisation |  |  |  | chalcopyrite, sphalerite, pyrite | stage 1 (sediment-hosted, diagenetic), stage 2 (epigenetic hydrothermal veins) | disseminations, veins, mineralized nodules | disseminations, mineralized nodules, veins cross-cutting sedimentary bedding |  |  |  | quartz, carbonates |  | LA-ICPMS | ESI NWR213 Nd:YAG laser ablation system coupled to an Agilent 8800 QQQ ICP-MS | Montanuniversität Leoben, Austria | 50 µm spot size, 2 – 3 J/cm2 on-mineral fluency, 10 Hz repetition rate, helium carrier gas at 0.75 L/min flow rate, 30-s pre-ablation laser warm-up, 60 s dwell time, 30-s washout period | USGS pressed powder polysulfide reference material MASS-1 (Wilson et al. 2002) as external standard for chalcopyrite; sphalerite matrix-matched sinter pressed powder pellet reference material MUL-Zn S1 (Onuk et al. 2017) as external standard for sphalerite and pyrite; MASS-1 used as external standard for Te, Au, Tl, and Hg in sphalerite and pyrite | 0.46146 | [13 empty] | 0.23614 | [5 empty] | 508.8614 | [5 empty] | 5119.5464 | [5 empty] | 164.7886 | [9 empty] | 68208.7848 |  | 0.44125 | [7 empty] | 72.1676 |  |  |  | 54.6789 | [13 empty] | 281.6052 | [9 empty] | 1.0657 | [27 empty] | 37.9701 | [5 empty] | 2.2123 | [19 empty] | 0.031581 | [12 empty] | 2025 | Bertrandsson Erlandsson et al. (2025), Mineralium Deposita, 60, 869–894 |  | POL, COD, ZMB, NAM
| DOF |  | Basin hydrothermal | Stratiform sediment-hosted Cu | stratiform sediment-hosted Cu-Co | Cu, Co | Ag, Au, Pb, Ni, Se, Re, Zn | Cu, Co, Ag, Au, Pb, Ni, Se, Re, Zn | Bertrandsson Erlandsson et al., 2022; Foltyn et al., 2022; El Desouky et al., 2010 |  | 103-19-1B sph12 | 103-19-1B sph12-1 | [5 empty] | ore material | polished section |  | mineral separate | [5 empty] | mineralisation |  |  |  | chalcopyrite, sphalerite, pyrite | stage 1 (sediment-hosted, diagenetic), stage 2 (epigenetic hydrothermal veins) | disseminations, veins, mineralized nodules | disseminations, mineralized nodules, veins cross-cutting sedimentary bedding |  |  |  | quartz, carbonates |  | LA-ICPMS | ESI NWR213 Nd:YAG laser ablation system coupled to an Agilent 8800 QQQ ICP-MS | Montanuniversität Leoben, Austria | 50 µm spot size, 2 – 3 J/cm2 on-mineral fluency, 10 Hz repetition rate, helium carrier gas at 0.75 L/min flow rate, 30-s pre-ablation laser warm-up, 60 s dwell time, 30-s washout period | USGS pressed powder polysulfide reference material MASS-1 (Wilson et al. 2002) as external standard for chalcopyrite; sphalerite matrix-matched sinter pressed powder pellet reference material MUL-Zn S1 (Onuk et al. 2017) as external standard for sphalerite and pyrite; MASS-1 used as external standard for Te, Au, Tl, and Hg in sphalerite and pyrite | 0.99475 | [13 empty] | 0.56098 | [5 empty] | 459.6526 | [5 empty] | 5228.8285 | [5 empty] | 180.9706 | [9 empty] | 68423.9688 |  | 0.2229 | [7 empty] | 58.1424 |  |  |  | 56.0903 | [13 empty] | 222.1762 | [9 empty] | 0.48534 | [27 empty] | 32.9838 | [5 empty] | 1.868 | [32 empty] | 2025 | Bertrandsson Erlandsson et al. (2025), Mineralium Deposita, 60, 869–894 |  | POL, COD, ZMB, NAM
| DOF |  | Basin hydrothermal | Stratiform sediment-hosted Cu | stratiform sediment-hosted Cu-Co | Cu, Co | Ag, Au, Pb, Ni, Se, Re, Zn | Cu, Co, Ag, Au, Pb, Ni, Se, Re, Zn | Bertrandsson Erlandsson et al., 2022; Foltyn et al., 2022; El Desouky et al., 2010 |  | 103-19-1B sph13 | 103-19-1B sph13-1 | [5 empty] | ore material | polished section |  | mineral separate | [5 empty] | mineralisation |  |  |  | chalcopyrite, sphalerite, pyrite | stage 1 (sediment-hosted, diagenetic), stage 2 (epigenetic hydrothermal veins) | disseminations, veins, mineralized nodules | disseminations, mineralized nodules, veins cross-cutting sedimentary bedding |  |  |  | quartz, carbonates |  | LA-ICPMS | ESI NWR213 Nd:YAG laser ablation system coupled to an Agilent 8800 QQQ ICP-MS | Montanuniversität Leoben, Austria | 50 µm spot size, 2 – 3 J/cm2 on-mineral fluency, 10 Hz repetition rate, helium carrier gas at 0.75 L/min flow rate, 30-s pre-ablation laser warm-up, 60 s dwell time, 30-s washout period | USGS pressed powder polysulfide reference material MASS-1 (Wilson et al. 2002) as external standard for chalcopyrite; sphalerite matrix-matched sinter pressed powder pellet reference material MUL-Zn S1 (Onuk et al. 2017) as external standard for sphalerite and pyrite; MASS-1 used as external standard for Te, Au, Tl, and Hg in sphalerite and pyrite | 0.9808 | [13 empty] | 2.1977 | [5 empty] | 510.7987 | [5 empty] | 5234.4619 | [5 empty] | 638.8212 | [9 empty] | 67166.2982 |  | 0.21537 | [7 empty] | 65.8236 |  |  |  | 66.612 | [13 empty] | 174.2252 | [9 empty] | 1.3021 | [5 empty] | 11.7026 | [21 empty] | 27.1812 | [5 empty] | 2.2141 | [32 empty] | 2025 | Bertrandsson Erlandsson et al. (2025), Mineralium Deposita, 60, 869–894 |  | POL, COD, ZMB, NAM
| DOF |  | Basin hydrothermal | Stratiform sediment-hosted Cu | stratiform sediment-hosted Cu-Co | Cu, Co | Ag, Au, Pb, Ni, Se, Re, Zn | Cu, Co, Ag, Au, Pb, Ni, Se, Re, Zn | Bertrandsson Erlandsson et al., 2022; Foltyn et al., 2022; El Desouky et al., 2010 |  | 103-19-1B sph14 | 103-19-1B sph14-1 | [5 empty] | ore material | polished section |  | mineral separate | [5 empty] | mineralisation |  |  |  | chalcopyrite, sphalerite, pyrite | stage 1 (sediment-hosted, diagenetic), stage 2 (epigenetic hydrothermal veins) | disseminations, veins, mineralized nodules | disseminations, mineralized nodules, veins cross-cutting sedimentary bedding |  |  |  | quartz, carbonates |  | LA-ICPMS | ESI NWR213 Nd:YAG laser ablation system coupled to an Agilent 8800 QQQ ICP-MS | Montanuniversität Leoben, Austria | 50 µm spot size, 2 – 3 J/cm2 on-mineral fluency, 10 Hz repetition rate, helium carrier gas at 0.75 L/min flow rate, 30-s pre-ablation laser warm-up, 60 s dwell time, 30-s washout period | USGS pressed powder polysulfide reference material MASS-1 (Wilson et al. 2002) as external standard for chalcopyrite; sphalerite matrix-matched sinter pressed powder pellet reference material MUL-Zn S1 (Onuk et al. 2017) as external standard for sphalerite and pyrite; MASS-1 used as external standard for Te, Au, Tl, and Hg in sphalerite and pyrite | 0.81618 |  |  |  | 1.201 | [9 empty] | 0.91436 | [5 empty] | 519.1921 | [5 empty] | 5218.0193 | [15 empty] | 68289.5542 |  | 0.41667 |  |  |  | 0.31657 |  |  |  | 67.8856 |  |  |  | 56.4691 | [13 empty] | 245.6343 | [9 empty] | 1.1564 | [5 empty] | 3.6244 | [21 empty] | 41.0391 | [5 empty] | 2.5257 | [32 empty] | 2025 | Bertrandsson Erlandsson et al. (2025), Mineralium Deposita, 60, 869–894 |  | POL, COD, ZMB, NAM
| DOF |  | Basin hydrothermal | Stratiform sediment-hosted Cu | stratiform sediment-hosted Cu-Co | Cu, Co | Ag, Au, Pb, Ni, Se, Re, Zn | Cu, Co, Ag, Au, Pb, Ni, Se, Re, Zn | Bertrandsson Erlandsson et al., 2022; Foltyn et al., 2022; El Desouky et al., 2010 |  | 103-19-1B sph15 | 103-19-1B sph15-1 | [5 empty] | ore material | polished section |  | mineral separate | [5 empty] | mineralisation |  |  |  | chalcopyrite, sphalerite, pyrite | stage 1 (sediment-hosted, diagenetic), stage 2 (epigenetic hydrothermal veins) | disseminations, veins, mineralized nodules | disseminations, mineralized nodules, veins cross-cutting sedimentary bedding |  |  |  | quartz, carbonates |  | LA-ICPMS | ESI NWR213 Nd:YAG laser ablation system coupled to an Agilent 8800 QQQ ICP-MS | Montanuniversität Leoben, Austria | 50 µm spot size, 2 – 3 J/cm2 on-mineral fluency, 10 Hz repetition rate, helium carrier gas at 0.75 L/min flow rate, 30-s pre-ablation laser warm-up, 60 s dwell time, 30-s washout period | USGS pressed powder polysulfide reference material MASS-1 (Wilson et al. 2002) as external standard for chalcopyrite; sphalerite matrix-matched sinter pressed powder pellet reference material MUL-Zn S1 (Onuk et al. 2017) as external standard for sphalerite and pyrite; MASS-1 used as external standard for Te, Au, Tl, and Hg in sphalerite and pyrite | 0.46351 | [13 empty] | 0.3789 | [5 empty] | 386.0828 | [5 empty] | 5322.8976 | [5 empty] | 113.0831 | [9 empty] | 62766.5023 |  | 0.35473 | [7 empty] | 85.6106 |  |  |  | 21.1376 | [13 empty] | 213.4508 | [15 empty] | 3.5832 | [21 empty] | 37.9345 | [5 empty] | 2.0577 | [32 empty] | 2025 | Bertrandsson Erlandsson et al. (2025), Mineralium Deposita, 60, 869–894 |  | POL, COD, ZMB, NAM
| DOF |  | Basin hydrothermal | Stratiform sediment-hosted Cu | stratiform sediment-hosted Cu-Co | Cu, Co | Ag, Au, Pb, Ni, Se, Re, Zn | Cu, Co, Ag, Au, Pb, Ni, Se, Re, Zn | Bertrandsson Erlandsson et al., 2022; Foltyn et al., 2022; El Desouky et al., 2010 |  | 103-19-1B sph17 | 103-19-1B sph17-1 | [5 empty] | ore material | polished section |  | mineral separate | [5 empty] | mineralisation |  |  |  | chalcopyrite, sphalerite, pyrite | stage 1 (sediment-hosted, diagenetic), stage 2 (epigenetic hydrothermal veins) | disseminations, veins, mineralized nodules | disseminations, mineralized nodules, veins cross-cutting sedimentary bedding |  |  |  | quartz, carbonates |  | LA-ICPMS | ESI NWR213 Nd:YAG laser ablation system coupled to an Agilent 8800 QQQ ICP-MS | Montanuniversität Leoben, Austria | 50 µm spot size, 2 – 3 J/cm2 on-mineral fluency, 10 Hz repetition rate, helium carrier gas at 0.75 L/min flow rate, 30-s pre-ablation laser warm-up, 60 s dwell time, 30-s washout period | USGS pressed powder polysulfide reference material MASS-1 (Wilson et al. 2002) as external standard for chalcopyrite; sphalerite matrix-matched sinter pressed powder pellet reference material MUL-Zn S1 (Onuk et al. 2017) as external standard for sphalerite and pyrite; MASS-1 used as external standard for Te, Au, Tl, and Hg in sphalerite and pyrite | 1.0848 | [13 empty] | 0.15238 | [5 empty] | 377.7244 | [5 empty] | 5496.6537 | [15 empty] | 61499.8915 |  | 0.35932 |  |  |  | 0.36238 |  |  |  | 68.9088 |  |  |  | 22.7612 | [13 empty] | 210.7449 | [15 empty] | 5.4205 | [21 empty] | 40.9085 | [5 empty] | 1.8459 | [32 empty] | 2025 | Bertrandsson Erlandsson et al. (2025), Mineralium Deposita, 60, 869–894 |  | POL, COD, ZMB, NAM
| DOF |  | Basin hydrothermal | Stratiform sediment-hosted Cu | stratiform sediment-hosted Cu-Co | Cu, Co | Ag, Au, Pb, Ni, Se, Re, Zn | Cu, Co, Ag, Au, Pb, Ni, Se, Re, Zn | Bertrandsson Erlandsson et al., 2022; Foltyn et al., 2022; El Desouky et al., 2010 |  | 103-19-1B sph18 | 103-19-1B sph18-1 | [5 empty] | ore material | polished section |  | mineral separate | [5 empty] | mineralisation |  |  |  | chalcopyrite, sphalerite, pyrite | stage 1 (sediment-hosted, diagenetic), stage 2 (epigenetic hydrothermal veins) | disseminations, veins, mineralized nodules | disseminations, mineralized nodules, veins cross-cutting sedimentary bedding |  |  |  | quartz, carbonates |  | LA-ICPMS | ESI NWR213 Nd:YAG laser ablation system coupled to an Agilent 8800 QQQ ICP-MS | Montanuniversität Leoben, Austria | 50 µm spot size, 2 – 3 J/cm2 on-mineral fluency, 10 Hz repetition rate, helium carrier gas at 0.75 L/min flow rate, 30-s pre-ablation laser warm-up, 60 s dwell time, 30-s washout period | USGS pressed powder polysulfide reference material MASS-1 (Wilson et al. 2002) as external standard for chalcopyrite; sphalerite matrix-matched sinter pressed powder pellet reference material MUL-Zn S1 (Onuk et al. 2017) as external standard for sphalerite and pyrite; MASS-1 used as external standard for Te, Au, Tl, and Hg in sphalerite and pyrite | 2.0504 |  |  |  | 1.8905 |  | 0.025058 | [13 empty] | 383.899 | [5 empty] | 6053.1853 | [17 empty] | 0.22735 | [7 empty] | 59.8524 |  |  |  | 20.9389 | [51 empty] | 44.2548 | [5 empty] | 2.0937 | [32 empty] | 2025 | Bertrandsson Erlandsson et al. (2025), Mineralium Deposita, 60, 869–894 |  | POL, COD, ZMB, NAM
| DOF |  | Basin hydrothermal | Stratiform sediment-hosted Cu | stratiform sediment-hosted Cu-Co | Cu, Co | Ag, Au, Pb, Ni, Se, Re, Zn | Cu, Co, Ag, Au, Pb, Ni, Se, Re, Zn | Bertrandsson Erlandsson et al., 2022; Foltyn et al., 2022; El Desouky et al., 2010 |  | 103-19-1B sph19 | 103-19-1B sph19-1 | [5 empty] | ore material | polished section |  | mineral separate | [5 empty] | mineralisation |  |  |  | chalcopyrite, sphalerite, pyrite | stage 1 (sediment-hosted, diagenetic), stage 2 (epigenetic hydrothermal veins) | disseminations, veins, mineralized nodules | disseminations, mineralized nodules, veins cross-cutting sedimentary bedding |  |  |  | quartz, carbonates |  | LA-ICPMS | ESI NWR213 Nd:YAG laser ablation system coupled to an Agilent 8800 QQQ ICP-MS | Montanuniversität Leoben, Austria | 50 µm spot size, 2 – 3 J/cm2 on-mineral fluency, 10 Hz repetition rate, helium carrier gas at 0.75 L/min flow rate, 30-s pre-ablation laser warm-up, 60 s dwell time, 30-s washout period | USGS pressed powder polysulfide reference material MASS-1 (Wilson et al. 2002) as external standard for chalcopyrite; sphalerite matrix-matched sinter pressed powder pellet reference material MUL-Zn S1 (Onuk et al. 2017) as external standard for sphalerite and pyrite; MASS-1 used as external standard for Te, Au, Tl, and Hg in sphalerite and pyrite | [6 empty] | 0.014524 | [13 empty] | 253.3724 | [5 empty] | 4310.7541 | [5 empty] | 192.6428 | [11 empty] | 0.17823 | [7 empty] | 28.684 |  |  |  | 14.426 | [15 empty] | 0.13802 | [35 empty] | 33.469 | [5 empty] | 3.3487 | [32 empty] | 2025 | Bertrandsson Erlandsson et al. (2025), Mineralium Deposita, 60, 869–894 |  | POL, COD, ZMB, NAM
| DOF |  | Basin hydrothermal | Stratiform sediment-hosted Cu | stratiform sediment-hosted Cu-Co | Cu, Co | Ag, Au, Pb, Ni, Se, Re, Zn | Cu, Co, Ag, Au, Pb, Ni, Se, Re, Zn | Bertrandsson Erlandsson et al., 2022; Foltyn et al., 2022; El Desouky et al., 2010 |  | 103-19-1B sph20 | 103-19-1B sph20-1 | [5 empty] | ore material | polished section |  | mineral separate | [5 empty] | mineralisation |  |  |  | chalcopyrite, sphalerite, pyrite | stage 1 (sediment-hosted, diagenetic), stage 2 (epigenetic hydrothermal veins) | disseminations, veins, mineralized nodules | disseminations, mineralized nodules, veins cross-cutting sedimentary bedding |  |  |  | quartz, carbonates |  | LA-ICPMS | ESI NWR213 Nd:YAG laser ablation system coupled to an Agilent 8800 QQQ ICP-MS | Montanuniversität Leoben, Austria | 50 µm spot size, 2 – 3 J/cm2 on-mineral fluency, 10 Hz repetition rate, helium carrier gas at 0.75 L/min flow rate, 30-s pre-ablation laser warm-up, 60 s dwell time, 30-s washout period | USGS pressed powder polysulfide reference material MASS-1 (Wilson et al. 2002) as external standard for chalcopyrite; sphalerite matrix-matched sinter pressed powder pellet reference material MUL-Zn S1 (Onuk et al. 2017) as external standard for sphalerite and pyrite; MASS-1 used as external standard for Te, Au, Tl, and Hg in sphalerite and pyrite | 2.0051 | [5 empty] | 0.034458 | [13 empty] | 395.8413 | [5 empty] | 5955.7188 | [15 empty] | 59927.5602 |  | 0.14222 |  |  |  | 0.27285 |  |  |  | 76.3734 |  |  |  | 22.1047 | [13 empty] | 98.8674 | [9 empty] | 0.62327 | [27 empty] | 41.6699 | [5 empty] | 3.5225 | [32 empty] | 2025 | Bertrandsson Erlandsson et al. (2025), Mineralium Deposita, 60, 869–894 |  | POL, COD, ZMB, NAM
| DOF |  | Basin hydrothermal | Stratiform sediment-hosted Cu | stratiform sediment-hosted Cu-Co | Cu, Co | Ag, Au, Pb, Ni, Se, Re, Zn | Cu, Co, Ag, Au, Pb, Ni, Se, Re, Zn | Bertrandsson Erlandsson et al., 2022; Foltyn et al., 2022; El Desouky et al., 2010 |  | 277-20-1B-sph1 | 277-20-1B-sph1-1 | [5 empty] | ore material | polished section |  | mineral separate | [5 empty] | mineralisation |  |  |  | chalcopyrite, sphalerite, pyrite | stage 1 (sediment-hosted, diagenetic), stage 2 (epigenetic hydrothermal veins) | disseminations, veins, mineralized nodules | disseminations, mineralized nodules, veins cross-cutting sedimentary bedding |  |  |  | quartz, carbonates |  | LA-ICPMS | ESI NWR213 Nd:YAG laser ablation system coupled to an Agilent 8800 QQQ ICP-MS | Montanuniversität Leoben, Austria | 50 µm spot size, 2 – 3 J/cm2 on-mineral fluency, 10 Hz repetition rate, helium carrier gas at 0.75 L/min flow rate, 30-s pre-ablation laser warm-up, 60 s dwell time, 30-s washout period | USGS pressed powder polysulfide reference material MASS-1 (Wilson et al. 2002) as external standard for chalcopyrite; sphalerite matrix-matched sinter pressed powder pellet reference material MUL-Zn S1 (Onuk et al. 2017) as external standard for sphalerite and pyrite; MASS-1 used as external standard for Te, Au, Tl, and Hg in sphalerite and pyrite | 0.85799 |  |  |  | 1.1838 | [9 empty] | 0.37622 | [5 empty] | 120.7077 | [5 empty] | 7781.0024 | [5 empty] | 243.4218 | [9 empty] | 61367.1684 |  | 0.43429 | [7 empty] | 71.1328 |  |  |  | 28.0764 | [13 empty] | 98.7321 | [9 empty] | 0.6207 | [5 empty] | 2.1452 | [21 empty] | 28.7937 | [5 empty] | 0.79659 | [32 empty] | 2025 | Bertrandsson Erlandsson et al. (2025), Mineralium Deposita, 60, 869–894 |  | POL, COD, ZMB, NAM
| DOF |  | Basin hydrothermal | Stratiform sediment-hosted Cu | stratiform sediment-hosted Cu-Co | Cu, Co | Ag, Au, Pb, Ni, Se, Re, Zn | Cu, Co, Ag, Au, Pb, Ni, Se, Re, Zn | Bertrandsson Erlandsson et al., 2022; Foltyn et al., 2022; El Desouky et al., 2010 |  | 277-20-1B-sph10 | 277-20-1B-sph10-1 | [5 empty] | ore material | polished section |  | mineral separate | [5 empty] | mineralisation |  |  |  | chalcopyrite, sphalerite, pyrite | stage 1 (sediment-hosted, diagenetic), stage 2 (epigenetic hydrothermal veins) | disseminations, veins, mineralized nodules | disseminations, mineralized nodules, veins cross-cutting sedimentary bedding |  |  |  | quartz, carbonates |  | LA-ICPMS | ESI NWR213 Nd:YAG laser ablation system coupled to an Agilent 8800 QQQ ICP-MS | Montanuniversität Leoben, Austria | 50 µm spot size, 2 – 3 J/cm2 on-mineral fluency, 10 Hz repetition rate, helium carrier gas at 0.75 L/min flow rate, 30-s pre-ablation laser warm-up, 60 s dwell time, 30-s washout period | USGS pressed powder polysulfide reference material MASS-1 (Wilson et al. 2002) as external standard for chalcopyrite; sphalerite matrix-matched sinter pressed powder pellet reference material MUL-Zn S1 (Onuk et al. 2017) as external standard for sphalerite and pyrite; MASS-1 used as external standard for Te, Au, Tl, and Hg in sphalerite and pyrite | 1.323 |  |  |  | 0.9312 | [9 empty] | 0.24749 | [5 empty] | 114.2645 | [5 empty] | 7608.8705 | [5 empty] | 603.1016 | [9 empty] | 64143.3611 |  | 0.35602 | [7 empty] | 79.7373 |  |  |  | 37.2156 | [13 empty] | 114.3197 | [9 empty] | 0.42526 | [5 empty] | 3.1959 | [21 empty] | 31.6216 | [38 empty] | 2025 | Bertrandsson Erlandsson et al. (2025), Mineralium Deposita, 60, 869–894 |  | POL, COD, ZMB, NAM
| DOF |  | Basin hydrothermal | Stratiform sediment-hosted Cu | stratiform sediment-hosted Cu-Co | Cu, Co | Ag, Au, Pb, Ni, Se, Re, Zn | Cu, Co, Ag, Au, Pb, Ni, Se, Re, Zn | Bertrandsson Erlandsson et al., 2022; Foltyn et al., 2022; El Desouky et al., 2010 |  | 277-20-1B-sph11 | 277-20-1B-sph11-1 | [5 empty] | ore material | polished section |  | mineral separate | [5 empty] | mineralisation |  |  |  | chalcopyrite, sphalerite, pyrite | stage 1 (sediment-hosted, diagenetic), stage 2 (epigenetic hydrothermal veins) | disseminations, veins, mineralized nodules | disseminations, mineralized nodules, veins cross-cutting sedimentary bedding |  |  |  | quartz, carbonates |  | LA-ICPMS | ESI NWR213 Nd:YAG laser ablation system coupled to an Agilent 8800 QQQ ICP-MS | Montanuniversität Leoben, Austria | 50 µm spot size, 2 – 3 J/cm2 on-mineral fluency, 10 Hz repetition rate, helium carrier gas at 0.75 L/min flow rate, 30-s pre-ablation laser warm-up, 60 s dwell time, 30-s washout period | USGS pressed powder polysulfide reference material MASS-1 (Wilson et al. 2002) as external standard for chalcopyrite; sphalerite matrix-matched sinter pressed powder pellet reference material MUL-Zn S1 (Onuk et al. 2017) as external standard for sphalerite and pyrite; MASS-1 used as external standard for Te, Au, Tl, and Hg in sphalerite and pyrite | 0.44881 |  |  |  | 0.70948 | [9 empty] | 0.073183 | [5 empty] | 109.7567 | [5 empty] | 8116.7446 | [5 empty] | 111.7887 | [9 empty] | 67481.5819 |  | 0.41633 | [7 empty] | 70.5259 |  |  |  | 31.4594 | [13 empty] | 125.776 | [9 empty] | 0.76063 | [5 empty] | 0.89228 | [21 empty] | 29.177 | [38 empty] | 2025 | Bertrandsson Erlandsson et al. (2025), Mineralium Deposita, 60, 869–894 |  | POL, COD, ZMB, NAM
| DOF |  | Basin hydrothermal | Stratiform sediment-hosted Cu | stratiform sediment-hosted Cu-Co | Cu, Co | Ag, Au, Pb, Ni, Se, Re, Zn | Cu, Co, Ag, Au, Pb, Ni, Se, Re, Zn | Bertrandsson Erlandsson et al., 2022; Foltyn et al., 2022; El Desouky et al., 2010 |  | 277-20-1B-sph12 | 277-20-1B-sph12-1 | [5 empty] | ore material | polished section |  | mineral separate | [5 empty] | mineralisation |  |  |  | chalcopyrite, sphalerite, pyrite | stage 1 (sediment-hosted, diagenetic), stage 2 (epigenetic hydrothermal veins) | disseminations, veins, mineralized nodules | disseminations, mineralized nodules, veins cross-cutting sedimentary bedding |  |  |  | quartz, carbonates |  | LA-ICPMS | ESI NWR213 Nd:YAG laser ablation system coupled to an Agilent 8800 QQQ ICP-MS | Montanuniversität Leoben, Austria | 50 µm spot size, 2 – 3 J/cm2 on-mineral fluency, 10 Hz repetition rate, helium carrier gas at 0.75 L/min flow rate, 30-s pre-ablation laser warm-up, 60 s dwell time, 30-s washout period | USGS pressed powder polysulfide reference material MASS-1 (Wilson et al. 2002) as external standard for chalcopyrite; sphalerite matrix-matched sinter pressed powder pellet reference material MUL-Zn S1 (Onuk et al. 2017) as external standard for sphalerite and pyrite; MASS-1 used as external standard for Te, Au, Tl, and Hg in sphalerite and pyrite |  |  |  |  | 0.69451 | [9 empty] | 0.02851 | [5 empty] | 115.7788 | [5 empty] | 7748.4803 | [5 empty] | 113.7443 | [9 empty] | 65343.3213 |  | 0.28763 | [7 empty] | 71.8146 |  |  |  | 22.8582 | [13 empty] | 128.2466 | [9 empty] | 1.37 | [5 empty] | 0.22177 | [21 empty] | 19.5575 | [25 empty] | 0.22816 | [12 empty] | 2025 | Bertrandsson Erlandsson et al. (2025), Mineralium Deposita, 60, 869–894 |  | POL, COD, ZMB, NAM
| DOF |  | Basin hydrothermal | Stratiform sediment-hosted Cu | stratiform sediment-hosted Cu-Co | Cu, Co | Ag, Au, Pb, Ni, Se, Re, Zn | Cu, Co, Ag, Au, Pb, Ni, Se, Re, Zn | Bertrandsson Erlandsson et al., 2022; Foltyn et al., 2022; El Desouky et al., 2010 |  | 277-20-1B-sph13 | 277-20-1B-sph13-1 | [5 empty] | ore material | polished section |  | mineral separate | [5 empty] | mineralisation |  |  |  | chalcopyrite, sphalerite, pyrite | stage 1 (sediment-hosted, diagenetic), stage 2 (epigenetic hydrothermal veins) | disseminations, veins, mineralized nodules | disseminations, mineralized nodules, veins cross-cutting sedimentary bedding |  |  |  | quartz, carbonates |  | LA-ICPMS | ESI NWR213 Nd:YAG laser ablation system coupled to an Agilent 8800 QQQ ICP-MS | Montanuniversität Leoben, Austria | 50 µm spot size, 2 – 3 J/cm2 on-mineral fluency, 10 Hz repetition rate, helium carrier gas at 0.75 L/min flow rate, 30-s pre-ablation laser warm-up, 60 s dwell time, 30-s washout period | USGS pressed powder polysulfide reference material MASS-1 (Wilson et al. 2002) as external standard for chalcopyrite; sphalerite matrix-matched sinter pressed powder pellet reference material MUL-Zn S1 (Onuk et al. 2017) as external standard for sphalerite and pyrite; MASS-1 used as external standard for Te, Au, Tl, and Hg in sphalerite and pyrite |  |  |  |  | 0.61757 | [9 empty] | 0.028594 | [5 empty] | 121.1658 | [5 empty] | 7595.8813 | [5 empty] | 81.2935 | [9 empty] | 63947.3599 |  | 0.40293 | [7 empty] | 69.273 |  |  |  | 25.062 | [13 empty] | 115.208 | [9 empty] | 0.84503 | [27 empty] | 27.7192 | [38 empty] | 2025 | Bertrandsson Erlandsson et al. (2025), Mineralium Deposita, 60, 869–894 |  | POL, COD, ZMB, NAM
| DOF |  | Basin hydrothermal | Stratiform sediment-hosted Cu | stratiform sediment-hosted Cu-Co | Cu, Co | Ag, Au, Pb, Ni, Se, Re, Zn | Cu, Co, Ag, Au, Pb, Ni, Se, Re, Zn | Bertrandsson Erlandsson et al., 2022; Foltyn et al., 2022; El Desouky et al., 2010 |  | 277-20-1B-sph14 | 277-20-1B-sph14-1 | [5 empty] | ore material | polished section |  | mineral separate | [5 empty] | mineralisation |  |  |  | chalcopyrite, sphalerite, pyrite | stage 1 (sediment-hosted, diagenetic), stage 2 (epigenetic hydrothermal veins) | disseminations, veins, mineralized nodules | disseminations, mineralized nodules, veins cross-cutting sedimentary bedding |  |  |  | quartz, carbonates |  | LA-ICPMS | ESI NWR213 Nd:YAG laser ablation system coupled to an Agilent 8800 QQQ ICP-MS | Montanuniversität Leoben, Austria | 50 µm spot size, 2 – 3 J/cm2 on-mineral fluency, 10 Hz repetition rate, helium carrier gas at 0.75 L/min flow rate, 30-s pre-ablation laser warm-up, 60 s dwell time, 30-s washout period | USGS pressed powder polysulfide reference material MASS-1 (Wilson et al. 2002) as external standard for chalcopyrite; sphalerite matrix-matched sinter pressed powder pellet reference material MUL-Zn S1 (Onuk et al. 2017) as external standard for sphalerite and pyrite; MASS-1 used as external standard for Te, Au, Tl, and Hg in sphalerite and pyrite |  |  |  |  | 0.53749 | [9 empty] | 0.10154 | [5 empty] | 118.0499 | [5 empty] | 7780.6646 | [5 empty] | 377.594 | [9 empty] | 66080.5514 |  | 0.60774 | [7 empty] | 70.9853 |  |  |  | 19.0467 | [13 empty] | 141.3778 | [9 empty] | 0.78691 | [5 empty] | 1.4034 | [21 empty] | 32.4378 | [38 empty] | 2025 | Bertrandsson Erlandsson et al. (2025), Mineralium Deposita, 60, 869–894 |  | POL, COD, ZMB, NAM
| DOF |  | Basin hydrothermal | Stratiform sediment-hosted Cu | stratiform sediment-hosted Cu-Co | Cu, Co | Ag, Au, Pb, Ni, Se, Re, Zn | Cu, Co, Ag, Au, Pb, Ni, Se, Re, Zn | Bertrandsson Erlandsson et al., 2022; Foltyn et al., 2022; El Desouky et al., 2010 |  | 277-20-1B-sph15 | 277-20-1B-sph15-1 | [5 empty] | ore material | polished section |  | mineral separate | [5 empty] | mineralisation |  |  |  | chalcopyrite, sphalerite, pyrite | stage 1 (sediment-hosted, diagenetic), stage 2 (epigenetic hydrothermal veins) | disseminations, veins, mineralized nodules | disseminations, mineralized nodules, veins cross-cutting sedimentary bedding |  |  |  | quartz, carbonates |  | LA-ICPMS | ESI NWR213 Nd:YAG laser ablation system coupled to an Agilent 8800 QQQ ICP-MS | Montanuniversität Leoben, Austria | 50 µm spot size, 2 – 3 J/cm2 on-mineral fluency, 10 Hz repetition rate, helium carrier gas at 0.75 L/min flow rate, 30-s pre-ablation laser warm-up, 60 s dwell time, 30-s washout period | USGS pressed powder polysulfide reference material MASS-1 (Wilson et al. 2002) as external standard for chalcopyrite; sphalerite matrix-matched sinter pressed powder pellet reference material MUL-Zn S1 (Onuk et al. 2017) as external standard for sphalerite and pyrite; MASS-1 used as external standard for Te, Au, Tl, and Hg in sphalerite and pyrite | 0.45408 |  |  |  | 0.64836 | [9 empty] | 0.040323 | [5 empty] | 117.9347 | [5 empty] | 8314.948 | [5 empty] | 63.9039 | [9 empty] | 68091.2003 |  | 0.53756 | [7 empty] | 67.761 |  |  |  | 28.9963 | [13 empty] | 126.502 | [9 empty] | 0.81118 | [5 empty] | 0.36504 | [21 empty] | 26.9347 | [38 empty] | 2025 | Bertrandsson Erlandsson et al. (2025), Mineralium Deposita, 60, 869–894 |  | POL, COD, ZMB, NAM
| DOF |  | Basin hydrothermal | Stratiform sediment-hosted Cu | stratiform sediment-hosted Cu-Co | Cu, Co | Ag, Au, Pb, Ni, Se, Re, Zn | Cu, Co, Ag, Au, Pb, Ni, Se, Re, Zn | Bertrandsson Erlandsson et al., 2022; Foltyn et al., 2022; El Desouky et al., 2010 |  | 277-20-1B-sph16 | 277-20-1B-sph16-1 | [5 empty] | ore material | polished section |  | mineral separate | [5 empty] | mineralisation |  |  |  | chalcopyrite, sphalerite, pyrite | stage 1 (sediment-hosted, diagenetic), stage 2 (epigenetic hydrothermal veins) | disseminations, veins, mineralized nodules | disseminations, mineralized nodules, veins cross-cutting sedimentary bedding |  |  |  | quartz, carbonates |  | LA-ICPMS | ESI NWR213 Nd:YAG laser ablation system coupled to an Agilent 8800 QQQ ICP-MS | Montanuniversität Leoben, Austria | 50 µm spot size, 2 – 3 J/cm2 on-mineral fluency, 10 Hz repetition rate, helium carrier gas at 0.75 L/min flow rate, 30-s pre-ablation laser warm-up, 60 s dwell time, 30-s washout period | USGS pressed powder polysulfide reference material MASS-1 (Wilson et al. 2002) as external standard for chalcopyrite; sphalerite matrix-matched sinter pressed powder pellet reference material MUL-Zn S1 (Onuk et al. 2017) as external standard for sphalerite and pyrite; MASS-1 used as external standard for Te, Au, Tl, and Hg in sphalerite and pyrite | 6.3267 |  |  |  | 0.62102 | [9 empty] | 0.74187 | [5 empty] | 148.0929 | [5 empty] | 7978.1516 | [15 empty] | 58981.2764 |  | 0.37715 | [7 empty] | 63.6741 |  |  |  | 36.3672 | [13 empty] | 97.4603 | [9 empty] | 0.85741 | [27 empty] | 25.1632 | [38 empty] | 2025 | Bertrandsson Erlandsson et al. (2025), Mineralium Deposita, 60, 869–894 |  | POL, COD, ZMB, NAM
| DOF |  | Basin hydrothermal | Stratiform sediment-hosted Cu | stratiform sediment-hosted Cu-Co | Cu, Co | Ag, Au, Pb, Ni, Se, Re, Zn | Cu, Co, Ag, Au, Pb, Ni, Se, Re, Zn | Bertrandsson Erlandsson et al., 2022; Foltyn et al., 2022; El Desouky et al., 2010 |  | 277-20-1B-sph17 | 277-20-1B-sph17-1 | [5 empty] | ore material | polished section |  | mineral separate | [5 empty] | mineralisation |  |  |  | chalcopyrite, sphalerite, pyrite | stage 1 (sediment-hosted, diagenetic), stage 2 (epigenetic hydrothermal veins) | disseminations, veins, mineralized nodules | disseminations, mineralized nodules, veins cross-cutting sedimentary bedding |  |  |  | quartz, carbonates |  | LA-ICPMS | ESI NWR213 Nd:YAG laser ablation system coupled to an Agilent 8800 QQQ ICP-MS | Montanuniversität Leoben, Austria | 50 µm spot size, 2 – 3 J/cm2 on-mineral fluency, 10 Hz repetition rate, helium carrier gas at 0.75 L/min flow rate, 30-s pre-ablation laser warm-up, 60 s dwell time, 30-s washout period | USGS pressed powder polysulfide reference material MASS-1 (Wilson et al. 2002) as external standard for chalcopyrite; sphalerite matrix-matched sinter pressed powder pellet reference material MUL-Zn S1 (Onuk et al. 2017) as external standard for sphalerite and pyrite; MASS-1 used as external standard for Te, Au, Tl, and Hg in sphalerite and pyrite | 0.91617 |  |  |  | 0.92761 | [9 empty] | 0.28994 | [5 empty] | 140.6262 | [5 empty] | 7977.6995 | [5 empty] | 645.1718 | [9 empty] | 63455.484 |  | 0.49084 | [7 empty] | 68.1923 |  |  |  | 43.0166 | [13 empty] | 107.5516 | [9 empty] | 0.62127 | [5 empty] | 3.5461 | [21 empty] | 23.1733 | [38 empty] | 2025 | Bertrandsson Erlandsson et al. (2025), Mineralium Deposita, 60, 869–894 |  | POL, COD, ZMB, NAM
| DOF |  | Basin hydrothermal | Stratiform sediment-hosted Cu | stratiform sediment-hosted Cu-Co | Cu, Co | Ag, Au, Pb, Ni, Se, Re, Zn | Cu, Co, Ag, Au, Pb, Ni, Se, Re, Zn | Bertrandsson Erlandsson et al., 2022; Foltyn et al., 2022; El Desouky et al., 2010 |  | 277-20-1B-sph18 | 277-20-1B-sph18-1 | [5 empty] | ore material | polished section |  | mineral separate | [5 empty] | mineralisation |  |  |  | chalcopyrite, sphalerite, pyrite | stage 1 (sediment-hosted, diagenetic), stage 2 (epigenetic hydrothermal veins) | disseminations, veins, mineralized nodules | disseminations, mineralized nodules, veins cross-cutting sedimentary bedding |  |  |  | quartz, carbonates |  | LA-ICPMS | ESI NWR213 Nd:YAG laser ablation system coupled to an Agilent 8800 QQQ ICP-MS | Montanuniversität Leoben, Austria | 50 µm spot size, 2 – 3 J/cm2 on-mineral fluency, 10 Hz repetition rate, helium carrier gas at 0.75 L/min flow rate, 30-s pre-ablation laser warm-up, 60 s dwell time, 30-s washout period | USGS pressed powder polysulfide reference material MASS-1 (Wilson et al. 2002) as external standard for chalcopyrite; sphalerite matrix-matched sinter pressed powder pellet reference material MUL-Zn S1 (Onuk et al. 2017) as external standard for sphalerite and pyrite; MASS-1 used as external standard for Te, Au, Tl, and Hg in sphalerite and pyrite | 2.5599 |  |  |  | 0.78557 | [9 empty] | 0.083325 | [5 empty] | 141.0944 | [5 empty] | 8748.0045 | [5 empty] | 254.148 | [9 empty] | 65296.2402 |  | 0.44163 | [7 empty] | 66.7837 |  |  |  | 43.1928 | [13 empty] | 116.3366 | [9 empty] | 1.0978 | [27 empty] | 27.7273 | [38 empty] | 2025 | Bertrandsson Erlandsson et al. (2025), Mineralium Deposita, 60, 869–894 |  | POL, COD, ZMB, NAM
| DOF |  | Basin hydrothermal | Stratiform sediment-hosted Cu | stratiform sediment-hosted Cu-Co | Cu, Co | Ag, Au, Pb, Ni, Se, Re, Zn | Cu, Co, Ag, Au, Pb, Ni, Se, Re, Zn | Bertrandsson Erlandsson et al., 2022; Foltyn et al., 2022; El Desouky et al., 2010 |  | 277-20-1B-sph19 | 277-20-1B-sph19-1 | [5 empty] | ore material | polished section |  | mineral separate | [5 empty] | mineralisation |  |  |  | chalcopyrite, sphalerite, pyrite | stage 1 (sediment-hosted, diagenetic), stage 2 (epigenetic hydrothermal veins) | disseminations, veins, mineralized nodules | disseminations, mineralized nodules, veins cross-cutting sedimentary bedding |  |  |  | quartz, carbonates |  | LA-ICPMS | ESI NWR213 Nd:YAG laser ablation system coupled to an Agilent 8800 QQQ ICP-MS | Montanuniversität Leoben, Austria | 50 µm spot size, 2 – 3 J/cm2 on-mineral fluency, 10 Hz repetition rate, helium carrier gas at 0.75 L/min flow rate, 30-s pre-ablation laser warm-up, 60 s dwell time, 30-s washout period | USGS pressed powder polysulfide reference material MASS-1 (Wilson et al. 2002) as external standard for chalcopyrite; sphalerite matrix-matched sinter pressed powder pellet reference material MUL-Zn S1 (Onuk et al. 2017) as external standard for sphalerite and pyrite; MASS-1 used as external standard for Te, Au, Tl, and Hg in sphalerite and pyrite | 2.3568 |  |  |  | 0.92275 | [9 empty] | 0.060414 | [5 empty] | 136.628 | [5 empty] | 9620.2651 | [5 empty] | 137.2526 | [9 empty] | 70148.495 |  | 0.48031 | [7 empty] | 60.1714 |  |  |  | 37.5306 | [13 empty] | 128.1266 | [9 empty] | 0.89873 | [5 empty] | 0.31302 | [21 empty] | 26.9025 | [38 empty] | 2025 | Bertrandsson Erlandsson et al. (2025), Mineralium Deposita, 60, 869–894 |  | POL, COD, ZMB, NAM
| DOF |  | Basin hydrothermal | Stratiform sediment-hosted Cu | stratiform sediment-hosted Cu-Co | Cu, Co | Ag, Au, Pb, Ni, Se, Re, Zn | Cu, Co, Ag, Au, Pb, Ni, Se, Re, Zn | Bertrandsson Erlandsson et al., 2022; Foltyn et al., 2022; El Desouky et al., 2010 |  | 277-20-1B-sph2 | 277-20-1B-sph2-1 | [5 empty] | ore material | polished section |  | mineral separate | [5 empty] | mineralisation |  |  |  | chalcopyrite, sphalerite, pyrite | stage 1 (sediment-hosted, diagenetic), stage 2 (epigenetic hydrothermal veins) | disseminations, veins, mineralized nodules | disseminations, mineralized nodules, veins cross-cutting sedimentary bedding |  |  |  | quartz, carbonates |  | LA-ICPMS | ESI NWR213 Nd:YAG laser ablation system coupled to an Agilent 8800 QQQ ICP-MS | Montanuniversität Leoben, Austria | 50 µm spot size, 2 – 3 J/cm2 on-mineral fluency, 10 Hz repetition rate, helium carrier gas at 0.75 L/min flow rate, 30-s pre-ablation laser warm-up, 60 s dwell time, 30-s washout period | USGS pressed powder polysulfide reference material MASS-1 (Wilson et al. 2002) as external standard for chalcopyrite; sphalerite matrix-matched sinter pressed powder pellet reference material MUL-Zn S1 (Onuk et al. 2017) as external standard for sphalerite and pyrite; MASS-1 used as external standard for Te, Au, Tl, and Hg in sphalerite and pyrite | 0.51786 |  |  |  | 1.0749 | [9 empty] | 0.13479 | [5 empty] | 112.0445 | [5 empty] | 7790.2296 | [5 empty] | 269.0582 | [9 empty] | 62706.4496 |  | 0.40444 | [7 empty] | 70.5166 |  |  |  | 30.8372 | [13 empty] | 103.5856 | [9 empty] | 0.4281 | [5 empty] | 2.0853 | [21 empty] | 33.1531 | [5 empty] | 0.48946 | [32 empty] | 2025 | Bertrandsson Erlandsson et al. (2025), Mineralium Deposita, 60, 869–894 |  | POL, COD, ZMB, NAM
| DOF |  | Basin hydrothermal | Stratiform sediment-hosted Cu | stratiform sediment-hosted Cu-Co | Cu, Co | Ag, Au, Pb, Ni, Se, Re, Zn | Cu, Co, Ag, Au, Pb, Ni, Se, Re, Zn | Bertrandsson Erlandsson et al., 2022; Foltyn et al., 2022; El Desouky et al., 2010 |  | 277-20-1B-sph20 | 277-20-1B-sph20-1 | [5 empty] | ore material | polished section |  | mineral separate | [5 empty] | mineralisation |  |  |  | chalcopyrite, sphalerite, pyrite | stage 1 (sediment-hosted, diagenetic), stage 2 (epigenetic hydrothermal veins) | disseminations, veins, mineralized nodules | disseminations, mineralized nodules, veins cross-cutting sedimentary bedding |  |  |  | quartz, carbonates |  | LA-ICPMS | ESI NWR213 Nd:YAG laser ablation system coupled to an Agilent 8800 QQQ ICP-MS | Montanuniversität Leoben, Austria | 50 µm spot size, 2 – 3 J/cm2 on-mineral fluency, 10 Hz repetition rate, helium carrier gas at 0.75 L/min flow rate, 30-s pre-ablation laser warm-up, 60 s dwell time, 30-s washout period | USGS pressed powder polysulfide reference material MASS-1 (Wilson et al. 2002) as external standard for chalcopyrite; sphalerite matrix-matched sinter pressed powder pellet reference material MUL-Zn S1 (Onuk et al. 2017) as external standard for sphalerite and pyrite; MASS-1 used as external standard for Te, Au, Tl, and Hg in sphalerite and pyrite | 4.8564 | [13 empty] | 1.2106 | [5 empty] | 133.9819 | [5 empty] | 9242.4005 | [15 empty] | 63762.4044 |  | 0.5249 | [7 empty] | 58.6825 |  |  |  | 42.3586 | [13 empty] | 113.0352 | [9 empty] | 0.92295 | [27 empty] | 32.1803 | [38 empty] | 2025 | Bertrandsson Erlandsson et al. (2025), Mineralium Deposita, 60, 869–894 |  | POL, COD, ZMB, NAM
| DOF |  | Basin hydrothermal | Stratiform sediment-hosted Cu | stratiform sediment-hosted Cu-Co | Cu, Co | Ag, Au, Pb, Ni, Se, Re, Zn | Cu, Co, Ag, Au, Pb, Ni, Se, Re, Zn | Bertrandsson Erlandsson et al., 2022; Foltyn et al., 2022; El Desouky et al., 2010 |  | 277-20-1B-sph3 | 277-20-1B-sph3-1 | [5 empty] | ore material | polished section |  | mineral separate | [5 empty] | mineralisation |  |  |  | chalcopyrite, sphalerite, pyrite | stage 1 (sediment-hosted, diagenetic), stage 2 (epigenetic hydrothermal veins) | disseminations, veins, mineralized nodules | disseminations, mineralized nodules, veins cross-cutting sedimentary bedding |  |  |  | quartz, carbonates |  | LA-ICPMS | ESI NWR213 Nd:YAG laser ablation system coupled to an Agilent 8800 QQQ ICP-MS | Montanuniversität Leoben, Austria | 50 µm spot size, 2 – 3 J/cm2 on-mineral fluency, 10 Hz repetition rate, helium carrier gas at 0.75 L/min flow rate, 30-s pre-ablation laser warm-up, 60 s dwell time, 30-s washout period | USGS pressed powder polysulfide reference material MASS-1 (Wilson et al. 2002) as external standard for chalcopyrite; sphalerite matrix-matched sinter pressed powder pellet reference material MUL-Zn S1 (Onuk et al. 2017) as external standard for sphalerite and pyrite; MASS-1 used as external standard for Te, Au, Tl, and Hg in sphalerite and pyrite | 1.0254 | [13 empty] | 0.86599 | [5 empty] | 115.0477 | [5 empty] | 6941.4021 | [15 empty] | 60093.376 |  | 0.68656 | [7 empty] | 75.6901 |  |  |  | 23.7163 | [13 empty] | 89.6711 | [9 empty] | 0.95543 | [27 empty] | 25.3779 | [5 empty] | 0.94488 | [32 empty] | 2025 | Bertrandsson Erlandsson et al. (2025), Mineralium Deposita, 60, 869–894 |  | POL, COD, ZMB, NAM
| DOF |  | Basin hydrothermal | Stratiform sediment-hosted Cu | stratiform sediment-hosted Cu-Co | Cu, Co | Ag, Au, Pb, Ni, Se, Re, Zn | Cu, Co, Ag, Au, Pb, Ni, Se, Re, Zn | Bertrandsson Erlandsson et al., 2022; Foltyn et al., 2022; El Desouky et al., 2010 |  | 277-20-1B-sph4 | 277-20-1B-sph4-1 | [5 empty] | ore material | polished section |  | mineral separate | [5 empty] | mineralisation |  |  |  | chalcopyrite, sphalerite, pyrite | stage 1 (sediment-hosted, diagenetic), stage 2 (epigenetic hydrothermal veins) | disseminations, veins, mineralized nodules | disseminations, mineralized nodules, veins cross-cutting sedimentary bedding |  |  |  | quartz, carbonates |  | LA-ICPMS | ESI NWR213 Nd:YAG laser ablation system coupled to an Agilent 8800 QQQ ICP-MS | Montanuniversität Leoben, Austria | 50 µm spot size, 2 – 3 J/cm2 on-mineral fluency, 10 Hz repetition rate, helium carrier gas at 0.75 L/min flow rate, 30-s pre-ablation laser warm-up, 60 s dwell time, 30-s washout period | USGS pressed powder polysulfide reference material MASS-1 (Wilson et al. 2002) as external standard for chalcopyrite; sphalerite matrix-matched sinter pressed powder pellet reference material MUL-Zn S1 (Onuk et al. 2017) as external standard for sphalerite and pyrite; MASS-1 used as external standard for Te, Au, Tl, and Hg in sphalerite and pyrite | 0.45326 | [13 empty] | 0.079873 | [5 empty] | 111.0238 | [5 empty] | 7880.245 | [5 empty] | 681.4573 | [9 empty] | 64996.6436 |  | 0.3905 | [7 empty] | 57.3052 |  |  |  | 29.8433 | [13 empty] | 107.447 | [9 empty] | 0.56231 | [5 empty] | 1.0275 | [21 empty] | 27.0424 | [38 empty] | 2025 | Bertrandsson Erlandsson et al. (2025), Mineralium Deposita, 60, 869–894 |  | POL, COD, ZMB, NAM
| DOF |  | Basin hydrothermal | Stratiform sediment-hosted Cu | stratiform sediment-hosted Cu-Co | Cu, Co | Ag, Au, Pb, Ni, Se, Re, Zn | Cu, Co, Ag, Au, Pb, Ni, Se, Re, Zn | Bertrandsson Erlandsson et al., 2022; Foltyn et al., 2022; El Desouky et al., 2010 |  | 277-20-1B-sph5 | 277-20-1B-sph5-1 | [5 empty] | ore material | polished section |  | mineral separate | [5 empty] | mineralisation |  |  |  | chalcopyrite, sphalerite, pyrite | stage 1 (sediment-hosted, diagenetic), stage 2 (epigenetic hydrothermal veins) | disseminations, veins, mineralized nodules | disseminations, mineralized nodules, veins cross-cutting sedimentary bedding |  |  |  | quartz, carbonates |  | LA-ICPMS | ESI NWR213 Nd:YAG laser ablation system coupled to an Agilent 8800 QQQ ICP-MS | Montanuniversität Leoben, Austria | 50 µm spot size, 2 – 3 J/cm2 on-mineral fluency, 10 Hz repetition rate, helium carrier gas at 0.75 L/min flow rate, 30-s pre-ablation laser warm-up, 60 s dwell time, 30-s washout period | USGS pressed powder polysulfide reference material MASS-1 (Wilson et al. 2002) as external standard for chalcopyrite; sphalerite matrix-matched sinter pressed powder pellet reference material MUL-Zn S1 (Onuk et al. 2017) as external standard for sphalerite and pyrite; MASS-1 used as external standard for Te, Au, Tl, and Hg in sphalerite and pyrite | 0.35886 |  |  |  | 0.78673 | [9 empty] | 0.12582 | [5 empty] | 106.8901 | [5 empty] | 7976.7627 | [5 empty] | 331.6882 | [9 empty] | 65150.8498 |  | 0.33911 | [7 empty] | 58.7096 |  |  |  | 27.5902 | [13 empty] | 112.9992 | [9 empty] | 0.82597 | [5 empty] | 1.1105 | [21 empty] | 27.9042 | [38 empty] | 2025 | Bertrandsson Erlandsson et al. (2025), Mineralium Deposita, 60, 869–894 |  | POL, COD, ZMB, NAM
| DOF |  | Basin hydrothermal | Stratiform sediment-hosted Cu | stratiform sediment-hosted Cu-Co | Cu, Co | Ag, Au, Pb, Ni, Se, Re, Zn | Cu, Co, Ag, Au, Pb, Ni, Se, Re, Zn | Bertrandsson Erlandsson et al., 2022; Foltyn et al., 2022; El Desouky et al., 2010 |  | 277-20-1B-sph6 | 277-20-1B-sph6-1 | [5 empty] | ore material | polished section |  | mineral separate | [5 empty] | mineralisation |  |  |  | chalcopyrite, sphalerite, pyrite | stage 1 (sediment-hosted, diagenetic), stage 2 (epigenetic hydrothermal veins) | disseminations, veins, mineralized nodules | disseminations, mineralized nodules, veins cross-cutting sedimentary bedding |  |  |  | quartz, carbonates |  | LA-ICPMS | ESI NWR213 Nd:YAG laser ablation system coupled to an Agilent 8800 QQQ ICP-MS | Montanuniversität Leoben, Austria | 50 µm spot size, 2 – 3 J/cm2 on-mineral fluency, 10 Hz repetition rate, helium carrier gas at 0.75 L/min flow rate, 30-s pre-ablation laser warm-up, 60 s dwell time, 30-s washout period | USGS pressed powder polysulfide reference material MASS-1 (Wilson et al. 2002) as external standard for chalcopyrite; sphalerite matrix-matched sinter pressed powder pellet reference material MUL-Zn S1 (Onuk et al. 2017) as external standard for sphalerite and pyrite; MASS-1 used as external standard for Te, Au, Tl, and Hg in sphalerite and pyrite | 0.96024 |  |  |  | 0.85015 | [9 empty] | 0.54862 | [5 empty] | 108.8018 | [5 empty] | 7083.1197 | [15 empty] | 62281.9137 |  | 0.17856 | [7 empty] | 59.0759 |  |  |  | 28.1452 | [13 empty] | 93.9657 | [9 empty] | 0.50963 | [27 empty] | 29.8291 | [5 empty] | 0.38249 | [32 empty] | 2025 | Bertrandsson Erlandsson et al. (2025), Mineralium Deposita, 60, 869–894 |  | POL, COD, ZMB, NAM
| DOF |  | Basin hydrothermal | Stratiform sediment-hosted Cu | stratiform sediment-hosted Cu-Co | Cu, Co | Ag, Au, Pb, Ni, Se, Re, Zn | Cu, Co, Ag, Au, Pb, Ni, Se, Re, Zn | Bertrandsson Erlandsson et al., 2022; Foltyn et al., 2022; El Desouky et al., 2010 |  | 277-20-1B-sph7 | 277-20-1B-sph7-1 | [5 empty] | ore material | polished section |  | mineral separate | [5 empty] | mineralisation |  |  |  | chalcopyrite, sphalerite, pyrite | stage 1 (sediment-hosted, diagenetic), stage 2 (epigenetic hydrothermal veins) | disseminations, veins, mineralized nodules | disseminations, mineralized nodules, veins cross-cutting sedimentary bedding |  |  |  | quartz, carbonates |  | LA-ICPMS | ESI NWR213 Nd:YAG laser ablation system coupled to an Agilent 8800 QQQ ICP-MS | Montanuniversität Leoben, Austria | 50 µm spot size, 2 – 3 J/cm2 on-mineral fluency, 10 Hz repetition rate, helium carrier gas at 0.75 L/min flow rate, 30-s pre-ablation laser warm-up, 60 s dwell time, 30-s washout period | USGS pressed powder polysulfide reference material MASS-1 (Wilson et al. 2002) as external standard for chalcopyrite; sphalerite matrix-matched sinter pressed powder pellet reference material MUL-Zn S1 (Onuk et al. 2017) as external standard for sphalerite and pyrite; MASS-1 used as external standard for Te, Au, Tl, and Hg in sphalerite and pyrite | 0.3311 |  |  |  | 0.77479 | [9 empty] | 0.20863 | [5 empty] | 116.0555 | [5 empty] | 8628.462 | [15 empty] | 67973.5176 |  | 0.47418 | [7 empty] | 68.5361 |  |  |  | 25.6514 | [13 empty] | 87.5058 | [9 empty] | 0.91637 | [5 empty] | 0.76617 | [21 empty] | 22.18 | [38 empty] | 2025 | Bertrandsson Erlandsson et al. (2025), Mineralium Deposita, 60, 869–894 |  | POL, COD, ZMB, NAM
| DOF |  | Basin hydrothermal | Stratiform sediment-hosted Cu | stratiform sediment-hosted Cu-Co | Cu, Co | Ag, Au, Pb, Ni, Se, Re, Zn | Cu, Co, Ag, Au, Pb, Ni, Se, Re, Zn | Bertrandsson Erlandsson et al., 2022; Foltyn et al., 2022; El Desouky et al., 2010 |  | 277-20-1B-sph8 | 277-20-1B-sph8-1 | [5 empty] | ore material | polished section |  | mineral separate | [5 empty] | mineralisation |  |  |  | chalcopyrite, sphalerite, pyrite | stage 1 (sediment-hosted, diagenetic), stage 2 (epigenetic hydrothermal veins) | disseminations, veins, mineralized nodules | disseminations, mineralized nodules, veins cross-cutting sedimentary bedding |  |  |  | quartz, carbonates |  | LA-ICPMS | ESI NWR213 Nd:YAG laser ablation system coupled to an Agilent 8800 QQQ ICP-MS | Montanuniversität Leoben, Austria | 50 µm spot size, 2 – 3 J/cm2 on-mineral fluency, 10 Hz repetition rate, helium carrier gas at 0.75 L/min flow rate, 30-s pre-ablation laser warm-up, 60 s dwell time, 30-s washout period | USGS pressed powder polysulfide reference material MASS-1 (Wilson et al. 2002) as external standard for chalcopyrite; sphalerite matrix-matched sinter pressed powder pellet reference material MUL-Zn S1 (Onuk et al. 2017) as external standard for sphalerite and pyrite; MASS-1 used as external standard for Te, Au, Tl, and Hg in sphalerite and pyrite | 0.18349 | [19 empty] | 112.2004 | [5 empty] | 8703.4258 | [15 empty] | 68419.3274 |  | 0.4563 | [7 empty] | 61.5051 |  |  |  | 20.9528 | [13 empty] | 95.8001 | [9 empty] | 1.3172 | [5 empty] | 0.17971 | [21 empty] | 26.2006 | [38 empty] | 2025 | Bertrandsson Erlandsson et al. (2025), Mineralium Deposita, 60, 869–894 |  | POL, COD, ZMB, NAM
| DOF |  | Basin hydrothermal | Stratiform sediment-hosted Cu | stratiform sediment-hosted Cu-Co | Cu, Co | Ag, Au, Pb, Ni, Se, Re, Zn | Cu, Co, Ag, Au, Pb, Ni, Se, Re, Zn | Bertrandsson Erlandsson et al., 2022; Foltyn et al., 2022; El Desouky et al., 2010 |  | 277-20-1B-sph9 | 277-20-1B-sph9-1 | [5 empty] | ore material | polished section |  | mineral separate | [5 empty] | mineralisation |  |  |  | chalcopyrite, sphalerite, pyrite | stage 1 (sediment-hosted, diagenetic), stage 2 (epigenetic hydrothermal veins) | disseminations, veins, mineralized nodules | disseminations, mineralized nodules, veins cross-cutting sedimentary bedding |  |  |  | quartz, carbonates |  | LA-ICPMS | ESI NWR213 Nd:YAG laser ablation system coupled to an Agilent 8800 QQQ ICP-MS | Montanuniversität Leoben, Austria | 50 µm spot size, 2 – 3 J/cm2 on-mineral fluency, 10 Hz repetition rate, helium carrier gas at 0.75 L/min flow rate, 30-s pre-ablation laser warm-up, 60 s dwell time, 30-s washout period | USGS pressed powder polysulfide reference material MASS-1 (Wilson et al. 2002) as external standard for chalcopyrite; sphalerite matrix-matched sinter pressed powder pellet reference material MUL-Zn S1 (Onuk et al. 2017) as external standard for sphalerite and pyrite; MASS-1 used as external standard for Te, Au, Tl, and Hg in sphalerite and pyrite | 0.67401 |  |  |  | 0.88634 | [9 empty] | 0.41761 | [5 empty] | 118.374 | [5 empty] | 8508.1216 | [5 empty] | 480.8612 | [9 empty] | 65608.6808 |  | 0.42081 | [7 empty] | 73.0171 |  |  |  | 25.5518 | [13 empty] | 91.1581 | [9 empty] | 0.60231 | [5 empty] | 1.6322 | [21 empty] | 20.7488 | [38 empty] | 2025 | Bertrandsson Erlandsson et al. (2025), Mineralium Deposita, 60, 869–894 |  | POL, COD, ZMB, NAM
| DOF |  | Basin hydrothermal | Stratiform sediment-hosted Cu | stratiform sediment-hosted Cu-Co | Cu, Co | Ag, Au, Pb, Ni, Se, Re, Zn | Cu, Co, Ag, Au, Pb, Ni, Se, Re, Zn | Bertrandsson Erlandsson et al., 2022; Foltyn et al., 2022; El Desouky et al., 2010 |  | 277-21-1B-sph1 | 277-21-1B-sph1-1 | [5 empty] | ore material | polished section |  | mineral separate | [5 empty] | mineralisation |  |  |  | chalcopyrite, sphalerite, pyrite | stage 1 (sediment-hosted, diagenetic), stage 2 (epigenetic hydrothermal veins) | disseminations, veins, mineralized nodules | disseminations, mineralized nodules, veins cross-cutting sedimentary bedding |  |  |  | quartz, carbonates |  | LA-ICPMS | ESI NWR213 Nd:YAG laser ablation system coupled to an Agilent 8800 QQQ ICP-MS | Montanuniversität Leoben, Austria | 50 µm spot size, 2 – 3 J/cm2 on-mineral fluency, 10 Hz repetition rate, helium carrier gas at 0.75 L/min flow rate, 30-s pre-ablation laser warm-up, 60 s dwell time, 30-s washout period | USGS pressed powder polysulfide reference material MASS-1 (Wilson et al. 2002) as external standard for chalcopyrite; sphalerite matrix-matched sinter pressed powder pellet reference material MUL-Zn S1 (Onuk et al. 2017) as external standard for sphalerite and pyrite; MASS-1 used as external standard for Te, Au, Tl, and Hg in sphalerite and pyrite | 1.9648 | [13 empty] | 0.96093 | [5 empty] | 133.4742 | [5 empty] | 8618.6773 | [15 empty] | 61739.6613 |  | 0.32795 | [7 empty] | 69.345 |  |  |  | 47.4947 | [13 empty] | 90.1554 | [9 empty] | 0.29192 | [27 empty] | 30.7534 | [5 empty] | 0.41411 | [32 empty] | 2025 | Bertrandsson Erlandsson et al. (2025), Mineralium Deposita, 60, 869–894 |  | POL, COD, ZMB, NAM
| DOF |  | Basin hydrothermal | Stratiform sediment-hosted Cu | stratiform sediment-hosted Cu-Co | Cu, Co | Ag, Au, Pb, Ni, Se, Re, Zn | Cu, Co, Ag, Au, Pb, Ni, Se, Re, Zn | Bertrandsson Erlandsson et al., 2022; Foltyn et al., 2022; El Desouky et al., 2010 |  | 277-21-1B-sph2 | 277-21-1B-sph2-1 | [5 empty] | ore material | polished section |  | mineral separate | [5 empty] | mineralisation |  |  |  | chalcopyrite, sphalerite, pyrite | stage 1 (sediment-hosted, diagenetic), stage 2 (epigenetic hydrothermal veins) | disseminations, veins, mineralized nodules | disseminations, mineralized nodules, veins cross-cutting sedimentary bedding |  |  |  | quartz, carbonates |  | LA-ICPMS | ESI NWR213 Nd:YAG laser ablation system coupled to an Agilent 8800 QQQ ICP-MS | Montanuniversität Leoben, Austria | 50 µm spot size, 2 – 3 J/cm2 on-mineral fluency, 10 Hz repetition rate, helium carrier gas at 0.75 L/min flow rate, 30-s pre-ablation laser warm-up, 60 s dwell time, 30-s washout period | USGS pressed powder polysulfide reference material MASS-1 (Wilson et al. 2002) as external standard for chalcopyrite; sphalerite matrix-matched sinter pressed powder pellet reference material MUL-Zn S1 (Onuk et al. 2017) as external standard for sphalerite and pyrite; MASS-1 used as external standard for Te, Au, Tl, and Hg in sphalerite and pyrite | 0.75033 | [13 empty] | 0.23893 | [5 empty] | 142.6825 | [5 empty] | 9582.8276 | [5 empty] | 252.9807 | [9 empty] | 64640.5244 |  | 0.32231 | [7 empty] | 65.6357 |  |  |  | 48.9748 | [13 empty] | 117.0727 | [15 empty] | 2.4472 | [21 empty] | 31.5085 | [38 empty] | 2025 | Bertrandsson Erlandsson et al. (2025), Mineralium Deposita, 60, 869–894 |  | POL, COD, ZMB, NAM
| DOF |  | Basin hydrothermal | Stratiform sediment-hosted Cu | stratiform sediment-hosted Cu-Co | Cu, Co | Ag, Au, Pb, Ni, Se, Re, Zn | Cu, Co, Ag, Au, Pb, Ni, Se, Re, Zn | Bertrandsson Erlandsson et al., 2022; Foltyn et al., 2022; El Desouky et al., 2010 |  | 277-21-1B-sph3 | 277-21-1B-sph3-1 | [5 empty] | ore material | polished section |  | mineral separate | [5 empty] | mineralisation |  |  |  | chalcopyrite, sphalerite, pyrite | stage 1 (sediment-hosted, diagenetic), stage 2 (epigenetic hydrothermal veins) | disseminations, veins, mineralized nodules | disseminations, mineralized nodules, veins cross-cutting sedimentary bedding |  |  |  | quartz, carbonates |  | LA-ICPMS | ESI NWR213 Nd:YAG laser ablation system coupled to an Agilent 8800 QQQ ICP-MS | Montanuniversität Leoben, Austria | 50 µm spot size, 2 – 3 J/cm2 on-mineral fluency, 10 Hz repetition rate, helium carrier gas at 0.75 L/min flow rate, 30-s pre-ablation laser warm-up, 60 s dwell time, 30-s washout period | USGS pressed powder polysulfide reference material MASS-1 (Wilson et al. 2002) as external standard for chalcopyrite; sphalerite matrix-matched sinter pressed powder pellet reference material MUL-Zn S1 (Onuk et al. 2017) as external standard for sphalerite and pyrite; MASS-1 used as external standard for Te, Au, Tl, and Hg in sphalerite and pyrite | 0.25657 |  |  |  | 0.54547 | [9 empty] | 0.22726 | [5 empty] | 137.1573 | [5 empty] | 10454.0666 | [5 empty] | 199.6296 | [9 empty] | 68609.2141 |  | 0.54824 | [7 empty] | 56.9059 |  |  |  | 42.9459 | [13 empty] | 130.2385 | [9 empty] | 0.71286 | [27 empty] | 29.3333 | [38 empty] | 2025 | Bertrandsson Erlandsson et al. (2025), Mineralium Deposita, 60, 869–894 |  | POL, COD, ZMB, NAM
| DOF |  | Basin hydrothermal | Stratiform sediment-hosted Cu | stratiform sediment-hosted Cu-Co | Cu, Co | Ag, Au, Pb, Ni, Se, Re, Zn | Cu, Co, Ag, Au, Pb, Ni, Se, Re, Zn | Bertrandsson Erlandsson et al., 2022; Foltyn et al., 2022; El Desouky et al., 2010 |  | 277-21-1B-sph4 | 277-21-1B-sph4-1 | [5 empty] | ore material | polished section |  | mineral separate | [5 empty] | mineralisation |  |  |  | chalcopyrite, sphalerite, pyrite | stage 1 (sediment-hosted, diagenetic), stage 2 (epigenetic hydrothermal veins) | disseminations, veins, mineralized nodules | disseminations, mineralized nodules, veins cross-cutting sedimentary bedding |  |  |  | quartz, carbonates |  | LA-ICPMS | ESI NWR213 Nd:YAG laser ablation system coupled to an Agilent 8800 QQQ ICP-MS | Montanuniversität Leoben, Austria | 50 µm spot size, 2 – 3 J/cm2 on-mineral fluency, 10 Hz repetition rate, helium carrier gas at 0.75 L/min flow rate, 30-s pre-ablation laser warm-up, 60 s dwell time, 30-s washout period | USGS pressed powder polysulfide reference material MASS-1 (Wilson et al. 2002) as external standard for chalcopyrite; sphalerite matrix-matched sinter pressed powder pellet reference material MUL-Zn S1 (Onuk et al. 2017) as external standard for sphalerite and pyrite; MASS-1 used as external standard for Te, Au, Tl, and Hg in sphalerite and pyrite | 0.379 | [13 empty] | 0.283 | [5 empty] | 139.7546 | [5 empty] | 9587.5042 | [5 empty] | 315.981 | [9 empty] | 66759.8541 |  | 0.27356 | [7 empty] | 59.5843 |  |  |  | 44.8796 | [13 empty] | 125.0279 | [9 empty] | 0.44749 | [5 empty] | 2.5912 | [21 empty] | 27.562 | [38 empty] | 2025 | Bertrandsson Erlandsson et al. (2025), Mineralium Deposita, 60, 869–894 |  | POL, COD, ZMB, NAM
| DOF |  | Basin hydrothermal | Stratiform sediment-hosted Cu | stratiform sediment-hosted Cu-Co | Cu, Co | Ag, Au, Pb, Ni, Se, Re, Zn | Cu, Co, Ag, Au, Pb, Ni, Se, Re, Zn | Bertrandsson Erlandsson et al., 2022; Foltyn et al., 2022; El Desouky et al., 2010 |  | 277-21-1B-sph5 | 277-21-1B-sph5-1 | [5 empty] | ore material | polished section |  | mineral separate | [5 empty] | mineralisation |  |  |  | chalcopyrite, sphalerite, pyrite | stage 1 (sediment-hosted, diagenetic), stage 2 (epigenetic hydrothermal veins) | disseminations, veins, mineralized nodules | disseminations, mineralized nodules, veins cross-cutting sedimentary bedding |  |  |  | quartz, carbonates |  | LA-ICPMS | ESI NWR213 Nd:YAG laser ablation system coupled to an Agilent 8800 QQQ ICP-MS | Montanuniversität Leoben, Austria | 50 µm spot size, 2 – 3 J/cm2 on-mineral fluency, 10 Hz repetition rate, helium carrier gas at 0.75 L/min flow rate, 30-s pre-ablation laser warm-up, 60 s dwell time, 30-s washout period | USGS pressed powder polysulfide reference material MASS-1 (Wilson et al. 2002) as external standard for chalcopyrite; sphalerite matrix-matched sinter pressed powder pellet reference material MUL-Zn S1 (Onuk et al. 2017) as external standard for sphalerite and pyrite; MASS-1 used as external standard for Te, Au, Tl, and Hg in sphalerite and pyrite | 0.70661 | [13 empty] | 0.12602 | [5 empty] | 130.3697 | [5 empty] | 9510.4931 | [5 empty] | 113.62 | [9 empty] | 63765.8515 |  | 0.32754 | [7 empty] | 56.6504 |  |  |  | 41.9329 | [13 empty] | 123.3959 | [9 empty] | 0.59757 | [5 empty] | 0.69677 | [21 empty] | 30.5968 | [38 empty] | 2025 | Bertrandsson Erlandsson et al. (2025), Mineralium Deposita, 60, 869–894 |  | POL, COD, ZMB, NAM
| DOF |  | Basin hydrothermal | Stratiform sediment-hosted Cu | stratiform sediment-hosted Cu-Co | Cu, Co | Ag, Au, Pb, Ni, Se, Re, Zn | Cu, Co, Ag, Au, Pb, Ni, Se, Re, Zn | Bertrandsson Erlandsson et al., 2022; Foltyn et al., 2022; El Desouky et al., 2010 |  | 277-21-1B-sph6 | 277-21-1B-sph6-1 | [5 empty] | ore material | polished section |  | mineral separate | [5 empty] | mineralisation |  |  |  | chalcopyrite, sphalerite, pyrite | stage 1 (sediment-hosted, diagenetic), stage 2 (epigenetic hydrothermal veins) | disseminations, veins, mineralized nodules | disseminations, mineralized nodules, veins cross-cutting sedimentary bedding |  |  |  | quartz, carbonates |  | LA-ICPMS | ESI NWR213 Nd:YAG laser ablation system coupled to an Agilent 8800 QQQ ICP-MS | Montanuniversität Leoben, Austria | 50 µm spot size, 2 – 3 J/cm2 on-mineral fluency, 10 Hz repetition rate, helium carrier gas at 0.75 L/min flow rate, 30-s pre-ablation laser warm-up, 60 s dwell time, 30-s washout period | USGS pressed powder polysulfide reference material MASS-1 (Wilson et al. 2002) as external standard for chalcopyrite; sphalerite matrix-matched sinter pressed powder pellet reference material MUL-Zn S1 (Onuk et al. 2017) as external standard for sphalerite and pyrite; MASS-1 used as external standard for Te, Au, Tl, and Hg in sphalerite and pyrite | 0.47016 | [13 empty] | 0.161 | [5 empty] | 135.8868 | [5 empty] | 10048.1243 | [5 empty] | 145.561 | [9 empty] | 67408.4983 |  | 0.35094 | [7 empty] | 54.5716 |  |  |  | 39.6209 | [13 empty] | 130.3443 | [9 empty] | 0.42892 | [5 empty] | 1.1634 | [21 empty] | 25.7975 | [5 empty] | 0.70721 | [32 empty] | 2025 | Bertrandsson Erlandsson et al. (2025), Mineralium Deposita, 60, 869–894 |  | POL, COD, ZMB, NAM
| DOF |  | Basin hydrothermal | Stratiform sediment-hosted Cu | stratiform sediment-hosted Cu-Co | Cu, Co | Ag, Au, Pb, Ni, Se, Re, Zn | Cu, Co, Ag, Au, Pb, Ni, Se, Re, Zn | Bertrandsson Erlandsson et al., 2022; Foltyn et al., 2022; El Desouky et al., 2010 |  | 277-21-1B-sph7 | 277-21-1B-sph7-1 | [5 empty] | ore material | polished section |  | mineral separate | [5 empty] | mineralisation |  |  |  | chalcopyrite, sphalerite, pyrite | stage 1 (sediment-hosted, diagenetic), stage 2 (epigenetic hydrothermal veins) | disseminations, veins, mineralized nodules | disseminations, mineralized nodules, veins cross-cutting sedimentary bedding |  |  |  | quartz, carbonates |  | LA-ICPMS | ESI NWR213 Nd:YAG laser ablation system coupled to an Agilent 8800 QQQ ICP-MS | Montanuniversität Leoben, Austria | 50 µm spot size, 2 – 3 J/cm2 on-mineral fluency, 10 Hz repetition rate, helium carrier gas at 0.75 L/min flow rate, 30-s pre-ablation laser warm-up, 60 s dwell time, 30-s washout period | USGS pressed powder polysulfide reference material MASS-1 (Wilson et al. 2002) as external standard for chalcopyrite; sphalerite matrix-matched sinter pressed powder pellet reference material MUL-Zn S1 (Onuk et al. 2017) as external standard for sphalerite and pyrite; MASS-1 used as external standard for Te, Au, Tl, and Hg in sphalerite and pyrite | 0.24881 | [13 empty] | 0.029659 | [5 empty] | 131.5415 | [5 empty] | 9880.7652 | [5 empty] | 50.5673 | [9 empty] | 64826.3182 |  | 0.31902 | [7 empty] | 52.3812 |  |  |  | 38.4776 | [13 empty] | 126.6682 | [9 empty] | 1.15 | [5 empty] | 0.19086 | [21 empty] | 29.4927 | [38 empty] | 2025 | Bertrandsson Erlandsson et al. (2025), Mineralium Deposita, 60, 869–894 |  | POL, COD, ZMB, NAM
| DOF |  | Basin hydrothermal | Stratiform sediment-hosted Cu | stratiform sediment-hosted Cu-Co | Cu, Co | Ag, Au, Pb, Ni, Se, Re, Zn | Cu, Co, Ag, Au, Pb, Ni, Se, Re, Zn | Bertrandsson Erlandsson et al., 2022; Foltyn et al., 2022; El Desouky et al., 2010 |  | 277-21-1B-sph8 | 277-21-1B-sph8-1 | [5 empty] | ore material | polished section |  | mineral separate | [5 empty] | mineralisation |  |  |  | chalcopyrite, sphalerite, pyrite | stage 1 (sediment-hosted, diagenetic), stage 2 (epigenetic hydrothermal veins) | disseminations, veins, mineralized nodules | disseminations, mineralized nodules, veins cross-cutting sedimentary bedding |  |  |  | quartz, carbonates |  | LA-ICPMS | ESI NWR213 Nd:YAG laser ablation system coupled to an Agilent 8800 QQQ ICP-MS | Montanuniversität Leoben, Austria | 50 µm spot size, 2 – 3 J/cm2 on-mineral fluency, 10 Hz repetition rate, helium carrier gas at 0.75 L/min flow rate, 30-s pre-ablation laser warm-up, 60 s dwell time, 30-s washout period | USGS pressed powder polysulfide reference material MASS-1 (Wilson et al. 2002) as external standard for chalcopyrite; sphalerite matrix-matched sinter pressed powder pellet reference material MUL-Zn S1 (Onuk et al. 2017) as external standard for sphalerite and pyrite; MASS-1 used as external standard for Te, Au, Tl, and Hg in sphalerite and pyrite | 0.3437 | [13 empty] | 0.039489 | [5 empty] | 128.7065 | [5 empty] | 10000.8376 | [5 empty] | 51.9719 | [9 empty] | 67328.6258 |  | 0.32958 | [7 empty] | 54.2809 |  |  |  | 38.9096 | [13 empty] | 127.5579 | [9 empty] | 0.98881 | [5 empty] | 0.33532 | [21 empty] | 28.2666 | [38 empty] | 2025 | Bertrandsson Erlandsson et al. (2025), Mineralium Deposita, 60, 869–894 |  | POL, COD, ZMB, NAM
| DOF |  | Basin hydrothermal | Stratiform sediment-hosted Cu | stratiform sediment-hosted Cu-Co | Cu, Co | Ag, Au, Pb, Ni, Se, Re, Zn | Cu, Co, Ag, Au, Pb, Ni, Se, Re, Zn | Bertrandsson Erlandsson et al., 2022; Foltyn et al., 2022; El Desouky et al., 2010 |  | 277-21-1B-sph9 | 277-21-1B-sph9-1 | [5 empty] | ore material | polished section |  | mineral separate | [5 empty] | mineralisation |  |  |  | chalcopyrite, sphalerite, pyrite | stage 1 (sediment-hosted, diagenetic), stage 2 (epigenetic hydrothermal veins) | disseminations, veins, mineralized nodules | disseminations, mineralized nodules, veins cross-cutting sedimentary bedding |  |  |  | quartz, carbonates |  | LA-ICPMS | ESI NWR213 Nd:YAG laser ablation system coupled to an Agilent 8800 QQQ ICP-MS | Montanuniversität Leoben, Austria | 50 µm spot size, 2 – 3 J/cm2 on-mineral fluency, 10 Hz repetition rate, helium carrier gas at 0.75 L/min flow rate, 30-s pre-ablation laser warm-up, 60 s dwell time, 30-s washout period | USGS pressed powder polysulfide reference material MASS-1 (Wilson et al. 2002) as external standard for chalcopyrite; sphalerite matrix-matched sinter pressed powder pellet reference material MUL-Zn S1 (Onuk et al. 2017) as external standard for sphalerite and pyrite; MASS-1 used as external standard for Te, Au, Tl, and Hg in sphalerite and pyrite | 1.5939 | [13 empty] | 2.3744 | [5 empty] | 146.0436 | [5 empty] | 8032.0161 | [15 empty] | 63939.6116 |  | 0.37613 | [7 empty] | 60.8946 |  |  |  | 43.8134 | [13 empty] | 102.8106 | [9 empty] | 0.46436 | [5 empty] | 8.3096 | [21 empty] | 27.5709 | [5 empty] | 0.42509 | [32 empty] | 2025 | Bertrandsson Erlandsson et al. (2025), Mineralium Deposita, 60, 869–894 |  | POL, COD, ZMB, NAM
| DOF |  | Basin hydrothermal | Stratiform sediment-hosted Cu | stratiform sediment-hosted Cu-Co | Cu, Co | Ag, Au, Pb, Ni, Se, Re, Zn | Cu, Co, Ag, Au, Pb, Ni, Se, Re, Zn | Bertrandsson Erlandsson et al., 2022; Foltyn et al., 2022; El Desouky et al., 2010 |  | 277-21-1B-sph10 | 277-21-1B-sph10-1 | [5 empty] | ore material | polished section |  | mineral separate | [5 empty] | mineralisation |  |  |  | chalcopyrite, sphalerite, pyrite | stage 1 (sediment-hosted, diagenetic), stage 2 (epigenetic hydrothermal veins) | disseminations, veins, mineralized nodules | disseminations, mineralized nodules, veins cross-cutting sedimentary bedding |  |  |  | quartz, carbonates |  | LA-ICPMS | ESI NWR213 Nd:YAG laser ablation system coupled to an Agilent 8800 QQQ ICP-MS | Montanuniversität Leoben, Austria | 50 µm spot size, 2 – 3 J/cm2 on-mineral fluency, 10 Hz repetition rate, helium carrier gas at 0.75 L/min flow rate, 30-s pre-ablation laser warm-up, 60 s dwell time, 30-s washout period | USGS pressed powder polysulfide reference material MASS-1 (Wilson et al. 2002) as external standard for chalcopyrite; sphalerite matrix-matched sinter pressed powder pellet reference material MUL-Zn S1 (Onuk et al. 2017) as external standard for sphalerite and pyrite; MASS-1 used as external standard for Te, Au, Tl, and Hg in sphalerite and pyrite | 0.41946 |  |  |  | 0.49214 | [9 empty] | 0.24975 | [5 empty] | 138.6616 | [5 empty] | 8418.2368 | [5 empty] | 78.3076 | [9 empty] | 65981.0377 |  | 0.30583 | [7 empty] | 54.3295 |  |  |  | 44.8874 | [13 empty] | 121.1085 | [9 empty] | 0.54265 | [5 empty] | 1.6925 | [21 empty] | 26.3891 | [38 empty] | 2025 | Bertrandsson Erlandsson et al. (2025), Mineralium Deposita, 60, 869–894 |  | POL, COD, ZMB, NAM
| DOF |  | Basin hydrothermal | Stratiform sediment-hosted Cu | stratiform sediment-hosted Cu-Co | Cu, Co | Ag, Au, Pb, Ni, Se, Re, Zn | Cu, Co, Ag, Au, Pb, Ni, Se, Re, Zn | Bertrandsson Erlandsson et al., 2022; Foltyn et al., 2022; El Desouky et al., 2010 |  | 277-21-1B-sph11 | 277-21-1B-sph11-1 | [5 empty] | ore material | polished section |  | mineral separate | [5 empty] | mineralisation |  |  |  | chalcopyrite, sphalerite, pyrite | stage 1 (sediment-hosted, diagenetic), stage 2 (epigenetic hydrothermal veins) | disseminations, veins, mineralized nodules | disseminations, mineralized nodules, veins cross-cutting sedimentary bedding |  |  |  | quartz, carbonates |  | LA-ICPMS | ESI NWR213 Nd:YAG laser ablation system coupled to an Agilent 8800 QQQ ICP-MS | Montanuniversität Leoben, Austria | 50 µm spot size, 2 – 3 J/cm2 on-mineral fluency, 10 Hz repetition rate, helium carrier gas at 0.75 L/min flow rate, 30-s pre-ablation laser warm-up, 60 s dwell time, 30-s washout period | USGS pressed powder polysulfide reference material MASS-1 (Wilson et al. 2002) as external standard for chalcopyrite; sphalerite matrix-matched sinter pressed powder pellet reference material MUL-Zn S1 (Onuk et al. 2017) as external standard for sphalerite and pyrite; MASS-1 used as external standard for Te, Au, Tl, and Hg in sphalerite and pyrite | 0.48928 |  |  |  | 0.52907 | [9 empty] | 0.094074 | [5 empty] | 124.7402 | [5 empty] | 8620.9774 | [5 empty] | 103.7585 | [9 empty] | 65267.8073 |  | 0.44029 | [7 empty] | 51.6798 |  |  |  | 39.8858 | [13 empty] | 123.8673 | [9 empty] | 0.95066 | [5 empty] | 0.47885 | [21 empty] | 27.0843 | [38 empty] | 2025 | Bertrandsson Erlandsson et al. (2025), Mineralium Deposita, 60, 869–894 |  | POL, COD, ZMB, NAM
| DOF |  | Basin hydrothermal | Stratiform sediment-hosted Cu | stratiform sediment-hosted Cu-Co | Cu, Co | Ag, Au, Pb, Ni, Se, Re, Zn | Cu, Co, Ag, Au, Pb, Ni, Se, Re, Zn | Bertrandsson Erlandsson et al., 2022; Foltyn et al., 2022; El Desouky et al., 2010 |  | 277-21-1B-sph12 | 277-21-1B-sph12-1 | [5 empty] | ore material | polished section |  | mineral separate | [5 empty] | mineralisation |  |  |  | chalcopyrite, sphalerite, pyrite | stage 1 (sediment-hosted, diagenetic), stage 2 (epigenetic hydrothermal veins) | disseminations, veins, mineralized nodules | disseminations, mineralized nodules, veins cross-cutting sedimentary bedding |  |  |  | quartz, carbonates |  | LA-ICPMS | ESI NWR213 Nd:YAG laser ablation system coupled to an Agilent 8800 QQQ ICP-MS | Montanuniversität Leoben, Austria | 50 µm spot size, 2 – 3 J/cm2 on-mineral fluency, 10 Hz repetition rate, helium carrier gas at 0.75 L/min flow rate, 30-s pre-ablation laser warm-up, 60 s dwell time, 30-s washout period | USGS pressed powder polysulfide reference material MASS-1 (Wilson et al. 2002) as external standard for chalcopyrite; sphalerite matrix-matched sinter pressed powder pellet reference material MUL-Zn S1 (Onuk et al. 2017) as external standard for sphalerite and pyrite; MASS-1 used as external standard for Te, Au, Tl, and Hg in sphalerite and pyrite | 0.30964 |  |  |  | 0.71519 | [9 empty] | 0.077393 | [5 empty] | 132.2561 | [5 empty] | 8696.3502 | [5 empty] | 91.8664 | [9 empty] | 68103.5075 |  | 0.38209 | [7 empty] | 54.524 |  |  |  | 44.0374 | [13 empty] | 131.7459 | [9 empty] | 0.73369 | [5 empty] | 0.44624 | [21 empty] | 27.7802 | [38 empty] | 2025 | Bertrandsson Erlandsson et al. (2025), Mineralium Deposita, 60, 869–894 |  | POL, COD, ZMB, NAM
| DOF |  | Basin hydrothermal | Stratiform sediment-hosted Cu | stratiform sediment-hosted Cu-Co | Cu, Co | Ag, Au, Pb, Ni, Se, Re, Zn | Cu, Co, Ag, Au, Pb, Ni, Se, Re, Zn | Bertrandsson Erlandsson et al., 2022; Foltyn et al., 2022; El Desouky et al., 2010 |  | 277-21-1B-sph13 | 277-21-1B-sph13-1 | [5 empty] | ore material | polished section |  | mineral separate | [5 empty] | mineralisation |  |  |  | chalcopyrite, sphalerite, pyrite | stage 1 (sediment-hosted, diagenetic), stage 2 (epigenetic hydrothermal veins) | disseminations, veins, mineralized nodules | disseminations, mineralized nodules, veins cross-cutting sedimentary bedding |  |  |  | quartz, carbonates |  | LA-ICPMS | ESI NWR213 Nd:YAG laser ablation system coupled to an Agilent 8800 QQQ ICP-MS | Montanuniversität Leoben, Austria | 50 µm spot size, 2 – 3 J/cm2 on-mineral fluency, 10 Hz repetition rate, helium carrier gas at 0.75 L/min flow rate, 30-s pre-ablation laser warm-up, 60 s dwell time, 30-s washout period | USGS pressed powder polysulfide reference material MASS-1 (Wilson et al. 2002) as external standard for chalcopyrite; sphalerite matrix-matched sinter pressed powder pellet reference material MUL-Zn S1 (Onuk et al. 2017) as external standard for sphalerite and pyrite; MASS-1 used as external standard for Te, Au, Tl, and Hg in sphalerite and pyrite | 0.12375 |  |  |  | 0.82438 | [9 empty] | 0.038452 | [5 empty] | 127.4341 | [5 empty] | 9009.3135 | [5 empty] | 60.8063 | [9 empty] | 68460.9582 |  | 0.27291 | [7 empty] | 52.9411 |  |  |  | 38.4077 | [13 empty] | 132.2288 | [9 empty] | 1.0105 | [5 empty] | 0.26866 | [21 empty] | 28.3282 | [38 empty] | 2025 | Bertrandsson Erlandsson et al. (2025), Mineralium Deposita, 60, 869–894 |  | POL, COD, ZMB, NAM
| DOF |  | Basin hydrothermal | Stratiform sediment-hosted Cu | stratiform sediment-hosted Cu-Co | Cu, Co | Ag, Au, Pb, Ni, Se, Re, Zn | Cu, Co, Ag, Au, Pb, Ni, Se, Re, Zn | Bertrandsson Erlandsson et al., 2022; Foltyn et al., 2022; El Desouky et al., 2010 |  | 277-21-1B-sph14 | 277-21-1B-sph14-1 | [5 empty] | ore material | polished section |  | mineral separate | [5 empty] | mineralisation |  |  |  | chalcopyrite, sphalerite, pyrite | stage 1 (sediment-hosted, diagenetic), stage 2 (epigenetic hydrothermal veins) | disseminations, veins, mineralized nodules | disseminations, mineralized nodules, veins cross-cutting sedimentary bedding |  |  |  | quartz, carbonates |  | LA-ICPMS | ESI NWR213 Nd:YAG laser ablation system coupled to an Agilent 8800 QQQ ICP-MS | Montanuniversität Leoben, Austria | 50 µm spot size, 2 – 3 J/cm2 on-mineral fluency, 10 Hz repetition rate, helium carrier gas at 0.75 L/min flow rate, 30-s pre-ablation laser warm-up, 60 s dwell time, 30-s washout period | USGS pressed powder polysulfide reference material MASS-1 (Wilson et al. 2002) as external standard for chalcopyrite; sphalerite matrix-matched sinter pressed powder pellet reference material MUL-Zn S1 (Onuk et al. 2017) as external standard for sphalerite and pyrite; MASS-1 used as external standard for Te, Au, Tl, and Hg in sphalerite and pyrite | 0.36202 |  |  |  | 0.89806 | [9 empty] | 0.12361 | [5 empty] | 132.2951 | [5 empty] | 8630.9897 | [5 empty] | 93.3732 | [9 empty] | 66235.9397 |  | 0.25708 | [7 empty] | 53.4344 |  |  |  | 43.9749 | [13 empty] | 125.9699 | [15 empty] | 1.2184 | [21 empty] | 28.4751 | [5 empty] | 0.40351 | [32 empty] | 2025 | Bertrandsson Erlandsson et al. (2025), Mineralium Deposita, 60, 869–894 |  | POL, COD, ZMB, NAM
| DOF |  | Basin hydrothermal | Stratiform sediment-hosted Cu | stratiform sediment-hosted Cu-Co | Cu, Co | Ag, Au, Pb, Ni, Se, Re, Zn | Cu, Co, Ag, Au, Pb, Ni, Se, Re, Zn | Bertrandsson Erlandsson et al., 2022; Foltyn et al., 2022; El Desouky et al., 2010 |  | 277-21-1B-sph15 | 277-21-1B-sph15-1 | [5 empty] | ore material | polished section |  | mineral separate | [5 empty] | mineralisation |  |  |  | chalcopyrite, sphalerite, pyrite | stage 1 (sediment-hosted, diagenetic), stage 2 (epigenetic hydrothermal veins) | disseminations, veins, mineralized nodules | disseminations, mineralized nodules, veins cross-cutting sedimentary bedding |  |  |  | quartz, carbonates |  | LA-ICPMS | ESI NWR213 Nd:YAG laser ablation system coupled to an Agilent 8800 QQQ ICP-MS | Montanuniversität Leoben, Austria | 50 µm spot size, 2 – 3 J/cm2 on-mineral fluency, 10 Hz repetition rate, helium carrier gas at 0.75 L/min flow rate, 30-s pre-ablation laser warm-up, 60 s dwell time, 30-s washout period | USGS pressed powder polysulfide reference material MASS-1 (Wilson et al. 2002) as external standard for chalcopyrite; sphalerite matrix-matched sinter pressed powder pellet reference material MUL-Zn S1 (Onuk et al. 2017) as external standard for sphalerite and pyrite; MASS-1 used as external standard for Te, Au, Tl, and Hg in sphalerite and pyrite | 0.20277 |  |  |  | 0.8077 | [9 empty] | 0.045226 | [5 empty] | 138.1682 | [5 empty] | 9322.0099 | [5 empty] | 46.3623 | [9 empty] | 68003.2979 |  | 0.43213 | [7 empty] | 56.361 |  |  |  | 37.9744 | [13 empty] | 129.6789 | [9 empty] | 1.1365 | [5 empty] | 0.21578 | [21 empty] | 29.0942 | [38 empty] | 2025 | Bertrandsson Erlandsson et al. (2025), Mineralium Deposita, 60, 869–894 |  | POL, COD, ZMB, NAM
| DOF |  | Basin hydrothermal | Stratiform sediment-hosted Cu | stratiform sediment-hosted Cu-Co | Cu, Co | Ag, Au, Pb, Ni, Se, Re, Zn | Cu, Co, Ag, Au, Pb, Ni, Se, Re, Zn | Bertrandsson Erlandsson et al., 2022; Foltyn et al., 2022; El Desouky et al., 2010 |  | 277-21-1B-sph16 | 277-21-1B-sph16-1 | [5 empty] | ore material | polished section |  | mineral separate | [5 empty] | mineralisation |  |  |  | chalcopyrite, sphalerite, pyrite | stage 1 (sediment-hosted, diagenetic), stage 2 (epigenetic hydrothermal veins) | disseminations, veins, mineralized nodules | disseminations, mineralized nodules, veins cross-cutting sedimentary bedding |  |  |  | quartz, carbonates |  | LA-ICPMS | ESI NWR213 Nd:YAG laser ablation system coupled to an Agilent 8800 QQQ ICP-MS | Montanuniversität Leoben, Austria | 50 µm spot size, 2 – 3 J/cm2 on-mineral fluency, 10 Hz repetition rate, helium carrier gas at 0.75 L/min flow rate, 30-s pre-ablation laser warm-up, 60 s dwell time, 30-s washout period | USGS pressed powder polysulfide reference material MASS-1 (Wilson et al. 2002) as external standard for chalcopyrite; sphalerite matrix-matched sinter pressed powder pellet reference material MUL-Zn S1 (Onuk et al. 2017) as external standard for sphalerite and pyrite; MASS-1 used as external standard for Te, Au, Tl, and Hg in sphalerite and pyrite | 0.36732 | [13 empty] | 0.14658 | [5 empty] | 138.3689 | [5 empty] | 8856.0586 | [5 empty] | 104.0627 | [9 empty] | 63417.2833 |  | 0.34417 | [7 empty] | 62.6797 |  |  |  | 42.2169 | [13 empty] | 121.2886 | [15 empty] | 0.84537 | [21 empty] | 31.6353 | [38 empty] | 2025 | Bertrandsson Erlandsson et al. (2025), Mineralium Deposita, 60, 869–894 |  | POL, COD, ZMB, NAM
| DOF |  | Basin hydrothermal | Stratiform sediment-hosted Cu | stratiform sediment-hosted Cu-Co | Cu, Co | Ag, Au, Pb, Ni, Se, Re, Zn | Cu, Co, Ag, Au, Pb, Ni, Se, Re, Zn | Bertrandsson Erlandsson et al., 2022; Foltyn et al., 2022; El Desouky et al., 2010 |  | 277-21-1B-sph17 | 277-21-1B-sph17-1 | [5 empty] | ore material | polished section |  | mineral separate | [5 empty] | mineralisation |  |  |  | chalcopyrite, sphalerite, pyrite | stage 1 (sediment-hosted, diagenetic), stage 2 (epigenetic hydrothermal veins) | disseminations, veins, mineralized nodules | disseminations, mineralized nodules, veins cross-cutting sedimentary bedding |  |  |  | quartz, carbonates |  | LA-ICPMS | ESI NWR213 Nd:YAG laser ablation system coupled to an Agilent 8800 QQQ ICP-MS | Montanuniversität Leoben, Austria | 50 µm spot size, 2 – 3 J/cm2 on-mineral fluency, 10 Hz repetition rate, helium carrier gas at 0.75 L/min flow rate, 30-s pre-ablation laser warm-up, 60 s dwell time, 30-s washout period | USGS pressed powder polysulfide reference material MASS-1 (Wilson et al. 2002) as external standard for chalcopyrite; sphalerite matrix-matched sinter pressed powder pellet reference material MUL-Zn S1 (Onuk et al. 2017) as external standard for sphalerite and pyrite; MASS-1 used as external standard for Te, Au, Tl, and Hg in sphalerite and pyrite | 1.0977 |  |  |  | 0.69946 | [9 empty] | 0.30331 | [5 empty] | 132.5126 | [5 empty] | 8907.3183 | [5 empty] | 372.3741 | [9 empty] | 63823.9383 |  | 0.27041 | [7 empty] | 65.1618 |  |  |  | 46.3992 | [13 empty] | 119.4991 | [15 empty] | 3.5727 | [21 empty] | 30.9662 | [38 empty] | 2025 | Bertrandsson Erlandsson et al. (2025), Mineralium Deposita, 60, 869–894 |  | POL, COD, ZMB, NAM
| DOF |  | Basin hydrothermal | Stratiform sediment-hosted Cu | stratiform sediment-hosted Cu-Co | Cu, Co | Ag, Au, Pb, Ni, Se, Re, Zn | Cu, Co, Ag, Au, Pb, Ni, Se, Re, Zn | Bertrandsson Erlandsson et al., 2022; Foltyn et al., 2022; El Desouky et al., 2010 |  | 277-21-1B-sph18 | 277-21-1B-sph18-1 | [5 empty] | ore material | polished section |  | mineral separate | [5 empty] | mineralisation |  |  |  | chalcopyrite, sphalerite, pyrite | stage 1 (sediment-hosted, diagenetic), stage 2 (epigenetic hydrothermal veins) | disseminations, veins, mineralized nodules | disseminations, mineralized nodules, veins cross-cutting sedimentary bedding |  |  |  | quartz, carbonates |  | LA-ICPMS | ESI NWR213 Nd:YAG laser ablation system coupled to an Agilent 8800 QQQ ICP-MS | Montanuniversität Leoben, Austria | 50 µm spot size, 2 – 3 J/cm2 on-mineral fluency, 10 Hz repetition rate, helium carrier gas at 0.75 L/min flow rate, 30-s pre-ablation laser warm-up, 60 s dwell time, 30-s washout period | USGS pressed powder polysulfide reference material MASS-1 (Wilson et al. 2002) as external standard for chalcopyrite; sphalerite matrix-matched sinter pressed powder pellet reference material MUL-Zn S1 (Onuk et al. 2017) as external standard for sphalerite and pyrite; MASS-1 used as external standard for Te, Au, Tl, and Hg in sphalerite and pyrite | 2.5531 | [13 empty] | 1.4072 | [5 empty] | 136.1197 | [5 empty] | 8832.6847 | [15 empty] | 60919.408 |  | 0.20711 | [7 empty] | 67.569 |  |  |  | 43.5302 | [13 empty] | 94.8813 | [15 empty] | 15.1732 | [21 empty] | 31.0851 | [38 empty] | 2025 | Bertrandsson Erlandsson et al. (2025), Mineralium Deposita, 60, 869–894 |  | POL, COD, ZMB, NAM
| DOF |  | Basin hydrothermal | Stratiform sediment-hosted Cu | stratiform sediment-hosted Cu-Co | Cu, Co | Ag, Au, Pb, Ni, Se, Re, Zn | Cu, Co, Ag, Au, Pb, Ni, Se, Re, Zn | Bertrandsson Erlandsson et al., 2022; Foltyn et al., 2022; El Desouky et al., 2010 |  | 277-21-1B-sph19 | 277-21-1B-sph19-1 | [5 empty] | ore material | polished section |  | mineral separate | [5 empty] | mineralisation |  |  |  | chalcopyrite, sphalerite, pyrite | stage 1 (sediment-hosted, diagenetic), stage 2 (epigenetic hydrothermal veins) | disseminations, veins, mineralized nodules | disseminations, mineralized nodules, veins cross-cutting sedimentary bedding |  |  |  | quartz, carbonates |  | LA-ICPMS | ESI NWR213 Nd:YAG laser ablation system coupled to an Agilent 8800 QQQ ICP-MS | Montanuniversität Leoben, Austria | 50 µm spot size, 2 – 3 J/cm2 on-mineral fluency, 10 Hz repetition rate, helium carrier gas at 0.75 L/min flow rate, 30-s pre-ablation laser warm-up, 60 s dwell time, 30-s washout period | USGS pressed powder polysulfide reference material MASS-1 (Wilson et al. 2002) as external standard for chalcopyrite; sphalerite matrix-matched sinter pressed powder pellet reference material MUL-Zn S1 (Onuk et al. 2017) as external standard for sphalerite and pyrite; MASS-1 used as external standard for Te, Au, Tl, and Hg in sphalerite and pyrite | 0.29235 | [13 empty] | 0.087673 | [5 empty] | 133.658 | [5 empty] | 9773.3292 | [5 empty] | 70.2371 | [9 empty] | 65628.6689 |  | 0.36934 | [7 empty] | 67.4712 |  |  |  | 35.8813 | [13 empty] | 127.8176 | [9 empty] | 0.92862 | [5 empty] | 0.81032 | [21 empty] | 22.0351 | [38 empty] | 2025 | Bertrandsson Erlandsson et al. (2025), Mineralium Deposita, 60, 869–894 |  | POL, COD, ZMB, NAM
| DOF |  | Basin hydrothermal | Stratiform sediment-hosted Cu | stratiform sediment-hosted Cu-Co | Cu, Co | Ag, Au, Pb, Ni, Se, Re, Zn | Cu, Co, Ag, Au, Pb, Ni, Se, Re, Zn | Bertrandsson Erlandsson et al., 2022; Foltyn et al., 2022; El Desouky et al., 2010 |  | 277-21-1B-sph20 | 277-21-1B-sph20-1 | [5 empty] | ore material | polished section |  | mineral separate | [5 empty] | mineralisation |  |  |  | chalcopyrite, sphalerite, pyrite | stage 1 (sediment-hosted, diagenetic), stage 2 (epigenetic hydrothermal veins) | disseminations, veins, mineralized nodules | disseminations, mineralized nodules, veins cross-cutting sedimentary bedding |  |  |  | quartz, carbonates |  | LA-ICPMS | ESI NWR213 Nd:YAG laser ablation system coupled to an Agilent 8800 QQQ ICP-MS | Montanuniversität Leoben, Austria | 50 µm spot size, 2 – 3 J/cm2 on-mineral fluency, 10 Hz repetition rate, helium carrier gas at 0.75 L/min flow rate, 30-s pre-ablation laser warm-up, 60 s dwell time, 30-s washout period | USGS pressed powder polysulfide reference material MASS-1 (Wilson et al. 2002) as external standard for chalcopyrite; sphalerite matrix-matched sinter pressed powder pellet reference material MUL-Zn S1 (Onuk et al. 2017) as external standard for sphalerite and pyrite; MASS-1 used as external standard for Te, Au, Tl, and Hg in sphalerite and pyrite | 0.82215 | [13 empty] | 0.75134 | [5 empty] | 135.2414 | [5 empty] | 9191.4146 | [5 empty] | 542.6016 | [9 empty] | 61435.5007 |  | 0.2632 | [7 empty] | 68.4499 |  |  |  | 38.1786 | [13 empty] | 103.1264 | [9 empty] | 0.49197 | [5 empty] | 3.9897 | [21 empty] | 30.3252 | [25 empty] | 0.10704 | [12 empty] | 2025 | Bertrandsson Erlandsson et al. (2025), Mineralium Deposita, 60, 869–894 |  | POL, COD, ZMB, NAM
| DOF |  | Basin hydrothermal | Stratiform sediment-hosted Cu | stratiform sediment-hosted Cu-Co | Cu, Co | Ag, Au, Pb, Ni, Se, Re, Zn | Cu, Co, Ag, Au, Pb, Ni, Se, Re, Zn | Bertrandsson Erlandsson et al., 2022; Foltyn et al., 2022; El Desouky et al., 2010 |  | 277-22-3B-sph1 | 277-22-3B-sph1-1 | [5 empty] | ore material | polished section |  | mineral separate | [5 empty] | mineralisation |  |  |  | chalcopyrite, sphalerite, pyrite | stage 1 (sediment-hosted, diagenetic), stage 2 (epigenetic hydrothermal veins) | disseminations, veins, mineralized nodules | disseminations, mineralized nodules, veins cross-cutting sedimentary bedding |  |  |  | quartz, carbonates |  | LA-ICPMS | ESI NWR213 Nd:YAG laser ablation system coupled to an Agilent 8800 QQQ ICP-MS | Montanuniversität Leoben, Austria | 50 µm spot size, 2 – 3 J/cm2 on-mineral fluency, 10 Hz repetition rate, helium carrier gas at 0.75 L/min flow rate, 30-s pre-ablation laser warm-up, 60 s dwell time, 30-s washout period | USGS pressed powder polysulfide reference material MASS-1 (Wilson et al. 2002) as external standard for chalcopyrite; sphalerite matrix-matched sinter pressed powder pellet reference material MUL-Zn S1 (Onuk et al. 2017) as external standard for sphalerite and pyrite; MASS-1 used as external standard for Te, Au, Tl, and Hg in sphalerite and pyrite | 0.62762 | [13 empty] | 0.69005 | [5 empty] | 198.1198 | [5 empty] | 9385.8093 | [5 empty] | 324.7616 | [9 empty] | 62170.5781 |  | 0.36739 | [7 empty] | 60.8252 |  |  |  | 34.1072 | [13 empty] | 118.3869 | [15 empty] | 4.0182 | [21 empty] | 30.4823 | [38 empty] | 2025 | Bertrandsson Erlandsson et al. (2025), Mineralium Deposita, 60, 869–894 |  | POL, COD, ZMB, NAM
| DOF |  | Basin hydrothermal | Stratiform sediment-hosted Cu | stratiform sediment-hosted Cu-Co | Cu, Co | Ag, Au, Pb, Ni, Se, Re, Zn | Cu, Co, Ag, Au, Pb, Ni, Se, Re, Zn | Bertrandsson Erlandsson et al., 2022; Foltyn et al., 2022; El Desouky et al., 2010 |  | 277-22-3B-sph2 | 277-22-3B-sph2-1 | [5 empty] | ore material | polished section |  | mineral separate | [5 empty] | mineralisation |  |  |  | chalcopyrite, sphalerite, pyrite | stage 1 (sediment-hosted, diagenetic), stage 2 (epigenetic hydrothermal veins) | disseminations, veins, mineralized nodules | disseminations, mineralized nodules, veins cross-cutting sedimentary bedding |  |  |  | quartz, carbonates |  | LA-ICPMS | ESI NWR213 Nd:YAG laser ablation system coupled to an Agilent 8800 QQQ ICP-MS | Montanuniversität Leoben, Austria | 50 µm spot size, 2 – 3 J/cm2 on-mineral fluency, 10 Hz repetition rate, helium carrier gas at 0.75 L/min flow rate, 30-s pre-ablation laser warm-up, 60 s dwell time, 30-s washout period | USGS pressed powder polysulfide reference material MASS-1 (Wilson et al. 2002) as external standard for chalcopyrite; sphalerite matrix-matched sinter pressed powder pellet reference material MUL-Zn S1 (Onuk et al. 2017) as external standard for sphalerite and pyrite; MASS-1 used as external standard for Te, Au, Tl, and Hg in sphalerite and pyrite | 0.60539 | [13 empty] | 0.03986 | [5 empty] | 194.3617 | [5 empty] | 9670.8119 | [5 empty] | 188.8259 | [9 empty] | 67161.056 |  | 0.47658 | [7 empty] | 59.8014 |  |  |  | 32.307 | [13 empty] | 115.0324 | [37 empty] | 27.4821 | [38 empty] | 2025 | Bertrandsson Erlandsson et al. (2025), Mineralium Deposita, 60, 869–894 |  | POL, COD, ZMB, NAM
| DOF |  | Basin hydrothermal | Stratiform sediment-hosted Cu | stratiform sediment-hosted Cu-Co | Cu, Co | Ag, Au, Pb, Ni, Se, Re, Zn | Cu, Co, Ag, Au, Pb, Ni, Se, Re, Zn | Bertrandsson Erlandsson et al., 2022; Foltyn et al., 2022; El Desouky et al., 2010 |  | 277-22-3B-sph3 | 277-22-3B-sph3-1 | [5 empty] | ore material | polished section |  | mineral separate | [5 empty] | mineralisation |  |  |  | chalcopyrite, sphalerite, pyrite | stage 1 (sediment-hosted, diagenetic), stage 2 (epigenetic hydrothermal veins) | disseminations, veins, mineralized nodules | disseminations, mineralized nodules, veins cross-cutting sedimentary bedding |  |  |  | quartz, carbonates |  | LA-ICPMS | ESI NWR213 Nd:YAG laser ablation system coupled to an Agilent 8800 QQQ ICP-MS | Montanuniversität Leoben, Austria | 50 µm spot size, 2 – 3 J/cm2 on-mineral fluency, 10 Hz repetition rate, helium carrier gas at 0.75 L/min flow rate, 30-s pre-ablation laser warm-up, 60 s dwell time, 30-s washout period | USGS pressed powder polysulfide reference material MASS-1 (Wilson et al. 2002) as external standard for chalcopyrite; sphalerite matrix-matched sinter pressed powder pellet reference material MUL-Zn S1 (Onuk et al. 2017) as external standard for sphalerite and pyrite; MASS-1 used as external standard for Te, Au, Tl, and Hg in sphalerite and pyrite | 0.58721 | [13 empty] | 0.14743 | [5 empty] | 203.9524 | [5 empty] | 9856.8628 | [5 empty] | 217.7503 | [9 empty] | 68106.8506 |  | 0.30759 | [7 empty] | 66.2303 |  |  |  | 38.4804 | [13 empty] | 112.5881 | [9 empty] | 0.55478 | [5 empty] | 1.6693 | [21 empty] | 29.5823 | [38 empty] | 2025 | Bertrandsson Erlandsson et al. (2025), Mineralium Deposita, 60, 869–894 |  | POL, COD, ZMB, NAM
| DOF |  | Basin hydrothermal | Stratiform sediment-hosted Cu | stratiform sediment-hosted Cu-Co | Cu, Co | Ag, Au, Pb, Ni, Se, Re, Zn | Cu, Co, Ag, Au, Pb, Ni, Se, Re, Zn | Bertrandsson Erlandsson et al., 2022; Foltyn et al., 2022; El Desouky et al., 2010 |  | 277-22-3B-sph4 | 277-22-3B-sph4-1 | [5 empty] | ore material | polished section |  | mineral separate | [5 empty] | mineralisation |  |  |  | chalcopyrite, sphalerite, pyrite | stage 1 (sediment-hosted, diagenetic), stage 2 (epigenetic hydrothermal veins) | disseminations, veins, mineralized nodules | disseminations, mineralized nodules, veins cross-cutting sedimentary bedding |  |  |  | quartz, carbonates |  | LA-ICPMS | ESI NWR213 Nd:YAG laser ablation system coupled to an Agilent 8800 QQQ ICP-MS | Montanuniversität Leoben, Austria | 50 µm spot size, 2 – 3 J/cm2 on-mineral fluency, 10 Hz repetition rate, helium carrier gas at 0.75 L/min flow rate, 30-s pre-ablation laser warm-up, 60 s dwell time, 30-s washout period | USGS pressed powder polysulfide reference material MASS-1 (Wilson et al. 2002) as external standard for chalcopyrite; sphalerite matrix-matched sinter pressed powder pellet reference material MUL-Zn S1 (Onuk et al. 2017) as external standard for sphalerite and pyrite; MASS-1 used as external standard for Te, Au, Tl, and Hg in sphalerite and pyrite | 0.42788 | [13 empty] | 0.083133 | [5 empty] | 203.3329 | [5 empty] | 9300.3316 | [5 empty] | 265.2963 | [9 empty] | 64065.4739 |  | 0.36042 | [7 empty] | 54.1191 |  |  |  | 43.3935 | [13 empty] | 107.5153 | [9 empty] | 0.78459 | [5 empty] | 0.52545 | [21 empty] | 25.9895 | [38 empty] | 2025 | Bertrandsson Erlandsson et al. (2025), Mineralium Deposita, 60, 869–894 |  | POL, COD, ZMB, NAM
| DOF |  | Basin hydrothermal | Stratiform sediment-hosted Cu | stratiform sediment-hosted Cu-Co | Cu, Co | Ag, Au, Pb, Ni, Se, Re, Zn | Cu, Co, Ag, Au, Pb, Ni, Se, Re, Zn | Bertrandsson Erlandsson et al., 2022; Foltyn et al., 2022; El Desouky et al., 2010 |  | 277-22-3B-sph5 | 277-22-3B-sph5-1 | [5 empty] | ore material | polished section |  | mineral separate | [5 empty] | mineralisation |  |  |  | chalcopyrite, sphalerite, pyrite | stage 1 (sediment-hosted, diagenetic), stage 2 (epigenetic hydrothermal veins) | disseminations, veins, mineralized nodules | disseminations, mineralized nodules, veins cross-cutting sedimentary bedding |  |  |  | quartz, carbonates |  | LA-ICPMS | ESI NWR213 Nd:YAG laser ablation system coupled to an Agilent 8800 QQQ ICP-MS | Montanuniversität Leoben, Austria | 50 µm spot size, 2 – 3 J/cm2 on-mineral fluency, 10 Hz repetition rate, helium carrier gas at 0.75 L/min flow rate, 30-s pre-ablation laser warm-up, 60 s dwell time, 30-s washout period | USGS pressed powder polysulfide reference material MASS-1 (Wilson et al. 2002) as external standard for chalcopyrite; sphalerite matrix-matched sinter pressed powder pellet reference material MUL-Zn S1 (Onuk et al. 2017) as external standard for sphalerite and pyrite; MASS-1 used as external standard for Te, Au, Tl, and Hg in sphalerite and pyrite | 1.9062 | [13 empty] | 1.6013 | [5 empty] | 221.5032 | [5 empty] | 8690.3093 | [15 empty] | 59194.3469 |  | 0.33577 | [7 empty] | 70.8052 |  |  |  | 26.5511 | [13 empty] | 102.8844 | [9 empty] | 0.50777 | [5 empty] | 8.0905 | [21 empty] | 22.2385 | [5 empty] | 0.28937 | [13 empty] | 0.047338 | [18 empty] | 2025 | Bertrandsson Erlandsson et al. (2025), Mineralium Deposita, 60, 869–894 |  | POL, COD, ZMB, NAM
| DOF |  | Basin hydrothermal | Stratiform sediment-hosted Cu | stratiform sediment-hosted Cu-Co | Cu, Co | Ag, Au, Pb, Ni, Se, Re, Zn | Cu, Co, Ag, Au, Pb, Ni, Se, Re, Zn | Bertrandsson Erlandsson et al., 2022; Foltyn et al., 2022; El Desouky et al., 2010 |  | 077-24-1 sph1 | 077-24-1 sph1-1 | [5 empty] | ore material | polished section |  | mineral separate | [5 empty] | mineralisation |  |  |  | chalcopyrite, sphalerite, pyrite | stage 1 (sediment-hosted, diagenetic), stage 2 (epigenetic hydrothermal veins) | disseminations, veins, mineralized nodules | disseminations, mineralized nodules, veins cross-cutting sedimentary bedding |  |  |  | quartz, carbonates |  | LA-ICPMS | ESI NWR213 Nd:YAG laser ablation system coupled to an Agilent 8800 QQQ ICP-MS | Montanuniversität Leoben, Austria | 50 µm spot size, 2 – 3 J/cm2 on-mineral fluency, 10 Hz repetition rate, helium carrier gas at 0.75 L/min flow rate, 30-s pre-ablation laser warm-up, 60 s dwell time, 30-s washout period | USGS pressed powder polysulfide reference material MASS-1 (Wilson et al. 2002) as external standard for chalcopyrite; sphalerite matrix-matched sinter pressed powder pellet reference material MUL-Zn S1 (Onuk et al. 2017) as external standard for sphalerite and pyrite; MASS-1 used as external standard for Te, Au, Tl, and Hg in sphalerite and pyrite | 0.34799 |  |  |  | 2.2562 | [15 empty] | 237.7246 | [5 empty] | 9289.0551 | [5 empty] | 24.8621 | [9 empty] | 91783.4612 |  | 0.36732 | [7 empty] | 47.5851 |  |  |  | 18.5156 | [13 empty] | 588.1058 | [9 empty] | 1.1398 | [27 empty] | 35.7163 | [5 empty] | 1.651 | [32 empty] | 2025 | Bertrandsson Erlandsson et al. (2025), Mineralium Deposita, 60, 869–894 |  | POL, COD, ZMB, NAM
| DOF |  | Basin hydrothermal | Stratiform sediment-hosted Cu | stratiform sediment-hosted Cu-Co | Cu, Co | Ag, Au, Pb, Ni, Se, Re, Zn | Cu, Co, Ag, Au, Pb, Ni, Se, Re, Zn | Bertrandsson Erlandsson et al., 2022; Foltyn et al., 2022; El Desouky et al., 2010 |  | 077-24-1 sph2 | 077-24-1 sph2-1 | [5 empty] | ore material | polished section |  | mineral separate | [5 empty] | mineralisation |  |  |  | chalcopyrite, sphalerite, pyrite | stage 1 (sediment-hosted, diagenetic), stage 2 (epigenetic hydrothermal veins) | disseminations, veins, mineralized nodules | disseminations, mineralized nodules, veins cross-cutting sedimentary bedding |  |  |  | quartz, carbonates |  | LA-ICPMS | ESI NWR213 Nd:YAG laser ablation system coupled to an Agilent 8800 QQQ ICP-MS | Montanuniversität Leoben, Austria | 50 µm spot size, 2 – 3 J/cm2 on-mineral fluency, 10 Hz repetition rate, helium carrier gas at 0.75 L/min flow rate, 30-s pre-ablation laser warm-up, 60 s dwell time, 30-s washout period | USGS pressed powder polysulfide reference material MASS-1 (Wilson et al. 2002) as external standard for chalcopyrite; sphalerite matrix-matched sinter pressed powder pellet reference material MUL-Zn S1 (Onuk et al. 2017) as external standard for sphalerite and pyrite; MASS-1 used as external standard for Te, Au, Tl, and Hg in sphalerite and pyrite | 0.30665 | [19 empty] | 249.6649 | [5 empty] | 9598.8559 | [5 empty] | 29.6094 | [9 empty] | 97887.4156 |  | 0.41271 | [7 empty] | 46.2944 |  |  |  | 19.1869 | [13 empty] | 674.8872 | [9 empty] | 1.4997 | [27 empty] | 24.975 | [5 empty] | 2.4948 | [32 empty] | 2025 | Bertrandsson Erlandsson et al. (2025), Mineralium Deposita, 60, 869–894 |  | POL, COD, ZMB, NAM
| DOF |  | Basin hydrothermal | Stratiform sediment-hosted Cu | stratiform sediment-hosted Cu-Co | Cu, Co | Ag, Au, Pb, Ni, Se, Re, Zn | Cu, Co, Ag, Au, Pb, Ni, Se, Re, Zn | Bertrandsson Erlandsson et al., 2022; Foltyn et al., 2022; El Desouky et al., 2010 |  | 077-24-1 sph3 | 077-24-1 sph3-1 | [5 empty] | ore material | polished section |  | mineral separate | [5 empty] | mineralisation |  |  |  | chalcopyrite, sphalerite, pyrite | stage 1 (sediment-hosted, diagenetic), stage 2 (epigenetic hydrothermal veins) | disseminations, veins, mineralized nodules | disseminations, mineralized nodules, veins cross-cutting sedimentary bedding |  |  |  | quartz, carbonates |  | LA-ICPMS | ESI NWR213 Nd:YAG laser ablation system coupled to an Agilent 8800 QQQ ICP-MS | Montanuniversität Leoben, Austria | 50 µm spot size, 2 – 3 J/cm2 on-mineral fluency, 10 Hz repetition rate, helium carrier gas at 0.75 L/min flow rate, 30-s pre-ablation laser warm-up, 60 s dwell time, 30-s washout period | USGS pressed powder polysulfide reference material MASS-1 (Wilson et al. 2002) as external standard for chalcopyrite; sphalerite matrix-matched sinter pressed powder pellet reference material MUL-Zn S1 (Onuk et al. 2017) as external standard for sphalerite and pyrite; MASS-1 used as external standard for Te, Au, Tl, and Hg in sphalerite and pyrite | 0.36252 | [19 empty] | 224.9137 | [5 empty] | 9166.2095 | [5 empty] | 26.9113 | [9 empty] | 92191.949 |  | 0.48588 | [7 empty] | 43.4419 |  |  |  | 18.7607 | [13 empty] | 726.8426 | [9 empty] | 1.3282 | [27 empty] | 24.9376 | [5 empty] | 2.2011 | [32 empty] | 2025 | Bertrandsson Erlandsson et al. (2025), Mineralium Deposita, 60, 869–894 |  | POL, COD, ZMB, NAM
| DOF |  | Basin hydrothermal | Stratiform sediment-hosted Cu | stratiform sediment-hosted Cu-Co | Cu, Co | Ag, Au, Pb, Ni, Se, Re, Zn | Cu, Co, Ag, Au, Pb, Ni, Se, Re, Zn | Bertrandsson Erlandsson et al., 2022; Foltyn et al., 2022; El Desouky et al., 2010 |  | 077-24-1 sph4 | 077-24-1 sph4-1 | [5 empty] | ore material | polished section |  | mineral separate | [5 empty] | mineralisation |  |  |  | chalcopyrite, sphalerite, pyrite | stage 1 (sediment-hosted, diagenetic), stage 2 (epigenetic hydrothermal veins) | disseminations, veins, mineralized nodules | disseminations, mineralized nodules, veins cross-cutting sedimentary bedding |  |  |  | quartz, carbonates |  | LA-ICPMS | ESI NWR213 Nd:YAG laser ablation system coupled to an Agilent 8800 QQQ ICP-MS | Montanuniversität Leoben, Austria | 50 µm spot size, 2 – 3 J/cm2 on-mineral fluency, 10 Hz repetition rate, helium carrier gas at 0.75 L/min flow rate, 30-s pre-ablation laser warm-up, 60 s dwell time, 30-s washout period | USGS pressed powder polysulfide reference material MASS-1 (Wilson et al. 2002) as external standard for chalcopyrite; sphalerite matrix-matched sinter pressed powder pellet reference material MUL-Zn S1 (Onuk et al. 2017) as external standard for sphalerite and pyrite; MASS-1 used as external standard for Te, Au, Tl, and Hg in sphalerite and pyrite | 0.46322 |  |  |  | 1.4824 | [15 empty] | 230.5438 | [5 empty] | 9160.3593 | [5 empty] | 30.6878 | [9 empty] | 92086.8239 |  | 0.27346 | [7 empty] | 41.2154 |  |  |  | 18.661 | [13 empty] | 761.5877 | [9 empty] | 1.1753 | [27 empty] | 21.939 | [5 empty] | 1.8212 | [32 empty] | 2025 | Bertrandsson Erlandsson et al. (2025), Mineralium Deposita, 60, 869–894 |  | POL, COD, ZMB, NAM
| DOF |  | Basin hydrothermal | Stratiform sediment-hosted Cu | stratiform sediment-hosted Cu-Co | Cu, Co | Ag, Au, Pb, Ni, Se, Re, Zn | Cu, Co, Ag, Au, Pb, Ni, Se, Re, Zn | Bertrandsson Erlandsson et al., 2022; Foltyn et al., 2022; El Desouky et al., 2010 |  | 077-24-1 sph5 | 077-24-1 sph5-1 | [5 empty] | ore material | polished section |  | mineral separate | [5 empty] | mineralisation |  |  |  | chalcopyrite, sphalerite, pyrite | stage 1 (sediment-hosted, diagenetic), stage 2 (epigenetic hydrothermal veins) | disseminations, veins, mineralized nodules | disseminations, mineralized nodules, veins cross-cutting sedimentary bedding |  |  |  | quartz, carbonates |  | LA-ICPMS | ESI NWR213 Nd:YAG laser ablation system coupled to an Agilent 8800 QQQ ICP-MS | Montanuniversität Leoben, Austria | 50 µm spot size, 2 – 3 J/cm2 on-mineral fluency, 10 Hz repetition rate, helium carrier gas at 0.75 L/min flow rate, 30-s pre-ablation laser warm-up, 60 s dwell time, 30-s washout period | USGS pressed powder polysulfide reference material MASS-1 (Wilson et al. 2002) as external standard for chalcopyrite; sphalerite matrix-matched sinter pressed powder pellet reference material MUL-Zn S1 (Onuk et al. 2017) as external standard for sphalerite and pyrite; MASS-1 used as external standard for Te, Au, Tl, and Hg in sphalerite and pyrite | [20 empty] | 225.8302 | [5 empty] | 9115.6422 | [5 empty] | 28.9124 | [9 empty] | 91979.0974 |  | 0.37599 | [7 empty] | 43.0137 |  |  |  | 18.8677 | [13 empty] | 783.2562 | [9 empty] | 1.6045 | [27 empty] | 27.9107 | [5 empty] | 1.8458 | [32 empty] | 2025 | Bertrandsson Erlandsson et al. (2025), Mineralium Deposita, 60, 869–894 |  | POL, COD, ZMB, NAM
| DOF |  | Basin hydrothermal | Stratiform sediment-hosted Cu | stratiform sediment-hosted Cu-Co | Cu, Co | Ag, Au, Pb, Ni, Se, Re, Zn | Cu, Co, Ag, Au, Pb, Ni, Se, Re, Zn | Bertrandsson Erlandsson et al., 2022; Foltyn et al., 2022; El Desouky et al., 2010 |  | 077-24-1 sph6 | 077-24-1 sph6-1 | [5 empty] | ore material | polished section |  | mineral separate | [5 empty] | mineralisation |  |  |  | chalcopyrite, sphalerite, pyrite | stage 1 (sediment-hosted, diagenetic), stage 2 (epigenetic hydrothermal veins) | disseminations, veins, mineralized nodules | disseminations, mineralized nodules, veins cross-cutting sedimentary bedding |  |  |  | quartz, carbonates |  | LA-ICPMS | ESI NWR213 Nd:YAG laser ablation system coupled to an Agilent 8800 QQQ ICP-MS | Montanuniversität Leoben, Austria | 50 µm spot size, 2 – 3 J/cm2 on-mineral fluency, 10 Hz repetition rate, helium carrier gas at 0.75 L/min flow rate, 30-s pre-ablation laser warm-up, 60 s dwell time, 30-s washout period | USGS pressed powder polysulfide reference material MASS-1 (Wilson et al. 2002) as external standard for chalcopyrite; sphalerite matrix-matched sinter pressed powder pellet reference material MUL-Zn S1 (Onuk et al. 2017) as external standard for sphalerite and pyrite; MASS-1 used as external standard for Te, Au, Tl, and Hg in sphalerite and pyrite | 0.3307 | [19 empty] | 218.4923 | [5 empty] | 8985.8763 | [5 empty] | 33.1804 | [9 empty] | 91520.001 |  | 0.48911 | [7 empty] | 44.8256 |  |  |  | 18.2159 | [13 empty] | 745.4074 | [9 empty] | 1.5885 | [5 empty] | 0.031882 | [21 empty] | 29.0131 | [5 empty] | 2.01 | [32 empty] | 2025 | Bertrandsson Erlandsson et al. (2025), Mineralium Deposita, 60, 869–894 |  | POL, COD, ZMB, NAM
| DOF |  | Basin hydrothermal | Stratiform sediment-hosted Cu | stratiform sediment-hosted Cu-Co | Cu, Co | Ag, Au, Pb, Ni, Se, Re, Zn | Cu, Co, Ag, Au, Pb, Ni, Se, Re, Zn | Bertrandsson Erlandsson et al., 2022; Foltyn et al., 2022; El Desouky et al., 2010 |  | 077-24-1 sph7 | 077-24-1 sph7-1 | [5 empty] | ore material | polished section |  | mineral separate | [5 empty] | mineralisation |  |  |  | chalcopyrite, sphalerite, pyrite | stage 1 (sediment-hosted, diagenetic), stage 2 (epigenetic hydrothermal veins) | disseminations, veins, mineralized nodules | disseminations, mineralized nodules, veins cross-cutting sedimentary bedding |  |  |  | quartz, carbonates |  | LA-ICPMS | ESI NWR213 Nd:YAG laser ablation system coupled to an Agilent 8800 QQQ ICP-MS | Montanuniversität Leoben, Austria | 50 µm spot size, 2 – 3 J/cm2 on-mineral fluency, 10 Hz repetition rate, helium carrier gas at 0.75 L/min flow rate, 30-s pre-ablation laser warm-up, 60 s dwell time, 30-s washout period | USGS pressed powder polysulfide reference material MASS-1 (Wilson et al. 2002) as external standard for chalcopyrite; sphalerite matrix-matched sinter pressed powder pellet reference material MUL-Zn S1 (Onuk et al. 2017) as external standard for sphalerite and pyrite; MASS-1 used as external standard for Te, Au, Tl, and Hg in sphalerite and pyrite | 0.37332 | [19 empty] | 229.2391 | [5 empty] | 9074.1363 | [5 empty] | 42.0266 | [9 empty] | 93247.9402 |  | 0.72734 | [7 empty] | 46.2133 |  |  |  | 19.0293 | [13 empty] | 749.2389 | [9 empty] | 1.4161 | [5 empty] | 0.033318 | [21 empty] | 22.8221 | [5 empty] | 1.493 | [32 empty] | 2025 | Bertrandsson Erlandsson et al. (2025), Mineralium Deposita, 60, 869–894 |  | POL, COD, ZMB, NAM
| DOF |  | Basin hydrothermal | Stratiform sediment-hosted Cu | stratiform sediment-hosted Cu-Co | Cu, Co | Ag, Au, Pb, Ni, Se, Re, Zn | Cu, Co, Ag, Au, Pb, Ni, Se, Re, Zn | Bertrandsson Erlandsson et al., 2022; Foltyn et al., 2022; El Desouky et al., 2010 |  | 077-24-1 sph8 | 077-24-1 sph8-1 | [5 empty] | ore material | polished section |  | mineral separate | [5 empty] | mineralisation |  |  |  | chalcopyrite, sphalerite, pyrite | stage 1 (sediment-hosted, diagenetic), stage 2 (epigenetic hydrothermal veins) | disseminations, veins, mineralized nodules | disseminations, mineralized nodules, veins cross-cutting sedimentary bedding |  |  |  | quartz, carbonates |  | LA-ICPMS | ESI NWR213 Nd:YAG laser ablation system coupled to an Agilent 8800 QQQ ICP-MS | Montanuniversität Leoben, Austria | 50 µm spot size, 2 – 3 J/cm2 on-mineral fluency, 10 Hz repetition rate, helium carrier gas at 0.75 L/min flow rate, 30-s pre-ablation laser warm-up, 60 s dwell time, 30-s washout period | USGS pressed powder polysulfide reference material MASS-1 (Wilson et al. 2002) as external standard for chalcopyrite; sphalerite matrix-matched sinter pressed powder pellet reference material MUL-Zn S1 (Onuk et al. 2017) as external standard for sphalerite and pyrite; MASS-1 used as external standard for Te, Au, Tl, and Hg in sphalerite and pyrite | 0.39749 | [19 empty] | 232.1907 | [5 empty] | 9082.833 | [15 empty] | 90759.6957 |  | 0.63828 | [7 empty] | 52.1396 |  |  |  | 17.6278 | [13 empty] | 608.1373 | [9 empty] | 0.92214 | [27 empty] | 31.1406 | [5 empty] | 1.606 | [32 empty] | 2025 | Bertrandsson Erlandsson et al. (2025), Mineralium Deposita, 60, 869–894 |  | POL, COD, ZMB, NAM
| DOF |  | Basin hydrothermal | Stratiform sediment-hosted Cu | stratiform sediment-hosted Cu-Co | Cu, Co | Ag, Au, Pb, Ni, Se, Re, Zn | Cu, Co, Ag, Au, Pb, Ni, Se, Re, Zn | Bertrandsson Erlandsson et al., 2022; Foltyn et al., 2022; El Desouky et al., 2010 |  | 103-08-1 sph1 | 103-08-1 sph1-1 | [5 empty] | ore material | polished section |  | mineral separate | [5 empty] | mineralisation |  |  |  | chalcopyrite, sphalerite, pyrite | stage 1 (sediment-hosted, diagenetic), stage 2 (epigenetic hydrothermal veins) | disseminations, veins, mineralized nodules | disseminations, mineralized nodules, veins cross-cutting sedimentary bedding |  |  |  | quartz, carbonates |  | LA-ICPMS | ESI NWR213 Nd:YAG laser ablation system coupled to an Agilent 8800 QQQ ICP-MS | Montanuniversität Leoben, Austria | 50 µm spot size, 2 – 3 J/cm2 on-mineral fluency, 10 Hz repetition rate, helium carrier gas at 0.75 L/min flow rate, 30-s pre-ablation laser warm-up, 60 s dwell time, 30-s washout period | USGS pressed powder polysulfide reference material MASS-1 (Wilson et al. 2002) as external standard for chalcopyrite; sphalerite matrix-matched sinter pressed powder pellet reference material MUL-Zn S1 (Onuk et al. 2017) as external standard for sphalerite and pyrite; MASS-1 used as external standard for Te, Au, Tl, and Hg in sphalerite and pyrite | 0.55629 | [19 empty] | 234.0686 | [5 empty] | 8940.9721 | [5 empty] | 14.5613 | [9 empty] | 65337.5985 |  | 0.37818 | [7 empty] | 151.3478 |  |  |  | 8.2087 | [13 empty] | 282.0724 | [9 empty] | 6.03 | [5 empty] | 0.081337 | [21 empty] | 17.1223 | [5 empty] | 1.7585 | [32 empty] | 2025 | Bertrandsson Erlandsson et al. (2025), Mineralium Deposita, 60, 869–894 |  | POL, COD, ZMB, NAM
| DOF |  | Basin hydrothermal | Stratiform sediment-hosted Cu | stratiform sediment-hosted Cu-Co | Cu, Co | Ag, Au, Pb, Ni, Se, Re, Zn | Cu, Co, Ag, Au, Pb, Ni, Se, Re, Zn | Bertrandsson Erlandsson et al., 2022; Foltyn et al., 2022; El Desouky et al., 2010 |  | 103-08-1 sph2 | 103-08-1 sph2-1 | [5 empty] | ore material | polished section |  | mineral separate | [5 empty] | mineralisation |  |  |  | chalcopyrite, sphalerite, pyrite | stage 1 (sediment-hosted, diagenetic), stage 2 (epigenetic hydrothermal veins) | disseminations, veins, mineralized nodules | disseminations, mineralized nodules, veins cross-cutting sedimentary bedding |  |  |  | quartz, carbonates |  | LA-ICPMS | ESI NWR213 Nd:YAG laser ablation system coupled to an Agilent 8800 QQQ ICP-MS | Montanuniversität Leoben, Austria | 50 µm spot size, 2 – 3 J/cm2 on-mineral fluency, 10 Hz repetition rate, helium carrier gas at 0.75 L/min flow rate, 30-s pre-ablation laser warm-up, 60 s dwell time, 30-s washout period | USGS pressed powder polysulfide reference material MASS-1 (Wilson et al. 2002) as external standard for chalcopyrite; sphalerite matrix-matched sinter pressed powder pellet reference material MUL-Zn S1 (Onuk et al. 2017) as external standard for sphalerite and pyrite; MASS-1 used as external standard for Te, Au, Tl, and Hg in sphalerite and pyrite | 0.8553 |  |  |  | 1.3202 | [15 empty] | 234.4654 | [5 empty] | 9178.1892 | [5 empty] | 12.0811 | [9 empty] | 66072.6597 |  | 0.41759 | [7 empty] | 141.0432 |  |  |  | 8.5887 | [13 empty] | 311.7282 | [9 empty] | 4.1001 | [5 empty] | 0.069534 | [21 empty] | 21.0027 | [5 empty] | 1.6297 | [32 empty] | 2025 | Bertrandsson Erlandsson et al. (2025), Mineralium Deposita, 60, 869–894 |  | POL, COD, ZMB, NAM
| DOF |  | Basin hydrothermal | Stratiform sediment-hosted Cu | stratiform sediment-hosted Cu-Co | Cu, Co | Ag, Au, Pb, Ni, Se, Re, Zn | Cu, Co, Ag, Au, Pb, Ni, Se, Re, Zn | Bertrandsson Erlandsson et al., 2022; Foltyn et al., 2022; El Desouky et al., 2010 |  | 103-08-1 sph3 | 103-08-1 sph3-1 | [5 empty] | ore material | polished section |  | mineral separate | [5 empty] | mineralisation |  |  |  | chalcopyrite, sphalerite, pyrite | stage 1 (sediment-hosted, diagenetic), stage 2 (epigenetic hydrothermal veins) | disseminations, veins, mineralized nodules | disseminations, mineralized nodules, veins cross-cutting sedimentary bedding |  |  |  | quartz, carbonates |  | LA-ICPMS | ESI NWR213 Nd:YAG laser ablation system coupled to an Agilent 8800 QQQ ICP-MS | Montanuniversität Leoben, Austria | 50 µm spot size, 2 – 3 J/cm2 on-mineral fluency, 10 Hz repetition rate, helium carrier gas at 0.75 L/min flow rate, 30-s pre-ablation laser warm-up, 60 s dwell time, 30-s washout period | USGS pressed powder polysulfide reference material MASS-1 (Wilson et al. 2002) as external standard for chalcopyrite; sphalerite matrix-matched sinter pressed powder pellet reference material MUL-Zn S1 (Onuk et al. 2017) as external standard for sphalerite and pyrite; MASS-1 used as external standard for Te, Au, Tl, and Hg in sphalerite and pyrite |  |  |  |  | 1.4426 | [9 empty] | 0.006132 | [5 empty] | 214.0305 | [5 empty] | 8954.5045 | [15 empty] | 67154.6792 | [9 empty] | 138.8966 |  |  |  | 8.1413 | [13 empty] | 279.8366 | [15 empty] | 0.10547 | [21 empty] | 21.0624 | [5 empty] | 1.8569 | [32 empty] | 2025 | Bertrandsson Erlandsson et al. (2025), Mineralium Deposita, 60, 869–894 |  | POL, COD, ZMB, NAM
| DOF |  | Basin hydrothermal | Stratiform sediment-hosted Cu | stratiform sediment-hosted Cu-Co | Cu, Co | Ag, Au, Pb, Ni, Se, Re, Zn | Cu, Co, Ag, Au, Pb, Ni, Se, Re, Zn | Bertrandsson Erlandsson et al., 2022; Foltyn et al., 2022; El Desouky et al., 2010 |  | 103-08-1 sph4 | 103-08-1 sph4-1 | [5 empty] | ore material | polished section |  | mineral separate | [5 empty] | mineralisation |  |  |  | chalcopyrite, sphalerite, pyrite | stage 1 (sediment-hosted, diagenetic), stage 2 (epigenetic hydrothermal veins) | disseminations, veins, mineralized nodules | disseminations, mineralized nodules, veins cross-cutting sedimentary bedding |  |  |  | quartz, carbonates |  | LA-ICPMS | ESI NWR213 Nd:YAG laser ablation system coupled to an Agilent 8800 QQQ ICP-MS | Montanuniversität Leoben, Austria | 50 µm spot size, 2 – 3 J/cm2 on-mineral fluency, 10 Hz repetition rate, helium carrier gas at 0.75 L/min flow rate, 30-s pre-ablation laser warm-up, 60 s dwell time, 30-s washout period | USGS pressed powder polysulfide reference material MASS-1 (Wilson et al. 2002) as external standard for chalcopyrite; sphalerite matrix-matched sinter pressed powder pellet reference material MUL-Zn S1 (Onuk et al. 2017) as external standard for sphalerite and pyrite; MASS-1 used as external standard for Te, Au, Tl, and Hg in sphalerite and pyrite | 0.57376 | [19 empty] | 221.8741 | [5 empty] | 8933.6812 | [15 empty] | 66817.8815 |  | 0.60313 | [7 empty] | 133.1463 |  |  |  | 8.7777 | [13 empty] | 285.707 | [9 empty] | 6.4259 | [5 empty] | 0.05757 | [21 empty] | 22.5084 | [5 empty] | 1.9855 | [32 empty] | 2025 | Bertrandsson Erlandsson et al. (2025), Mineralium Deposita, 60, 869–894 |  | POL, COD, ZMB, NAM
| DOF |  | Basin hydrothermal | Stratiform sediment-hosted Cu | stratiform sediment-hosted Cu-Co | Cu, Co | Ag, Au, Pb, Ni, Se, Re, Zn | Cu, Co, Ag, Au, Pb, Ni, Se, Re, Zn | Bertrandsson Erlandsson et al., 2022; Foltyn et al., 2022; El Desouky et al., 2010 |  | 103-08-1 sph5 | 103-08-1 sph5-1 | [5 empty] | ore material | polished section |  | mineral separate | [5 empty] | mineralisation |  |  |  | chalcopyrite, sphalerite, pyrite | stage 1 (sediment-hosted, diagenetic), stage 2 (epigenetic hydrothermal veins) | disseminations, veins, mineralized nodules | disseminations, mineralized nodules, veins cross-cutting sedimentary bedding |  |  |  | quartz, carbonates |  | LA-ICPMS | ESI NWR213 Nd:YAG laser ablation system coupled to an Agilent 8800 QQQ ICP-MS | Montanuniversität Leoben, Austria | 50 µm spot size, 2 – 3 J/cm2 on-mineral fluency, 10 Hz repetition rate, helium carrier gas at 0.75 L/min flow rate, 30-s pre-ablation laser warm-up, 60 s dwell time, 30-s washout period | USGS pressed powder polysulfide reference material MASS-1 (Wilson et al. 2002) as external standard for chalcopyrite; sphalerite matrix-matched sinter pressed powder pellet reference material MUL-Zn S1 (Onuk et al. 2017) as external standard for sphalerite and pyrite; MASS-1 used as external standard for Te, Au, Tl, and Hg in sphalerite and pyrite | 0.49113 |  |  |  | 1.0029 | [9 empty] | 0.006033 | [5 empty] | 221.4738 | [5 empty] | 9174.5688 | [5 empty] | 44.5354 | [9 empty] | 67010.2762 |  | 0.32729 | [7 empty] | 136.8729 |  |  |  | 8.414 | [13 empty] | 280.3701 | [9 empty] | 4.832 | [5 empty] | 0.073871 | [21 empty] | 20.3064 | [5 empty] | 1.7902 | [32 empty] | 2025 | Bertrandsson Erlandsson et al. (2025), Mineralium Deposita, 60, 869–894 |  | POL, COD, ZMB, NAM
| DOF |  | Basin hydrothermal | Stratiform sediment-hosted Cu | stratiform sediment-hosted Cu-Co | Cu, Co | Ag, Au, Pb, Ni, Se, Re, Zn | Cu, Co, Ag, Au, Pb, Ni, Se, Re, Zn | Bertrandsson Erlandsson et al., 2022; Foltyn et al., 2022; El Desouky et al., 2010 |  | 103-08-1 sph6 | 103-08-1 sph6-1 | [5 empty] | ore material | polished section |  | mineral separate | [5 empty] | mineralisation |  |  |  | chalcopyrite, sphalerite, pyrite | stage 1 (sediment-hosted, diagenetic), stage 2 (epigenetic hydrothermal veins) | disseminations, veins, mineralized nodules | disseminations, mineralized nodules, veins cross-cutting sedimentary bedding |  |  |  | quartz, carbonates |  | LA-ICPMS | ESI NWR213 Nd:YAG laser ablation system coupled to an Agilent 8800 QQQ ICP-MS | Montanuniversität Leoben, Austria | 50 µm spot size, 2 – 3 J/cm2 on-mineral fluency, 10 Hz repetition rate, helium carrier gas at 0.75 L/min flow rate, 30-s pre-ablation laser warm-up, 60 s dwell time, 30-s washout period | USGS pressed powder polysulfide reference material MASS-1 (Wilson et al. 2002) as external standard for chalcopyrite; sphalerite matrix-matched sinter pressed powder pellet reference material MUL-Zn S1 (Onuk et al. 2017) as external standard for sphalerite and pyrite; MASS-1 used as external standard for Te, Au, Tl, and Hg in sphalerite and pyrite | 0.70819 | [19 empty] | 213.5194 | [5 empty] | 9144.1031 | [5 empty] | 50.3271 | [9 empty] | 65437.9788 |  | 2.5086 | [7 empty] | 131.3067 |  |  |  | 8.233 | [13 empty] | 274.24 | [9 empty] | 5.4683 | [27 empty] | 14.6766 | [5 empty] | 1.7901 | [32 empty] | 2025 | Bertrandsson Erlandsson et al. (2025), Mineralium Deposita, 60, 869–894 |  | POL, COD, ZMB, NAM
| DOF |  | Basin hydrothermal | Stratiform sediment-hosted Cu | stratiform sediment-hosted Cu-Co | Cu, Co | Ag, Au, Pb, Ni, Se, Re, Zn | Cu, Co, Ag, Au, Pb, Ni, Se, Re, Zn | Bertrandsson Erlandsson et al., 2022; Foltyn et al., 2022; El Desouky et al., 2010 |  | 103-08-1 sph7 | 103-08-1 sph7-1 | [5 empty] | ore material | polished section |  | mineral separate | [5 empty] | mineralisation |  |  |  | chalcopyrite, sphalerite, pyrite | stage 1 (sediment-hosted, diagenetic), stage 2 (epigenetic hydrothermal veins) | disseminations, veins, mineralized nodules | disseminations, mineralized nodules, veins cross-cutting sedimentary bedding |  |  |  | quartz, carbonates |  | LA-ICPMS | ESI NWR213 Nd:YAG laser ablation system coupled to an Agilent 8800 QQQ ICP-MS | Montanuniversität Leoben, Austria | 50 µm spot size, 2 – 3 J/cm2 on-mineral fluency, 10 Hz repetition rate, helium carrier gas at 0.75 L/min flow rate, 30-s pre-ablation laser warm-up, 60 s dwell time, 30-s washout period | USGS pressed powder polysulfide reference material MASS-1 (Wilson et al. 2002) as external standard for chalcopyrite; sphalerite matrix-matched sinter pressed powder pellet reference material MUL-Zn S1 (Onuk et al. 2017) as external standard for sphalerite and pyrite; MASS-1 used as external standard for Te, Au, Tl, and Hg in sphalerite and pyrite |  |  |  |  | 1.4676 | [15 empty] | 253.006 | [5 empty] | 8642.3644 | [5 empty] | 16.4571 | [9 empty] | 62005.0293 |  | 2.2206 | [7 empty] | 151.2957 |  |  |  | 9.346 | [13 empty] | 222.1574 | [9 empty] | 4.3387 | [5 empty] | 0.076422 | [21 empty] | 15.7354 | [5 empty] | 1.3749 | [32 empty] | 2025 | Bertrandsson Erlandsson et al. (2025), Mineralium Deposita, 60, 869–894 |  | POL, COD, ZMB, NAM
| DOF |  | Basin hydrothermal | Stratiform sediment-hosted Cu | stratiform sediment-hosted Cu-Co | Cu, Co | Ag, Au, Pb, Ni, Se, Re, Zn | Cu, Co, Ag, Au, Pb, Ni, Se, Re, Zn | Bertrandsson Erlandsson et al., 2022; Foltyn et al., 2022; El Desouky et al., 2010 |  | 103-08-1 sph8 | 103-08-1 sph8-1 | [5 empty] | ore material | polished section |  | mineral separate | [5 empty] | mineralisation |  |  |  | chalcopyrite, sphalerite, pyrite | stage 1 (sediment-hosted, diagenetic), stage 2 (epigenetic hydrothermal veins) | disseminations, veins, mineralized nodules | disseminations, mineralized nodules, veins cross-cutting sedimentary bedding |  |  |  | quartz, carbonates |  | LA-ICPMS | ESI NWR213 Nd:YAG laser ablation system coupled to an Agilent 8800 QQQ ICP-MS | Montanuniversität Leoben, Austria | 50 µm spot size, 2 – 3 J/cm2 on-mineral fluency, 10 Hz repetition rate, helium carrier gas at 0.75 L/min flow rate, 30-s pre-ablation laser warm-up, 60 s dwell time, 30-s washout period | USGS pressed powder polysulfide reference material MASS-1 (Wilson et al. 2002) as external standard for chalcopyrite; sphalerite matrix-matched sinter pressed powder pellet reference material MUL-Zn S1 (Onuk et al. 2017) as external standard for sphalerite and pyrite; MASS-1 used as external standard for Te, Au, Tl, and Hg in sphalerite and pyrite | 0.66136 | [19 empty] | 254.927 | [5 empty] | 8438.1137 | [15 empty] | 61064.4814 |  | 1.2152 | [7 empty] | 141.4314 |  |  |  | 9.3868 | [13 empty] | 226.2091 | [9 empty] | 3.7273 | [5 empty] | 0.052991 | [21 empty] | 19.5003 | [5 empty] | 1.2794 | [32 empty] | 2025 | Bertrandsson Erlandsson et al. (2025), Mineralium Deposita, 60, 869–894 |  | POL, COD, ZMB, NAM
| DOF |  | Basin hydrothermal | Stratiform sediment-hosted Cu | stratiform sediment-hosted Cu-Co | Cu, Co | Ag, Au, Pb, Ni, Se, Re, Zn | Cu, Co, Ag, Au, Pb, Ni, Se, Re, Zn | Bertrandsson Erlandsson et al., 2022; Foltyn et al., 2022; El Desouky et al., 2010 |  | 103-08-1 sph10 | 103-08-1 sph10-1 | [5 empty] | ore material | polished section |  | mineral separate | [5 empty] | mineralisation |  |  |  | chalcopyrite, sphalerite, pyrite | stage 1 (sediment-hosted, diagenetic), stage 2 (epigenetic hydrothermal veins) | disseminations, veins, mineralized nodules | disseminations, mineralized nodules, veins cross-cutting sedimentary bedding |  |  |  | quartz, carbonates |  | LA-ICPMS | ESI NWR213 Nd:YAG laser ablation system coupled to an Agilent 8800 QQQ ICP-MS | Montanuniversität Leoben, Austria | 50 µm spot size, 2 – 3 J/cm2 on-mineral fluency, 10 Hz repetition rate, helium carrier gas at 0.75 L/min flow rate, 30-s pre-ablation laser warm-up, 60 s dwell time, 30-s washout period | USGS pressed powder polysulfide reference material MASS-1 (Wilson et al. 2002) as external standard for chalcopyrite; sphalerite matrix-matched sinter pressed powder pellet reference material MUL-Zn S1 (Onuk et al. 2017) as external standard for sphalerite and pyrite; MASS-1 used as external standard for Te, Au, Tl, and Hg in sphalerite and pyrite | 0.57744 | [19 empty] | 275.1049 | [5 empty] | 7826.9088 | [5 empty] | 27.0558 | [9 empty] | 47772.5488 |  | 0.62298 | [7 empty] | 159.1548 |  |  |  | 8.5204 | [13 empty] | 153.5948 | [9 empty] | 1.5615 | [5 empty] | 0.14258 | [21 empty] | 24.1037 | [5 empty] | 1.3464 | [32 empty] | 2025 | Bertrandsson Erlandsson et al. (2025), Mineralium Deposita, 60, 869–894 |  | POL, COD, ZMB, NAM
| DOF |  | Basin hydrothermal | Stratiform sediment-hosted Cu | stratiform sediment-hosted Cu-Co | Cu, Co | Ag, Au, Pb, Ni, Se, Re, Zn | Cu, Co, Ag, Au, Pb, Ni, Se, Re, Zn | Bertrandsson Erlandsson et al., 2022; Foltyn et al., 2022; El Desouky et al., 2010 |  | 103-08-1 sph11 | 103-08-1 sph11-1 | [5 empty] | ore material | polished section |  | mineral separate | [5 empty] | mineralisation |  |  |  | chalcopyrite, sphalerite, pyrite | stage 1 (sediment-hosted, diagenetic), stage 2 (epigenetic hydrothermal veins) | disseminations, veins, mineralized nodules | disseminations, mineralized nodules, veins cross-cutting sedimentary bedding |  |  |  | quartz, carbonates |  | LA-ICPMS | ESI NWR213 Nd:YAG laser ablation system coupled to an Agilent 8800 QQQ ICP-MS | Montanuniversität Leoben, Austria | 50 µm spot size, 2 – 3 J/cm2 on-mineral fluency, 10 Hz repetition rate, helium carrier gas at 0.75 L/min flow rate, 30-s pre-ablation laser warm-up, 60 s dwell time, 30-s washout period | USGS pressed powder polysulfide reference material MASS-1 (Wilson et al. 2002) as external standard for chalcopyrite; sphalerite matrix-matched sinter pressed powder pellet reference material MUL-Zn S1 (Onuk et al. 2017) as external standard for sphalerite and pyrite; MASS-1 used as external standard for Te, Au, Tl, and Hg in sphalerite and pyrite | 1.3127 |  |  |  | 2.3241 | [9 empty] | 0.019112 | [5 empty] | 281.3284 | [5 empty] | 8672.2417 | [15 empty] | 51833.951 |  | 1.0377 | [7 empty] | 136.9526 |  |  |  | 8.0338 | [13 empty] | 178.1706 | [9 empty] | 1.4355 | [5 empty] | 1.0091 | [21 empty] | 19.8711 | [5 empty] | 1.4433 | [32 empty] | 2025 | Bertrandsson Erlandsson et al. (2025), Mineralium Deposita, 60, 869–894 |  | POL, COD, ZMB, NAM
| DOF |  | Basin hydrothermal | Stratiform sediment-hosted Cu | stratiform sediment-hosted Cu-Co | Cu, Co | Ag, Au, Pb, Ni, Se, Re, Zn | Cu, Co, Ag, Au, Pb, Ni, Se, Re, Zn | Bertrandsson Erlandsson et al., 2022; Foltyn et al., 2022; El Desouky et al., 2010 |  | 103-08-1 sph12 | 103-08-1 sph12-1 | [5 empty] | ore material | polished section |  | mineral separate | [5 empty] | mineralisation |  |  |  | chalcopyrite, sphalerite, pyrite | stage 1 (sediment-hosted, diagenetic), stage 2 (epigenetic hydrothermal veins) | disseminations, veins, mineralized nodules | disseminations, mineralized nodules, veins cross-cutting sedimentary bedding |  |  |  | quartz, carbonates |  | LA-ICPMS | ESI NWR213 Nd:YAG laser ablation system coupled to an Agilent 8800 QQQ ICP-MS | Montanuniversität Leoben, Austria | 50 µm spot size, 2 – 3 J/cm2 on-mineral fluency, 10 Hz repetition rate, helium carrier gas at 0.75 L/min flow rate, 30-s pre-ablation laser warm-up, 60 s dwell time, 30-s washout period | USGS pressed powder polysulfide reference material MASS-1 (Wilson et al. 2002) as external standard for chalcopyrite; sphalerite matrix-matched sinter pressed powder pellet reference material MUL-Zn S1 (Onuk et al. 2017) as external standard for sphalerite and pyrite; MASS-1 used as external standard for Te, Au, Tl, and Hg in sphalerite and pyrite | 0.43507 |  |  |  | 1.0717 | [15 empty] | 225.4965 | [5 empty] | 10055.738 | [5 empty] | 18.1803 | [9 empty] | 64524.0855 |  | 0.73248 | [7 empty] | 129.2091 |  |  |  | 8.4696 | [13 empty] | 237.0794 | [9 empty] | 6.0891 | [5 empty] | 0.8149 | [21 empty] | 17.8537 | [5 empty] | 1.9709 | [32 empty] | 2025 | Bertrandsson Erlandsson et al. (2025), Mineralium Deposita, 60, 869–894 |  | POL, COD, ZMB, NAM
| DOF |  | Basin hydrothermal | Stratiform sediment-hosted Cu | stratiform sediment-hosted Cu-Co | Cu, Co | Ag, Au, Pb, Ni, Se, Re, Zn | Cu, Co, Ag, Au, Pb, Ni, Se, Re, Zn | Bertrandsson Erlandsson et al., 2022; Foltyn et al., 2022; El Desouky et al., 2010 |  | 103-08-1 sph13 | 103-08-1 sph13-1 | [5 empty] | ore material | polished section |  | mineral separate | [5 empty] | mineralisation |  |  |  | chalcopyrite, sphalerite, pyrite | stage 1 (sediment-hosted, diagenetic), stage 2 (epigenetic hydrothermal veins) | disseminations, veins, mineralized nodules | disseminations, mineralized nodules, veins cross-cutting sedimentary bedding |  |  |  | quartz, carbonates |  | LA-ICPMS | ESI NWR213 Nd:YAG laser ablation system coupled to an Agilent 8800 QQQ ICP-MS | Montanuniversität Leoben, Austria | 50 µm spot size, 2 – 3 J/cm2 on-mineral fluency, 10 Hz repetition rate, helium carrier gas at 0.75 L/min flow rate, 30-s pre-ablation laser warm-up, 60 s dwell time, 30-s washout period | USGS pressed powder polysulfide reference material MASS-1 (Wilson et al. 2002) as external standard for chalcopyrite; sphalerite matrix-matched sinter pressed powder pellet reference material MUL-Zn S1 (Onuk et al. 2017) as external standard for sphalerite and pyrite; MASS-1 used as external standard for Te, Au, Tl, and Hg in sphalerite and pyrite | 0.5112 |  |  |  | 1.4899 | [15 empty] | 207.8531 | [5 empty] | 9719.9855 | [5 empty] | 12.0778 | [9 empty] | 70016.3452 |  | 1.2778 | [7 empty] | 115.058 |  |  |  | 8.5178 | [13 empty] | 293.6481 | [9 empty] | 6.1325 | [5 empty] | 0.030211 | [21 empty] | 22.0681 | [5 empty] | 1.9078 | [32 empty] | 2025 | Bertrandsson Erlandsson et al. (2025), Mineralium Deposita, 60, 869–894 |  | POL, COD, ZMB, NAM
| DOF |  | Basin hydrothermal | Stratiform sediment-hosted Cu | stratiform sediment-hosted Cu-Co | Cu, Co | Ag, Au, Pb, Ni, Se, Re, Zn | Cu, Co, Ag, Au, Pb, Ni, Se, Re, Zn | Bertrandsson Erlandsson et al., 2022; Foltyn et al., 2022; El Desouky et al., 2010 |  | 103-08-1 sph14 | 103-08-1 sph14-1 | [5 empty] | ore material | polished section |  | mineral separate | [5 empty] | mineralisation |  |  |  | chalcopyrite, sphalerite, pyrite | stage 1 (sediment-hosted, diagenetic), stage 2 (epigenetic hydrothermal veins) | disseminations, veins, mineralized nodules | disseminations, mineralized nodules, veins cross-cutting sedimentary bedding |  |  |  | quartz, carbonates |  | LA-ICPMS | ESI NWR213 Nd:YAG laser ablation system coupled to an Agilent 8800 QQQ ICP-MS | Montanuniversität Leoben, Austria | 50 µm spot size, 2 – 3 J/cm2 on-mineral fluency, 10 Hz repetition rate, helium carrier gas at 0.75 L/min flow rate, 30-s pre-ablation laser warm-up, 60 s dwell time, 30-s washout period | USGS pressed powder polysulfide reference material MASS-1 (Wilson et al. 2002) as external standard for chalcopyrite; sphalerite matrix-matched sinter pressed powder pellet reference material MUL-Zn S1 (Onuk et al. 2017) as external standard for sphalerite and pyrite; MASS-1 used as external standard for Te, Au, Tl, and Hg in sphalerite and pyrite | 3.3388 |  |  |  | 1.5748 | [9 empty] | 0.62702 | [5 empty] | 284.5019 | [5 empty] | 6059.6555 | [15 empty] | 40674.4268 |  | 0.68913 | [7 empty] | 159.8098 |  |  |  | 7.5795 | [13 empty] | 88.7505 | [9 empty] | 0.9135 | [27 empty] | 20.2757 | [5 empty] | 1.8408 | [32 empty] | 2025 | Bertrandsson Erlandsson et al. (2025), Mineralium Deposita, 60, 869–894 |  | POL, COD, ZMB, NAM
| DOF |  | Basin hydrothermal | Stratiform sediment-hosted Cu | stratiform sediment-hosted Cu-Co | Cu, Co | Ag, Au, Pb, Ni, Se, Re, Zn | Cu, Co, Ag, Au, Pb, Ni, Se, Re, Zn | Bertrandsson Erlandsson et al., 2022; Foltyn et al., 2022; El Desouky et al., 2010 |  | 103-08-1 sph15 | 103-08-1 sph15-1 | [5 empty] | ore material | polished section |  | mineral separate | [5 empty] | mineralisation |  |  |  | chalcopyrite, sphalerite, pyrite | stage 1 (sediment-hosted, diagenetic), stage 2 (epigenetic hydrothermal veins) | disseminations, veins, mineralized nodules | disseminations, mineralized nodules, veins cross-cutting sedimentary bedding |  |  |  | quartz, carbonates |  | LA-ICPMS | ESI NWR213 Nd:YAG laser ablation system coupled to an Agilent 8800 QQQ ICP-MS | Montanuniversität Leoben, Austria | 50 µm spot size, 2 – 3 J/cm2 on-mineral fluency, 10 Hz repetition rate, helium carrier gas at 0.75 L/min flow rate, 30-s pre-ablation laser warm-up, 60 s dwell time, 30-s washout period | USGS pressed powder polysulfide reference material MASS-1 (Wilson et al. 2002) as external standard for chalcopyrite; sphalerite matrix-matched sinter pressed powder pellet reference material MUL-Zn S1 (Onuk et al. 2017) as external standard for sphalerite and pyrite; MASS-1 used as external standard for Te, Au, Tl, and Hg in sphalerite and pyrite | 3.0668 |  |  |  | 1.1076 | [9 empty] | 0.034733 | [5 empty] | 234.4633 | [5 empty] | 8437.5231 | [15 empty] | 56741.0205 |  | 0.29943 | [7 empty] | 122.4552 |  |  |  | 8.4564 | [13 empty] | 181.0155 | [9 empty] | 5.0687 | [5 empty] | 1.52 | [21 empty] | 22.4781 | [5 empty] | 1.7283 | [32 empty] | 2025 | Bertrandsson Erlandsson et al. (2025), Mineralium Deposita, 60, 869–894 |  | POL, COD, ZMB, NAM
| DOF |  | Basin hydrothermal | Stratiform sediment-hosted Cu | stratiform sediment-hosted Cu-Co | Cu, Co | Ag, Au, Pb, Ni, Se, Re, Zn | Cu, Co, Ag, Au, Pb, Ni, Se, Re, Zn | Bertrandsson Erlandsson et al., 2022; Foltyn et al., 2022; El Desouky et al., 2010 |  | 103-08-1 sph16 | 103-08-1 sph16-1 | [5 empty] | ore material | polished section |  | mineral separate | [5 empty] | mineralisation |  |  |  | chalcopyrite, sphalerite, pyrite | stage 1 (sediment-hosted, diagenetic), stage 2 (epigenetic hydrothermal veins) | disseminations, veins, mineralized nodules | disseminations, mineralized nodules, veins cross-cutting sedimentary bedding |  |  |  | quartz, carbonates |  | LA-ICPMS | ESI NWR213 Nd:YAG laser ablation system coupled to an Agilent 8800 QQQ ICP-MS | Montanuniversität Leoben, Austria | 50 µm spot size, 2 – 3 J/cm2 on-mineral fluency, 10 Hz repetition rate, helium carrier gas at 0.75 L/min flow rate, 30-s pre-ablation laser warm-up, 60 s dwell time, 30-s washout period | USGS pressed powder polysulfide reference material MASS-1 (Wilson et al. 2002) as external standard for chalcopyrite; sphalerite matrix-matched sinter pressed powder pellet reference material MUL-Zn S1 (Onuk et al. 2017) as external standard for sphalerite and pyrite; MASS-1 used as external standard for Te, Au, Tl, and Hg in sphalerite and pyrite | 1.4765 | [13 empty] | 0.01594 | [5 empty] | 245.5962 | [5 empty] | 8147.4419 | [15 empty] | 52963.5318 |  | 0.84921 |  |  |  | 0.651 |  |  |  | 129.4073 |  |  |  | 8.3339 | [13 empty] | 158.1536 | [9 empty] | 2.4884 | [5 empty] | 0.81877 | [21 empty] | 17.6095 | [5 empty] | 1.5834 | [32 empty] | 2025 | Bertrandsson Erlandsson et al. (2025), Mineralium Deposita, 60, 869–894 |  | POL, COD, ZMB, NAM
| DOF |  | Basin hydrothermal | Stratiform sediment-hosted Cu | stratiform sediment-hosted Cu-Co | Cu, Co | Ag, Au, Pb, Ni, Se, Re, Zn | Cu, Co, Ag, Au, Pb, Ni, Se, Re, Zn | Bertrandsson Erlandsson et al., 2022; Foltyn et al., 2022; El Desouky et al., 2010 |  | 103-09-1 sph1 | 103-09-1 sph1-1 | [5 empty] | ore material | polished section |  | mineral separate | [5 empty] | mineralisation |  |  |  | chalcopyrite, sphalerite, pyrite | stage 1 (sediment-hosted, diagenetic), stage 2 (epigenetic hydrothermal veins) | disseminations, veins, mineralized nodules | disseminations, mineralized nodules, veins cross-cutting sedimentary bedding |  |  |  | quartz, carbonates |  | LA-ICPMS | ESI NWR213 Nd:YAG laser ablation system coupled to an Agilent 8800 QQQ ICP-MS | Montanuniversität Leoben, Austria | 50 µm spot size, 2 – 3 J/cm2 on-mineral fluency, 10 Hz repetition rate, helium carrier gas at 0.75 L/min flow rate, 30-s pre-ablation laser warm-up, 60 s dwell time, 30-s washout period | USGS pressed powder polysulfide reference material MASS-1 (Wilson et al. 2002) as external standard for chalcopyrite; sphalerite matrix-matched sinter pressed powder pellet reference material MUL-Zn S1 (Onuk et al. 2017) as external standard for sphalerite and pyrite; MASS-1 used as external standard for Te, Au, Tl, and Hg in sphalerite and pyrite | 1.3624 | [19 empty] | 254.2248 | [5 empty] | 8436.3939 |  | 0.87155 | [13 empty] | 52497.8733 |  | 1.1522 | [7 empty] | 143.8186 |  |  |  | 10.4333 | [13 empty] | 177.6271 | [9 empty] | 3.253 | [27 empty] | 23.2016 | [5 empty] | 2.8485 | [32 empty] | 2025 | Bertrandsson Erlandsson et al. (2025), Mineralium Deposita, 60, 869–894 |  | POL, COD, ZMB, NAM
| DOF |  | Basin hydrothermal | Stratiform sediment-hosted Cu | stratiform sediment-hosted Cu-Co | Cu, Co | Ag, Au, Pb, Ni, Se, Re, Zn | Cu, Co, Ag, Au, Pb, Ni, Se, Re, Zn | Bertrandsson Erlandsson et al., 2022; Foltyn et al., 2022; El Desouky et al., 2010 |  | 103-09-1 sph2 | 103-09-1 sph2-1 | [5 empty] | ore material | polished section |  | mineral separate | [5 empty] | mineralisation |  |  |  | chalcopyrite, sphalerite, pyrite | stage 1 (sediment-hosted, diagenetic), stage 2 (epigenetic hydrothermal veins) | disseminations, veins, mineralized nodules | disseminations, mineralized nodules, veins cross-cutting sedimentary bedding |  |  |  | quartz, carbonates |  | LA-ICPMS | ESI NWR213 Nd:YAG laser ablation system coupled to an Agilent 8800 QQQ ICP-MS | Montanuniversität Leoben, Austria | 50 µm spot size, 2 – 3 J/cm2 on-mineral fluency, 10 Hz repetition rate, helium carrier gas at 0.75 L/min flow rate, 30-s pre-ablation laser warm-up, 60 s dwell time, 30-s washout period | USGS pressed powder polysulfide reference material MASS-1 (Wilson et al. 2002) as external standard for chalcopyrite; sphalerite matrix-matched sinter pressed powder pellet reference material MUL-Zn S1 (Onuk et al. 2017) as external standard for sphalerite and pyrite; MASS-1 used as external standard for Te, Au, Tl, and Hg in sphalerite and pyrite | 0.53872 | [19 empty] | 269.3658 | [5 empty] | 8405.6183 |  | 0.99494 |  |  |  | 40.2198 | [9 empty] | 55139.2926 |  | 1.0755 | [7 empty] | 148.9718 |  |  |  | 10.8943 | [13 empty] | 188.4277 | [9 empty] | 3.3299 | [5 empty] | 0.1552 | [21 empty] | 20.7717 | [5 empty] | 2.0623 | [32 empty] | 2025 | Bertrandsson Erlandsson et al. (2025), Mineralium Deposita, 60, 869–894 |  | POL, COD, ZMB, NAM
| DOF |  | Basin hydrothermal | Stratiform sediment-hosted Cu | stratiform sediment-hosted Cu-Co | Cu, Co | Ag, Au, Pb, Ni, Se, Re, Zn | Cu, Co, Ag, Au, Pb, Ni, Se, Re, Zn | Bertrandsson Erlandsson et al., 2022; Foltyn et al., 2022; El Desouky et al., 2010 |  | 103-09-1 sph3 | 103-09-1 sph3-1 | [5 empty] | ore material | polished section |  | mineral separate | [5 empty] | mineralisation |  |  |  | chalcopyrite, sphalerite, pyrite | stage 1 (sediment-hosted, diagenetic), stage 2 (epigenetic hydrothermal veins) | disseminations, veins, mineralized nodules | disseminations, mineralized nodules, veins cross-cutting sedimentary bedding |  |  |  | quartz, carbonates |  | LA-ICPMS | ESI NWR213 Nd:YAG laser ablation system coupled to an Agilent 8800 QQQ ICP-MS | Montanuniversität Leoben, Austria | 50 µm spot size, 2 – 3 J/cm2 on-mineral fluency, 10 Hz repetition rate, helium carrier gas at 0.75 L/min flow rate, 30-s pre-ablation laser warm-up, 60 s dwell time, 30-s washout period | USGS pressed powder polysulfide reference material MASS-1 (Wilson et al. 2002) as external standard for chalcopyrite; sphalerite matrix-matched sinter pressed powder pellet reference material MUL-Zn S1 (Onuk et al. 2017) as external standard for sphalerite and pyrite; MASS-1 used as external standard for Te, Au, Tl, and Hg in sphalerite and pyrite | 1.1361 | [19 empty] | 349.448 | [5 empty] | 5700.8285 | [15 empty] | 38663.6544 |  | 0.56304 |  |  |  | 0.32543 |  |  |  | 147.8217 |  |  |  | 10.1012 | [13 empty] | 138.8107 | [9 empty] | 2.0323 | [27 empty] | 14.876 | [5 empty] | 2.5365 | [32 empty] | 2025 | Bertrandsson Erlandsson et al. (2025), Mineralium Deposita, 60, 869–894 |  | POL, COD, ZMB, NAM
| DOF |  | Basin hydrothermal | Stratiform sediment-hosted Cu | stratiform sediment-hosted Cu-Co | Cu, Co | Ag, Au, Pb, Ni, Se, Re, Zn | Cu, Co, Ag, Au, Pb, Ni, Se, Re, Zn | Bertrandsson Erlandsson et al., 2022; Foltyn et al., 2022; El Desouky et al., 2010 |  | 103-09-1 sph4 | 103-09-1 sph4-1 | [5 empty] | ore material | polished section |  | mineral separate | [5 empty] | mineralisation |  |  |  | chalcopyrite, sphalerite, pyrite | stage 1 (sediment-hosted, diagenetic), stage 2 (epigenetic hydrothermal veins) | disseminations, veins, mineralized nodules | disseminations, mineralized nodules, veins cross-cutting sedimentary bedding |  |  |  | quartz, carbonates |  | LA-ICPMS | ESI NWR213 Nd:YAG laser ablation system coupled to an Agilent 8800 QQQ ICP-MS | Montanuniversität Leoben, Austria | 50 µm spot size, 2 – 3 J/cm2 on-mineral fluency, 10 Hz repetition rate, helium carrier gas at 0.75 L/min flow rate, 30-s pre-ablation laser warm-up, 60 s dwell time, 30-s washout period | USGS pressed powder polysulfide reference material MASS-1 (Wilson et al. 2002) as external standard for chalcopyrite; sphalerite matrix-matched sinter pressed powder pellet reference material MUL-Zn S1 (Onuk et al. 2017) as external standard for sphalerite and pyrite; MASS-1 used as external standard for Te, Au, Tl, and Hg in sphalerite and pyrite | 0.68431 |  |  |  | 1.5121 | [9 empty] | 0.007999 | [5 empty] | 272.9501 | [5 empty] | 7488.6754 | [5 empty] | 88.114 | [9 empty] | 50625.6819 |  | 0.39288 | [7 empty] | 143.1606 |  |  |  | 9.8108 | [13 empty] | 165.4846 | [9 empty] | 2.5354 | [27 empty] | 22.7207 | [5 empty] | 2.1073 | [32 empty] | 2025 | Bertrandsson Erlandsson et al. (2025), Mineralium Deposita, 60, 869–894 |  | POL, COD, ZMB, NAM
| DOF |  | Basin hydrothermal | Stratiform sediment-hosted Cu | stratiform sediment-hosted Cu-Co | Cu, Co | Ag, Au, Pb, Ni, Se, Re, Zn | Cu, Co, Ag, Au, Pb, Ni, Se, Re, Zn | Bertrandsson Erlandsson et al., 2022; Foltyn et al., 2022; El Desouky et al., 2010 |  | 103-09-1 sph5 | 103-09-1 sph5-1 | [5 empty] | ore material | polished section |  | mineral separate | [5 empty] | mineralisation |  |  |  | chalcopyrite, sphalerite, pyrite | stage 1 (sediment-hosted, diagenetic), stage 2 (epigenetic hydrothermal veins) | disseminations, veins, mineralized nodules | disseminations, mineralized nodules, veins cross-cutting sedimentary bedding |  |  |  | quartz, carbonates |  | LA-ICPMS | ESI NWR213 Nd:YAG laser ablation system coupled to an Agilent 8800 QQQ ICP-MS | Montanuniversität Leoben, Austria | 50 µm spot size, 2 – 3 J/cm2 on-mineral fluency, 10 Hz repetition rate, helium carrier gas at 0.75 L/min flow rate, 30-s pre-ablation laser warm-up, 60 s dwell time, 30-s washout period | USGS pressed powder polysulfide reference material MASS-1 (Wilson et al. 2002) as external standard for chalcopyrite; sphalerite matrix-matched sinter pressed powder pellet reference material MUL-Zn S1 (Onuk et al. 2017) as external standard for sphalerite and pyrite; MASS-1 used as external standard for Te, Au, Tl, and Hg in sphalerite and pyrite | 1.0344 | [13 empty] | 0.01168 | [5 empty] | 259.9901 | [5 empty] | 7594.904 | [15 empty] | 53865.109 |  | 0.53874 | [7 empty] | 149.3566 |  |  |  | 10.3451 | [13 empty] | 187.2695 | [9 empty] | 3.1312 | [27 empty] | 21.4227 | [5 empty] | 2.1373 | [32 empty] | 2025 | Bertrandsson Erlandsson et al. (2025), Mineralium Deposita, 60, 869–894 |  | POL, COD, ZMB, NAM
| DOF |  | Basin hydrothermal | Stratiform sediment-hosted Cu | stratiform sediment-hosted Cu-Co | Cu, Co | Ag, Au, Pb, Ni, Se, Re, Zn | Cu, Co, Ag, Au, Pb, Ni, Se, Re, Zn | Bertrandsson Erlandsson et al., 2022; Foltyn et al., 2022; El Desouky et al., 2010 |  | 103-09-1 sph6 | 103-09-1 sph6-1 | [5 empty] | ore material | polished section |  | mineral separate | [5 empty] | mineralisation |  |  |  | chalcopyrite, sphalerite, pyrite | stage 1 (sediment-hosted, diagenetic), stage 2 (epigenetic hydrothermal veins) | disseminations, veins, mineralized nodules | disseminations, mineralized nodules, veins cross-cutting sedimentary bedding |  |  |  | quartz, carbonates |  | LA-ICPMS | ESI NWR213 Nd:YAG laser ablation system coupled to an Agilent 8800 QQQ ICP-MS | Montanuniversität Leoben, Austria | 50 µm spot size, 2 – 3 J/cm2 on-mineral fluency, 10 Hz repetition rate, helium carrier gas at 0.75 L/min flow rate, 30-s pre-ablation laser warm-up, 60 s dwell time, 30-s washout period | USGS pressed powder polysulfide reference material MASS-1 (Wilson et al. 2002) as external standard for chalcopyrite; sphalerite matrix-matched sinter pressed powder pellet reference material MUL-Zn S1 (Onuk et al. 2017) as external standard for sphalerite and pyrite; MASS-1 used as external standard for Te, Au, Tl, and Hg in sphalerite and pyrite | 1.6013 | [19 empty] | 251.6449 | [5 empty] | 6425.3759 | [15 empty] | 41074.4435 |  | 0.88665 | [7 empty] | 144.1234 |  |  |  | 9.325 | [23 empty] | 1.0575 | [27 empty] | 20.2942 | [5 empty] | 2.1266 | [32 empty] | 2025 | Bertrandsson Erlandsson et al. (2025), Mineralium Deposita, 60, 869–894 |  | POL, COD, ZMB, NAM
| DOF |  | Basin hydrothermal | Stratiform sediment-hosted Cu | stratiform sediment-hosted Cu-Co | Cu, Co | Ag, Au, Pb, Ni, Se, Re, Zn | Cu, Co, Ag, Au, Pb, Ni, Se, Re, Zn | Bertrandsson Erlandsson et al., 2022; Foltyn et al., 2022; El Desouky et al., 2010 |  | 103-09-1 sph7 | 103-09-1 sph7-1 | [5 empty] | ore material | polished section |  | mineral separate | [5 empty] | mineralisation |  |  |  | chalcopyrite, sphalerite, pyrite | stage 1 (sediment-hosted, diagenetic), stage 2 (epigenetic hydrothermal veins) | disseminations, veins, mineralized nodules | disseminations, mineralized nodules, veins cross-cutting sedimentary bedding |  |  |  | quartz, carbonates |  | LA-ICPMS | ESI NWR213 Nd:YAG laser ablation system coupled to an Agilent 8800 QQQ ICP-MS | Montanuniversität Leoben, Austria | 50 µm spot size, 2 – 3 J/cm2 on-mineral fluency, 10 Hz repetition rate, helium carrier gas at 0.75 L/min flow rate, 30-s pre-ablation laser warm-up, 60 s dwell time, 30-s washout period | USGS pressed powder polysulfide reference material MASS-1 (Wilson et al. 2002) as external standard for chalcopyrite; sphalerite matrix-matched sinter pressed powder pellet reference material MUL-Zn S1 (Onuk et al. 2017) as external standard for sphalerite and pyrite; MASS-1 used as external standard for Te, Au, Tl, and Hg in sphalerite and pyrite | 0.79524 |  |  |  | 1.2083 | [9 empty] | 0.01593 | [5 empty] | 276.2925 | [5 empty] | 8692.1781 | [15 empty] | 53403.6445 |  | 1.269 | [7 empty] | 149.1236 |  |  |  | 11.0471 | [13 empty] | 232.4338 | [9 empty] | 1.5061 | [5 empty] | 0.55185 | [21 empty] | 18.999 | [5 empty] | 1.9053 | [32 empty] | 2025 | Bertrandsson Erlandsson et al. (2025), Mineralium Deposita, 60, 869–894 |  | POL, COD, ZMB, NAM
| DOF |  | Basin hydrothermal | Stratiform sediment-hosted Cu | stratiform sediment-hosted Cu-Co | Cu, Co | Ag, Au, Pb, Ni, Se, Re, Zn | Cu, Co, Ag, Au, Pb, Ni, Se, Re, Zn | Bertrandsson Erlandsson et al., 2022; Foltyn et al., 2022; El Desouky et al., 2010 |  | 103-09-1 sph8 | 103-09-1 sph8-1 | [5 empty] | ore material | polished section |  | mineral separate | [5 empty] | mineralisation |  |  |  | chalcopyrite, sphalerite, pyrite | stage 1 (sediment-hosted, diagenetic), stage 2 (epigenetic hydrothermal veins) | disseminations, veins, mineralized nodules | disseminations, mineralized nodules, veins cross-cutting sedimentary bedding |  |  |  | quartz, carbonates |  | LA-ICPMS | ESI NWR213 Nd:YAG laser ablation system coupled to an Agilent 8800 QQQ ICP-MS | Montanuniversität Leoben, Austria | 50 µm spot size, 2 – 3 J/cm2 on-mineral fluency, 10 Hz repetition rate, helium carrier gas at 0.75 L/min flow rate, 30-s pre-ablation laser warm-up, 60 s dwell time, 30-s washout period | USGS pressed powder polysulfide reference material MASS-1 (Wilson et al. 2002) as external standard for chalcopyrite; sphalerite matrix-matched sinter pressed powder pellet reference material MUL-Zn S1 (Onuk et al. 2017) as external standard for sphalerite and pyrite; MASS-1 used as external standard for Te, Au, Tl, and Hg in sphalerite and pyrite | 0.43644 | [13 empty] | 0.013649 | [5 empty] | 257.6185 | [5 empty] | 7209.3379 | [15 empty] | 48924.552 |  | 0.84751 | [7 empty] | 158.7777 |  |  |  | 11.1327 | [13 empty] | 158.8866 | [9 empty] | 1.3973 | [5 empty] | 0.27803 | [21 empty] | 24.8305 | [5 empty] | 2.0475 | [32 empty] | 2025 | Bertrandsson Erlandsson et al. (2025), Mineralium Deposita, 60, 869–894 |  | POL, COD, ZMB, NAM
| DOF |  | Basin hydrothermal | Stratiform sediment-hosted Cu | stratiform sediment-hosted Cu-Co | Cu, Co | Ag, Au, Pb, Ni, Se, Re, Zn | Cu, Co, Ag, Au, Pb, Ni, Se, Re, Zn | Bertrandsson Erlandsson et al., 2022; Foltyn et al., 2022; El Desouky et al., 2010 |  | 103-09-1 sph9 | 103-09-1 sph9-1 | [5 empty] | ore material | polished section |  | mineral separate | [5 empty] | mineralisation |  |  |  | chalcopyrite, sphalerite, pyrite | stage 1 (sediment-hosted, diagenetic), stage 2 (epigenetic hydrothermal veins) | disseminations, veins, mineralized nodules | disseminations, mineralized nodules, veins cross-cutting sedimentary bedding |  |  |  | quartz, carbonates |  | LA-ICPMS | ESI NWR213 Nd:YAG laser ablation system coupled to an Agilent 8800 QQQ ICP-MS | Montanuniversität Leoben, Austria | 50 µm spot size, 2 – 3 J/cm2 on-mineral fluency, 10 Hz repetition rate, helium carrier gas at 0.75 L/min flow rate, 30-s pre-ablation laser warm-up, 60 s dwell time, 30-s washout period | USGS pressed powder polysulfide reference material MASS-1 (Wilson et al. 2002) as external standard for chalcopyrite; sphalerite matrix-matched sinter pressed powder pellet reference material MUL-Zn S1 (Onuk et al. 2017) as external standard for sphalerite and pyrite; MASS-1 used as external standard for Te, Au, Tl, and Hg in sphalerite and pyrite | 0.44779 |  |  |  | 2.1467 | [15 empty] | 261.4017 | [5 empty] | 8312.9761 | [5 empty] | 15.7517 | [9 empty] | 55988.7139 |  | 0.46302 | [7 empty] | 150.0508 |  |  |  | 10.8759 | [13 empty] | 198.8791 | [9 empty] | 3.1299 | [5 empty] | 0.14162 | [21 empty] | 25.7404 | [5 empty] | 1.7474 | [32 empty] | 2025 | Bertrandsson Erlandsson et al. (2025), Mineralium Deposita, 60, 869–894 |  | POL, COD, ZMB, NAM
| DOF |  | Basin hydrothermal | Stratiform sediment-hosted Cu | stratiform sediment-hosted Cu-Co | Cu, Co | Ag, Au, Pb, Ni, Se, Re, Zn | Cu, Co, Ag, Au, Pb, Ni, Se, Re, Zn | Bertrandsson Erlandsson et al., 2022; Foltyn et al., 2022; El Desouky et al., 2010 |  | 103-09-1 sph10 | 103-09-1 sph10-1 | [5 empty] | ore material | polished section |  | mineral separate | [5 empty] | mineralisation |  |  |  | chalcopyrite, sphalerite, pyrite | stage 1 (sediment-hosted, diagenetic), stage 2 (epigenetic hydrothermal veins) | disseminations, veins, mineralized nodules | disseminations, mineralized nodules, veins cross-cutting sedimentary bedding |  |  |  | quartz, carbonates |  | LA-ICPMS | ESI NWR213 Nd:YAG laser ablation system coupled to an Agilent 8800 QQQ ICP-MS | Montanuniversität Leoben, Austria | 50 µm spot size, 2 – 3 J/cm2 on-mineral fluency, 10 Hz repetition rate, helium carrier gas at 0.75 L/min flow rate, 30-s pre-ablation laser warm-up, 60 s dwell time, 30-s washout period | USGS pressed powder polysulfide reference material MASS-1 (Wilson et al. 2002) as external standard for chalcopyrite; sphalerite matrix-matched sinter pressed powder pellet reference material MUL-Zn S1 (Onuk et al. 2017) as external standard for sphalerite and pyrite; MASS-1 used as external standard for Te, Au, Tl, and Hg in sphalerite and pyrite | 0.43255 | [19 empty] | 257.0929 | [5 empty] | 7060.7587 | [5 empty] | 23.7384 | [9 empty] | 50449.8996 |  | 0.59768 | [7 empty] | 151.523 |  |  |  | 10.8757 | [13 empty] | 167.4478 | [9 empty] | 2.6442 | [5 empty] | 0.12008 | [21 empty] | 15.1742 | [5 empty] | 1.6273 | [32 empty] | 2025 | Bertrandsson Erlandsson et al. (2025), Mineralium Deposita, 60, 869–894 |  | POL, COD, ZMB, NAM
| DOF |  | Basin hydrothermal | Stratiform sediment-hosted Cu | stratiform sediment-hosted Cu-Co | Cu, Co | Ag, Au, Pb, Ni, Se, Re, Zn | Cu, Co, Ag, Au, Pb, Ni, Se, Re, Zn | Bertrandsson Erlandsson et al., 2022; Foltyn et al., 2022; El Desouky et al., 2010 |  | 103-09-1 sph11 | 103-09-1 sph11-1 | [5 empty] | ore material | polished section |  | mineral separate | [5 empty] | mineralisation |  |  |  | chalcopyrite, sphalerite, pyrite | stage 1 (sediment-hosted, diagenetic), stage 2 (epigenetic hydrothermal veins) | disseminations, veins, mineralized nodules | disseminations, mineralized nodules, veins cross-cutting sedimentary bedding |  |  |  | quartz, carbonates |  | LA-ICPMS | ESI NWR213 Nd:YAG laser ablation system coupled to an Agilent 8800 QQQ ICP-MS | Montanuniversität Leoben, Austria | 50 µm spot size, 2 – 3 J/cm2 on-mineral fluency, 10 Hz repetition rate, helium carrier gas at 0.75 L/min flow rate, 30-s pre-ablation laser warm-up, 60 s dwell time, 30-s washout period | USGS pressed powder polysulfide reference material MASS-1 (Wilson et al. 2002) as external standard for chalcopyrite; sphalerite matrix-matched sinter pressed powder pellet reference material MUL-Zn S1 (Onuk et al. 2017) as external standard for sphalerite and pyrite; MASS-1 used as external standard for Te, Au, Tl, and Hg in sphalerite and pyrite | 0.64479 | [13 empty] | 0.006364 | [5 empty] | 208.6125 | [5 empty] | 8671.5194 | [5 empty] | 24.016 | [9 empty] | 67420.5231 |  | 1.2895 |  |  |  | 0.17025 |  |  |  | 147.5726 |  |  |  | 9.9542 | [13 empty] | 278.0135 | [9 empty] | 5.9408 | [5 empty] | 0.41449 | [21 empty] | 21.529 | [5 empty] | 1.7096 | [32 empty] | 2025 | Bertrandsson Erlandsson et al. (2025), Mineralium Deposita, 60, 869–894 |  | POL, COD, ZMB, NAM
| DOF |  | Basin hydrothermal | Stratiform sediment-hosted Cu | stratiform sediment-hosted Cu-Co | Cu, Co | Ag, Au, Pb, Ni, Se, Re, Zn | Cu, Co, Ag, Au, Pb, Ni, Se, Re, Zn | Bertrandsson Erlandsson et al., 2022; Foltyn et al., 2022; El Desouky et al., 2010 |  | 103-09-1 sph12 | 103-09-1 sph12-1 | [5 empty] | ore material | polished section |  | mineral separate | [5 empty] | mineralisation |  |  |  | chalcopyrite, sphalerite, pyrite | stage 1 (sediment-hosted, diagenetic), stage 2 (epigenetic hydrothermal veins) | disseminations, veins, mineralized nodules | disseminations, mineralized nodules, veins cross-cutting sedimentary bedding |  |  |  | quartz, carbonates |  | LA-ICPMS | ESI NWR213 Nd:YAG laser ablation system coupled to an Agilent 8800 QQQ ICP-MS | Montanuniversität Leoben, Austria | 50 µm spot size, 2 – 3 J/cm2 on-mineral fluency, 10 Hz repetition rate, helium carrier gas at 0.75 L/min flow rate, 30-s pre-ablation laser warm-up, 60 s dwell time, 30-s washout period | USGS pressed powder polysulfide reference material MASS-1 (Wilson et al. 2002) as external standard for chalcopyrite; sphalerite matrix-matched sinter pressed powder pellet reference material MUL-Zn S1 (Onuk et al. 2017) as external standard for sphalerite and pyrite; MASS-1 used as external standard for Te, Au, Tl, and Hg in sphalerite and pyrite | 0.57095 | [19 empty] | 233.3864 | [5 empty] | 9234.0122 |  | 0.58089 |  |  |  | 14.8548 | [9 empty] | 68793.5983 |  | 0.47167 | [7 empty] | 140.299 |  |  |  | 11.1564 | [13 empty] | 302.8791 | [9 empty] | 7.7704 | [5 empty] | 0.063356 | [21 empty] | 20.1745 | [5 empty] | 1.5214 | [32 empty] | 2025 | Bertrandsson Erlandsson et al. (2025), Mineralium Deposita, 60, 869–894 |  | POL, COD, ZMB, NAM
| DOF |  | Basin hydrothermal | Stratiform sediment-hosted Cu | stratiform sediment-hosted Cu-Co | Cu, Co | Ag, Au, Pb, Ni, Se, Re, Zn | Cu, Co, Ag, Au, Pb, Ni, Se, Re, Zn | Bertrandsson Erlandsson et al., 2022; Foltyn et al., 2022; El Desouky et al., 2010 |  | 103-09-1 sph13 | 103-09-1 sph13-1 | [5 empty] | ore material | polished section |  | mineral separate | [5 empty] | mineralisation |  |  |  | chalcopyrite, sphalerite, pyrite | stage 1 (sediment-hosted, diagenetic), stage 2 (epigenetic hydrothermal veins) | disseminations, veins, mineralized nodules | disseminations, mineralized nodules, veins cross-cutting sedimentary bedding |  |  |  | quartz, carbonates |  | LA-ICPMS | ESI NWR213 Nd:YAG laser ablation system coupled to an Agilent 8800 QQQ ICP-MS | Montanuniversität Leoben, Austria | 50 µm spot size, 2 – 3 J/cm2 on-mineral fluency, 10 Hz repetition rate, helium carrier gas at 0.75 L/min flow rate, 30-s pre-ablation laser warm-up, 60 s dwell time, 30-s washout period | USGS pressed powder polysulfide reference material MASS-1 (Wilson et al. 2002) as external standard for chalcopyrite; sphalerite matrix-matched sinter pressed powder pellet reference material MUL-Zn S1 (Onuk et al. 2017) as external standard for sphalerite and pyrite; MASS-1 used as external standard for Te, Au, Tl, and Hg in sphalerite and pyrite | 0.4628 |  |  |  | 4.0196 | [15 empty] | 227.7538 | [5 empty] | 8976.4561 | [5 empty] | 14.7605 | [9 empty] | 69182.7249 | [9 empty] | 142.7703 |  |  |  | 10.5452 | [13 empty] | 289.5409 | [9 empty] | 8.4032 | [5 empty] | 0.046957 | [21 empty] | 32.2712 | [5 empty] | 1.4607 | [32 empty] | 2025 | Bertrandsson Erlandsson et al. (2025), Mineralium Deposita, 60, 869–894 |  | POL, COD, ZMB, NAM
| DOF |  | Basin hydrothermal | Stratiform sediment-hosted Cu | stratiform sediment-hosted Cu-Co | Cu, Co | Ag, Au, Pb, Ni, Se, Re, Zn | Cu, Co, Ag, Au, Pb, Ni, Se, Re, Zn | Bertrandsson Erlandsson et al., 2022; Foltyn et al., 2022; El Desouky et al., 2010 |  | 103-09-1 sph14 | 103-09-1 sph14-1 | [5 empty] | ore material | polished section |  | mineral separate | [5 empty] | mineralisation |  |  |  | chalcopyrite, sphalerite, pyrite | stage 1 (sediment-hosted, diagenetic), stage 2 (epigenetic hydrothermal veins) | disseminations, veins, mineralized nodules | disseminations, mineralized nodules, veins cross-cutting sedimentary bedding |  |  |  | quartz, carbonates |  | LA-ICPMS | ESI NWR213 Nd:YAG laser ablation system coupled to an Agilent 8800 QQQ ICP-MS | Montanuniversität Leoben, Austria | 50 µm spot size, 2 – 3 J/cm2 on-mineral fluency, 10 Hz repetition rate, helium carrier gas at 0.75 L/min flow rate, 30-s pre-ablation laser warm-up, 60 s dwell time, 30-s washout period | USGS pressed powder polysulfide reference material MASS-1 (Wilson et al. 2002) as external standard for chalcopyrite; sphalerite matrix-matched sinter pressed powder pellet reference material MUL-Zn S1 (Onuk et al. 2017) as external standard for sphalerite and pyrite; MASS-1 used as external standard for Te, Au, Tl, and Hg in sphalerite and pyrite | 0.54132 |  |  |  | 1.3804 | [15 empty] | 248.6286 | [5 empty] | 9495.729 | [5 empty] | 19.3426 | [9 empty] | 73528.7664 |  | 0.24117 | [7 empty] | 146.7034 |  |  |  | 11.1704 | [13 empty] | 338.9219 | [9 empty] | 8.0982 | [5 empty] | 0.044433 | [21 empty] | 20.1361 | [5 empty] | 1.773 | [32 empty] | 2025 | Bertrandsson Erlandsson et al. (2025), Mineralium Deposita, 60, 869–894 |  | POL, COD, ZMB, NAM
| DOF |  | Basin hydrothermal | Stratiform sediment-hosted Cu | stratiform sediment-hosted Cu-Co | Cu, Co | Ag, Au, Pb, Ni, Se, Re, Zn | Cu, Co, Ag, Au, Pb, Ni, Se, Re, Zn | Bertrandsson Erlandsson et al., 2022; Foltyn et al., 2022; El Desouky et al., 2010 |  | 103-09-1 sph15 | 103-09-1 sph15-1 | [5 empty] | ore material | polished section |  | mineral separate | [5 empty] | mineralisation |  |  |  | chalcopyrite, sphalerite, pyrite | stage 1 (sediment-hosted, diagenetic), stage 2 (epigenetic hydrothermal veins) | disseminations, veins, mineralized nodules | disseminations, mineralized nodules, veins cross-cutting sedimentary bedding |  |  |  | quartz, carbonates |  | LA-ICPMS | ESI NWR213 Nd:YAG laser ablation system coupled to an Agilent 8800 QQQ ICP-MS | Montanuniversität Leoben, Austria | 50 µm spot size, 2 – 3 J/cm2 on-mineral fluency, 10 Hz repetition rate, helium carrier gas at 0.75 L/min flow rate, 30-s pre-ablation laser warm-up, 60 s dwell time, 30-s washout period | USGS pressed powder polysulfide reference material MASS-1 (Wilson et al. 2002) as external standard for chalcopyrite; sphalerite matrix-matched sinter pressed powder pellet reference material MUL-Zn S1 (Onuk et al. 2017) as external standard for sphalerite and pyrite; MASS-1 used as external standard for Te, Au, Tl, and Hg in sphalerite and pyrite | 0.52955 | [19 empty] | 242.2334 | [5 empty] | 9012.0223 | [5 empty] | 16.8551 | [9 empty] | 72048.6341 |  | 0.35596 | [7 empty] | 135.7929 |  |  |  | 10.5533 | [13 empty] | 329.2492 | [9 empty] | 8.5477 | [27 empty] | 21.0277 | [5 empty] | 1.7895 | [13 empty] | 0.016063 | [18 empty] | 2025 | Bertrandsson Erlandsson et al. (2025), Mineralium Deposita, 60, 869–894 |  | POL, COD, ZMB, NAM
| DOF |  | Basin hydrothermal | Stratiform sediment-hosted Cu | stratiform sediment-hosted Cu-Co | Cu, Co | Ag, Au, Pb, Ni, Se, Re, Zn | Cu, Co, Ag, Au, Pb, Ni, Se, Re, Zn | Bertrandsson Erlandsson et al., 2022; Foltyn et al., 2022; El Desouky et al., 2010 |  | 103-09-1 sph16 | 103-09-1 sph16-1 | [5 empty] | ore material | polished section |  | mineral separate | [5 empty] | mineralisation |  |  |  | chalcopyrite, sphalerite, pyrite | stage 1 (sediment-hosted, diagenetic), stage 2 (epigenetic hydrothermal veins) | disseminations, veins, mineralized nodules | disseminations, mineralized nodules, veins cross-cutting sedimentary bedding |  |  |  | quartz, carbonates |  | LA-ICPMS | ESI NWR213 Nd:YAG laser ablation system coupled to an Agilent 8800 QQQ ICP-MS | Montanuniversität Leoben, Austria | 50 µm spot size, 2 – 3 J/cm2 on-mineral fluency, 10 Hz repetition rate, helium carrier gas at 0.75 L/min flow rate, 30-s pre-ablation laser warm-up, 60 s dwell time, 30-s washout period | USGS pressed powder polysulfide reference material MASS-1 (Wilson et al. 2002) as external standard for chalcopyrite; sphalerite matrix-matched sinter pressed powder pellet reference material MUL-Zn S1 (Onuk et al. 2017) as external standard for sphalerite and pyrite; MASS-1 used as external standard for Te, Au, Tl, and Hg in sphalerite and pyrite | 0.51535 | [13 empty] | 0.007552 | [5 empty] | 224.2991 | [5 empty] | 8661.4016 | [15 empty] | 65735.6683 |  | 0.34794 | [7 empty] | 152.0463 |  |  |  | 9.8546 | [13 empty] | 268.9554 | [9 empty] | 5.5897 | [5 empty] | 0.047261 | [21 empty] | 21.8708 | [5 empty] | 1.5825 | [32 empty] | 2025 | Bertrandsson Erlandsson et al. (2025), Mineralium Deposita, 60, 869–894 |  | POL, COD, ZMB, NAM
| DOF |  | Basin hydrothermal | Stratiform sediment-hosted Cu | stratiform sediment-hosted Cu-Co | Cu, Co | Ag, Au, Pb, Ni, Se, Re, Zn | Cu, Co, Ag, Au, Pb, Ni, Se, Re, Zn | Bertrandsson Erlandsson et al., 2022; Foltyn et al., 2022; El Desouky et al., 2010 |  | 103-09-1 sph17 | 103-09-1 sph17-1 | [5 empty] | ore material | polished section |  | mineral separate | [5 empty] | mineralisation |  |  |  | chalcopyrite, sphalerite, pyrite | stage 1 (sediment-hosted, diagenetic), stage 2 (epigenetic hydrothermal veins) | disseminations, veins, mineralized nodules | disseminations, mineralized nodules, veins cross-cutting sedimentary bedding |  |  |  | quartz, carbonates |  | LA-ICPMS | ESI NWR213 Nd:YAG laser ablation system coupled to an Agilent 8800 QQQ ICP-MS | Montanuniversität Leoben, Austria | 50 µm spot size, 2 – 3 J/cm2 on-mineral fluency, 10 Hz repetition rate, helium carrier gas at 0.75 L/min flow rate, 30-s pre-ablation laser warm-up, 60 s dwell time, 30-s washout period | USGS pressed powder polysulfide reference material MASS-1 (Wilson et al. 2002) as external standard for chalcopyrite; sphalerite matrix-matched sinter pressed powder pellet reference material MUL-Zn S1 (Onuk et al. 2017) as external standard for sphalerite and pyrite; MASS-1 used as external standard for Te, Au, Tl, and Hg in sphalerite and pyrite | 0.6073 | [19 empty] | 229.0715 | [5 empty] | 8795.287 | [15 empty] | 68841.6823 |  | 1.2837 | [7 empty] | 148.8077 |  |  |  | 10.9283 | [13 empty] | 290.1981 | [9 empty] | 4.7634 | [27 empty] | 21.8585 | [5 empty] | 1.5272 | [32 empty] | 2025 | Bertrandsson Erlandsson et al. (2025), Mineralium Deposita, 60, 869–894 |  | POL, COD, ZMB, NAM
| DOF |  | Basin hydrothermal | Stratiform sediment-hosted Cu | stratiform sediment-hosted Cu-Co | Cu, Co | Ag, Au, Pb, Ni, Se, Re, Zn | Cu, Co, Ag, Au, Pb, Ni, Se, Re, Zn | Bertrandsson Erlandsson et al., 2022; Foltyn et al., 2022; El Desouky et al., 2010 |  | 277-12-1B-sph10 | 277-12-1B-sph10-1 | [5 empty] | ore material | polished section |  | mineral separate | [5 empty] | mineralisation |  |  |  | chalcopyrite, sphalerite, pyrite | stage 1 (sediment-hosted, diagenetic), stage 2 (epigenetic hydrothermal veins) | disseminations, veins, mineralized nodules | disseminations, mineralized nodules, veins cross-cutting sedimentary bedding |  |  |  | quartz, carbonates |  | LA-ICPMS | ESI NWR213 Nd:YAG laser ablation system coupled to an Agilent 8800 QQQ ICP-MS | Montanuniversität Leoben, Austria | 50 µm spot size, 2 – 3 J/cm2 on-mineral fluency, 10 Hz repetition rate, helium carrier gas at 0.75 L/min flow rate, 30-s pre-ablation laser warm-up, 60 s dwell time, 30-s washout period | USGS pressed powder polysulfide reference material MASS-1 (Wilson et al. 2002) as external standard for chalcopyrite; sphalerite matrix-matched sinter pressed powder pellet reference material MUL-Zn S1 (Onuk et al. 2017) as external standard for sphalerite and pyrite; MASS-1 used as external standard for Te, Au, Tl, and Hg in sphalerite and pyrite | 0.53372 | [19 empty] | 1372.8339 | [5 empty] | 403.3919 | [5 empty] | 928.6528 | [9 empty] | 16345.4391 |  | 1.0865 |  |  |  | 0.36075 |  |  |  | 80.831 |  |  |  | 22.5885 | [13 empty] | 18.049 | [9 empty] | 7.5538 | [5 empty] | 3.1249 | [21 empty] | 86.74 | [38 empty] | 2025 | Bertrandsson Erlandsson et al. (2025), Mineralium Deposita, 60, 869–894 |  | POL, COD, ZMB, NAM
| DOF |  | Basin hydrothermal | Stratiform sediment-hosted Cu | stratiform sediment-hosted Cu-Co | Cu, Co | Ag, Au, Pb, Ni, Se, Re, Zn | Cu, Co, Ag, Au, Pb, Ni, Se, Re, Zn | Bertrandsson Erlandsson et al., 2022; Foltyn et al., 2022; El Desouky et al., 2010 |  | 277-12-1B-sph11 | 277-12-1B-sph11-1 | [5 empty] | ore material | polished section |  | mineral separate | [5 empty] | mineralisation |  |  |  | chalcopyrite, sphalerite, pyrite | stage 1 (sediment-hosted, diagenetic), stage 2 (epigenetic hydrothermal veins) | disseminations, veins, mineralized nodules | disseminations, mineralized nodules, veins cross-cutting sedimentary bedding |  |  |  | quartz, carbonates |  | LA-ICPMS | ESI NWR213 Nd:YAG laser ablation system coupled to an Agilent 8800 QQQ ICP-MS | Montanuniversität Leoben, Austria | 50 µm spot size, 2 – 3 J/cm2 on-mineral fluency, 10 Hz repetition rate, helium carrier gas at 0.75 L/min flow rate, 30-s pre-ablation laser warm-up, 60 s dwell time, 30-s washout period | USGS pressed powder polysulfide reference material MASS-1 (Wilson et al. 2002) as external standard for chalcopyrite; sphalerite matrix-matched sinter pressed powder pellet reference material MUL-Zn S1 (Onuk et al. 2017) as external standard for sphalerite and pyrite; MASS-1 used as external standard for Te, Au, Tl, and Hg in sphalerite and pyrite | 0.58989 | [19 empty] | 1395.4834 | [5 empty] | 351.6637 | [5 empty] | 973.6713 | [9 empty] | 14889.0132 |  | 0.93198 |  |  |  | 0.32823 |  |  |  | 72.7197 |  |  |  | 22.0528 | [13 empty] | 15.5343 | [9 empty] | 4.5513 | [5 empty] | 2.6349 | [21 empty] | 90.3189 | [38 empty] | 2025 | Bertrandsson Erlandsson et al. (2025), Mineralium Deposita, 60, 869–894 |  | POL, COD, ZMB, NAM
| DOF |  | Basin hydrothermal | Stratiform sediment-hosted Cu | stratiform sediment-hosted Cu-Co | Cu, Co | Ag, Au, Pb, Ni, Se, Re, Zn | Cu, Co, Ag, Au, Pb, Ni, Se, Re, Zn | Bertrandsson Erlandsson et al., 2022; Foltyn et al., 2022; El Desouky et al., 2010 |  | 277-12-1B-sph12 | 277-12-1B-sph12-1 | [5 empty] | ore material | polished section |  | mineral separate | [5 empty] | mineralisation |  |  |  | chalcopyrite, sphalerite, pyrite | stage 1 (sediment-hosted, diagenetic), stage 2 (epigenetic hydrothermal veins) | disseminations, veins, mineralized nodules | disseminations, mineralized nodules, veins cross-cutting sedimentary bedding |  |  |  | quartz, carbonates |  | LA-ICPMS | ESI NWR213 Nd:YAG laser ablation system coupled to an Agilent 8800 QQQ ICP-MS | Montanuniversität Leoben, Austria | 50 µm spot size, 2 – 3 J/cm2 on-mineral fluency, 10 Hz repetition rate, helium carrier gas at 0.75 L/min flow rate, 30-s pre-ablation laser warm-up, 60 s dwell time, 30-s washout period | USGS pressed powder polysulfide reference material MASS-1 (Wilson et al. 2002) as external standard for chalcopyrite; sphalerite matrix-matched sinter pressed powder pellet reference material MUL-Zn S1 (Onuk et al. 2017) as external standard for sphalerite and pyrite; MASS-1 used as external standard for Te, Au, Tl, and Hg in sphalerite and pyrite | 0.58578 | [19 empty] | 1285.1116 | [5 empty] | 412.0507 | [5 empty] | 973.0335 | [11 empty] | 1.2049 |  |  |  | 0.45468 |  |  |  | 59.3093 |  |  |  | 19.7833 | [13 empty] | 16.6816 | [37 empty] | 66.8288 | [38 empty] | 2025 | Bertrandsson Erlandsson et al. (2025), Mineralium Deposita, 60, 869–894 |  | POL, COD, ZMB, NAM
| DOF |  | Basin hydrothermal | Stratiform sediment-hosted Cu | stratiform sediment-hosted Cu-Co | Cu, Co | Ag, Au, Pb, Ni, Se, Re, Zn | Cu, Co, Ag, Au, Pb, Ni, Se, Re, Zn | Bertrandsson Erlandsson et al., 2022; Foltyn et al., 2022; El Desouky et al., 2010 |  | 277-12-1B-sph13 | 277-12-1B-sph13-1 | [5 empty] | ore material | polished section |  | mineral separate | [5 empty] | mineralisation |  |  |  | chalcopyrite, sphalerite, pyrite | stage 1 (sediment-hosted, diagenetic), stage 2 (epigenetic hydrothermal veins) | disseminations, veins, mineralized nodules | disseminations, mineralized nodules, veins cross-cutting sedimentary bedding |  |  |  | quartz, carbonates |  | LA-ICPMS | ESI NWR213 Nd:YAG laser ablation system coupled to an Agilent 8800 QQQ ICP-MS | Montanuniversität Leoben, Austria | 50 µm spot size, 2 – 3 J/cm2 on-mineral fluency, 10 Hz repetition rate, helium carrier gas at 0.75 L/min flow rate, 30-s pre-ablation laser warm-up, 60 s dwell time, 30-s washout period | USGS pressed powder polysulfide reference material MASS-1 (Wilson et al. 2002) as external standard for chalcopyrite; sphalerite matrix-matched sinter pressed powder pellet reference material MUL-Zn S1 (Onuk et al. 2017) as external standard for sphalerite and pyrite; MASS-1 used as external standard for Te, Au, Tl, and Hg in sphalerite and pyrite | 0.12815 | [19 empty] | 1363.7234 | [5 empty] | 527.1844 | [5 empty] | 417.4058 | [9 empty] | 17276.0994 |  | 1.0502 |  |  |  | 0.46728 |  |  |  | 97.6216 |  |  |  | 24.6762 | [13 empty] | 22.4764 | [9 empty] | 10.4123 | [5 empty] | 0.13741 | [21 empty] | 91.6189 | [38 empty] | 2025 | Bertrandsson Erlandsson et al. (2025), Mineralium Deposita, 60, 869–894 |  | POL, COD, ZMB, NAM
| DOF |  | Basin hydrothermal | Stratiform sediment-hosted Cu | stratiform sediment-hosted Cu-Co | Cu, Co | Ag, Au, Pb, Ni, Se, Re, Zn | Cu, Co, Ag, Au, Pb, Ni, Se, Re, Zn | Bertrandsson Erlandsson et al., 2022; Foltyn et al., 2022; El Desouky et al., 2010 |  | 277-12-1B-sph14 | 277-12-1B-sph14-1 | [5 empty] | ore material | polished section |  | mineral separate | [5 empty] | mineralisation |  |  |  | chalcopyrite, sphalerite, pyrite | stage 1 (sediment-hosted, diagenetic), stage 2 (epigenetic hydrothermal veins) | disseminations, veins, mineralized nodules | disseminations, mineralized nodules, veins cross-cutting sedimentary bedding |  |  |  | quartz, carbonates |  | LA-ICPMS | ESI NWR213 Nd:YAG laser ablation system coupled to an Agilent 8800 QQQ ICP-MS | Montanuniversität Leoben, Austria | 50 µm spot size, 2 – 3 J/cm2 on-mineral fluency, 10 Hz repetition rate, helium carrier gas at 0.75 L/min flow rate, 30-s pre-ablation laser warm-up, 60 s dwell time, 30-s washout period | USGS pressed powder polysulfide reference material MASS-1 (Wilson et al. 2002) as external standard for chalcopyrite; sphalerite matrix-matched sinter pressed powder pellet reference material MUL-Zn S1 (Onuk et al. 2017) as external standard for sphalerite and pyrite; MASS-1 used as external standard for Te, Au, Tl, and Hg in sphalerite and pyrite | 0.15006 | [19 empty] | 1425.2167 | [5 empty] | 514.8479 | [5 empty] | 95.7253 | [9 empty] | 18461.0016 |  | 0.90875 |  |  |  | 0.38221 |  |  |  | 84.2222 |  |  |  | 25.0936 | [13 empty] | 28.2414 | [9 empty] | 8.8462 | [5 empty] | 0.98097 | [21 empty] | 91.9716 | [38 empty] | 2025 | Bertrandsson Erlandsson et al. (2025), Mineralium Deposita, 60, 869–894 |  | POL, COD, ZMB, NAM
| DOF |  | Basin hydrothermal | Stratiform sediment-hosted Cu | stratiform sediment-hosted Cu-Co | Cu, Co | Ag, Au, Pb, Ni, Se, Re, Zn | Cu, Co, Ag, Au, Pb, Ni, Se, Re, Zn | Bertrandsson Erlandsson et al., 2022; Foltyn et al., 2022; El Desouky et al., 2010 |  | 277-12-1B-sph15 | 277-12-1B-sph15-1 | [5 empty] | ore material | polished section |  | mineral separate | [5 empty] | mineralisation |  |  |  | chalcopyrite, sphalerite, pyrite | stage 1 (sediment-hosted, diagenetic), stage 2 (epigenetic hydrothermal veins) | disseminations, veins, mineralized nodules | disseminations, mineralized nodules, veins cross-cutting sedimentary bedding |  |  |  | quartz, carbonates |  | LA-ICPMS | ESI NWR213 Nd:YAG laser ablation system coupled to an Agilent 8800 QQQ ICP-MS | Montanuniversität Leoben, Austria | 50 µm spot size, 2 – 3 J/cm2 on-mineral fluency, 10 Hz repetition rate, helium carrier gas at 0.75 L/min flow rate, 30-s pre-ablation laser warm-up, 60 s dwell time, 30-s washout period | USGS pressed powder polysulfide reference material MASS-1 (Wilson et al. 2002) as external standard for chalcopyrite; sphalerite matrix-matched sinter pressed powder pellet reference material MUL-Zn S1 (Onuk et al. 2017) as external standard for sphalerite and pyrite; MASS-1 used as external standard for Te, Au, Tl, and Hg in sphalerite and pyrite | 0.10216 | [19 empty] | 1463.2144 | [5 empty] | 549.1311 | [5 empty] | 260.3043 | [9 empty] | 18731.438 |  | 1.1928 |  |  |  | 0.38893 |  |  |  | 85.8111 |  |  |  | 26.2053 | [13 empty] | 26.9222 | [9 empty] | 9.0843 | [5 empty] | 1.2038 | [21 empty] | 86.5733 | [38 empty] | 2025 | Bertrandsson Erlandsson et al. (2025), Mineralium Deposita, 60, 869–894 |  | POL, COD, ZMB, NAM
| DOF |  | Basin hydrothermal | Stratiform sediment-hosted Cu | stratiform sediment-hosted Cu-Co | Cu, Co | Ag, Au, Pb, Ni, Se, Re, Zn | Cu, Co, Ag, Au, Pb, Ni, Se, Re, Zn | Bertrandsson Erlandsson et al., 2022; Foltyn et al., 2022; El Desouky et al., 2010 |  | 277-12-1B-sph6 | 277-12-1B-sph6-1 | [5 empty] | ore material | polished section |  | mineral separate | [5 empty] | mineralisation |  |  |  | chalcopyrite, sphalerite, pyrite | stage 1 (sediment-hosted, diagenetic), stage 2 (epigenetic hydrothermal veins) | disseminations, veins, mineralized nodules | disseminations, mineralized nodules, veins cross-cutting sedimentary bedding |  |  |  | quartz, carbonates |  | LA-ICPMS | ESI NWR213 Nd:YAG laser ablation system coupled to an Agilent 8800 QQQ ICP-MS | Montanuniversität Leoben, Austria | 50 µm spot size, 2 – 3 J/cm2 on-mineral fluency, 10 Hz repetition rate, helium carrier gas at 0.75 L/min flow rate, 30-s pre-ablation laser warm-up, 60 s dwell time, 30-s washout period | USGS pressed powder polysulfide reference material MASS-1 (Wilson et al. 2002) as external standard for chalcopyrite; sphalerite matrix-matched sinter pressed powder pellet reference material MUL-Zn S1 (Onuk et al. 2017) as external standard for sphalerite and pyrite; MASS-1 used as external standard for Te, Au, Tl, and Hg in sphalerite and pyrite | 0.27087 | [19 empty] | 1304.0672 | [5 empty] | 441.5274 | [5 empty] | 247.8582 | [9 empty] | 16563.4735 |  | 0.95393 |  |  |  | 0.39123 |  |  |  | 81.7654 |  |  |  | 21.9462 | [13 empty] | 20.2681 | [9 empty] | 11.7493 | [5 empty] | 1.0725 | [21 empty] | 79.2558 | [38 empty] | 2025 | Bertrandsson Erlandsson et al. (2025), Mineralium Deposita, 60, 869–894 |  | POL, COD, ZMB, NAM
| DOF |  | Basin hydrothermal | Stratiform sediment-hosted Cu | stratiform sediment-hosted Cu-Co | Cu, Co | Ag, Au, Pb, Ni, Se, Re, Zn | Cu, Co, Ag, Au, Pb, Ni, Se, Re, Zn | Bertrandsson Erlandsson et al., 2022; Foltyn et al., 2022; El Desouky et al., 2010 |  | 277-12-1B-sph7 | 277-12-1B-sph7-1 | [5 empty] | ore material | polished section |  | mineral separate | [5 empty] | mineralisation |  |  |  | chalcopyrite, sphalerite, pyrite | stage 1 (sediment-hosted, diagenetic), stage 2 (epigenetic hydrothermal veins) | disseminations, veins, mineralized nodules | disseminations, mineralized nodules, veins cross-cutting sedimentary bedding |  |  |  | quartz, carbonates |  | LA-ICPMS | ESI NWR213 Nd:YAG laser ablation system coupled to an Agilent 8800 QQQ ICP-MS | Montanuniversität Leoben, Austria | 50 µm spot size, 2 – 3 J/cm2 on-mineral fluency, 10 Hz repetition rate, helium carrier gas at 0.75 L/min flow rate, 30-s pre-ablation laser warm-up, 60 s dwell time, 30-s washout period | USGS pressed powder polysulfide reference material MASS-1 (Wilson et al. 2002) as external standard for chalcopyrite; sphalerite matrix-matched sinter pressed powder pellet reference material MUL-Zn S1 (Onuk et al. 2017) as external standard for sphalerite and pyrite; MASS-1 used as external standard for Te, Au, Tl, and Hg in sphalerite and pyrite | 0.17845 | [19 empty] | 1321.462 | [5 empty] | 435.1647 | [5 empty] | 164.7739 | [9 empty] | 16651.4568 |  | 1.0626 |  |  |  | 0.52 |  |  |  | 80.8553 |  |  |  | 22.4672 | [13 empty] | 20.0237 | [9 empty] | 12.477 | [5 empty] | 0.51484 | [21 empty] | 81.7443 | [38 empty] | 2025 | Bertrandsson Erlandsson et al. (2025), Mineralium Deposita, 60, 869–894 |  | POL, COD, ZMB, NAM
| DOF |  | Basin hydrothermal | Stratiform sediment-hosted Cu | stratiform sediment-hosted Cu-Co | Cu, Co | Ag, Au, Pb, Ni, Se, Re, Zn | Cu, Co, Ag, Au, Pb, Ni, Se, Re, Zn | Bertrandsson Erlandsson et al., 2022; Foltyn et al., 2022; El Desouky et al., 2010 |  | 277-12-1B-sph8 | 277-12-1B-sph8-1 | [5 empty] | ore material | polished section |  | mineral separate | [5 empty] | mineralisation |  |  |  | chalcopyrite, sphalerite, pyrite | stage 1 (sediment-hosted, diagenetic), stage 2 (epigenetic hydrothermal veins) | disseminations, veins, mineralized nodules | disseminations, mineralized nodules, veins cross-cutting sedimentary bedding |  |  |  | quartz, carbonates |  | LA-ICPMS | ESI NWR213 Nd:YAG laser ablation system coupled to an Agilent 8800 QQQ ICP-MS | Montanuniversität Leoben, Austria | 50 µm spot size, 2 – 3 J/cm2 on-mineral fluency, 10 Hz repetition rate, helium carrier gas at 0.75 L/min flow rate, 30-s pre-ablation laser warm-up, 60 s dwell time, 30-s washout period | USGS pressed powder polysulfide reference material MASS-1 (Wilson et al. 2002) as external standard for chalcopyrite; sphalerite matrix-matched sinter pressed powder pellet reference material MUL-Zn S1 (Onuk et al. 2017) as external standard for sphalerite and pyrite; MASS-1 used as external standard for Te, Au, Tl, and Hg in sphalerite and pyrite | 0.3582 | [19 empty] | 1364.3994 | [5 empty] | 567.9715 | [5 empty] | 645.048 | [9 empty] | 20161.3652 |  | 1.0562 |  |  |  | 0.38137 |  |  |  | 87.0474 |  |  |  | 24.7163 | [13 empty] | 29.444 | [9 empty] | 6.4395 | [5 empty] | 1.8878 | [21 empty] | 86.5421 | [38 empty] | 2025 | Bertrandsson Erlandsson et al. (2025), Mineralium Deposita, 60, 869–894 |  | POL, COD, ZMB, NAM
| DOF |  | Basin hydrothermal | Stratiform sediment-hosted Cu | stratiform sediment-hosted Cu-Co | Cu, Co | Ag, Au, Pb, Ni, Se, Re, Zn | Cu, Co, Ag, Au, Pb, Ni, Se, Re, Zn | Bertrandsson Erlandsson et al., 2022; Foltyn et al., 2022; El Desouky et al., 2010 |  | 277-12-1B-sph9 | 277-12-1B-sph9-1 | [5 empty] | ore material | polished section |  | mineral separate | [5 empty] | mineralisation |  |  |  | chalcopyrite, sphalerite, pyrite | stage 1 (sediment-hosted, diagenetic), stage 2 (epigenetic hydrothermal veins) | disseminations, veins, mineralized nodules | disseminations, mineralized nodules, veins cross-cutting sedimentary bedding |  |  |  | quartz, carbonates |  | LA-ICPMS | ESI NWR213 Nd:YAG laser ablation system coupled to an Agilent 8800 QQQ ICP-MS | Montanuniversität Leoben, Austria | 50 µm spot size, 2 – 3 J/cm2 on-mineral fluency, 10 Hz repetition rate, helium carrier gas at 0.75 L/min flow rate, 30-s pre-ablation laser warm-up, 60 s dwell time, 30-s washout period | USGS pressed powder polysulfide reference material MASS-1 (Wilson et al. 2002) as external standard for chalcopyrite; sphalerite matrix-matched sinter pressed powder pellet reference material MUL-Zn S1 (Onuk et al. 2017) as external standard for sphalerite and pyrite; MASS-1 used as external standard for Te, Au, Tl, and Hg in sphalerite and pyrite | 0.32546 | [19 empty] | 1379.7419 | [5 empty] | 489.1388 | [5 empty] | 399.5583 | [9 empty] | 17120.2619 |  | 1.1021 | [7 empty] | 85.2835 |  |  |  | 23.4079 | [13 empty] | 22.5736 | [9 empty] | 8.3389 | [5 empty] | 3.7791 | [21 empty] | 76.1858 | [38 empty] | 2025 | Bertrandsson Erlandsson et al. (2025), Mineralium Deposita, 60, 869–894 |  | POL, COD, ZMB, NAM
| DOF |  | Basin hydrothermal | Stratiform sediment-hosted Cu | stratiform sediment-hosted Cu-Co | Cu, Co | Ag, Au, Pb, Ni, Se, Re, Zn | Cu, Co, Ag, Au, Pb, Ni, Se, Re, Zn | Bertrandsson Erlandsson et al., 2022; Foltyn et al., 2022; El Desouky et al., 2010 |  | 262-27-1B-sph1 | 262-27-1B-sph1-1 | [5 empty] | ore material | polished section |  | mineral separate | [5 empty] | mineralisation |  |  |  | chalcopyrite, sphalerite, pyrite | stage 1 (sediment-hosted, diagenetic), stage 2 (epigenetic hydrothermal veins) | disseminations, veins, mineralized nodules | disseminations, mineralized nodules, veins cross-cutting sedimentary bedding |  |  |  | quartz, carbonates |  | LA-ICPMS | ESI NWR213 Nd:YAG laser ablation system coupled to an Agilent 8800 QQQ ICP-MS | Montanuniversität Leoben, Austria | 50 µm spot size, 2 – 3 J/cm2 on-mineral fluency, 10 Hz repetition rate, helium carrier gas at 0.75 L/min flow rate, 30-s pre-ablation laser warm-up, 60 s dwell time, 30-s washout period | USGS pressed powder polysulfide reference material MASS-1 (Wilson et al. 2002) as external standard for chalcopyrite; sphalerite matrix-matched sinter pressed powder pellet reference material MUL-Zn S1 (Onuk et al. 2017) as external standard for sphalerite and pyrite; MASS-1 used as external standard for Te, Au, Tl, and Hg in sphalerite and pyrite | 0.31702 | [19 empty] | 2521.1127 | [5 empty] | 32.2796 | [5 empty] | 96.7912 | [9 empty] | 36659.6953 |  | 1.5408 |  |  |  | 0.90646 |  |  |  | 153.022 |  |  |  | 108.2102 | [13 empty] | 122.9666 | [9 empty] | 3.8351 | [5 empty] | 0.10253 | [21 empty] | 189.4544 | [38 empty] | 2025 | Bertrandsson Erlandsson et al. (2025), Mineralium Deposita, 60, 869–894 |  | POL, COD, ZMB, NAM
| DOF |  | Basin hydrothermal | Stratiform sediment-hosted Cu | stratiform sediment-hosted Cu-Co | Cu, Co | Ag, Au, Pb, Ni, Se, Re, Zn | Cu, Co, Ag, Au, Pb, Ni, Se, Re, Zn | Bertrandsson Erlandsson et al., 2022; Foltyn et al., 2022; El Desouky et al., 2010 |  | 262-27-1B-sph10 | 262-27-1B-sph10-1 | [5 empty] | ore material | polished section |  | mineral separate | [5 empty] | mineralisation |  |  |  | chalcopyrite, sphalerite, pyrite | stage 1 (sediment-hosted, diagenetic), stage 2 (epigenetic hydrothermal veins) | disseminations, veins, mineralized nodules | disseminations, mineralized nodules, veins cross-cutting sedimentary bedding |  |  |  | quartz, carbonates |  | LA-ICPMS | ESI NWR213 Nd:YAG laser ablation system coupled to an Agilent 8800 QQQ ICP-MS | Montanuniversität Leoben, Austria | 50 µm spot size, 2 – 3 J/cm2 on-mineral fluency, 10 Hz repetition rate, helium carrier gas at 0.75 L/min flow rate, 30-s pre-ablation laser warm-up, 60 s dwell time, 30-s washout period | USGS pressed powder polysulfide reference material MASS-1 (Wilson et al. 2002) as external standard for chalcopyrite; sphalerite matrix-matched sinter pressed powder pellet reference material MUL-Zn S1 (Onuk et al. 2017) as external standard for sphalerite and pyrite; MASS-1 used as external standard for Te, Au, Tl, and Hg in sphalerite and pyrite | 0.50731 | [13 empty] | 0.008783 | [5 empty] | 2489.0431 | [5 empty] | 45.1753 | [5 empty] | 137.9287 | [9 empty] | 54114.9242 |  | 5.7579 |  |  |  | 1.2066 |  |  |  | 143.8542 |  |  |  | 150.9032 | [13 empty] | 221.8937 | [9 empty] | 1.844 | [5 empty] | 0.1295 | [21 empty] | 225.4271 | [5 empty] | 0.68204 | [32 empty] | 2025 | Bertrandsson Erlandsson et al. (2025), Mineralium Deposita, 60, 869–894 |  | POL, COD, ZMB, NAM
| DOF |  | Basin hydrothermal | Stratiform sediment-hosted Cu | stratiform sediment-hosted Cu-Co | Cu, Co | Ag, Au, Pb, Ni, Se, Re, Zn | Cu, Co, Ag, Au, Pb, Ni, Se, Re, Zn | Bertrandsson Erlandsson et al., 2022; Foltyn et al., 2022; El Desouky et al., 2010 |  | 262-27-1B-sph11 | 262-27-1B-sph11-1 | [5 empty] | ore material | polished section |  | mineral separate | [5 empty] | mineralisation |  |  |  | chalcopyrite, sphalerite, pyrite | stage 1 (sediment-hosted, diagenetic), stage 2 (epigenetic hydrothermal veins) | disseminations, veins, mineralized nodules | disseminations, mineralized nodules, veins cross-cutting sedimentary bedding |  |  |  | quartz, carbonates |  | LA-ICPMS | ESI NWR213 Nd:YAG laser ablation system coupled to an Agilent 8800 QQQ ICP-MS | Montanuniversität Leoben, Austria | 50 µm spot size, 2 – 3 J/cm2 on-mineral fluency, 10 Hz repetition rate, helium carrier gas at 0.75 L/min flow rate, 30-s pre-ablation laser warm-up, 60 s dwell time, 30-s washout period | USGS pressed powder polysulfide reference material MASS-1 (Wilson et al. 2002) as external standard for chalcopyrite; sphalerite matrix-matched sinter pressed powder pellet reference material MUL-Zn S1 (Onuk et al. 2017) as external standard for sphalerite and pyrite; MASS-1 used as external standard for Te, Au, Tl, and Hg in sphalerite and pyrite | 0.54326 | [19 empty] | 2394.54 | [5 empty] | 43.5086 | [5 empty] | 132.3374 | [9 empty] | 52855.9946 |  | 4.8343 |  |  |  | 1.2321 |  |  |  | 138.514 |  |  |  | 143.4395 | [13 empty] | 213.3831 | [9 empty] | 1.5086 | [27 empty] | 210.7336 | [38 empty] | 2025 | Bertrandsson Erlandsson et al. (2025), Mineralium Deposita, 60, 869–894 |  | POL, COD, ZMB, NAM
| DOF |  | Basin hydrothermal | Stratiform sediment-hosted Cu | stratiform sediment-hosted Cu-Co | Cu, Co | Ag, Au, Pb, Ni, Se, Re, Zn | Cu, Co, Ag, Au, Pb, Ni, Se, Re, Zn | Bertrandsson Erlandsson et al., 2022; Foltyn et al., 2022; El Desouky et al., 2010 |  | 262-27-1B-sph12 | 262-27-1B-sph12-1 | [5 empty] | ore material | polished section |  | mineral separate | [5 empty] | mineralisation |  |  |  | chalcopyrite, sphalerite, pyrite | stage 1 (sediment-hosted, diagenetic), stage 2 (epigenetic hydrothermal veins) | disseminations, veins, mineralized nodules | disseminations, mineralized nodules, veins cross-cutting sedimentary bedding |  |  |  | quartz, carbonates |  | LA-ICPMS | ESI NWR213 Nd:YAG laser ablation system coupled to an Agilent 8800 QQQ ICP-MS | Montanuniversität Leoben, Austria | 50 µm spot size, 2 – 3 J/cm2 on-mineral fluency, 10 Hz repetition rate, helium carrier gas at 0.75 L/min flow rate, 30-s pre-ablation laser warm-up, 60 s dwell time, 30-s washout period | USGS pressed powder polysulfide reference material MASS-1 (Wilson et al. 2002) as external standard for chalcopyrite; sphalerite matrix-matched sinter pressed powder pellet reference material MUL-Zn S1 (Onuk et al. 2017) as external standard for sphalerite and pyrite; MASS-1 used as external standard for Te, Au, Tl, and Hg in sphalerite and pyrite | 0.67444 | [19 empty] | 2538.3141 | [5 empty] | 44.1161 | [5 empty] | 137.7912 | [9 empty] | 54503.1805 |  | 7.6979 |  |  |  | 1.4233 |  |  |  | 144.1801 |  |  |  | 144.0262 | [13 empty] | 230.1822 | [9 empty] | 1.5624 | [27 empty] | 223.1067 | [5 empty] | 0.61985 | [32 empty] | 2025 | Bertrandsson Erlandsson et al. (2025), Mineralium Deposita, 60, 869–894 |  | POL, COD, ZMB, NAM
| DOF |  | Basin hydrothermal | Stratiform sediment-hosted Cu | stratiform sediment-hosted Cu-Co | Cu, Co | Ag, Au, Pb, Ni, Se, Re, Zn | Cu, Co, Ag, Au, Pb, Ni, Se, Re, Zn | Bertrandsson Erlandsson et al., 2022; Foltyn et al., 2022; El Desouky et al., 2010 |  | 262-27-1B-sph13 | 262-27-1B-sph13-1 | [5 empty] | ore material | polished section |  | mineral separate | [5 empty] | mineralisation |  |  |  | chalcopyrite, sphalerite, pyrite | stage 1 (sediment-hosted, diagenetic), stage 2 (epigenetic hydrothermal veins) | disseminations, veins, mineralized nodules | disseminations, mineralized nodules, veins cross-cutting sedimentary bedding |  |  |  | quartz, carbonates |  | LA-ICPMS | ESI NWR213 Nd:YAG laser ablation system coupled to an Agilent 8800 QQQ ICP-MS | Montanuniversität Leoben, Austria | 50 µm spot size, 2 – 3 J/cm2 on-mineral fluency, 10 Hz repetition rate, helium carrier gas at 0.75 L/min flow rate, 30-s pre-ablation laser warm-up, 60 s dwell time, 30-s washout period | USGS pressed powder polysulfide reference material MASS-1 (Wilson et al. 2002) as external standard for chalcopyrite; sphalerite matrix-matched sinter pressed powder pellet reference material MUL-Zn S1 (Onuk et al. 2017) as external standard for sphalerite and pyrite; MASS-1 used as external standard for Te, Au, Tl, and Hg in sphalerite and pyrite | 0.68799 | [19 empty] | 2468.7264 | [5 empty] | 42.4205 | [5 empty] | 130.9736 | [9 empty] | 55459.8098 |  | 3.7941 |  |  |  | 1.2463 |  |  |  | 141.0894 |  |  |  | 130.467 | [13 empty] | 222.1364 | [9 empty] | 2.2422 | [5 empty] | 0.041015 | [21 empty] | 211.2944 | [5 empty] | 0.5904 | [32 empty] | 2025 | Bertrandsson Erlandsson et al. (2025), Mineralium Deposita, 60, 869–894 |  | POL, COD, ZMB, NAM
| DOF |  | Basin hydrothermal | Stratiform sediment-hosted Cu | stratiform sediment-hosted Cu-Co | Cu, Co | Ag, Au, Pb, Ni, Se, Re, Zn | Cu, Co, Ag, Au, Pb, Ni, Se, Re, Zn | Bertrandsson Erlandsson et al., 2022; Foltyn et al., 2022; El Desouky et al., 2010 |  | 262-27-1B-sph14 | 262-27-1B-sph14-1 | [5 empty] | ore material | polished section |  | mineral separate | [5 empty] | mineralisation |  |  |  | chalcopyrite, sphalerite, pyrite | stage 1 (sediment-hosted, diagenetic), stage 2 (epigenetic hydrothermal veins) | disseminations, veins, mineralized nodules | disseminations, mineralized nodules, veins cross-cutting sedimentary bedding |  |  |  | quartz, carbonates |  | LA-ICPMS | ESI NWR213 Nd:YAG laser ablation system coupled to an Agilent 8800 QQQ ICP-MS | Montanuniversität Leoben, Austria | 50 µm spot size, 2 – 3 J/cm2 on-mineral fluency, 10 Hz repetition rate, helium carrier gas at 0.75 L/min flow rate, 30-s pre-ablation laser warm-up, 60 s dwell time, 30-s washout period | USGS pressed powder polysulfide reference material MASS-1 (Wilson et al. 2002) as external standard for chalcopyrite; sphalerite matrix-matched sinter pressed powder pellet reference material MUL-Zn S1 (Onuk et al. 2017) as external standard for sphalerite and pyrite; MASS-1 used as external standard for Te, Au, Tl, and Hg in sphalerite and pyrite | 0.62058 | [19 empty] | 2490.6244 | [5 empty] | 40.9024 | [5 empty] | 118.4856 | [9 empty] | 48409.0768 |  | 1.7771 |  |  |  | 1.411 |  |  |  | 141.12 |  |  |  | 124.2281 | [13 empty] | 158.8429 | [9 empty] | 1.2355 | [5 empty] | 0.10667 | [21 empty] | 210.4606 | [5 empty] | 0.52319 | [32 empty] | 2025 | Bertrandsson Erlandsson et al. (2025), Mineralium Deposita, 60, 869–894 |  | POL, COD, ZMB, NAM
| DOF |  | Basin hydrothermal | Stratiform sediment-hosted Cu | stratiform sediment-hosted Cu-Co | Cu, Co | Ag, Au, Pb, Ni, Se, Re, Zn | Cu, Co, Ag, Au, Pb, Ni, Se, Re, Zn | Bertrandsson Erlandsson et al., 2022; Foltyn et al., 2022; El Desouky et al., 2010 |  | 262-27-1B-sph15 | 262-27-1B-sph15-1 | [5 empty] | ore material | polished section |  | mineral separate | [5 empty] | mineralisation |  |  |  | chalcopyrite, sphalerite, pyrite | stage 1 (sediment-hosted, diagenetic), stage 2 (epigenetic hydrothermal veins) | disseminations, veins, mineralized nodules | disseminations, mineralized nodules, veins cross-cutting sedimentary bedding |  |  |  | quartz, carbonates |  | LA-ICPMS | ESI NWR213 Nd:YAG laser ablation system coupled to an Agilent 8800 QQQ ICP-MS | Montanuniversität Leoben, Austria | 50 µm spot size, 2 – 3 J/cm2 on-mineral fluency, 10 Hz repetition rate, helium carrier gas at 0.75 L/min flow rate, 30-s pre-ablation laser warm-up, 60 s dwell time, 30-s washout period | USGS pressed powder polysulfide reference material MASS-1 (Wilson et al. 2002) as external standard for chalcopyrite; sphalerite matrix-matched sinter pressed powder pellet reference material MUL-Zn S1 (Onuk et al. 2017) as external standard for sphalerite and pyrite; MASS-1 used as external standard for Te, Au, Tl, and Hg in sphalerite and pyrite | 7.2471 | [19 empty] | 2327.5651 | [5 empty] | 39.7374 | [15 empty] | 58621.7156 |  | 2.0983 |  |  |  | 1.4344 |  |  |  | 124.3298 |  |  |  | 128.2458 | [13 empty] | 207.1264 | [9 empty] | 4.7692 | [5 empty] | 0.44757 | [21 empty] | 221.5393 | [5 empty] | 0.97876 | [32 empty] | 2025 | Bertrandsson Erlandsson et al. (2025), Mineralium Deposita, 60, 869–894 |  | POL, COD, ZMB, NAM
| DOF |  | Basin hydrothermal | Stratiform sediment-hosted Cu | stratiform sediment-hosted Cu-Co | Cu, Co | Ag, Au, Pb, Ni, Se, Re, Zn | Cu, Co, Ag, Au, Pb, Ni, Se, Re, Zn | Bertrandsson Erlandsson et al., 2022; Foltyn et al., 2022; El Desouky et al., 2010 |  | 262-27-1B-sph16 | 262-27-1B-sph16-1 | [5 empty] | ore material | polished section |  | mineral separate | [5 empty] | mineralisation |  |  |  | chalcopyrite, sphalerite, pyrite | stage 1 (sediment-hosted, diagenetic), stage 2 (epigenetic hydrothermal veins) | disseminations, veins, mineralized nodules | disseminations, mineralized nodules, veins cross-cutting sedimentary bedding |  |  |  | quartz, carbonates |  | LA-ICPMS | ESI NWR213 Nd:YAG laser ablation system coupled to an Agilent 8800 QQQ ICP-MS | Montanuniversität Leoben, Austria | 50 µm spot size, 2 – 3 J/cm2 on-mineral fluency, 10 Hz repetition rate, helium carrier gas at 0.75 L/min flow rate, 30-s pre-ablation laser warm-up, 60 s dwell time, 30-s washout period | USGS pressed powder polysulfide reference material MASS-1 (Wilson et al. 2002) as external standard for chalcopyrite; sphalerite matrix-matched sinter pressed powder pellet reference material MUL-Zn S1 (Onuk et al. 2017) as external standard for sphalerite and pyrite; MASS-1 used as external standard for Te, Au, Tl, and Hg in sphalerite and pyrite | 0.65744 | [19 empty] | 2462.7546 | [5 empty] | 43.3066 | [5 empty] | 138.6733 | [9 empty] | 53135.6532 |  | 3.9125 |  |  |  | 1.2634 |  |  |  | 134.5287 |  |  |  | 148.6536 | [13 empty] | 202.2071 | [9 empty] | 1.5903 | [5 empty] | 0.076972 | [21 empty] | 209.4351 | [5 empty] | 0.68064 | [32 empty] | 2025 | Bertrandsson Erlandsson et al. (2025), Mineralium Deposita, 60, 869–894 |  | POL, COD, ZMB, NAM
| DOF |  | Basin hydrothermal | Stratiform sediment-hosted Cu | stratiform sediment-hosted Cu-Co | Cu, Co | Ag, Au, Pb, Ni, Se, Re, Zn | Cu, Co, Ag, Au, Pb, Ni, Se, Re, Zn | Bertrandsson Erlandsson et al., 2022; Foltyn et al., 2022; El Desouky et al., 2010 |  | 262-27-1B-sph17 | 262-27-1B-sph17-1 | [5 empty] | ore material | polished section |  | mineral separate | [5 empty] | mineralisation |  |  |  | chalcopyrite, sphalerite, pyrite | stage 1 (sediment-hosted, diagenetic), stage 2 (epigenetic hydrothermal veins) | disseminations, veins, mineralized nodules | disseminations, mineralized nodules, veins cross-cutting sedimentary bedding |  |  |  | quartz, carbonates |  | LA-ICPMS | ESI NWR213 Nd:YAG laser ablation system coupled to an Agilent 8800 QQQ ICP-MS | Montanuniversität Leoben, Austria | 50 µm spot size, 2 – 3 J/cm2 on-mineral fluency, 10 Hz repetition rate, helium carrier gas at 0.75 L/min flow rate, 30-s pre-ablation laser warm-up, 60 s dwell time, 30-s washout period | USGS pressed powder polysulfide reference material MASS-1 (Wilson et al. 2002) as external standard for chalcopyrite; sphalerite matrix-matched sinter pressed powder pellet reference material MUL-Zn S1 (Onuk et al. 2017) as external standard for sphalerite and pyrite; MASS-1 used as external standard for Te, Au, Tl, and Hg in sphalerite and pyrite | 0.73731 | [19 empty] | 2440.4134 | [5 empty] | 39.3123 | [5 empty] | 125.0558 | [9 empty] | 53432.9006 |  | 2.03 |  |  |  | 1.1837 |  |  |  | 130.489 |  |  |  | 115.2973 | [13 empty] | 210.5937 | [9 empty] | 1.8897 | [5 empty] | 0.094272 | [21 empty] | 202.3369 | [38 empty] | 2025 | Bertrandsson Erlandsson et al. (2025), Mineralium Deposita, 60, 869–894 |  | POL, COD, ZMB, NAM
| DOF |  | Basin hydrothermal | Stratiform sediment-hosted Cu | stratiform sediment-hosted Cu-Co | Cu, Co | Ag, Au, Pb, Ni, Se, Re, Zn | Cu, Co, Ag, Au, Pb, Ni, Se, Re, Zn | Bertrandsson Erlandsson et al., 2022; Foltyn et al., 2022; El Desouky et al., 2010 |  | 262-27-1B-sph18 | 262-27-1B-sph18-1 | [5 empty] | ore material | polished section |  | mineral separate | [5 empty] | mineralisation |  |  |  | chalcopyrite, sphalerite, pyrite | stage 1 (sediment-hosted, diagenetic), stage 2 (epigenetic hydrothermal veins) | disseminations, veins, mineralized nodules | disseminations, mineralized nodules, veins cross-cutting sedimentary bedding |  |  |  | quartz, carbonates |  | LA-ICPMS | ESI NWR213 Nd:YAG laser ablation system coupled to an Agilent 8800 QQQ ICP-MS | Montanuniversität Leoben, Austria | 50 µm spot size, 2 – 3 J/cm2 on-mineral fluency, 10 Hz repetition rate, helium carrier gas at 0.75 L/min flow rate, 30-s pre-ablation laser warm-up, 60 s dwell time, 30-s washout period | USGS pressed powder polysulfide reference material MASS-1 (Wilson et al. 2002) as external standard for chalcopyrite; sphalerite matrix-matched sinter pressed powder pellet reference material MUL-Zn S1 (Onuk et al. 2017) as external standard for sphalerite and pyrite; MASS-1 used as external standard for Te, Au, Tl, and Hg in sphalerite and pyrite | 0.84434 | [19 empty] | 2435.4503 | [5 empty] | 36.3728 | [5 empty] | 110.5522 | [9 empty] | 48369.157 |  | 1.7591 |  |  |  | 1.2233 |  |  |  | 131.2482 |  |  |  | 99.263 | [13 empty] | 172.8349 | [9 empty] | 1.1383 | [5 empty] | 0.096215 | [21 empty] | 223.7526 | [5 empty] | 0.6997 | [32 empty] | 2025 | Bertrandsson Erlandsson et al. (2025), Mineralium Deposita, 60, 869–894 |  | POL, COD, ZMB, NAM
| DOF |  | Basin hydrothermal | Stratiform sediment-hosted Cu | stratiform sediment-hosted Cu-Co | Cu, Co | Ag, Au, Pb, Ni, Se, Re, Zn | Cu, Co, Ag, Au, Pb, Ni, Se, Re, Zn | Bertrandsson Erlandsson et al., 2022; Foltyn et al., 2022; El Desouky et al., 2010 |  | 262-27-1B-sph19 | 262-27-1B-sph19-1 | [5 empty] | ore material | polished section |  | mineral separate | [5 empty] | mineralisation |  |  |  | chalcopyrite, sphalerite, pyrite | stage 1 (sediment-hosted, diagenetic), stage 2 (epigenetic hydrothermal veins) | disseminations, veins, mineralized nodules | disseminations, mineralized nodules, veins cross-cutting sedimentary bedding |  |  |  | quartz, carbonates |  | LA-ICPMS | ESI NWR213 Nd:YAG laser ablation system coupled to an Agilent 8800 QQQ ICP-MS | Montanuniversität Leoben, Austria | 50 µm spot size, 2 – 3 J/cm2 on-mineral fluency, 10 Hz repetition rate, helium carrier gas at 0.75 L/min flow rate, 30-s pre-ablation laser warm-up, 60 s dwell time, 30-s washout period | USGS pressed powder polysulfide reference material MASS-1 (Wilson et al. 2002) as external standard for chalcopyrite; sphalerite matrix-matched sinter pressed powder pellet reference material MUL-Zn S1 (Onuk et al. 2017) as external standard for sphalerite and pyrite; MASS-1 used as external standard for Te, Au, Tl, and Hg in sphalerite and pyrite | 0.70364 | [19 empty] | 2309.0161 | [5 empty] | 37.5129 | [5 empty] | 105.9437 | [9 empty] | 50980.6152 |  | 2.3699 |  |  |  | 1.392 |  |  |  | 120.5362 |  |  |  | 104.1568 | [13 empty] | 198.6169 | [9 empty] | 1.5758 | [5 empty] | 0.12327 | [21 empty] | 220.3963 | [5 empty] | 0.45523 | [32 empty] | 2025 | Bertrandsson Erlandsson et al. (2025), Mineralium Deposita, 60, 869–894 |  | POL, COD, ZMB, NAM
| DOF |  | Basin hydrothermal | Stratiform sediment-hosted Cu | stratiform sediment-hosted Cu-Co | Cu, Co | Ag, Au, Pb, Ni, Se, Re, Zn | Cu, Co, Ag, Au, Pb, Ni, Se, Re, Zn | Bertrandsson Erlandsson et al., 2022; Foltyn et al., 2022; El Desouky et al., 2010 |  | 262-27-1B-sph2 | 262-27-1B-sph2-1 | [5 empty] | ore material | polished section |  | mineral separate | [5 empty] | mineralisation |  |  |  | chalcopyrite, sphalerite, pyrite | stage 1 (sediment-hosted, diagenetic), stage 2 (epigenetic hydrothermal veins) | disseminations, veins, mineralized nodules | disseminations, mineralized nodules, veins cross-cutting sedimentary bedding |  |  |  | quartz, carbonates |  | LA-ICPMS | ESI NWR213 Nd:YAG laser ablation system coupled to an Agilent 8800 QQQ ICP-MS | Montanuniversität Leoben, Austria | 50 µm spot size, 2 – 3 J/cm2 on-mineral fluency, 10 Hz repetition rate, helium carrier gas at 0.75 L/min flow rate, 30-s pre-ablation laser warm-up, 60 s dwell time, 30-s washout period | USGS pressed powder polysulfide reference material MASS-1 (Wilson et al. 2002) as external standard for chalcopyrite; sphalerite matrix-matched sinter pressed powder pellet reference material MUL-Zn S1 (Onuk et al. 2017) as external standard for sphalerite and pyrite; MASS-1 used as external standard for Te, Au, Tl, and Hg in sphalerite and pyrite | 0.68267 | [19 empty] | 2543.5987 | [5 empty] | 31.6993 | [5 empty] | 105.7922 | [9 empty] | 37517.6763 |  | 1.7553 |  |  |  | 0.92241 |  |  |  | 142.9912 |  |  |  | 111.2725 | [13 empty] | 130.2452 | [9 empty] | 3.6158 | [5 empty] | 0.063814 | [21 empty] | 193.6596 | [5 empty] | 0.56883 | [32 empty] | 2025 | Bertrandsson Erlandsson et al. (2025), Mineralium Deposita, 60, 869–894 |  | POL, COD, ZMB, NAM
| DOF |  | Basin hydrothermal | Stratiform sediment-hosted Cu | stratiform sediment-hosted Cu-Co | Cu, Co | Ag, Au, Pb, Ni, Se, Re, Zn | Cu, Co, Ag, Au, Pb, Ni, Se, Re, Zn | Bertrandsson Erlandsson et al., 2022; Foltyn et al., 2022; El Desouky et al., 2010 |  | 262-27-1B-sph20 | 262-27-1B-sph20-1 | [5 empty] | ore material | polished section |  | mineral separate | [5 empty] | mineralisation |  |  |  | chalcopyrite, sphalerite, pyrite | stage 1 (sediment-hosted, diagenetic), stage 2 (epigenetic hydrothermal veins) | disseminations, veins, mineralized nodules | disseminations, mineralized nodules, veins cross-cutting sedimentary bedding |  |  |  | quartz, carbonates |  | LA-ICPMS | ESI NWR213 Nd:YAG laser ablation system coupled to an Agilent 8800 QQQ ICP-MS | Montanuniversität Leoben, Austria | 50 µm spot size, 2 – 3 J/cm2 on-mineral fluency, 10 Hz repetition rate, helium carrier gas at 0.75 L/min flow rate, 30-s pre-ablation laser warm-up, 60 s dwell time, 30-s washout period | USGS pressed powder polysulfide reference material MASS-1 (Wilson et al. 2002) as external standard for chalcopyrite; sphalerite matrix-matched sinter pressed powder pellet reference material MUL-Zn S1 (Onuk et al. 2017) as external standard for sphalerite and pyrite; MASS-1 used as external standard for Te, Au, Tl, and Hg in sphalerite and pyrite | 0.54827 | [19 empty] | 2449.1399 | [5 empty] | 43.9186 | [5 empty] | 124.1715 | [9 empty] | 54256.3389 |  | 2.3989 |  |  |  | 1.4219 |  |  |  | 126.5733 |  |  |  | 142.0851 | [13 empty] | 208.1925 | [9 empty] | 1.6816 | [5 empty] | 0.032101 | [21 empty] | 236.7276 | [38 empty] | 2025 | Bertrandsson Erlandsson et al. (2025), Mineralium Deposita, 60, 869–894 |  | POL, COD, ZMB, NAM
| DOF |  | Basin hydrothermal | Stratiform sediment-hosted Cu | stratiform sediment-hosted Cu-Co | Cu, Co | Ag, Au, Pb, Ni, Se, Re, Zn | Cu, Co, Ag, Au, Pb, Ni, Se, Re, Zn | Bertrandsson Erlandsson et al., 2022; Foltyn et al., 2022; El Desouky et al., 2010 |  | 262-27-1B-sph3 | 262-27-1B-sph3-1 | [5 empty] | ore material | polished section |  | mineral separate | [5 empty] | mineralisation |  |  |  | chalcopyrite, sphalerite, pyrite | stage 1 (sediment-hosted, diagenetic), stage 2 (epigenetic hydrothermal veins) | disseminations, veins, mineralized nodules | disseminations, mineralized nodules, veins cross-cutting sedimentary bedding |  |  |  | quartz, carbonates |  | LA-ICPMS | ESI NWR213 Nd:YAG laser ablation system coupled to an Agilent 8800 QQQ ICP-MS | Montanuniversität Leoben, Austria | 50 µm spot size, 2 – 3 J/cm2 on-mineral fluency, 10 Hz repetition rate, helium carrier gas at 0.75 L/min flow rate, 30-s pre-ablation laser warm-up, 60 s dwell time, 30-s washout period | USGS pressed powder polysulfide reference material MASS-1 (Wilson et al. 2002) as external standard for chalcopyrite; sphalerite matrix-matched sinter pressed powder pellet reference material MUL-Zn S1 (Onuk et al. 2017) as external standard for sphalerite and pyrite; MASS-1 used as external standard for Te, Au, Tl, and Hg in sphalerite and pyrite | 1.2032 | [19 empty] | 2496.3859 | [5 empty] | 41.7042 | [5 empty] | 273.2907 | [9 empty] | 45497.9831 |  | 1.6448 |  |  |  | 0.9331 |  |  |  | 124.4704 |  |  |  | 142.0101 | [13 empty] | 139.0364 | [9 empty] | 1.5947 | [5 empty] | 0.072242 | [21 empty] | 181.8744 | [5 empty] | 0.62059 | [32 empty] | 2025 | Bertrandsson Erlandsson et al. (2025), Mineralium Deposita, 60, 869–894 |  | POL, COD, ZMB, NAM
| DOF |  | Basin hydrothermal | Stratiform sediment-hosted Cu | stratiform sediment-hosted Cu-Co | Cu, Co | Ag, Au, Pb, Ni, Se, Re, Zn | Cu, Co, Ag, Au, Pb, Ni, Se, Re, Zn | Bertrandsson Erlandsson et al., 2022; Foltyn et al., 2022; El Desouky et al., 2010 |  | 262-27-1B-sph4 | 262-27-1B-sph4-1 | [5 empty] | ore material | polished section |  | mineral separate | [5 empty] | mineralisation |  |  |  | chalcopyrite, sphalerite, pyrite | stage 1 (sediment-hosted, diagenetic), stage 2 (epigenetic hydrothermal veins) | disseminations, veins, mineralized nodules | disseminations, mineralized nodules, veins cross-cutting sedimentary bedding |  |  |  | quartz, carbonates |  | LA-ICPMS | ESI NWR213 Nd:YAG laser ablation system coupled to an Agilent 8800 QQQ ICP-MS | Montanuniversität Leoben, Austria | 50 µm spot size, 2 – 3 J/cm2 on-mineral fluency, 10 Hz repetition rate, helium carrier gas at 0.75 L/min flow rate, 30-s pre-ablation laser warm-up, 60 s dwell time, 30-s washout period | USGS pressed powder polysulfide reference material MASS-1 (Wilson et al. 2002) as external standard for chalcopyrite; sphalerite matrix-matched sinter pressed powder pellet reference material MUL-Zn S1 (Onuk et al. 2017) as external standard for sphalerite and pyrite; MASS-1 used as external standard for Te, Au, Tl, and Hg in sphalerite and pyrite | 1.0448 | [19 empty] | 2516.7372 | [5 empty] | 40.7867 | [5 empty] | 138.7858 | [9 empty] | 47916.8322 |  | 1.6854 |  |  |  | 1.0594 |  |  |  | 117.933 |  |  |  | 139.2889 | [13 empty] | 175.9267 | [9 empty] | 1.499 | [5 empty] | 0.047589 | [21 empty] | 183.9494 | [5 empty] | 0.55415 | [32 empty] | 2025 | Bertrandsson Erlandsson et al. (2025), Mineralium Deposita, 60, 869–894 |  | POL, COD, ZMB, NAM
| DOF |  | Basin hydrothermal | Stratiform sediment-hosted Cu | stratiform sediment-hosted Cu-Co | Cu, Co | Ag, Au, Pb, Ni, Se, Re, Zn | Cu, Co, Ag, Au, Pb, Ni, Se, Re, Zn | Bertrandsson Erlandsson et al., 2022; Foltyn et al., 2022; El Desouky et al., 2010 |  | 262-27-1B-sph5 | 262-27-1B-sph5-1 | [5 empty] | ore material | polished section |  | mineral separate | [5 empty] | mineralisation |  |  |  | chalcopyrite, sphalerite, pyrite | stage 1 (sediment-hosted, diagenetic), stage 2 (epigenetic hydrothermal veins) | disseminations, veins, mineralized nodules | disseminations, mineralized nodules, veins cross-cutting sedimentary bedding |  |  |  | quartz, carbonates |  | LA-ICPMS | ESI NWR213 Nd:YAG laser ablation system coupled to an Agilent 8800 QQQ ICP-MS | Montanuniversität Leoben, Austria | 50 µm spot size, 2 – 3 J/cm2 on-mineral fluency, 10 Hz repetition rate, helium carrier gas at 0.75 L/min flow rate, 30-s pre-ablation laser warm-up, 60 s dwell time, 30-s washout period | USGS pressed powder polysulfide reference material MASS-1 (Wilson et al. 2002) as external standard for chalcopyrite; sphalerite matrix-matched sinter pressed powder pellet reference material MUL-Zn S1 (Onuk et al. 2017) as external standard for sphalerite and pyrite; MASS-1 used as external standard for Te, Au, Tl, and Hg in sphalerite and pyrite | [20 empty] | 2472.59 | [5 empty] | 43.1317 | [15 empty] | 44485.091 |  | 1.5539 |  |  |  | 1.1022 |  |  |  | 118.6808 |  |  |  | 139.9142 | [13 empty] | 129.8016 | [9 empty] | 1.4381 | [5 empty] | 0.037022 | [21 empty] | 184.637 | [38 empty] | 2025 | Bertrandsson Erlandsson et al. (2025), Mineralium Deposita, 60, 869–894 |  | POL, COD, ZMB, NAM
| DOF |  | Basin hydrothermal | Stratiform sediment-hosted Cu | stratiform sediment-hosted Cu-Co | Cu, Co | Ag, Au, Pb, Ni, Se, Re, Zn | Cu, Co, Ag, Au, Pb, Ni, Se, Re, Zn | Bertrandsson Erlandsson et al., 2022; Foltyn et al., 2022; El Desouky et al., 2010 |  | 262-27-1B-sph6 | 262-27-1B-sph6-1 | [5 empty] | ore material | polished section |  | mineral separate | [5 empty] | mineralisation |  |  |  | chalcopyrite, sphalerite, pyrite | stage 1 (sediment-hosted, diagenetic), stage 2 (epigenetic hydrothermal veins) | disseminations, veins, mineralized nodules | disseminations, mineralized nodules, veins cross-cutting sedimentary bedding |  |  |  | quartz, carbonates |  | LA-ICPMS | ESI NWR213 Nd:YAG laser ablation system coupled to an Agilent 8800 QQQ ICP-MS | Montanuniversität Leoben, Austria | 50 µm spot size, 2 – 3 J/cm2 on-mineral fluency, 10 Hz repetition rate, helium carrier gas at 0.75 L/min flow rate, 30-s pre-ablation laser warm-up, 60 s dwell time, 30-s washout period | USGS pressed powder polysulfide reference material MASS-1 (Wilson et al. 2002) as external standard for chalcopyrite; sphalerite matrix-matched sinter pressed powder pellet reference material MUL-Zn S1 (Onuk et al. 2017) as external standard for sphalerite and pyrite; MASS-1 used as external standard for Te, Au, Tl, and Hg in sphalerite and pyrite | 0.9603 | [19 empty] | 2549.9505 | [5 empty] | 40.3336 | [5 empty] | 132.261 | [9 empty] | 46961.2596 |  | 1.4925 |  |  |  | 0.9758 |  |  |  | 121.0396 |  |  |  | 141.5336 | [13 empty] | 169.1852 | [9 empty] | 1.473 | [5 empty] | 0.067725 | [21 empty] | 196.4794 | [5 empty] | 0.77975 | [32 empty] | 2025 | Bertrandsson Erlandsson et al. (2025), Mineralium Deposita, 60, 869–894 |  | POL, COD, ZMB, NAM
| DOF |  | Basin hydrothermal | Stratiform sediment-hosted Cu | stratiform sediment-hosted Cu-Co | Cu, Co | Ag, Au, Pb, Ni, Se, Re, Zn | Cu, Co, Ag, Au, Pb, Ni, Se, Re, Zn | Bertrandsson Erlandsson et al., 2022; Foltyn et al., 2022; El Desouky et al., 2010 |  | 262-27-1B-sph7 | 262-27-1B-sph7-1 | [5 empty] | ore material | polished section |  | mineral separate | [5 empty] | mineralisation |  |  |  | chalcopyrite, sphalerite, pyrite | stage 1 (sediment-hosted, diagenetic), stage 2 (epigenetic hydrothermal veins) | disseminations, veins, mineralized nodules | disseminations, mineralized nodules, veins cross-cutting sedimentary bedding |  |  |  | quartz, carbonates |  | LA-ICPMS | ESI NWR213 Nd:YAG laser ablation system coupled to an Agilent 8800 QQQ ICP-MS | Montanuniversität Leoben, Austria | 50 µm spot size, 2 – 3 J/cm2 on-mineral fluency, 10 Hz repetition rate, helium carrier gas at 0.75 L/min flow rate, 30-s pre-ablation laser warm-up, 60 s dwell time, 30-s washout period | USGS pressed powder polysulfide reference material MASS-1 (Wilson et al. 2002) as external standard for chalcopyrite; sphalerite matrix-matched sinter pressed powder pellet reference material MUL-Zn S1 (Onuk et al. 2017) as external standard for sphalerite and pyrite; MASS-1 used as external standard for Te, Au, Tl, and Hg in sphalerite and pyrite | 0.61469 | [19 empty] | 2472.2072 | [5 empty] | 46.1972 | [15 empty] | 52769.2811 |  | 5.3153 |  |  |  | 1.1677 |  |  |  | 125.0674 |  |  |  | 146.5702 | [13 empty] | 213.4631 | [9 empty] | 2.1098 | [5 empty] | 0.058871 | [21 empty] | 207.7375 | [38 empty] | 2025 | Bertrandsson Erlandsson et al. (2025), Mineralium Deposita, 60, 869–894 |  | POL, COD, ZMB, NAM
| DOF |  | Basin hydrothermal | Stratiform sediment-hosted Cu | stratiform sediment-hosted Cu-Co | Cu, Co | Ag, Au, Pb, Ni, Se, Re, Zn | Cu, Co, Ag, Au, Pb, Ni, Se, Re, Zn | Bertrandsson Erlandsson et al., 2022; Foltyn et al., 2022; El Desouky et al., 2010 |  | 262-27-1B-sph8 | 262-27-1B-sph8-1 | [5 empty] | ore material | polished section |  | mineral separate | [5 empty] | mineralisation |  |  |  | chalcopyrite, sphalerite, pyrite | stage 1 (sediment-hosted, diagenetic), stage 2 (epigenetic hydrothermal veins) | disseminations, veins, mineralized nodules | disseminations, mineralized nodules, veins cross-cutting sedimentary bedding |  |  |  | quartz, carbonates |  | LA-ICPMS | ESI NWR213 Nd:YAG laser ablation system coupled to an Agilent 8800 QQQ ICP-MS | Montanuniversität Leoben, Austria | 50 µm spot size, 2 – 3 J/cm2 on-mineral fluency, 10 Hz repetition rate, helium carrier gas at 0.75 L/min flow rate, 30-s pre-ablation laser warm-up, 60 s dwell time, 30-s washout period | USGS pressed powder polysulfide reference material MASS-1 (Wilson et al. 2002) as external standard for chalcopyrite; sphalerite matrix-matched sinter pressed powder pellet reference material MUL-Zn S1 (Onuk et al. 2017) as external standard for sphalerite and pyrite; MASS-1 used as external standard for Te, Au, Tl, and Hg in sphalerite and pyrite | 0.46958 | [19 empty] | 2466.1859 | [5 empty] | 45.9597 | [5 empty] | 214.5587 | [9 empty] | 54829.8953 |  | 2.0221 |  |  |  | 1.2422 |  |  |  | 151.3784 |  |  |  | 148.5578 | [13 empty] | 221.5072 | [9 empty] | 1.8613 | [5 empty] | 0.12626 | [21 empty] | 240.72 | [5 empty] | 0.52444 | [32 empty] | 2025 | Bertrandsson Erlandsson et al. (2025), Mineralium Deposita, 60, 869–894 |  | POL, COD, ZMB, NAM
| DOF |  | Basin hydrothermal | Stratiform sediment-hosted Cu | stratiform sediment-hosted Cu-Co | Cu, Co | Ag, Au, Pb, Ni, Se, Re, Zn | Cu, Co, Ag, Au, Pb, Ni, Se, Re, Zn | Bertrandsson Erlandsson et al., 2022; Foltyn et al., 2022; El Desouky et al., 2010 |  | 262-27-1B-sph9 | 262-27-1B-sph9-1 | [5 empty] | ore material | polished section |  | mineral separate | [5 empty] | mineralisation |  |  |  | chalcopyrite, sphalerite, pyrite | stage 1 (sediment-hosted, diagenetic), stage 2 (epigenetic hydrothermal veins) | disseminations, veins, mineralized nodules | disseminations, mineralized nodules, veins cross-cutting sedimentary bedding |  |  |  | quartz, carbonates |  | LA-ICPMS | ESI NWR213 Nd:YAG laser ablation system coupled to an Agilent 8800 QQQ ICP-MS | Montanuniversität Leoben, Austria | 50 µm spot size, 2 – 3 J/cm2 on-mineral fluency, 10 Hz repetition rate, helium carrier gas at 0.75 L/min flow rate, 30-s pre-ablation laser warm-up, 60 s dwell time, 30-s washout period | USGS pressed powder polysulfide reference material MASS-1 (Wilson et al. 2002) as external standard for chalcopyrite; sphalerite matrix-matched sinter pressed powder pellet reference material MUL-Zn S1 (Onuk et al. 2017) as external standard for sphalerite and pyrite; MASS-1 used as external standard for Te, Au, Tl, and Hg in sphalerite and pyrite | 0.6418 | [19 empty] | 2492.4923 | [5 empty] | 44.4983 | [5 empty] | 141.8495 | [9 empty] | 52267.1706 |  | 4.9015 |  |  |  | 1.138 |  |  |  | 143.2171 |  |  |  | 151.6129 | [13 empty] | 208.5187 | [9 empty] | 1.8362 | [5 empty] | 0.26517 | [21 empty] | 207.4026 | [5 empty] | 0.78365 | [32 empty] | 2025 | Bertrandsson Erlandsson et al. (2025), Mineralium Deposita, 60, 869–894 |  | POL, COD, ZMB, NAM
| DOF |  | Basin hydrothermal | Stratiform sediment-hosted Cu | stratiform sediment-hosted Cu-Co | Cu, Co | Ag, Au, Pb, Ni, Se, Re, Zn | Cu, Co, Ag, Au, Pb, Ni, Se, Re, Zn | Bertrandsson Erlandsson et al., 2022; Foltyn et al., 2022; El Desouky et al., 2010 |  | 277-12-1B-sph1 | 277-12-1B-sph1-1 | [5 empty] | ore material | polished section |  | mineral separate | [5 empty] | mineralisation |  |  |  | chalcopyrite, sphalerite, pyrite | stage 1 (sediment-hosted, diagenetic), stage 2 (epigenetic hydrothermal veins) | disseminations, veins, mineralized nodules | disseminations, mineralized nodules, veins cross-cutting sedimentary bedding |  |  |  | quartz, carbonates |  | LA-ICPMS | ESI NWR213 Nd:YAG laser ablation system coupled to an Agilent 8800 QQQ ICP-MS | Montanuniversität Leoben, Austria | 50 µm spot size, 2 – 3 J/cm2 on-mineral fluency, 10 Hz repetition rate, helium carrier gas at 0.75 L/min flow rate, 30-s pre-ablation laser warm-up, 60 s dwell time, 30-s washout period | USGS pressed powder polysulfide reference material MASS-1 (Wilson et al. 2002) as external standard for chalcopyrite; sphalerite matrix-matched sinter pressed powder pellet reference material MUL-Zn S1 (Onuk et al. 2017) as external standard for sphalerite and pyrite; MASS-1 used as external standard for Te, Au, Tl, and Hg in sphalerite and pyrite | 0.1323 | [19 empty] | 1355.2201 | [5 empty] | 412.7027 | [5 empty] | 382.6417 | [9 empty] | 15145.5661 |  | 1.2885 |  |  |  | 0.51728 |  |  |  | 82.6813 |  |  |  | 20.6483 | [13 empty] | 23.6671 | [9 empty] | 6.5843 | [5 empty] | 5.4907 | [21 empty] | 103.3394 | [38 empty] | 2025 | Bertrandsson Erlandsson et al. (2025), Mineralium Deposita, 60, 869–894 |  | POL, COD, ZMB, NAM
| DOF |  | Basin hydrothermal | Stratiform sediment-hosted Cu | stratiform sediment-hosted Cu-Co | Cu, Co | Ag, Au, Pb, Ni, Se, Re, Zn | Cu, Co, Ag, Au, Pb, Ni, Se, Re, Zn | Bertrandsson Erlandsson et al., 2022; Foltyn et al., 2022; El Desouky et al., 2010 |  | 277-12-1B-sph2 | 277-12-1B-sph2-1 | [5 empty] | ore material | polished section |  | mineral separate | [5 empty] | mineralisation |  |  |  | chalcopyrite, sphalerite, pyrite | stage 1 (sediment-hosted, diagenetic), stage 2 (epigenetic hydrothermal veins) | disseminations, veins, mineralized nodules | disseminations, mineralized nodules, veins cross-cutting sedimentary bedding |  |  |  | quartz, carbonates |  | LA-ICPMS | ESI NWR213 Nd:YAG laser ablation system coupled to an Agilent 8800 QQQ ICP-MS | Montanuniversität Leoben, Austria | 50 µm spot size, 2 – 3 J/cm2 on-mineral fluency, 10 Hz repetition rate, helium carrier gas at 0.75 L/min flow rate, 30-s pre-ablation laser warm-up, 60 s dwell time, 30-s washout period | USGS pressed powder polysulfide reference material MASS-1 (Wilson et al. 2002) as external standard for chalcopyrite; sphalerite matrix-matched sinter pressed powder pellet reference material MUL-Zn S1 (Onuk et al. 2017) as external standard for sphalerite and pyrite; MASS-1 used as external standard for Te, Au, Tl, and Hg in sphalerite and pyrite | 0.35422 | [19 empty] | 1320.0829 | [5 empty] | 428.2059 | [15 empty] | 14042.8612 |  | 1.1239 |  |  |  | 0.34442 |  |  |  | 72.7586 |  |  |  | 20.9467 | [13 empty] | 13.4822 | [9 empty] | 3.8342 | [5 empty] | 5.829 | [21 empty] | 78.1103 | [38 empty] | 2025 | Bertrandsson Erlandsson et al. (2025), Mineralium Deposita, 60, 869–894 |  | POL, COD, ZMB, NAM
| DOF |  | Basin hydrothermal | Stratiform sediment-hosted Cu | stratiform sediment-hosted Cu-Co | Cu, Co | Ag, Au, Pb, Ni, Se, Re, Zn | Cu, Co, Ag, Au, Pb, Ni, Se, Re, Zn | Bertrandsson Erlandsson et al., 2022; Foltyn et al., 2022; El Desouky et al., 2010 |  | 277-12-1B-sph3 | 277-12-1B-sph3-1 | [5 empty] | ore material | polished section |  | mineral separate | [5 empty] | mineralisation |  |  |  | chalcopyrite, sphalerite, pyrite | stage 1 (sediment-hosted, diagenetic), stage 2 (epigenetic hydrothermal veins) | disseminations, veins, mineralized nodules | disseminations, mineralized nodules, veins cross-cutting sedimentary bedding |  |  |  | quartz, carbonates |  | LA-ICPMS | ESI NWR213 Nd:YAG laser ablation system coupled to an Agilent 8800 QQQ ICP-MS | Montanuniversität Leoben, Austria | 50 µm spot size, 2 – 3 J/cm2 on-mineral fluency, 10 Hz repetition rate, helium carrier gas at 0.75 L/min flow rate, 30-s pre-ablation laser warm-up, 60 s dwell time, 30-s washout period | USGS pressed powder polysulfide reference material MASS-1 (Wilson et al. 2002) as external standard for chalcopyrite; sphalerite matrix-matched sinter pressed powder pellet reference material MUL-Zn S1 (Onuk et al. 2017) as external standard for sphalerite and pyrite; MASS-1 used as external standard for Te, Au, Tl, and Hg in sphalerite and pyrite | 0.19974 | [19 empty] | 1367.4736 | [5 empty] | 481.6398 | [5 empty] | 378.5851 | [9 empty] | 14678.9606 |  | 1.0191 |  |  |  | 0.62025 |  |  |  | 85.4796 |  |  |  | 22.695 | [13 empty] | 15.9183 | [9 empty] | 6.6218 | [5 empty] | 2.2697 | [21 empty] | 105.398 | [38 empty] | 2025 | Bertrandsson Erlandsson et al. (2025), Mineralium Deposita, 60, 869–894 |  | POL, COD, ZMB, NAM
| DOF |  | Basin hydrothermal | Stratiform sediment-hosted Cu | stratiform sediment-hosted Cu-Co | Cu, Co | Ag, Au, Pb, Ni, Se, Re, Zn | Cu, Co, Ag, Au, Pb, Ni, Se, Re, Zn | Bertrandsson Erlandsson et al., 2022; Foltyn et al., 2022; El Desouky et al., 2010 |  | 277-12-1B-sph4 | 277-12-1B-sph4-1 | [5 empty] | ore material | polished section |  | mineral separate | [5 empty] | mineralisation |  |  |  | chalcopyrite, sphalerite, pyrite | stage 1 (sediment-hosted, diagenetic), stage 2 (epigenetic hydrothermal veins) | disseminations, veins, mineralized nodules | disseminations, mineralized nodules, veins cross-cutting sedimentary bedding |  |  |  | quartz, carbonates |  | LA-ICPMS | ESI NWR213 Nd:YAG laser ablation system coupled to an Agilent 8800 QQQ ICP-MS | Montanuniversität Leoben, Austria | 50 µm spot size, 2 – 3 J/cm2 on-mineral fluency, 10 Hz repetition rate, helium carrier gas at 0.75 L/min flow rate, 30-s pre-ablation laser warm-up, 60 s dwell time, 30-s washout period | USGS pressed powder polysulfide reference material MASS-1 (Wilson et al. 2002) as external standard for chalcopyrite; sphalerite matrix-matched sinter pressed powder pellet reference material MUL-Zn S1 (Onuk et al. 2017) as external standard for sphalerite and pyrite; MASS-1 used as external standard for Te, Au, Tl, and Hg in sphalerite and pyrite | 0.10684 | [19 empty] | 1381.3439 | [5 empty] | 504.5065 | [5 empty] | 134.0965 | [9 empty] | 15299.338 |  | 1.1441 |  |  |  | 0.56614 |  |  |  | 88.0356 |  |  |  | 23.3916 | [13 empty] | 18.0198 | [9 empty] | 8.3171 | [5 empty] | 0.31181 | [21 empty] | 104.7578 | [38 empty] | 2025 | Bertrandsson Erlandsson et al. (2025), Mineralium Deposita, 60, 869–894 |  | POL, COD, ZMB, NAM
| DOF |  | Basin hydrothermal | Stratiform sediment-hosted Cu | stratiform sediment-hosted Cu-Co | Cu, Co | Ag, Au, Pb, Ni, Se, Re, Zn | Cu, Co, Ag, Au, Pb, Ni, Se, Re, Zn | Bertrandsson Erlandsson et al., 2022; Foltyn et al., 2022; El Desouky et al., 2010 |  | 277-12-1B-sph5 | 277-12-1B-sph5-1 | [5 empty] | ore material | polished section |  | mineral separate | [5 empty] | mineralisation |  |  |  | chalcopyrite, sphalerite, pyrite | stage 1 (sediment-hosted, diagenetic), stage 2 (epigenetic hydrothermal veins) | disseminations, veins, mineralized nodules | disseminations, mineralized nodules, veins cross-cutting sedimentary bedding |  |  |  | quartz, carbonates |  | LA-ICPMS | ESI NWR213 Nd:YAG laser ablation system coupled to an Agilent 8800 QQQ ICP-MS | Montanuniversität Leoben, Austria | 50 µm spot size, 2 – 3 J/cm2 on-mineral fluency, 10 Hz repetition rate, helium carrier gas at 0.75 L/min flow rate, 30-s pre-ablation laser warm-up, 60 s dwell time, 30-s washout period | USGS pressed powder polysulfide reference material MASS-1 (Wilson et al. 2002) as external standard for chalcopyrite; sphalerite matrix-matched sinter pressed powder pellet reference material MUL-Zn S1 (Onuk et al. 2017) as external standard for sphalerite and pyrite; MASS-1 used as external standard for Te, Au, Tl, and Hg in sphalerite and pyrite | 0.04941 | [19 empty] | 1350.4612 | [5 empty] | 450.9886 | [5 empty] | 68.3737 | [9 empty] | 15103.1158 |  | 1.1426 |  |  |  | 0.47648 |  |  |  | 93.3012 |  |  |  | 22.5385 | [13 empty] | 18.8631 | [9 empty] | 8.3403 | [5 empty] | 0.15122 | [21 empty] | 87.9118 | [38 empty] | 2025 | Bertrandsson Erlandsson et al. (2025), Mineralium Deposita, 60, 869–894 |  | POL, COD, ZMB, NAM
| DOF |  | Basin hydrothermal | Stratiform sediment-hosted Cu | stratiform sediment-hosted Cu-Co | Cu, Co | Ag, Au, Pb, Ni, Se, Re, Zn | Cu, Co, Ag, Au, Pb, Ni, Se, Re, Zn | Bertrandsson Erlandsson et al., 2022; Foltyn et al., 2022; El Desouky et al., 2010 |  | 277-15-1B-sph1 | 277-15-1B-sph1-1 | [5 empty] | ore material | polished section |  | mineral separate | [5 empty] | mineralisation |  |  |  | chalcopyrite, sphalerite, pyrite | stage 1 (sediment-hosted, diagenetic), stage 2 (epigenetic hydrothermal veins) | disseminations, veins, mineralized nodules | disseminations, mineralized nodules, veins cross-cutting sedimentary bedding |  |  |  | quartz, carbonates |  | LA-ICPMS | ESI NWR213 Nd:YAG laser ablation system coupled to an Agilent 8800 QQQ ICP-MS | Montanuniversität Leoben, Austria | 50 µm spot size, 2 – 3 J/cm2 on-mineral fluency, 10 Hz repetition rate, helium carrier gas at 0.75 L/min flow rate, 30-s pre-ablation laser warm-up, 60 s dwell time, 30-s washout period | USGS pressed powder polysulfide reference material MASS-1 (Wilson et al. 2002) as external standard for chalcopyrite; sphalerite matrix-matched sinter pressed powder pellet reference material MUL-Zn S1 (Onuk et al. 2017) as external standard for sphalerite and pyrite; MASS-1 used as external standard for Te, Au, Tl, and Hg in sphalerite and pyrite | 0.29728 | [19 empty] | 1849.278 | [5 empty] | 791.3037 | [5 empty] | 132.1387 | [9 empty] | 27774.0878 |  | 1.5219 |  |  |  | 0.32203 |  |  |  | 96.5873 |  |  |  | 19.141 | [13 empty] | 32.5312 | [9 empty] | 19.6057 | [5 empty] | 0.34557 | [21 empty] | 78.7903 | [5 empty] | 0.39367 | [32 empty] | 2025 | Bertrandsson Erlandsson et al. (2025), Mineralium Deposita, 60, 869–894 |  | POL, COD, ZMB, NAM
| DOF |  | Basin hydrothermal | Stratiform sediment-hosted Cu | stratiform sediment-hosted Cu-Co | Cu, Co | Ag, Au, Pb, Ni, Se, Re, Zn | Cu, Co, Ag, Au, Pb, Ni, Se, Re, Zn | Bertrandsson Erlandsson et al., 2022; Foltyn et al., 2022; El Desouky et al., 2010 |  | 277-15-1B-sph10 | 277-15-1B-sph10-1 | [5 empty] | ore material | polished section |  | mineral separate | [5 empty] | mineralisation |  |  |  | chalcopyrite, sphalerite, pyrite | stage 1 (sediment-hosted, diagenetic), stage 2 (epigenetic hydrothermal veins) | disseminations, veins, mineralized nodules | disseminations, mineralized nodules, veins cross-cutting sedimentary bedding |  |  |  | quartz, carbonates |  | LA-ICPMS | ESI NWR213 Nd:YAG laser ablation system coupled to an Agilent 8800 QQQ ICP-MS | Montanuniversität Leoben, Austria | 50 µm spot size, 2 – 3 J/cm2 on-mineral fluency, 10 Hz repetition rate, helium carrier gas at 0.75 L/min flow rate, 30-s pre-ablation laser warm-up, 60 s dwell time, 30-s washout period | USGS pressed powder polysulfide reference material MASS-1 (Wilson et al. 2002) as external standard for chalcopyrite; sphalerite matrix-matched sinter pressed powder pellet reference material MUL-Zn S1 (Onuk et al. 2017) as external standard for sphalerite and pyrite; MASS-1 used as external standard for Te, Au, Tl, and Hg in sphalerite and pyrite | 1.3083 | [19 empty] | 1854.5055 | [5 empty] | 933.7366 | [5 empty] | 121.9354 | [9 empty] | 27852.8013 |  | 1.2527 |  |  |  | 0.65481 |  |  |  | 105.6479 |  |  |  | 18.9316 | [13 empty] | 32.2254 | [9 empty] | 34.6192 | [27 empty] | 102.7615 | [5 empty] | 7.0247 | [32 empty] | 2025 | Bertrandsson Erlandsson et al. (2025), Mineralium Deposita, 60, 869–894 |  | POL, COD, ZMB, NAM
| DOF |  | Basin hydrothermal | Stratiform sediment-hosted Cu | stratiform sediment-hosted Cu-Co | Cu, Co | Ag, Au, Pb, Ni, Se, Re, Zn | Cu, Co, Ag, Au, Pb, Ni, Se, Re, Zn | Bertrandsson Erlandsson et al., 2022; Foltyn et al., 2022; El Desouky et al., 2010 |  | 277-15-1B-sph11 | 277-15-1B-sph11-1 | [5 empty] | ore material | polished section |  | mineral separate | [5 empty] | mineralisation |  |  |  | chalcopyrite, sphalerite, pyrite | stage 1 (sediment-hosted, diagenetic), stage 2 (epigenetic hydrothermal veins) | disseminations, veins, mineralized nodules | disseminations, mineralized nodules, veins cross-cutting sedimentary bedding |  |  |  | quartz, carbonates |  | LA-ICPMS | ESI NWR213 Nd:YAG laser ablation system coupled to an Agilent 8800 QQQ ICP-MS | Montanuniversität Leoben, Austria | 50 µm spot size, 2 – 3 J/cm2 on-mineral fluency, 10 Hz repetition rate, helium carrier gas at 0.75 L/min flow rate, 30-s pre-ablation laser warm-up, 60 s dwell time, 30-s washout period | USGS pressed powder polysulfide reference material MASS-1 (Wilson et al. 2002) as external standard for chalcopyrite; sphalerite matrix-matched sinter pressed powder pellet reference material MUL-Zn S1 (Onuk et al. 2017) as external standard for sphalerite and pyrite; MASS-1 used as external standard for Te, Au, Tl, and Hg in sphalerite and pyrite | 0.19382 | [13 empty] | 0.040095 | [5 empty] | 1869.0816 | [5 empty] | 966.3544 | [5 empty] | 98.7309 | [9 empty] | 26667.3318 |  | 3.4473 |  |  |  | 0.71958 |  |  |  | 110.0363 |  |  |  | 17.772 | [13 empty] | 32.3269 | [9 empty] | 19.1983 | [27 empty] | 111.1848 | [5 empty] | 4.9131 | [32 empty] | 2025 | Bertrandsson Erlandsson et al. (2025), Mineralium Deposita, 60, 869–894 |  | POL, COD, ZMB, NAM
| DOF |  | Basin hydrothermal | Stratiform sediment-hosted Cu | stratiform sediment-hosted Cu-Co | Cu, Co | Ag, Au, Pb, Ni, Se, Re, Zn | Cu, Co, Ag, Au, Pb, Ni, Se, Re, Zn | Bertrandsson Erlandsson et al., 2022; Foltyn et al., 2022; El Desouky et al., 2010 |  | 277-15-1B-sph12 | 277-15-1B-sph12-1 | [5 empty] | ore material | polished section |  | mineral separate | [5 empty] | mineralisation |  |  |  | chalcopyrite, sphalerite, pyrite | stage 1 (sediment-hosted, diagenetic), stage 2 (epigenetic hydrothermal veins) | disseminations, veins, mineralized nodules | disseminations, mineralized nodules, veins cross-cutting sedimentary bedding |  |  |  | quartz, carbonates |  | LA-ICPMS | ESI NWR213 Nd:YAG laser ablation system coupled to an Agilent 8800 QQQ ICP-MS | Montanuniversität Leoben, Austria | 50 µm spot size, 2 – 3 J/cm2 on-mineral fluency, 10 Hz repetition rate, helium carrier gas at 0.75 L/min flow rate, 30-s pre-ablation laser warm-up, 60 s dwell time, 30-s washout period | USGS pressed powder polysulfide reference material MASS-1 (Wilson et al. 2002) as external standard for chalcopyrite; sphalerite matrix-matched sinter pressed powder pellet reference material MUL-Zn S1 (Onuk et al. 2017) as external standard for sphalerite and pyrite; MASS-1 used as external standard for Te, Au, Tl, and Hg in sphalerite and pyrite | 0.19329 | [19 empty] | 1839.1776 | [5 empty] | 1043.4802 | [5 empty] | 27.9167 | [9 empty] | 32310.8542 |  | 2.2184 |  |  |  | 0.44585 |  |  |  | 99.2848 |  |  |  | 17.2881 | [13 empty] | 54.7213 | [9 empty] | 21.9459 | [5 empty] | 0.1005 | [21 empty] | 104.8164 | [38 empty] | 2025 | Bertrandsson Erlandsson et al. (2025), Mineralium Deposita, 60, 869–894 |  | POL, COD, ZMB, NAM
| DOF |  | Basin hydrothermal | Stratiform sediment-hosted Cu | stratiform sediment-hosted Cu-Co | Cu, Co | Ag, Au, Pb, Ni, Se, Re, Zn | Cu, Co, Ag, Au, Pb, Ni, Se, Re, Zn | Bertrandsson Erlandsson et al., 2022; Foltyn et al., 2022; El Desouky et al., 2010 |  | 277-15-1B-sph13 | 277-15-1B-sph13-1 | [5 empty] | ore material | polished section |  | mineral separate | [5 empty] | mineralisation |  |  |  | chalcopyrite, sphalerite, pyrite | stage 1 (sediment-hosted, diagenetic), stage 2 (epigenetic hydrothermal veins) | disseminations, veins, mineralized nodules | disseminations, mineralized nodules, veins cross-cutting sedimentary bedding |  |  |  | quartz, carbonates |  | LA-ICPMS | ESI NWR213 Nd:YAG laser ablation system coupled to an Agilent 8800 QQQ ICP-MS | Montanuniversität Leoben, Austria | 50 µm spot size, 2 – 3 J/cm2 on-mineral fluency, 10 Hz repetition rate, helium carrier gas at 0.75 L/min flow rate, 30-s pre-ablation laser warm-up, 60 s dwell time, 30-s washout period | USGS pressed powder polysulfide reference material MASS-1 (Wilson et al. 2002) as external standard for chalcopyrite; sphalerite matrix-matched sinter pressed powder pellet reference material MUL-Zn S1 (Onuk et al. 2017) as external standard for sphalerite and pyrite; MASS-1 used as external standard for Te, Au, Tl, and Hg in sphalerite and pyrite | 0.27833 | [19 empty] | 1778.4795 | [5 empty] | 1116.2819 | [5 empty] | 30.2289 | [9 empty] | 34805.5769 |  | 3.9991 |  |  |  | 0.55541 |  |  |  | 97.5973 |  |  |  | 16.9307 | [13 empty] | 67.1235 | [9 empty] | 21.1081 | [5 empty] | 0.17831 | [21 empty] | 107.353 | [38 empty] | 2025 | Bertrandsson Erlandsson et al. (2025), Mineralium Deposita, 60, 869–894 |  | POL, COD, ZMB, NAM
| DOF |  | Basin hydrothermal | Stratiform sediment-hosted Cu | stratiform sediment-hosted Cu-Co | Cu, Co | Ag, Au, Pb, Ni, Se, Re, Zn | Cu, Co, Ag, Au, Pb, Ni, Se, Re, Zn | Bertrandsson Erlandsson et al., 2022; Foltyn et al., 2022; El Desouky et al., 2010 |  | 277-15-1B-sph14 | 277-15-1B-sph14-1 | [5 empty] | ore material | polished section |  | mineral separate | [5 empty] | mineralisation |  |  |  | chalcopyrite, sphalerite, pyrite | stage 1 (sediment-hosted, diagenetic), stage 2 (epigenetic hydrothermal veins) | disseminations, veins, mineralized nodules | disseminations, mineralized nodules, veins cross-cutting sedimentary bedding |  |  |  | quartz, carbonates |  | LA-ICPMS | ESI NWR213 Nd:YAG laser ablation system coupled to an Agilent 8800 QQQ ICP-MS | Montanuniversität Leoben, Austria | 50 µm spot size, 2 – 3 J/cm2 on-mineral fluency, 10 Hz repetition rate, helium carrier gas at 0.75 L/min flow rate, 30-s pre-ablation laser warm-up, 60 s dwell time, 30-s washout period | USGS pressed powder polysulfide reference material MASS-1 (Wilson et al. 2002) as external standard for chalcopyrite; sphalerite matrix-matched sinter pressed powder pellet reference material MUL-Zn S1 (Onuk et al. 2017) as external standard for sphalerite and pyrite; MASS-1 used as external standard for Te, Au, Tl, and Hg in sphalerite and pyrite | 0.12403 | [19 empty] | 1920.2356 | [5 empty] | 1087.4598 | [5 empty] | 29.5365 | [9 empty] | 35021.6861 |  | 1.4297 |  |  |  | 0.51513 |  |  |  | 107.751 |  |  |  | 17.7738 | [13 empty] | 52.3016 | [9 empty] | 32.6606 | [5 empty] | 0.12313 | [21 empty] | 108.5545 | [38 empty] | 2025 | Bertrandsson Erlandsson et al. (2025), Mineralium Deposita, 60, 869–894 |  | POL, COD, ZMB, NAM
| DOF |  | Basin hydrothermal | Stratiform sediment-hosted Cu | stratiform sediment-hosted Cu-Co | Cu, Co | Ag, Au, Pb, Ni, Se, Re, Zn | Cu, Co, Ag, Au, Pb, Ni, Se, Re, Zn | Bertrandsson Erlandsson et al., 2022; Foltyn et al., 2022; El Desouky et al., 2010 |  | 277-15-1B-sph15 | 277-15-1B-sph15-1 | [5 empty] | ore material | polished section |  | mineral separate | [5 empty] | mineralisation |  |  |  | chalcopyrite, sphalerite, pyrite | stage 1 (sediment-hosted, diagenetic), stage 2 (epigenetic hydrothermal veins) | disseminations, veins, mineralized nodules | disseminations, mineralized nodules, veins cross-cutting sedimentary bedding |  |  |  | quartz, carbonates |  | LA-ICPMS | ESI NWR213 Nd:YAG laser ablation system coupled to an Agilent 8800 QQQ ICP-MS | Montanuniversität Leoben, Austria | 50 µm spot size, 2 – 3 J/cm2 on-mineral fluency, 10 Hz repetition rate, helium carrier gas at 0.75 L/min flow rate, 30-s pre-ablation laser warm-up, 60 s dwell time, 30-s washout period | USGS pressed powder polysulfide reference material MASS-1 (Wilson et al. 2002) as external standard for chalcopyrite; sphalerite matrix-matched sinter pressed powder pellet reference material MUL-Zn S1 (Onuk et al. 2017) as external standard for sphalerite and pyrite; MASS-1 used as external standard for Te, Au, Tl, and Hg in sphalerite and pyrite | 0.1814 | [19 empty] | 1923.9867 | [5 empty] | 1103.0832 | [5 empty] | 26.6048 | [9 empty] | 35480.0263 |  | 1.1355 |  |  |  | 0.6291 |  |  |  | 101.5319 |  |  |  | 17.9895 | [13 empty] | 49.7404 | [9 empty] | 34.472 | [27 empty] | 106.1161 | [38 empty] | 2025 | Bertrandsson Erlandsson et al. (2025), Mineralium Deposita, 60, 869–894 |  | POL, COD, ZMB, NAM
| DOF |  | Basin hydrothermal | Stratiform sediment-hosted Cu | stratiform sediment-hosted Cu-Co | Cu, Co | Ag, Au, Pb, Ni, Se, Re, Zn | Cu, Co, Ag, Au, Pb, Ni, Se, Re, Zn | Bertrandsson Erlandsson et al., 2022; Foltyn et al., 2022; El Desouky et al., 2010 |  | 277-15-1B-sph16 | 277-15-1B-sph16-1 | [5 empty] | ore material | polished section |  | mineral separate | [5 empty] | mineralisation |  |  |  | chalcopyrite, sphalerite, pyrite | stage 1 (sediment-hosted, diagenetic), stage 2 (epigenetic hydrothermal veins) | disseminations, veins, mineralized nodules | disseminations, mineralized nodules, veins cross-cutting sedimentary bedding |  |  |  | quartz, carbonates |  | LA-ICPMS | ESI NWR213 Nd:YAG laser ablation system coupled to an Agilent 8800 QQQ ICP-MS | Montanuniversität Leoben, Austria | 50 µm spot size, 2 – 3 J/cm2 on-mineral fluency, 10 Hz repetition rate, helium carrier gas at 0.75 L/min flow rate, 30-s pre-ablation laser warm-up, 60 s dwell time, 30-s washout period | USGS pressed powder polysulfide reference material MASS-1 (Wilson et al. 2002) as external standard for chalcopyrite; sphalerite matrix-matched sinter pressed powder pellet reference material MUL-Zn S1 (Onuk et al. 2017) as external standard for sphalerite and pyrite; MASS-1 used as external standard for Te, Au, Tl, and Hg in sphalerite and pyrite | 0.16781 | [19 empty] | 1862.531 | [5 empty] | 1001.6971 | [5 empty] | 30.7986 | [9 empty] | 31561.1529 |  | 3.1753 |  |  |  | 0.43426 |  |  |  | 103.3957 |  |  |  | 21.0491 | [13 empty] | 39.7945 | [9 empty] | 28.6594 | [27 empty] | 91.2435 | [38 empty] | 2025 | Bertrandsson Erlandsson et al. (2025), Mineralium Deposita, 60, 869–894 |  | POL, COD, ZMB, NAM
| DOF |  | Basin hydrothermal | Stratiform sediment-hosted Cu | stratiform sediment-hosted Cu-Co | Cu, Co | Ag, Au, Pb, Ni, Se, Re, Zn | Cu, Co, Ag, Au, Pb, Ni, Se, Re, Zn | Bertrandsson Erlandsson et al., 2022; Foltyn et al., 2022; El Desouky et al., 2010 |  | 277-15-1B-sph17 | 277-15-1B-sph17-1 | [5 empty] | ore material | polished section |  | mineral separate | [5 empty] | mineralisation |  |  |  | chalcopyrite, sphalerite, pyrite | stage 1 (sediment-hosted, diagenetic), stage 2 (epigenetic hydrothermal veins) | disseminations, veins, mineralized nodules | disseminations, mineralized nodules, veins cross-cutting sedimentary bedding |  |  |  | quartz, carbonates |  | LA-ICPMS | ESI NWR213 Nd:YAG laser ablation system coupled to an Agilent 8800 QQQ ICP-MS | Montanuniversität Leoben, Austria | 50 µm spot size, 2 – 3 J/cm2 on-mineral fluency, 10 Hz repetition rate, helium carrier gas at 0.75 L/min flow rate, 30-s pre-ablation laser warm-up, 60 s dwell time, 30-s washout period | USGS pressed powder polysulfide reference material MASS-1 (Wilson et al. 2002) as external standard for chalcopyrite; sphalerite matrix-matched sinter pressed powder pellet reference material MUL-Zn S1 (Onuk et al. 2017) as external standard for sphalerite and pyrite; MASS-1 used as external standard for Te, Au, Tl, and Hg in sphalerite and pyrite | 0.13167 | [19 empty] | 1820.7718 | [5 empty] | 1119.3221 | [5 empty] | 27.7741 | [9 empty] | 46854.7528 |  | 2.982 |  |  |  | 0.59985 |  |  |  | 95.212 |  |  |  | 18.7344 | [13 empty] | 98.0581 | [9 empty] | 19.4446 | [27 empty] | 118.2582 | [5 empty] | 0.45414 | [32 empty] | 2025 | Bertrandsson Erlandsson et al. (2025), Mineralium Deposita, 60, 869–894 |  | POL, COD, ZMB, NAM
| DOF |  | Basin hydrothermal | Stratiform sediment-hosted Cu | stratiform sediment-hosted Cu-Co | Cu, Co | Ag, Au, Pb, Ni, Se, Re, Zn | Cu, Co, Ag, Au, Pb, Ni, Se, Re, Zn | Bertrandsson Erlandsson et al., 2022; Foltyn et al., 2022; El Desouky et al., 2010 |  | 277-15-1B-sph18 | 277-15-1B-sph18-1 | [5 empty] | ore material | polished section |  | mineral separate | [5 empty] | mineralisation |  |  |  | chalcopyrite, sphalerite, pyrite | stage 1 (sediment-hosted, diagenetic), stage 2 (epigenetic hydrothermal veins) | disseminations, veins, mineralized nodules | disseminations, mineralized nodules, veins cross-cutting sedimentary bedding |  |  |  | quartz, carbonates |  | LA-ICPMS | ESI NWR213 Nd:YAG laser ablation system coupled to an Agilent 8800 QQQ ICP-MS | Montanuniversität Leoben, Austria | 50 µm spot size, 2 – 3 J/cm2 on-mineral fluency, 10 Hz repetition rate, helium carrier gas at 0.75 L/min flow rate, 30-s pre-ablation laser warm-up, 60 s dwell time, 30-s washout period | USGS pressed powder polysulfide reference material MASS-1 (Wilson et al. 2002) as external standard for chalcopyrite; sphalerite matrix-matched sinter pressed powder pellet reference material MUL-Zn S1 (Onuk et al. 2017) as external standard for sphalerite and pyrite; MASS-1 used as external standard for Te, Au, Tl, and Hg in sphalerite and pyrite | 0.17042 | [19 empty] | 1861.0117 | [5 empty] | 1068.4002 | [5 empty] | 56.6713 | [9 empty] | 36813.2956 |  | 2.7921 |  |  |  | 0.6788 |  |  |  | 99.0956 |  |  |  | 18.5517 | [13 empty] | 64.15 | [9 empty] | 24.8824 | [27 empty] | 116.6291 | [5 empty] | 0.48571 | [32 empty] | 2025 | Bertrandsson Erlandsson et al. (2025), Mineralium Deposita, 60, 869–894 |  | POL, COD, ZMB, NAM
| DOF |  | Basin hydrothermal | Stratiform sediment-hosted Cu | stratiform sediment-hosted Cu-Co | Cu, Co | Ag, Au, Pb, Ni, Se, Re, Zn | Cu, Co, Ag, Au, Pb, Ni, Se, Re, Zn | Bertrandsson Erlandsson et al., 2022; Foltyn et al., 2022; El Desouky et al., 2010 |  | 277-15-1B-sph19 | 277-15-1B-sph19-1 | [5 empty] | ore material | polished section |  | mineral separate | [5 empty] | mineralisation |  |  |  | chalcopyrite, sphalerite, pyrite | stage 1 (sediment-hosted, diagenetic), stage 2 (epigenetic hydrothermal veins) | disseminations, veins, mineralized nodules | disseminations, mineralized nodules, veins cross-cutting sedimentary bedding |  |  |  | quartz, carbonates |  | LA-ICPMS | ESI NWR213 Nd:YAG laser ablation system coupled to an Agilent 8800 QQQ ICP-MS | Montanuniversität Leoben, Austria | 50 µm spot size, 2 – 3 J/cm2 on-mineral fluency, 10 Hz repetition rate, helium carrier gas at 0.75 L/min flow rate, 30-s pre-ablation laser warm-up, 60 s dwell time, 30-s washout period | USGS pressed powder polysulfide reference material MASS-1 (Wilson et al. 2002) as external standard for chalcopyrite; sphalerite matrix-matched sinter pressed powder pellet reference material MUL-Zn S1 (Onuk et al. 2017) as external standard for sphalerite and pyrite; MASS-1 used as external standard for Te, Au, Tl, and Hg in sphalerite and pyrite | 0.099249 | [19 empty] | 1814.5709 | [5 empty] | 1162.6243 | [5 empty] | 26.3805 | [9 empty] | 41472.2907 |  | 1.2689 |  |  |  | 0.49206 |  |  |  | 94.2768 |  |  |  | 18.0706 | [13 empty] | 83.7781 | [9 empty] | 25.1217 | [27 empty] | 100.397 | [5 empty] | 0.57117 | [32 empty] | 2025 | Bertrandsson Erlandsson et al. (2025), Mineralium Deposita, 60, 869–894 |  | POL, COD, ZMB, NAM
| DOF |  | Basin hydrothermal | Stratiform sediment-hosted Cu | stratiform sediment-hosted Cu-Co | Cu, Co | Ag, Au, Pb, Ni, Se, Re, Zn | Cu, Co, Ag, Au, Pb, Ni, Se, Re, Zn | Bertrandsson Erlandsson et al., 2022; Foltyn et al., 2022; El Desouky et al., 2010 |  | 277-15-1B-sph2 | 277-15-1B-sph2-1 | [5 empty] | ore material | polished section |  | mineral separate | [5 empty] | mineralisation |  |  |  | chalcopyrite, sphalerite, pyrite | stage 1 (sediment-hosted, diagenetic), stage 2 (epigenetic hydrothermal veins) | disseminations, veins, mineralized nodules | disseminations, mineralized nodules, veins cross-cutting sedimentary bedding |  |  |  | quartz, carbonates |  | LA-ICPMS | ESI NWR213 Nd:YAG laser ablation system coupled to an Agilent 8800 QQQ ICP-MS | Montanuniversität Leoben, Austria | 50 µm spot size, 2 – 3 J/cm2 on-mineral fluency, 10 Hz repetition rate, helium carrier gas at 0.75 L/min flow rate, 30-s pre-ablation laser warm-up, 60 s dwell time, 30-s washout period | USGS pressed powder polysulfide reference material MASS-1 (Wilson et al. 2002) as external standard for chalcopyrite; sphalerite matrix-matched sinter pressed powder pellet reference material MUL-Zn S1 (Onuk et al. 2017) as external standard for sphalerite and pyrite; MASS-1 used as external standard for Te, Au, Tl, and Hg in sphalerite and pyrite | 0.19676 | [19 empty] | 1855.821 | [5 empty] | 831.5709 | [15 empty] | 31492.5431 |  | 1.5175 |  |  |  | 0.26351 |  |  |  | 88.5696 |  |  |  | 17.966 | [13 empty] | 39.6862 | [9 empty] | 25.2695 | [5 empty] | 0.18442 | [21 empty] | 57.4 | [5 empty] | 0.54094 | [32 empty] | 2025 | Bertrandsson Erlandsson et al. (2025), Mineralium Deposita, 60, 869–894 |  | POL, COD, ZMB, NAM
| DOF |  | Basin hydrothermal | Stratiform sediment-hosted Cu | stratiform sediment-hosted Cu-Co | Cu, Co | Ag, Au, Pb, Ni, Se, Re, Zn | Cu, Co, Ag, Au, Pb, Ni, Se, Re, Zn | Bertrandsson Erlandsson et al., 2022; Foltyn et al., 2022; El Desouky et al., 2010 |  | 277-15-1B-sph20 | 277-15-1B-sph20-1 | [5 empty] | ore material | polished section |  | mineral separate | [5 empty] | mineralisation |  |  |  | chalcopyrite, sphalerite, pyrite | stage 1 (sediment-hosted, diagenetic), stage 2 (epigenetic hydrothermal veins) | disseminations, veins, mineralized nodules | disseminations, mineralized nodules, veins cross-cutting sedimentary bedding |  |  |  | quartz, carbonates |  | LA-ICPMS | ESI NWR213 Nd:YAG laser ablation system coupled to an Agilent 8800 QQQ ICP-MS | Montanuniversität Leoben, Austria | 50 µm spot size, 2 – 3 J/cm2 on-mineral fluency, 10 Hz repetition rate, helium carrier gas at 0.75 L/min flow rate, 30-s pre-ablation laser warm-up, 60 s dwell time, 30-s washout period | USGS pressed powder polysulfide reference material MASS-1 (Wilson et al. 2002) as external standard for chalcopyrite; sphalerite matrix-matched sinter pressed powder pellet reference material MUL-Zn S1 (Onuk et al. 2017) as external standard for sphalerite and pyrite; MASS-1 used as external standard for Te, Au, Tl, and Hg in sphalerite and pyrite | 0.17519 | [13 empty] | 0.023536 | [5 empty] | 1848.0809 | [5 empty] | 978.9912 | [5 empty] | 68.9276 | [9 empty] | 30275.4481 |  | 1.3641 |  |  |  | 0.61751 |  |  |  | 92.3531 |  |  |  | 21.0671 | [13 empty] | 116.7918 | [9 empty] | 17.3452 | [5 empty] | 0.23097 | [21 empty] | 120.8337 | [38 empty] | 2025 | Bertrandsson Erlandsson et al. (2025), Mineralium Deposita, 60, 869–894 |  | POL, COD, ZMB, NAM
| DOF |  | Basin hydrothermal | Stratiform sediment-hosted Cu | stratiform sediment-hosted Cu-Co | Cu, Co | Ag, Au, Pb, Ni, Se, Re, Zn | Cu, Co, Ag, Au, Pb, Ni, Se, Re, Zn | Bertrandsson Erlandsson et al., 2022; Foltyn et al., 2022; El Desouky et al., 2010 |  | 277-15-1B-sph3 | 277-15-1B-sph3-1 | [5 empty] | ore material | polished section |  | mineral separate | [5 empty] | mineralisation |  |  |  | chalcopyrite, sphalerite, pyrite | stage 1 (sediment-hosted, diagenetic), stage 2 (epigenetic hydrothermal veins) | disseminations, veins, mineralized nodules | disseminations, mineralized nodules, veins cross-cutting sedimentary bedding |  |  |  | quartz, carbonates |  | LA-ICPMS | ESI NWR213 Nd:YAG laser ablation system coupled to an Agilent 8800 QQQ ICP-MS | Montanuniversität Leoben, Austria | 50 µm spot size, 2 – 3 J/cm2 on-mineral fluency, 10 Hz repetition rate, helium carrier gas at 0.75 L/min flow rate, 30-s pre-ablation laser warm-up, 60 s dwell time, 30-s washout period | USGS pressed powder polysulfide reference material MASS-1 (Wilson et al. 2002) as external standard for chalcopyrite; sphalerite matrix-matched sinter pressed powder pellet reference material MUL-Zn S1 (Onuk et al. 2017) as external standard for sphalerite and pyrite; MASS-1 used as external standard for Te, Au, Tl, and Hg in sphalerite and pyrite | 0.11517 | [13 empty] | 0.012129 | [5 empty] | 1843.5818 | [5 empty] | 827.8486 | [15 empty] | 33081.6088 |  | 0.61776 |  |  |  | 0.25992 |  |  |  | 87.9856 |  |  |  | 17.7652 | [13 empty] | 39.1465 | [9 empty] | 28.2853 | [5 empty] | 0.22733 | [21 empty] | 53.7795 | [5 empty] | 0.53565 | [32 empty] | 2025 | Bertrandsson Erlandsson et al. (2025), Mineralium Deposita, 60, 869–894 |  | POL, COD, ZMB, NAM
| DOF |  | Basin hydrothermal | Stratiform sediment-hosted Cu | stratiform sediment-hosted Cu-Co | Cu, Co | Ag, Au, Pb, Ni, Se, Re, Zn | Cu, Co, Ag, Au, Pb, Ni, Se, Re, Zn | Bertrandsson Erlandsson et al., 2022; Foltyn et al., 2022; El Desouky et al., 2010 |  | 277-15-1B-sph4 | 277-15-1B-sph4-1 | [5 empty] | ore material | polished section |  | mineral separate | [5 empty] | mineralisation |  |  |  | chalcopyrite, sphalerite, pyrite | stage 1 (sediment-hosted, diagenetic), stage 2 (epigenetic hydrothermal veins) | disseminations, veins, mineralized nodules | disseminations, mineralized nodules, veins cross-cutting sedimentary bedding |  |  |  | quartz, carbonates |  | LA-ICPMS | ESI NWR213 Nd:YAG laser ablation system coupled to an Agilent 8800 QQQ ICP-MS | Montanuniversität Leoben, Austria | 50 µm spot size, 2 – 3 J/cm2 on-mineral fluency, 10 Hz repetition rate, helium carrier gas at 0.75 L/min flow rate, 30-s pre-ablation laser warm-up, 60 s dwell time, 30-s washout period | USGS pressed powder polysulfide reference material MASS-1 (Wilson et al. 2002) as external standard for chalcopyrite; sphalerite matrix-matched sinter pressed powder pellet reference material MUL-Zn S1 (Onuk et al. 2017) as external standard for sphalerite and pyrite; MASS-1 used as external standard for Te, Au, Tl, and Hg in sphalerite and pyrite | 0.24886 | [13 empty] | 0.012464 | [5 empty] | 1847.276 | [5 empty] | 819.6969 | [5 empty] | 310.9482 | [9 empty] | 31015.226 |  | 0.55553 |  |  |  | 0.20648 |  |  |  | 89.6706 |  |  |  | 17.5986 | [13 empty] | 36.8572 | [9 empty] | 26.9587 | [5 empty] | 0.19937 | [21 empty] | 57.7014 | [38 empty] | 2025 | Bertrandsson Erlandsson et al. (2025), Mineralium Deposita, 60, 869–894 |  | POL, COD, ZMB, NAM
| DOF |  | Basin hydrothermal | Stratiform sediment-hosted Cu | stratiform sediment-hosted Cu-Co | Cu, Co | Ag, Au, Pb, Ni, Se, Re, Zn | Cu, Co, Ag, Au, Pb, Ni, Se, Re, Zn | Bertrandsson Erlandsson et al., 2022; Foltyn et al., 2022; El Desouky et al., 2010 |  | 277-15-1B-sph5 | 277-15-1B-sph5-1 | [5 empty] | ore material | polished section |  | mineral separate | [5 empty] | mineralisation |  |  |  | chalcopyrite, sphalerite, pyrite | stage 1 (sediment-hosted, diagenetic), stage 2 (epigenetic hydrothermal veins) | disseminations, veins, mineralized nodules | disseminations, mineralized nodules, veins cross-cutting sedimentary bedding |  |  |  | quartz, carbonates |  | LA-ICPMS | ESI NWR213 Nd:YAG laser ablation system coupled to an Agilent 8800 QQQ ICP-MS | Montanuniversität Leoben, Austria | 50 µm spot size, 2 – 3 J/cm2 on-mineral fluency, 10 Hz repetition rate, helium carrier gas at 0.75 L/min flow rate, 30-s pre-ablation laser warm-up, 60 s dwell time, 30-s washout period | USGS pressed powder polysulfide reference material MASS-1 (Wilson et al. 2002) as external standard for chalcopyrite; sphalerite matrix-matched sinter pressed powder pellet reference material MUL-Zn S1 (Onuk et al. 2017) as external standard for sphalerite and pyrite; MASS-1 used as external standard for Te, Au, Tl, and Hg in sphalerite and pyrite | 0.11538 | [19 empty] | 1890.6099 | [5 empty] | 912.7461 | [5 empty] | 52.5455 | [9 empty] | 33788.4553 |  | 1.1771 |  |  |  | 0.43547 |  |  |  | 99.8906 |  |  |  | 17.8668 | [13 empty] | 44.1884 | [9 empty] | 28.1243 | [5 empty] | 0.086581 | [21 empty] | 93.6925 | [38 empty] | 2025 | Bertrandsson Erlandsson et al. (2025), Mineralium Deposita, 60, 869–894 |  | POL, COD, ZMB, NAM
| DOF |  | Basin hydrothermal | Stratiform sediment-hosted Cu | stratiform sediment-hosted Cu-Co | Cu, Co | Ag, Au, Pb, Ni, Se, Re, Zn | Cu, Co, Ag, Au, Pb, Ni, Se, Re, Zn | Bertrandsson Erlandsson et al., 2022; Foltyn et al., 2022; El Desouky et al., 2010 |  | 277-15-1B-sph6 | 277-15-1B-sph6-1 | [5 empty] | ore material | polished section |  | mineral separate | [5 empty] | mineralisation |  |  |  | chalcopyrite, sphalerite, pyrite | stage 1 (sediment-hosted, diagenetic), stage 2 (epigenetic hydrothermal veins) | disseminations, veins, mineralized nodules | disseminations, mineralized nodules, veins cross-cutting sedimentary bedding |  |  |  | quartz, carbonates |  | LA-ICPMS | ESI NWR213 Nd:YAG laser ablation system coupled to an Agilent 8800 QQQ ICP-MS | Montanuniversität Leoben, Austria | 50 µm spot size, 2 – 3 J/cm2 on-mineral fluency, 10 Hz repetition rate, helium carrier gas at 0.75 L/min flow rate, 30-s pre-ablation laser warm-up, 60 s dwell time, 30-s washout period | USGS pressed powder polysulfide reference material MASS-1 (Wilson et al. 2002) as external standard for chalcopyrite; sphalerite matrix-matched sinter pressed powder pellet reference material MUL-Zn S1 (Onuk et al. 2017) as external standard for sphalerite and pyrite; MASS-1 used as external standard for Te, Au, Tl, and Hg in sphalerite and pyrite | 0.12997 | [13 empty] | 0.012841 | [5 empty] | 1887.8446 | [5 empty] | 899.9464 | [5 empty] | 86.6421 | [9 empty] | 30519.925 |  | 1.0427 |  |  |  | 0.47606 |  |  |  | 99.8549 |  |  |  | 18.4425 | [13 empty] | 35.0501 | [9 empty] | 26.5721 | [5 empty] | 0.20349 | [21 empty] | 114.7895 | [5 empty] | 1.1642 | [32 empty] | 2025 | Bertrandsson Erlandsson et al. (2025), Mineralium Deposita, 60, 869–894 |  | POL, COD, ZMB, NAM
| DOF |  | Basin hydrothermal | Stratiform sediment-hosted Cu | stratiform sediment-hosted Cu-Co | Cu, Co | Ag, Au, Pb, Ni, Se, Re, Zn | Cu, Co, Ag, Au, Pb, Ni, Se, Re, Zn | Bertrandsson Erlandsson et al., 2022; Foltyn et al., 2022; El Desouky et al., 2010 |  | 277-15-1B-sph7 | 277-15-1B-sph7-1 | [5 empty] | ore material | polished section |  | mineral separate | [5 empty] | mineralisation |  |  |  | chalcopyrite, sphalerite, pyrite | stage 1 (sediment-hosted, diagenetic), stage 2 (epigenetic hydrothermal veins) | disseminations, veins, mineralized nodules | disseminations, mineralized nodules, veins cross-cutting sedimentary bedding |  |  |  | quartz, carbonates |  | LA-ICPMS | ESI NWR213 Nd:YAG laser ablation system coupled to an Agilent 8800 QQQ ICP-MS | Montanuniversität Leoben, Austria | 50 µm spot size, 2 – 3 J/cm2 on-mineral fluency, 10 Hz repetition rate, helium carrier gas at 0.75 L/min flow rate, 30-s pre-ablation laser warm-up, 60 s dwell time, 30-s washout period | USGS pressed powder polysulfide reference material MASS-1 (Wilson et al. 2002) as external standard for chalcopyrite; sphalerite matrix-matched sinter pressed powder pellet reference material MUL-Zn S1 (Onuk et al. 2017) as external standard for sphalerite and pyrite; MASS-1 used as external standard for Te, Au, Tl, and Hg in sphalerite and pyrite | 0.15004 | [19 empty] | 1910.2061 | [5 empty] | 933.219 | [5 empty] | 161.9301 | [9 empty] | 32595.2771 |  | 2.3844 |  |  |  | 0.44487 |  |  |  | 97.0658 |  |  |  | 17.6759 | [13 empty] | 40.5266 | [9 empty] | 29.4925 | [5 empty] | 0.089681 | [21 empty] | 104.265 | [38 empty] | 2025 | Bertrandsson Erlandsson et al. (2025), Mineralium Deposita, 60, 869–894 |  | POL, COD, ZMB, NAM
| DOF |  | Basin hydrothermal | Stratiform sediment-hosted Cu | stratiform sediment-hosted Cu-Co | Cu, Co | Ag, Au, Pb, Ni, Se, Re, Zn | Cu, Co, Ag, Au, Pb, Ni, Se, Re, Zn | Bertrandsson Erlandsson et al., 2022; Foltyn et al., 2022; El Desouky et al., 2010 |  | 277-15-1B-sph8 | 277-15-1B-sph8-1 | [5 empty] | ore material | polished section |  | mineral separate | [5 empty] | mineralisation |  |  |  | chalcopyrite, sphalerite, pyrite | stage 1 (sediment-hosted, diagenetic), stage 2 (epigenetic hydrothermal veins) | disseminations, veins, mineralized nodules | disseminations, mineralized nodules, veins cross-cutting sedimentary bedding |  |  |  | quartz, carbonates |  | LA-ICPMS | ESI NWR213 Nd:YAG laser ablation system coupled to an Agilent 8800 QQQ ICP-MS | Montanuniversität Leoben, Austria | 50 µm spot size, 2 – 3 J/cm2 on-mineral fluency, 10 Hz repetition rate, helium carrier gas at 0.75 L/min flow rate, 30-s pre-ablation laser warm-up, 60 s dwell time, 30-s washout period | USGS pressed powder polysulfide reference material MASS-1 (Wilson et al. 2002) as external standard for chalcopyrite; sphalerite matrix-matched sinter pressed powder pellet reference material MUL-Zn S1 (Onuk et al. 2017) as external standard for sphalerite and pyrite; MASS-1 used as external standard for Te, Au, Tl, and Hg in sphalerite and pyrite | 0.14068 | [19 empty] | 1864.8558 | [5 empty] | 1004.997 | [5 empty] | 121.5127 | [9 empty] | 33734.3882 |  | 2.0003 |  |  |  | 0.4843 |  |  |  | 94.4024 |  |  |  | 17.9045 | [13 empty] | 48.1264 | [9 empty] | 28.3494 | [5 empty] | 0.1541 | [21 empty] | 98.8156 | [5 empty] | 0.46659 | [32 empty] | 2025 | Bertrandsson Erlandsson et al. (2025), Mineralium Deposita, 60, 869–894 |  | POL, COD, ZMB, NAM
| DOF |  | Basin hydrothermal | Stratiform sediment-hosted Cu | stratiform sediment-hosted Cu-Co | Cu, Co | Ag, Au, Pb, Ni, Se, Re, Zn | Cu, Co, Ag, Au, Pb, Ni, Se, Re, Zn | Bertrandsson Erlandsson et al., 2022; Foltyn et al., 2022; El Desouky et al., 2010 |  | 277-15-1B-sph9 | 277-15-1B-sph9-1 | [5 empty] | ore material | polished section |  | mineral separate | [5 empty] | mineralisation |  |  |  | chalcopyrite, sphalerite, pyrite | stage 1 (sediment-hosted, diagenetic), stage 2 (epigenetic hydrothermal veins) | disseminations, veins, mineralized nodules | disseminations, mineralized nodules, veins cross-cutting sedimentary bedding |  |  |  | quartz, carbonates |  | LA-ICPMS | ESI NWR213 Nd:YAG laser ablation system coupled to an Agilent 8800 QQQ ICP-MS | Montanuniversität Leoben, Austria | 50 µm spot size, 2 – 3 J/cm2 on-mineral fluency, 10 Hz repetition rate, helium carrier gas at 0.75 L/min flow rate, 30-s pre-ablation laser warm-up, 60 s dwell time, 30-s washout period | USGS pressed powder polysulfide reference material MASS-1 (Wilson et al. 2002) as external standard for chalcopyrite; sphalerite matrix-matched sinter pressed powder pellet reference material MUL-Zn S1 (Onuk et al. 2017) as external standard for sphalerite and pyrite; MASS-1 used as external standard for Te, Au, Tl, and Hg in sphalerite and pyrite | 0.36294 | [13 empty] | 0.022206 | [5 empty] | 1833.7636 | [5 empty] | 1079.5241 | [5 empty] | 32.7687 | [9 empty] | 32496.4985 |  | 1.088 |  |  |  | 0.44775 |  |  |  | 100.4401 |  |  |  | 17.9995 | [13 empty] | 51.5839 | [9 empty] | 31.8395 | [27 empty] | 114.5384 | [5 empty] | 1.6001 | [32 empty] | 2025 | Bertrandsson Erlandsson et al. (2025), Mineralium Deposita, 60, 869–894 |  | POL, COD, ZMB, NAM
| DOF |  | Basin hydrothermal | Stratiform sediment-hosted Cu | stratiform sediment-hosted Cu-Co | Cu, Co | Ag, Au, Pb, Ni, Se, Re, Zn | Cu, Co, Ag, Au, Pb, Ni, Se, Re, Zn | Bertrandsson Erlandsson et al., 2022; Foltyn et al., 2022; El Desouky et al., 2010 |  | 277-15-1C-sph1 | 277-15-1C-sph1-1 | [5 empty] | ore material | polished section |  | mineral separate | [5 empty] | mineralisation |  |  |  | chalcopyrite, sphalerite, pyrite | stage 1 (sediment-hosted, diagenetic), stage 2 (epigenetic hydrothermal veins) | disseminations, veins, mineralized nodules | disseminations, mineralized nodules, veins cross-cutting sedimentary bedding |  |  |  | quartz, carbonates |  | LA-ICPMS | ESI NWR213 Nd:YAG laser ablation system coupled to an Agilent 8800 QQQ ICP-MS | Montanuniversität Leoben, Austria | 50 µm spot size, 2 – 3 J/cm2 on-mineral fluency, 10 Hz repetition rate, helium carrier gas at 0.75 L/min flow rate, 30-s pre-ablation laser warm-up, 60 s dwell time, 30-s washout period | USGS pressed powder polysulfide reference material MASS-1 (Wilson et al. 2002) as external standard for chalcopyrite; sphalerite matrix-matched sinter pressed powder pellet reference material MUL-Zn S1 (Onuk et al. 2017) as external standard for sphalerite and pyrite; MASS-1 used as external standard for Te, Au, Tl, and Hg in sphalerite and pyrite | 0.1867 | [19 empty] | 1935.8824 | [5 empty] | 1285.8305 | [5 empty] | 52.9389 | [9 empty] | 41508.2151 |  | 1.5134 |  |  |  | 0.47869 |  |  |  | 102.1189 |  |  |  | 17.7168 | [13 empty] | 49.5597 | [9 empty] | 34.2892 | [27 empty] | 86.9371 | [38 empty] | 2025 | Bertrandsson Erlandsson et al. (2025), Mineralium Deposita, 60, 869–894 |  | POL, COD, ZMB, NAM
| DOF |  | Basin hydrothermal | Stratiform sediment-hosted Cu | stratiform sediment-hosted Cu-Co | Cu, Co | Ag, Au, Pb, Ni, Se, Re, Zn | Cu, Co, Ag, Au, Pb, Ni, Se, Re, Zn | Bertrandsson Erlandsson et al., 2022; Foltyn et al., 2022; El Desouky et al., 2010 |  | 277-15-1C-sph10 | 277-15-1C-sph10-1 | [5 empty] | ore material | polished section |  | mineral separate | [5 empty] | mineralisation |  |  |  | chalcopyrite, sphalerite, pyrite | stage 1 (sediment-hosted, diagenetic), stage 2 (epigenetic hydrothermal veins) | disseminations, veins, mineralized nodules | disseminations, mineralized nodules, veins cross-cutting sedimentary bedding |  |  |  | quartz, carbonates |  | LA-ICPMS | ESI NWR213 Nd:YAG laser ablation system coupled to an Agilent 8800 QQQ ICP-MS | Montanuniversität Leoben, Austria | 50 µm spot size, 2 – 3 J/cm2 on-mineral fluency, 10 Hz repetition rate, helium carrier gas at 0.75 L/min flow rate, 30-s pre-ablation laser warm-up, 60 s dwell time, 30-s washout period | USGS pressed powder polysulfide reference material MASS-1 (Wilson et al. 2002) as external standard for chalcopyrite; sphalerite matrix-matched sinter pressed powder pellet reference material MUL-Zn S1 (Onuk et al. 2017) as external standard for sphalerite and pyrite; MASS-1 used as external standard for Te, Au, Tl, and Hg in sphalerite and pyrite | 0.28998 | [19 empty] | 1865.8649 | [5 empty] | 910.5848 | [5 empty] | 38.2839 | [9 empty] | 38657.0059 |  | 1.9999 |  |  |  | 0.57942 |  |  |  | 96.6189 |  |  |  | 21.6206 | [13 empty] | 32.3994 | [9 empty] | 30.4727 | [5 empty] | 0.11263 | [21 empty] | 95.702 | [5 empty] | 1.0278 | [32 empty] | 2025 | Bertrandsson Erlandsson et al. (2025), Mineralium Deposita, 60, 869–894 |  | POL, COD, ZMB, NAM
| DOF |  | Basin hydrothermal | Stratiform sediment-hosted Cu | stratiform sediment-hosted Cu-Co | Cu, Co | Ag, Au, Pb, Ni, Se, Re, Zn | Cu, Co, Ag, Au, Pb, Ni, Se, Re, Zn | Bertrandsson Erlandsson et al., 2022; Foltyn et al., 2022; El Desouky et al., 2010 |  | 277-15-1C-sph11 | 277-15-1C-sph11-1 | [5 empty] | ore material | polished section |  | mineral separate | [5 empty] | mineralisation |  |  |  | chalcopyrite, sphalerite, pyrite | stage 1 (sediment-hosted, diagenetic), stage 2 (epigenetic hydrothermal veins) | disseminations, veins, mineralized nodules | disseminations, mineralized nodules, veins cross-cutting sedimentary bedding |  |  |  | quartz, carbonates |  | LA-ICPMS | ESI NWR213 Nd:YAG laser ablation system coupled to an Agilent 8800 QQQ ICP-MS | Montanuniversität Leoben, Austria | 50 µm spot size, 2 – 3 J/cm2 on-mineral fluency, 10 Hz repetition rate, helium carrier gas at 0.75 L/min flow rate, 30-s pre-ablation laser warm-up, 60 s dwell time, 30-s washout period | USGS pressed powder polysulfide reference material MASS-1 (Wilson et al. 2002) as external standard for chalcopyrite; sphalerite matrix-matched sinter pressed powder pellet reference material MUL-Zn S1 (Onuk et al. 2017) as external standard for sphalerite and pyrite; MASS-1 used as external standard for Te, Au, Tl, and Hg in sphalerite and pyrite | 0.15145 | [19 empty] | 1883.0526 | [5 empty] | 1063.3084 | [5 empty] | 31.4708 | [9 empty] | 40276.8146 |  | 1.8883 |  |  |  | 0.39575 |  |  |  | 92.4653 |  |  |  | 19.1827 | [13 empty] | 44.4738 | [9 empty] | 33.0103 | [27 empty] | 79.1441 | [38 empty] | 2025 | Bertrandsson Erlandsson et al. (2025), Mineralium Deposita, 60, 869–894 |  | POL, COD, ZMB, NAM
| DOF |  | Basin hydrothermal | Stratiform sediment-hosted Cu | stratiform sediment-hosted Cu-Co | Cu, Co | Ag, Au, Pb, Ni, Se, Re, Zn | Cu, Co, Ag, Au, Pb, Ni, Se, Re, Zn | Bertrandsson Erlandsson et al., 2022; Foltyn et al., 2022; El Desouky et al., 2010 |  | 277-15-1C-sph12 | 277-15-1C-sph12-1 | [5 empty] | ore material | polished section |  | mineral separate | [5 empty] | mineralisation |  |  |  | chalcopyrite, sphalerite, pyrite | stage 1 (sediment-hosted, diagenetic), stage 2 (epigenetic hydrothermal veins) | disseminations, veins, mineralized nodules | disseminations, mineralized nodules, veins cross-cutting sedimentary bedding |  |  |  | quartz, carbonates |  | LA-ICPMS | ESI NWR213 Nd:YAG laser ablation system coupled to an Agilent 8800 QQQ ICP-MS | Montanuniversität Leoben, Austria | 50 µm spot size, 2 – 3 J/cm2 on-mineral fluency, 10 Hz repetition rate, helium carrier gas at 0.75 L/min flow rate, 30-s pre-ablation laser warm-up, 60 s dwell time, 30-s washout period | USGS pressed powder polysulfide reference material MASS-1 (Wilson et al. 2002) as external standard for chalcopyrite; sphalerite matrix-matched sinter pressed powder pellet reference material MUL-Zn S1 (Onuk et al. 2017) as external standard for sphalerite and pyrite; MASS-1 used as external standard for Te, Au, Tl, and Hg in sphalerite and pyrite | 0.18399 | [19 empty] | 1871.2247 | [5 empty] | 1169.1487 | [5 empty] | 28.8894 | [9 empty] | 41071.2297 |  | 1.4106 | [7 empty] | 92.2459 |  |  |  | 17.5743 | [13 empty] | 50.6472 | [9 empty] | 32.3237 | [27 empty] | 53.0028 | [38 empty] | 2025 | Bertrandsson Erlandsson et al. (2025), Mineralium Deposita, 60, 869–894 |  | POL, COD, ZMB, NAM
| DOF |  | Basin hydrothermal | Stratiform sediment-hosted Cu | stratiform sediment-hosted Cu-Co | Cu, Co | Ag, Au, Pb, Ni, Se, Re, Zn | Cu, Co, Ag, Au, Pb, Ni, Se, Re, Zn | Bertrandsson Erlandsson et al., 2022; Foltyn et al., 2022; El Desouky et al., 2010 |  | 277-15-1C-sph13 | 277-15-1C-sph13-1 | [5 empty] | ore material | polished section |  | mineral separate | [5 empty] | mineralisation |  |  |  | chalcopyrite, sphalerite, pyrite | stage 1 (sediment-hosted, diagenetic), stage 2 (epigenetic hydrothermal veins) | disseminations, veins, mineralized nodules | disseminations, mineralized nodules, veins cross-cutting sedimentary bedding |  |  |  | quartz, carbonates |  | LA-ICPMS | ESI NWR213 Nd:YAG laser ablation system coupled to an Agilent 8800 QQQ ICP-MS | Montanuniversität Leoben, Austria | 50 µm spot size, 2 – 3 J/cm2 on-mineral fluency, 10 Hz repetition rate, helium carrier gas at 0.75 L/min flow rate, 30-s pre-ablation laser warm-up, 60 s dwell time, 30-s washout period | USGS pressed powder polysulfide reference material MASS-1 (Wilson et al. 2002) as external standard for chalcopyrite; sphalerite matrix-matched sinter pressed powder pellet reference material MUL-Zn S1 (Onuk et al. 2017) as external standard for sphalerite and pyrite; MASS-1 used as external standard for Te, Au, Tl, and Hg in sphalerite and pyrite | 0.18693 | [19 empty] | 1884.6165 | [5 empty] | 890.3382 | [5 empty] | 29.6544 | [9 empty] | 39339.4843 |  | 0.71937 |  |  |  | 0.3673 |  |  |  | 101.3148 |  |  |  | 19.2965 | [13 empty] | 34.2963 | [9 empty] | 33.4941 | [5 empty] | 0.086494 | [21 empty] | 54.8899 | [38 empty] | 2025 | Bertrandsson Erlandsson et al. (2025), Mineralium Deposita, 60, 869–894 |  | POL, COD, ZMB, NAM
| DOF |  | Basin hydrothermal | Stratiform sediment-hosted Cu | stratiform sediment-hosted Cu-Co | Cu, Co | Ag, Au, Pb, Ni, Se, Re, Zn | Cu, Co, Ag, Au, Pb, Ni, Se, Re, Zn | Bertrandsson Erlandsson et al., 2022; Foltyn et al., 2022; El Desouky et al., 2010 |  | 277-15-1C-sph14 | 277-15-1C-sph14-1 | [5 empty] | ore material | polished section |  | mineral separate | [5 empty] | mineralisation |  |  |  | chalcopyrite, sphalerite, pyrite | stage 1 (sediment-hosted, diagenetic), stage 2 (epigenetic hydrothermal veins) | disseminations, veins, mineralized nodules | disseminations, mineralized nodules, veins cross-cutting sedimentary bedding |  |  |  | quartz, carbonates |  | LA-ICPMS | ESI NWR213 Nd:YAG laser ablation system coupled to an Agilent 8800 QQQ ICP-MS | Montanuniversität Leoben, Austria | 50 µm spot size, 2 – 3 J/cm2 on-mineral fluency, 10 Hz repetition rate, helium carrier gas at 0.75 L/min flow rate, 30-s pre-ablation laser warm-up, 60 s dwell time, 30-s washout period | USGS pressed powder polysulfide reference material MASS-1 (Wilson et al. 2002) as external standard for chalcopyrite; sphalerite matrix-matched sinter pressed powder pellet reference material MUL-Zn S1 (Onuk et al. 2017) as external standard for sphalerite and pyrite; MASS-1 used as external standard for Te, Au, Tl, and Hg in sphalerite and pyrite | 0.27213 | [19 empty] | 1855.2333 | [5 empty] | 1015.3421 | [5 empty] | 31.4537 | [9 empty] | 40045.4123 |  | 1.8949 |  |  |  | 0.21019 |  |  |  | 99.7149 |  |  |  | 18.913 | [13 empty] | 38.0053 | [9 empty] | 30.9714 | [27 empty] | 57.9161 | [38 empty] | 2025 | Bertrandsson Erlandsson et al. (2025), Mineralium Deposita, 60, 869–894 |  | POL, COD, ZMB, NAM
| DOF |  | Basin hydrothermal | Stratiform sediment-hosted Cu | stratiform sediment-hosted Cu-Co | Cu, Co | Ag, Au, Pb, Ni, Se, Re, Zn | Cu, Co, Ag, Au, Pb, Ni, Se, Re, Zn | Bertrandsson Erlandsson et al., 2022; Foltyn et al., 2022; El Desouky et al., 2010 |  | 277-15-1C-sph15 | 277-15-1C-sph15-1 | [5 empty] | ore material | polished section |  | mineral separate | [5 empty] | mineralisation |  |  |  | chalcopyrite, sphalerite, pyrite | stage 1 (sediment-hosted, diagenetic), stage 2 (epigenetic hydrothermal veins) | disseminations, veins, mineralized nodules | disseminations, mineralized nodules, veins cross-cutting sedimentary bedding |  |  |  | quartz, carbonates |  | LA-ICPMS | ESI NWR213 Nd:YAG laser ablation system coupled to an Agilent 8800 QQQ ICP-MS | Montanuniversität Leoben, Austria | 50 µm spot size, 2 – 3 J/cm2 on-mineral fluency, 10 Hz repetition rate, helium carrier gas at 0.75 L/min flow rate, 30-s pre-ablation laser warm-up, 60 s dwell time, 30-s washout period | USGS pressed powder polysulfide reference material MASS-1 (Wilson et al. 2002) as external standard for chalcopyrite; sphalerite matrix-matched sinter pressed powder pellet reference material MUL-Zn S1 (Onuk et al. 2017) as external standard for sphalerite and pyrite; MASS-1 used as external standard for Te, Au, Tl, and Hg in sphalerite and pyrite | 0.25861 | [19 empty] | 1838.6014 | [5 empty] | 1006.7713 | [5 empty] | 29.8717 | [9 empty] | 39816.8506 |  | 1.6944 |  |  |  | 0.35135 |  |  |  | 101.0322 |  |  |  | 18.4332 | [13 empty] | 38.914 | [9 empty] | 30.1611 | [5 empty] | 0.067847 | [21 empty] | 66.2375 | [38 empty] | 2025 | Bertrandsson Erlandsson et al. (2025), Mineralium Deposita, 60, 869–894 |  | POL, COD, ZMB, NAM
| DOF |  | Basin hydrothermal | Stratiform sediment-hosted Cu | stratiform sediment-hosted Cu-Co | Cu, Co | Ag, Au, Pb, Ni, Se, Re, Zn | Cu, Co, Ag, Au, Pb, Ni, Se, Re, Zn | Bertrandsson Erlandsson et al., 2022; Foltyn et al., 2022; El Desouky et al., 2010 |  | 277-15-1C-sph16 | 277-15-1C-sph16-1 | [5 empty] | ore material | polished section |  | mineral separate | [5 empty] | mineralisation |  |  |  | chalcopyrite, sphalerite, pyrite | stage 1 (sediment-hosted, diagenetic), stage 2 (epigenetic hydrothermal veins) | disseminations, veins, mineralized nodules | disseminations, mineralized nodules, veins cross-cutting sedimentary bedding |  |  |  | quartz, carbonates |  | LA-ICPMS | ESI NWR213 Nd:YAG laser ablation system coupled to an Agilent 8800 QQQ ICP-MS | Montanuniversität Leoben, Austria | 50 µm spot size, 2 – 3 J/cm2 on-mineral fluency, 10 Hz repetition rate, helium carrier gas at 0.75 L/min flow rate, 30-s pre-ablation laser warm-up, 60 s dwell time, 30-s washout period | USGS pressed powder polysulfide reference material MASS-1 (Wilson et al. 2002) as external standard for chalcopyrite; sphalerite matrix-matched sinter pressed powder pellet reference material MUL-Zn S1 (Onuk et al. 2017) as external standard for sphalerite and pyrite; MASS-1 used as external standard for Te, Au, Tl, and Hg in sphalerite and pyrite | 0.31166 | [19 empty] | 1757.6357 | [5 empty] | 1194.2009 | [5 empty] | 32.1975 | [9 empty] | 41286.068 |  | 3.081 |  |  |  | 0.27788 |  |  |  | 98.2115 |  |  |  | 17.2733 | [13 empty] | 42.8004 | [9 empty] | 36.69 | [5 empty] | 0.11661 | [21 empty] | 54.6244 | [38 empty] | 2025 | Bertrandsson Erlandsson et al. (2025), Mineralium Deposita, 60, 869–894 |  | POL, COD, ZMB, NAM
| DOF |  | Basin hydrothermal | Stratiform sediment-hosted Cu | stratiform sediment-hosted Cu-Co | Cu, Co | Ag, Au, Pb, Ni, Se, Re, Zn | Cu, Co, Ag, Au, Pb, Ni, Se, Re, Zn | Bertrandsson Erlandsson et al., 2022; Foltyn et al., 2022; El Desouky et al., 2010 |  | 277-15-1C-sph17 | 277-15-1C-sph17-1 | [5 empty] | ore material | polished section |  | mineral separate | [5 empty] | mineralisation |  |  |  | chalcopyrite, sphalerite, pyrite | stage 1 (sediment-hosted, diagenetic), stage 2 (epigenetic hydrothermal veins) | disseminations, veins, mineralized nodules | disseminations, mineralized nodules, veins cross-cutting sedimentary bedding |  |  |  | quartz, carbonates |  | LA-ICPMS | ESI NWR213 Nd:YAG laser ablation system coupled to an Agilent 8800 QQQ ICP-MS | Montanuniversität Leoben, Austria | 50 µm spot size, 2 – 3 J/cm2 on-mineral fluency, 10 Hz repetition rate, helium carrier gas at 0.75 L/min flow rate, 30-s pre-ablation laser warm-up, 60 s dwell time, 30-s washout period | USGS pressed powder polysulfide reference material MASS-1 (Wilson et al. 2002) as external standard for chalcopyrite; sphalerite matrix-matched sinter pressed powder pellet reference material MUL-Zn S1 (Onuk et al. 2017) as external standard for sphalerite and pyrite; MASS-1 used as external standard for Te, Au, Tl, and Hg in sphalerite and pyrite | 0.28909 | [19 empty] | 1726.1017 | [5 empty] | 1221.9079 | [5 empty] | 31.8252 | [9 empty] | 41802.8454 |  | 1.4724 |  |  |  | 0.34817 |  |  |  | 96.8537 |  |  |  | 17.2563 | [13 empty] | 41.609 | [9 empty] | 35.3645 | [27 empty] | 79.9218 | [38 empty] | 2025 | Bertrandsson Erlandsson et al. (2025), Mineralium Deposita, 60, 869–894 |  | POL, COD, ZMB, NAM
| DOF |  | Basin hydrothermal | Stratiform sediment-hosted Cu | stratiform sediment-hosted Cu-Co | Cu, Co | Ag, Au, Pb, Ni, Se, Re, Zn | Cu, Co, Ag, Au, Pb, Ni, Se, Re, Zn | Bertrandsson Erlandsson et al., 2022; Foltyn et al., 2022; El Desouky et al., 2010 |  | 277-15-1C-sph18 | 277-15-1C-sph18-1 | [5 empty] | ore material | polished section |  | mineral separate | [5 empty] | mineralisation |  |  |  | chalcopyrite, sphalerite, pyrite | stage 1 (sediment-hosted, diagenetic), stage 2 (epigenetic hydrothermal veins) | disseminations, veins, mineralized nodules | disseminations, mineralized nodules, veins cross-cutting sedimentary bedding |  |  |  | quartz, carbonates |  | LA-ICPMS | ESI NWR213 Nd:YAG laser ablation system coupled to an Agilent 8800 QQQ ICP-MS | Montanuniversität Leoben, Austria | 50 µm spot size, 2 – 3 J/cm2 on-mineral fluency, 10 Hz repetition rate, helium carrier gas at 0.75 L/min flow rate, 30-s pre-ablation laser warm-up, 60 s dwell time, 30-s washout period | USGS pressed powder polysulfide reference material MASS-1 (Wilson et al. 2002) as external standard for chalcopyrite; sphalerite matrix-matched sinter pressed powder pellet reference material MUL-Zn S1 (Onuk et al. 2017) as external standard for sphalerite and pyrite; MASS-1 used as external standard for Te, Au, Tl, and Hg in sphalerite and pyrite | 0.22265 | [19 empty] | 1693.8446 | [5 empty] | 1179.801 | [5 empty] | 30.488 | [9 empty] | 40379.791 |  | 2.2345 |  |  |  | 0.33192 |  |  |  | 102.6327 |  |  |  | 18.4598 | [13 empty] | 36.3071 | [9 empty] | 31.8663 | [27 empty] | 79.9773 | [5 empty] | 0.44165 | [32 empty] | 2025 | Bertrandsson Erlandsson et al. (2025), Mineralium Deposita, 60, 869–894 |  | POL, COD, ZMB, NAM
| DOF |  | Basin hydrothermal | Stratiform sediment-hosted Cu | stratiform sediment-hosted Cu-Co | Cu, Co | Ag, Au, Pb, Ni, Se, Re, Zn | Cu, Co, Ag, Au, Pb, Ni, Se, Re, Zn | Bertrandsson Erlandsson et al., 2022; Foltyn et al., 2022; El Desouky et al., 2010 |  | 277-15-1C-sph19 | 277-15-1C-sph19-1 | [5 empty] | ore material | polished section |  | mineral separate | [5 empty] | mineralisation |  |  |  | chalcopyrite, sphalerite, pyrite | stage 1 (sediment-hosted, diagenetic), stage 2 (epigenetic hydrothermal veins) | disseminations, veins, mineralized nodules | disseminations, mineralized nodules, veins cross-cutting sedimentary bedding |  |  |  | quartz, carbonates |  | LA-ICPMS | ESI NWR213 Nd:YAG laser ablation system coupled to an Agilent 8800 QQQ ICP-MS | Montanuniversität Leoben, Austria | 50 µm spot size, 2 – 3 J/cm2 on-mineral fluency, 10 Hz repetition rate, helium carrier gas at 0.75 L/min flow rate, 30-s pre-ablation laser warm-up, 60 s dwell time, 30-s washout period | USGS pressed powder polysulfide reference material MASS-1 (Wilson et al. 2002) as external standard for chalcopyrite; sphalerite matrix-matched sinter pressed powder pellet reference material MUL-Zn S1 (Onuk et al. 2017) as external standard for sphalerite and pyrite; MASS-1 used as external standard for Te, Au, Tl, and Hg in sphalerite and pyrite | 0.24497 | [19 empty] | 1703.3728 | [5 empty] | 1466.9654 | [5 empty] | 36.086 | [9 empty] | 43469.6763 |  | 1.0232 |  |  |  | 0.38837 |  |  |  | 104.7548 |  |  |  | 18.3823 | [13 empty] | 51.0758 | [9 empty] | 28.4421 | [5 empty] | 0.35622 | [21 empty] | 62.6942 | [38 empty] | 2025 | Bertrandsson Erlandsson et al. (2025), Mineralium Deposita, 60, 869–894 |  | POL, COD, ZMB, NAM
| DOF |  | Basin hydrothermal | Stratiform sediment-hosted Cu | stratiform sediment-hosted Cu-Co | Cu, Co | Ag, Au, Pb, Ni, Se, Re, Zn | Cu, Co, Ag, Au, Pb, Ni, Se, Re, Zn | Bertrandsson Erlandsson et al., 2022; Foltyn et al., 2022; El Desouky et al., 2010 |  | 277-15-1C-sph2 | 277-15-1C-sph2-1 | [5 empty] | ore material | polished section |  | mineral separate | [5 empty] | mineralisation |  |  |  | chalcopyrite, sphalerite, pyrite | stage 1 (sediment-hosted, diagenetic), stage 2 (epigenetic hydrothermal veins) | disseminations, veins, mineralized nodules | disseminations, mineralized nodules, veins cross-cutting sedimentary bedding |  |  |  | quartz, carbonates |  | LA-ICPMS | ESI NWR213 Nd:YAG laser ablation system coupled to an Agilent 8800 QQQ ICP-MS | Montanuniversität Leoben, Austria | 50 µm spot size, 2 – 3 J/cm2 on-mineral fluency, 10 Hz repetition rate, helium carrier gas at 0.75 L/min flow rate, 30-s pre-ablation laser warm-up, 60 s dwell time, 30-s washout period | USGS pressed powder polysulfide reference material MASS-1 (Wilson et al. 2002) as external standard for chalcopyrite; sphalerite matrix-matched sinter pressed powder pellet reference material MUL-Zn S1 (Onuk et al. 2017) as external standard for sphalerite and pyrite; MASS-1 used as external standard for Te, Au, Tl, and Hg in sphalerite and pyrite | 0.21324 | [19 empty] | 1929.1492 | [5 empty] | 1016.1841 | [5 empty] | 32.9459 | [9 empty] | 38716.6565 |  | 2.2308 | [7 empty] | 100.5404 |  |  |  | 21.3281 | [13 empty] | 32.5929 | [9 empty] | 29.595 | [27 empty] | 74.8293 | [38 empty] | 2025 | Bertrandsson Erlandsson et al. (2025), Mineralium Deposita, 60, 869–894 |  | POL, COD, ZMB, NAM
| DOF |  | Basin hydrothermal | Stratiform sediment-hosted Cu | stratiform sediment-hosted Cu-Co | Cu, Co | Ag, Au, Pb, Ni, Se, Re, Zn | Cu, Co, Ag, Au, Pb, Ni, Se, Re, Zn | Bertrandsson Erlandsson et al., 2022; Foltyn et al., 2022; El Desouky et al., 2010 |  | 277-15-1C-sph20 | 277-15-1C-sph20-1 | [5 empty] | ore material | polished section |  | mineral separate | [5 empty] | mineralisation |  |  |  | chalcopyrite, sphalerite, pyrite | stage 1 (sediment-hosted, diagenetic), stage 2 (epigenetic hydrothermal veins) | disseminations, veins, mineralized nodules | disseminations, mineralized nodules, veins cross-cutting sedimentary bedding |  |  |  | quartz, carbonates |  | LA-ICPMS | ESI NWR213 Nd:YAG laser ablation system coupled to an Agilent 8800 QQQ ICP-MS | Montanuniversität Leoben, Austria | 50 µm spot size, 2 – 3 J/cm2 on-mineral fluency, 10 Hz repetition rate, helium carrier gas at 0.75 L/min flow rate, 30-s pre-ablation laser warm-up, 60 s dwell time, 30-s washout period | USGS pressed powder polysulfide reference material MASS-1 (Wilson et al. 2002) as external standard for chalcopyrite; sphalerite matrix-matched sinter pressed powder pellet reference material MUL-Zn S1 (Onuk et al. 2017) as external standard for sphalerite and pyrite; MASS-1 used as external standard for Te, Au, Tl, and Hg in sphalerite and pyrite | 0.19065 | [13 empty] | 0.011305 | [5 empty] | 1710.0866 | [5 empty] | 1637.185 | [5 empty] | 32.9832 | [9 empty] | 46949.5906 |  | 1.4085 | [7 empty] | 101.3841 |  |  |  | 17.9458 | [13 empty] | 72.9632 | [9 empty] | 28.7564 | [5 empty] | 0.11025 | [21 empty] | 66.6752 | [5 empty] | 0.27015 | [32 empty] | 2025 | Bertrandsson Erlandsson et al. (2025), Mineralium Deposita, 60, 869–894 |  | POL, COD, ZMB, NAM
| DOF |  | Basin hydrothermal | Stratiform sediment-hosted Cu | stratiform sediment-hosted Cu-Co | Cu, Co | Ag, Au, Pb, Ni, Se, Re, Zn | Cu, Co, Ag, Au, Pb, Ni, Se, Re, Zn | Bertrandsson Erlandsson et al., 2022; Foltyn et al., 2022; El Desouky et al., 2010 |  | 277-15-1C-sph3 | 277-15-1C-sph3-1 | [5 empty] | ore material | polished section |  | mineral separate | [5 empty] | mineralisation |  |  |  | chalcopyrite, sphalerite, pyrite | stage 1 (sediment-hosted, diagenetic), stage 2 (epigenetic hydrothermal veins) | disseminations, veins, mineralized nodules | disseminations, mineralized nodules, veins cross-cutting sedimentary bedding |  |  |  | quartz, carbonates |  | LA-ICPMS | ESI NWR213 Nd:YAG laser ablation system coupled to an Agilent 8800 QQQ ICP-MS | Montanuniversität Leoben, Austria | 50 µm spot size, 2 – 3 J/cm2 on-mineral fluency, 10 Hz repetition rate, helium carrier gas at 0.75 L/min flow rate, 30-s pre-ablation laser warm-up, 60 s dwell time, 30-s washout period | USGS pressed powder polysulfide reference material MASS-1 (Wilson et al. 2002) as external standard for chalcopyrite; sphalerite matrix-matched sinter pressed powder pellet reference material MUL-Zn S1 (Onuk et al. 2017) as external standard for sphalerite and pyrite; MASS-1 used as external standard for Te, Au, Tl, and Hg in sphalerite and pyrite | 0.16609 | [19 empty] | 1925.6591 | [5 empty] | 1259.3335 | [5 empty] | 28.838 | [9 empty] | 40595.1235 |  | 1.507 |  |  |  | 0.33131 |  |  |  | 97.0504 |  |  |  | 18.6829 | [13 empty] | 52.2403 | [9 empty] | 31.0921 | [5 empty] | 0.10211 | [21 empty] | 54.5191 | [38 empty] | 2025 | Bertrandsson Erlandsson et al. (2025), Mineralium Deposita, 60, 869–894 |  | POL, COD, ZMB, NAM
| DOF |  | Basin hydrothermal | Stratiform sediment-hosted Cu | stratiform sediment-hosted Cu-Co | Cu, Co | Ag, Au, Pb, Ni, Se, Re, Zn | Cu, Co, Ag, Au, Pb, Ni, Se, Re, Zn | Bertrandsson Erlandsson et al., 2022; Foltyn et al., 2022; El Desouky et al., 2010 |  | 277-15-1C-sph4 | 277-15-1C-sph4-1 | [5 empty] | ore material | polished section |  | mineral separate | [5 empty] | mineralisation |  |  |  | chalcopyrite, sphalerite, pyrite | stage 1 (sediment-hosted, diagenetic), stage 2 (epigenetic hydrothermal veins) | disseminations, veins, mineralized nodules | disseminations, mineralized nodules, veins cross-cutting sedimentary bedding |  |  |  | quartz, carbonates |  | LA-ICPMS | ESI NWR213 Nd:YAG laser ablation system coupled to an Agilent 8800 QQQ ICP-MS | Montanuniversität Leoben, Austria | 50 µm spot size, 2 – 3 J/cm2 on-mineral fluency, 10 Hz repetition rate, helium carrier gas at 0.75 L/min flow rate, 30-s pre-ablation laser warm-up, 60 s dwell time, 30-s washout period | USGS pressed powder polysulfide reference material MASS-1 (Wilson et al. 2002) as external standard for chalcopyrite; sphalerite matrix-matched sinter pressed powder pellet reference material MUL-Zn S1 (Onuk et al. 2017) as external standard for sphalerite and pyrite; MASS-1 used as external standard for Te, Au, Tl, and Hg in sphalerite and pyrite | 0.16248 | [19 empty] | 1836.6203 | [5 empty] | 1252.2933 | [5 empty] | 26.3958 | [9 empty] | 40148.8187 |  | 1.3278 |  |  |  | 0.30514 |  |  |  | 93.422 |  |  |  | 17.0106 | [13 empty] | 53.7586 | [9 empty] | 31.1777 | [27 empty] | 55.4411 | [38 empty] | 2025 | Bertrandsson Erlandsson et al. (2025), Mineralium Deposita, 60, 869–894 |  | POL, COD, ZMB, NAM
| DOF |  | Basin hydrothermal | Stratiform sediment-hosted Cu | stratiform sediment-hosted Cu-Co | Cu, Co | Ag, Au, Pb, Ni, Se, Re, Zn | Cu, Co, Ag, Au, Pb, Ni, Se, Re, Zn | Bertrandsson Erlandsson et al., 2022; Foltyn et al., 2022; El Desouky et al., 2010 |  | 277-15-1C-sph5 | 277-15-1C-sph5-1 | [5 empty] | ore material | polished section |  | mineral separate | [5 empty] | mineralisation |  |  |  | chalcopyrite, sphalerite, pyrite | stage 1 (sediment-hosted, diagenetic), stage 2 (epigenetic hydrothermal veins) | disseminations, veins, mineralized nodules | disseminations, mineralized nodules, veins cross-cutting sedimentary bedding |  |  |  | quartz, carbonates |  | LA-ICPMS | ESI NWR213 Nd:YAG laser ablation system coupled to an Agilent 8800 QQQ ICP-MS | Montanuniversität Leoben, Austria | 50 µm spot size, 2 – 3 J/cm2 on-mineral fluency, 10 Hz repetition rate, helium carrier gas at 0.75 L/min flow rate, 30-s pre-ablation laser warm-up, 60 s dwell time, 30-s washout period | USGS pressed powder polysulfide reference material MASS-1 (Wilson et al. 2002) as external standard for chalcopyrite; sphalerite matrix-matched sinter pressed powder pellet reference material MUL-Zn S1 (Onuk et al. 2017) as external standard for sphalerite and pyrite; MASS-1 used as external standard for Te, Au, Tl, and Hg in sphalerite and pyrite | 0.28558 | [13 empty] | 0.018566 | [5 empty] | 1892.2869 | [5 empty] | 798.6598 | [5 empty] | 41.4886 | [9 empty] | 37964.6121 |  | 1.4365 |  |  |  | 0.2095 |  |  |  | 101.5072 |  |  |  | 26.1284 | [13 empty] | 21.2498 | [9 empty] | 21.5953 | [5 empty] | 0.43067 | [21 empty] | 55.3212 | [38 empty] | 2025 | Bertrandsson Erlandsson et al. (2025), Mineralium Deposita, 60, 869–894 |  | POL, COD, ZMB, NAM
| DOF |  | Basin hydrothermal | Stratiform sediment-hosted Cu | stratiform sediment-hosted Cu-Co | Cu, Co | Ag, Au, Pb, Ni, Se, Re, Zn | Cu, Co, Ag, Au, Pb, Ni, Se, Re, Zn | Bertrandsson Erlandsson et al., 2022; Foltyn et al., 2022; El Desouky et al., 2010 |  | 277-15-1C-sph6 | 277-15-1C-sph6-1 | [5 empty] | ore material | polished section |  | mineral separate | [5 empty] | mineralisation |  |  |  | chalcopyrite, sphalerite, pyrite | stage 1 (sediment-hosted, diagenetic), stage 2 (epigenetic hydrothermal veins) | disseminations, veins, mineralized nodules | disseminations, mineralized nodules, veins cross-cutting sedimentary bedding |  |  |  | quartz, carbonates |  | LA-ICPMS | ESI NWR213 Nd:YAG laser ablation system coupled to an Agilent 8800 QQQ ICP-MS | Montanuniversität Leoben, Austria | 50 µm spot size, 2 – 3 J/cm2 on-mineral fluency, 10 Hz repetition rate, helium carrier gas at 0.75 L/min flow rate, 30-s pre-ablation laser warm-up, 60 s dwell time, 30-s washout period | USGS pressed powder polysulfide reference material MASS-1 (Wilson et al. 2002) as external standard for chalcopyrite; sphalerite matrix-matched sinter pressed powder pellet reference material MUL-Zn S1 (Onuk et al. 2017) as external standard for sphalerite and pyrite; MASS-1 used as external standard for Te, Au, Tl, and Hg in sphalerite and pyrite | 0.80475 | [13 empty] | 0.020664 | [5 empty] | 1929.1961 | [5 empty] | 773.4003 | [5 empty] | 67.0682 | [9 empty] | 37338.8881 |  | 0.84412 |  |  |  | 0.61355 |  |  |  | 93.8916 |  |  |  | 26.7147 | [13 empty] | 20.0447 | [9 empty] | 13.6931 | [5 empty] | 0.90662 | [21 empty] | 93.2079 | [38 empty] | 2025 | Bertrandsson Erlandsson et al. (2025), Mineralium Deposita, 60, 869–894 |  | POL, COD, ZMB, NAM
| DOF |  | Basin hydrothermal | Stratiform sediment-hosted Cu | stratiform sediment-hosted Cu-Co | Cu, Co | Ag, Au, Pb, Ni, Se, Re, Zn | Cu, Co, Ag, Au, Pb, Ni, Se, Re, Zn | Bertrandsson Erlandsson et al., 2022; Foltyn et al., 2022; El Desouky et al., 2010 |  | 277-15-1C-sph7 | 277-15-1C-sph7-1 | [5 empty] | ore material | polished section |  | mineral separate | [5 empty] | mineralisation |  |  |  | chalcopyrite, sphalerite, pyrite | stage 1 (sediment-hosted, diagenetic), stage 2 (epigenetic hydrothermal veins) | disseminations, veins, mineralized nodules | disseminations, mineralized nodules, veins cross-cutting sedimentary bedding |  |  |  | quartz, carbonates |  | LA-ICPMS | ESI NWR213 Nd:YAG laser ablation system coupled to an Agilent 8800 QQQ ICP-MS | Montanuniversität Leoben, Austria | 50 µm spot size, 2 – 3 J/cm2 on-mineral fluency, 10 Hz repetition rate, helium carrier gas at 0.75 L/min flow rate, 30-s pre-ablation laser warm-up, 60 s dwell time, 30-s washout period | USGS pressed powder polysulfide reference material MASS-1 (Wilson et al. 2002) as external standard for chalcopyrite; sphalerite matrix-matched sinter pressed powder pellet reference material MUL-Zn S1 (Onuk et al. 2017) as external standard for sphalerite and pyrite; MASS-1 used as external standard for Te, Au, Tl, and Hg in sphalerite and pyrite | 0.23846 | [19 empty] | 1870.8612 | [5 empty] | 906.5985 | [5 empty] | 31.9113 | [9 empty] | 38541.9413 |  | 1.2916 |  |  |  | 0.44787 |  |  |  | 100.2019 |  |  |  | 22.047 | [13 empty] | 29.1843 | [9 empty] | 27.4837 | [5 empty] | 0.072127 | [21 empty] | 98.8603 | [38 empty] | 2025 | Bertrandsson Erlandsson et al. (2025), Mineralium Deposita, 60, 869–894 |  | POL, COD, ZMB, NAM
| DOF |  | Basin hydrothermal | Stratiform sediment-hosted Cu | stratiform sediment-hosted Cu-Co | Cu, Co | Ag, Au, Pb, Ni, Se, Re, Zn | Cu, Co, Ag, Au, Pb, Ni, Se, Re, Zn | Bertrandsson Erlandsson et al., 2022; Foltyn et al., 2022; El Desouky et al., 2010 |  | 277-15-1C-sph8 | 277-15-1C-sph8-1 | [5 empty] | ore material | polished section |  | mineral separate | [5 empty] | mineralisation |  |  |  | chalcopyrite, sphalerite, pyrite | stage 1 (sediment-hosted, diagenetic), stage 2 (epigenetic hydrothermal veins) | disseminations, veins, mineralized nodules | disseminations, mineralized nodules, veins cross-cutting sedimentary bedding |  |  |  | quartz, carbonates |  | LA-ICPMS | ESI NWR213 Nd:YAG laser ablation system coupled to an Agilent 8800 QQQ ICP-MS | Montanuniversität Leoben, Austria | 50 µm spot size, 2 – 3 J/cm2 on-mineral fluency, 10 Hz repetition rate, helium carrier gas at 0.75 L/min flow rate, 30-s pre-ablation laser warm-up, 60 s dwell time, 30-s washout period | USGS pressed powder polysulfide reference material MASS-1 (Wilson et al. 2002) as external standard for chalcopyrite; sphalerite matrix-matched sinter pressed powder pellet reference material MUL-Zn S1 (Onuk et al. 2017) as external standard for sphalerite and pyrite; MASS-1 used as external standard for Te, Au, Tl, and Hg in sphalerite and pyrite | 0.15695 | [19 empty] | 1902.4484 | [5 empty] | 851.9107 | [5 empty] | 34.6407 | [9 empty] | 39334.247 |  | 0.92182 |  |  |  | 0.40248 |  |  |  | 101.2327 |  |  |  | 23.9259 | [13 empty] | 25.7914 | [9 empty] | 25.8696 | [5 empty] | 0.075833 | [21 empty] | 99.8873 | [38 empty] | 2025 | Bertrandsson Erlandsson et al. (2025), Mineralium Deposita, 60, 869–894 |  | POL, COD, ZMB, NAM
| DOF |  | Basin hydrothermal | Stratiform sediment-hosted Cu | stratiform sediment-hosted Cu-Co | Cu, Co | Ag, Au, Pb, Ni, Se, Re, Zn | Cu, Co, Ag, Au, Pb, Ni, Se, Re, Zn | Bertrandsson Erlandsson et al., 2022; Foltyn et al., 2022; El Desouky et al., 2010 |  | 277-15-1C-sph9 | 277-15-1C-sph9-1 | [5 empty] | ore material | polished section |  | mineral separate | [5 empty] | mineralisation |  |  |  | chalcopyrite, sphalerite, pyrite | stage 1 (sediment-hosted, diagenetic), stage 2 (epigenetic hydrothermal veins) | disseminations, veins, mineralized nodules | disseminations, mineralized nodules, veins cross-cutting sedimentary bedding |  |  |  | quartz, carbonates |  | LA-ICPMS | ESI NWR213 Nd:YAG laser ablation system coupled to an Agilent 8800 QQQ ICP-MS | Montanuniversität Leoben, Austria | 50 µm spot size, 2 – 3 J/cm2 on-mineral fluency, 10 Hz repetition rate, helium carrier gas at 0.75 L/min flow rate, 30-s pre-ablation laser warm-up, 60 s dwell time, 30-s washout period | USGS pressed powder polysulfide reference material MASS-1 (Wilson et al. 2002) as external standard for chalcopyrite; sphalerite matrix-matched sinter pressed powder pellet reference material MUL-Zn S1 (Onuk et al. 2017) as external standard for sphalerite and pyrite; MASS-1 used as external standard for Te, Au, Tl, and Hg in sphalerite and pyrite | 0.27634 | [19 empty] | 1861.4503 | [5 empty] | 960.9113 | [5 empty] | 34.0745 | [9 empty] | 39494.6096 |  | 1.4363 |  |  |  | 0.45286 |  |  |  | 97.54 |  |  |  | 19.8847 | [13 empty] | 36.7759 | [9 empty] | 36.7726 | [5 empty] | 0.075909 | [21 empty] | 94.4795 | [38 empty] | 2025 | Bertrandsson Erlandsson et al. (2025), Mineralium Deposita, 60, 869–894 |  | POL, COD, ZMB, NAM
| Polish Kupferschiefer, Luiswishi, Nchanga, Dolostone Ore Formation |  | Basin hydrothermal | Stratiform sediment-hosted Cu | stratiform sediment-hosted Cu-Co | Cu, Co | Ag, Au, Pb, Ni, Se, Re, Zn | Cu, Co, Ag, Au, Pb, Ni, Se, Re, Zn | Bertrandsson Erlandsson et al., 2022; Foltyn et al., 2022; El Desouky et al., 2010 |  | Polish Kupferschifer | Polish Kupferschifer-1 | [5 empty] | ore material | polished section |  | mineral separate | [5 empty] | mineralisation |  |  |  | chalcopyrite, sphalerite, pyrite | stage 1 (sediment-hosted, diagenetic), stage 2 (epigenetic hydrothermal veins) | disseminations, veins, mineralized nodules | disseminations, mineralized nodules, veins cross-cutting sedimentary bedding |  |  |  | quartz, carbonates |  | LA-ICPMS | ESI NWR213 Nd:YAG laser ablation system coupled to an Agilent 8800 QQQ ICP-MS | Montanuniversität Leoben, Austria | 50 µm spot size, 2 – 3 J/cm2 on-mineral fluency, 10 Hz repetition rate, helium carrier gas at 0.75 L/min flow rate, 30-s pre-ablation laser warm-up, 60 s dwell time, 30-s washout period | USGS pressed powder polysulfide reference material MASS-1 (Wilson et al. 2002) as external standard for chalcopyrite; sphalerite matrix-matched sinter pressed powder pellet reference material MUL-Zn S1 (Onuk et al. 2017) as external standard for sphalerite and pyrite; MASS-1 used as external standard for Te, Au, Tl, and Hg in sphalerite and pyrite | [147 empty] | 2025 | Bertrandsson Erlandsson et al. (2025), Mineralium Deposita, 60, 869–894 |  | POL, COD, ZMB, NAM
| Polish Kupferschiefer, Luiswishi, Nchanga, Dolostone Ore Formation |  | Basin hydrothermal | Stratiform sediment-hosted Cu | stratiform sediment-hosted Cu-Co | Cu, Co | Ag, Au, Pb, Ni, Se, Re, Zn | Cu, Co, Ag, Au, Pb, Ni, Se, Re, Zn | Bertrandsson Erlandsson et al., 2022; Foltyn et al., 2022; El Desouky et al., 2010 |  | Source: This study | Source: This study-1 | [5 empty] | ore material | polished section |  | mineral separate | [5 empty] | mineralisation |  |  |  | chalcopyrite, sphalerite, pyrite | stage 1 (sediment-hosted, diagenetic), stage 2 (epigenetic hydrothermal veins) | disseminations, veins, mineralized nodules | disseminations, mineralized nodules, veins cross-cutting sedimentary bedding |  |  |  | quartz, carbonates |  | LA-ICPMS | ESI NWR213 Nd:YAG laser ablation system coupled to an Agilent 8800 QQQ ICP-MS | Montanuniversität Leoben, Austria | 50 µm spot size, 2 – 3 J/cm2 on-mineral fluency, 10 Hz repetition rate, helium carrier gas at 0.75 L/min flow rate, 30-s pre-ablation laser warm-up, 60 s dwell time, 30-s washout period | USGS pressed powder polysulfide reference material MASS-1 (Wilson et al. 2002) as external standard for chalcopyrite; sphalerite matrix-matched sinter pressed powder pellet reference material MUL-Zn S1 (Onuk et al. 2017) as external standard for sphalerite and pyrite; MASS-1 used as external standard for Te, Au, Tl, and Hg in sphalerite and pyrite | [147 empty] | 2025 | Bertrandsson Erlandsson et al. (2025), Mineralium Deposita, 60, 869–894 |  | POL, COD, ZMB, NAM
| Rudna |  | Basin hydrothermal | Stratiform sediment-hosted Cu | stratiform sediment-hosted Cu-Co | Cu, Co | Ag, Au, Pb, Ni, Se, Re, Zn | Cu, Co, Ag, Au, Pb, Ni, Se, Re, Zn | Bertrandsson Erlandsson et al., 2022; Foltyn et al., 2022; El Desouky et al., 2010 |  | RN22_Kupfer sph1 | RN22_Kupfer sph1-1 | [5 empty] | ore material | polished section |  | mineral separate | [5 empty] | mineralisation |  |  |  | chalcopyrite, sphalerite, pyrite | stage 1 (sediment-hosted, diagenetic), stage 2 (epigenetic hydrothermal veins) | disseminations, veins, mineralized nodules | disseminations, mineralized nodules, veins cross-cutting sedimentary bedding |  |  |  | quartz, carbonates |  | LA-ICPMS | ESI NWR213 Nd:YAG laser ablation system coupled to an Agilent 8800 QQQ ICP-MS | Montanuniversität Leoben, Austria | 50 µm spot size, 2 – 3 J/cm2 on-mineral fluency, 10 Hz repetition rate, helium carrier gas at 0.75 L/min flow rate, 30-s pre-ablation laser warm-up, 60 s dwell time, 30-s washout period | USGS pressed powder polysulfide reference material MASS-1 (Wilson et al. 2002) as external standard for chalcopyrite; sphalerite matrix-matched sinter pressed powder pellet reference material MUL-Zn S1 (Onuk et al. 2017) as external standard for sphalerite and pyrite; MASS-1 used as external standard for Te, Au, Tl, and Hg in sphalerite and pyrite | 21.492 | [19 empty] | 6686.4203 | [5 empty] | 0.23434 | [5 empty] | 2547.24 | [9 empty] | 647.1404 |  | 3.6231 |  |  |  | 1.3515 |  |  |  | 197.2819 | [19 empty] | 5.8818 | [7 empty] | 4.621 | [5 empty] | 400.6098 | [17 empty] | 1.8509 |  |  |  | 15.6625 | [5 empty] | 5.2621 | [13 empty] | 3.6325 | [18 empty] | 2025 | Bertrandsson Erlandsson et al. (2025), Mineralium Deposita, 60, 869–894 |  | POL, COD, ZMB, NAM
| Rudna |  | Basin hydrothermal | Stratiform sediment-hosted Cu | stratiform sediment-hosted Cu-Co | Cu, Co | Ag, Au, Pb, Ni, Se, Re, Zn | Cu, Co, Ag, Au, Pb, Ni, Se, Re, Zn | Bertrandsson Erlandsson et al., 2022; Foltyn et al., 2022; El Desouky et al., 2010 |  | RN22_Kupfer sph2 | RN22_Kupfer sph2-1 | [5 empty] | ore material | polished section |  | mineral separate | [5 empty] | mineralisation |  |  |  | chalcopyrite, sphalerite, pyrite | stage 1 (sediment-hosted, diagenetic), stage 2 (epigenetic hydrothermal veins) | disseminations, veins, mineralized nodules | disseminations, mineralized nodules, veins cross-cutting sedimentary bedding |  |  |  | quartz, carbonates |  | LA-ICPMS | ESI NWR213 Nd:YAG laser ablation system coupled to an Agilent 8800 QQQ ICP-MS | Montanuniversität Leoben, Austria | 50 µm spot size, 2 – 3 J/cm2 on-mineral fluency, 10 Hz repetition rate, helium carrier gas at 0.75 L/min flow rate, 30-s pre-ablation laser warm-up, 60 s dwell time, 30-s washout period | USGS pressed powder polysulfide reference material MASS-1 (Wilson et al. 2002) as external standard for chalcopyrite; sphalerite matrix-matched sinter pressed powder pellet reference material MUL-Zn S1 (Onuk et al. 2017) as external standard for sphalerite and pyrite; MASS-1 used as external standard for Te, Au, Tl, and Hg in sphalerite and pyrite | 24.1879 |  |  |  | 2.2401 | [15 empty] | 6831.3613 | [11 empty] | 2666.9224 | [9 empty] | 1424.156 |  | 2.3672 |  |  |  | 1.0157 |  |  |  | 188.477 |  |  |  | 0.044401 | [13 empty] | 61.8786 |  | 14.7601 | [7 empty] | 16.149 | [23 empty] | 1.9203 |  |  |  | 11.2627 | [5 empty] | 4.1956 | [13 empty] | 4.3685 | [18 empty] | 2025 | Bertrandsson Erlandsson et al. (2025), Mineralium Deposita, 60, 869–894 |  | POL, COD, ZMB, NAM
| Rudna |  | Basin hydrothermal | Stratiform sediment-hosted Cu | stratiform sediment-hosted Cu-Co | Cu, Co | Ag, Au, Pb, Ni, Se, Re, Zn | Cu, Co, Ag, Au, Pb, Ni, Se, Re, Zn | Bertrandsson Erlandsson et al., 2022; Foltyn et al., 2022; El Desouky et al., 2010 |  | RN22_Kupfer sph3 | RN22_Kupfer sph3-1 | [5 empty] | ore material | polished section |  | mineral separate | [5 empty] | mineralisation |  |  |  | chalcopyrite, sphalerite, pyrite | stage 1 (sediment-hosted, diagenetic), stage 2 (epigenetic hydrothermal veins) | disseminations, veins, mineralized nodules | disseminations, mineralized nodules, veins cross-cutting sedimentary bedding |  |  |  | quartz, carbonates |  | LA-ICPMS | ESI NWR213 Nd:YAG laser ablation system coupled to an Agilent 8800 QQQ ICP-MS | Montanuniversität Leoben, Austria | 50 µm spot size, 2 – 3 J/cm2 on-mineral fluency, 10 Hz repetition rate, helium carrier gas at 0.75 L/min flow rate, 30-s pre-ablation laser warm-up, 60 s dwell time, 30-s washout period | USGS pressed powder polysulfide reference material MASS-1 (Wilson et al. 2002) as external standard for chalcopyrite; sphalerite matrix-matched sinter pressed powder pellet reference material MUL-Zn S1 (Onuk et al. 2017) as external standard for sphalerite and pyrite; MASS-1 used as external standard for Te, Au, Tl, and Hg in sphalerite and pyrite | 23.5228 |  |  |  | 2.135 | [15 empty] | 6387.4555 | [11 empty] | 2338.2746 | [9 empty] | 1461.1297 |  | 4.6944 |  |  |  | 2.314 |  |  |  | 161.0658 | [19 empty] | 29.5654 | [7 empty] | 40.3589 | [23 empty] | 4.2391 |  |  |  | 9.9898 | [5 empty] | 3.9464 | [13 empty] | 3.5635 | [18 empty] | 2025 | Bertrandsson Erlandsson et al. (2025), Mineralium Deposita, 60, 869–894 |  | POL, COD, ZMB, NAM
| Rudna |  | Basin hydrothermal | Stratiform sediment-hosted Cu | stratiform sediment-hosted Cu-Co | Cu, Co | Ag, Au, Pb, Ni, Se, Re, Zn | Cu, Co, Ag, Au, Pb, Ni, Se, Re, Zn | Bertrandsson Erlandsson et al., 2022; Foltyn et al., 2022; El Desouky et al., 2010 |  | RN22_Kupfer sph4 | RN22_Kupfer sph4-1 | [5 empty] | ore material | polished section |  | mineral separate | [5 empty] | mineralisation |  |  |  | chalcopyrite, sphalerite, pyrite | stage 1 (sediment-hosted, diagenetic), stage 2 (epigenetic hydrothermal veins) | disseminations, veins, mineralized nodules | disseminations, mineralized nodules, veins cross-cutting sedimentary bedding |  |  |  | quartz, carbonates |  | LA-ICPMS | ESI NWR213 Nd:YAG laser ablation system coupled to an Agilent 8800 QQQ ICP-MS | Montanuniversität Leoben, Austria | 50 µm spot size, 2 – 3 J/cm2 on-mineral fluency, 10 Hz repetition rate, helium carrier gas at 0.75 L/min flow rate, 30-s pre-ablation laser warm-up, 60 s dwell time, 30-s washout period | USGS pressed powder polysulfide reference material MASS-1 (Wilson et al. 2002) as external standard for chalcopyrite; sphalerite matrix-matched sinter pressed powder pellet reference material MUL-Zn S1 (Onuk et al. 2017) as external standard for sphalerite and pyrite; MASS-1 used as external standard for Te, Au, Tl, and Hg in sphalerite and pyrite | 24.5091 |  |  |  | 4.5245 | [15 empty] | 4672.7587 | [11 empty] | 2508.2072 | [9 empty] | 1593.4485 |  | 13.2703 |  |  |  | 12.1827 |  |  |  | 142.6866 | [19 empty] | 113.8979 | [31 empty] | 8.894 |  |  |  | 9.93 | [5 empty] | 3.6082 | [13 empty] | 3.8838 | [18 empty] | 2025 | Bertrandsson Erlandsson et al. (2025), Mineralium Deposita, 60, 869–894 |  | POL, COD, ZMB, NAM
| Rudna |  | Basin hydrothermal | Stratiform sediment-hosted Cu | stratiform sediment-hosted Cu-Co | Cu, Co | Ag, Au, Pb, Ni, Se, Re, Zn | Cu, Co, Ag, Au, Pb, Ni, Se, Re, Zn | Bertrandsson Erlandsson et al., 2022; Foltyn et al., 2022; El Desouky et al., 2010 |  | RN22_Kupfer sph5 | RN22_Kupfer sph5-1 | [5 empty] | ore material | polished section |  | mineral separate | [5 empty] | mineralisation |  |  |  | chalcopyrite, sphalerite, pyrite | stage 1 (sediment-hosted, diagenetic), stage 2 (epigenetic hydrothermal veins) | disseminations, veins, mineralized nodules | disseminations, mineralized nodules, veins cross-cutting sedimentary bedding |  |  |  | quartz, carbonates |  | LA-ICPMS | ESI NWR213 Nd:YAG laser ablation system coupled to an Agilent 8800 QQQ ICP-MS | Montanuniversität Leoben, Austria | 50 µm spot size, 2 – 3 J/cm2 on-mineral fluency, 10 Hz repetition rate, helium carrier gas at 0.75 L/min flow rate, 30-s pre-ablation laser warm-up, 60 s dwell time, 30-s washout period | USGS pressed powder polysulfide reference material MASS-1 (Wilson et al. 2002) as external standard for chalcopyrite; sphalerite matrix-matched sinter pressed powder pellet reference material MUL-Zn S1 (Onuk et al. 2017) as external standard for sphalerite and pyrite; MASS-1 used as external standard for Te, Au, Tl, and Hg in sphalerite and pyrite | 87.8859 | [19 empty] | 1676.1817 | [11 empty] | 105.2284 | [9 empty] | 1513.5823 |  | 39.8289 |  |  |  | 23.0235 |  |  |  | 19.0919 | [17 empty] | 7.3621 | [15 empty] | 58.6535 | [21 empty] | 13.0312 | [5 empty] | 3.6554 | [13 empty] | 1.1472 | [5 empty] | 0.59899 | [12 empty] | 2025 | Bertrandsson Erlandsson et al. (2025), Mineralium Deposita, 60, 869–894 |  | POL, COD, ZMB, NAM
| Rudna |  | Basin hydrothermal | Stratiform sediment-hosted Cu | stratiform sediment-hosted Cu-Co | Cu, Co | Ag, Au, Pb, Ni, Se, Re, Zn | Cu, Co, Ag, Au, Pb, Ni, Se, Re, Zn | Bertrandsson Erlandsson et al., 2022; Foltyn et al., 2022; El Desouky et al., 2010 |  | RN22_Kupfer sph6 | RN22_Kupfer sph6-1 | [5 empty] | ore material | polished section |  | mineral separate | [5 empty] | mineralisation |  |  |  | chalcopyrite, sphalerite, pyrite | stage 1 (sediment-hosted, diagenetic), stage 2 (epigenetic hydrothermal veins) | disseminations, veins, mineralized nodules | disseminations, mineralized nodules, veins cross-cutting sedimentary bedding |  |  |  | quartz, carbonates |  | LA-ICPMS | ESI NWR213 Nd:YAG laser ablation system coupled to an Agilent 8800 QQQ ICP-MS | Montanuniversität Leoben, Austria | 50 µm spot size, 2 – 3 J/cm2 on-mineral fluency, 10 Hz repetition rate, helium carrier gas at 0.75 L/min flow rate, 30-s pre-ablation laser warm-up, 60 s dwell time, 30-s washout period | USGS pressed powder polysulfide reference material MASS-1 (Wilson et al. 2002) as external standard for chalcopyrite; sphalerite matrix-matched sinter pressed powder pellet reference material MUL-Zn S1 (Onuk et al. 2017) as external standard for sphalerite and pyrite; MASS-1 used as external standard for Te, Au, Tl, and Hg in sphalerite and pyrite | 31.9265 | [19 empty] | 2140.4348 | [21 empty] | 993.0014 |  | 39.0839 |  |  |  | 3.4703 |  |  |  | 39.3973 | [17 empty] | 13.6419 |  | 2.4753 | [7 empty] | 1.3386 | [23 empty] | 0.43769 |  |  |  | 12.8885 | [5 empty] | 3.5126 | [13 empty] | 1.6911 | [18 empty] | 2025 | Bertrandsson Erlandsson et al. (2025), Mineralium Deposita, 60, 869–894 |  | POL, COD, ZMB, NAM
| Rudna |  | Basin hydrothermal | Stratiform sediment-hosted Cu | stratiform sediment-hosted Cu-Co | Cu, Co | Ag, Au, Pb, Ni, Se, Re, Zn | Cu, Co, Ag, Au, Pb, Ni, Se, Re, Zn | Bertrandsson Erlandsson et al., 2022; Foltyn et al., 2022; El Desouky et al., 2010 |  | RN22_Kupfer sph7 | RN22_Kupfer sph7-1 | [5 empty] | ore material | polished section |  | mineral separate | [5 empty] | mineralisation |  |  |  | chalcopyrite, sphalerite, pyrite | stage 1 (sediment-hosted, diagenetic), stage 2 (epigenetic hydrothermal veins) | disseminations, veins, mineralized nodules | disseminations, mineralized nodules, veins cross-cutting sedimentary bedding |  |  |  | quartz, carbonates |  | LA-ICPMS | ESI NWR213 Nd:YAG laser ablation system coupled to an Agilent 8800 QQQ ICP-MS | Montanuniversität Leoben, Austria | 50 µm spot size, 2 – 3 J/cm2 on-mineral fluency, 10 Hz repetition rate, helium carrier gas at 0.75 L/min flow rate, 30-s pre-ablation laser warm-up, 60 s dwell time, 30-s washout period | USGS pressed powder polysulfide reference material MASS-1 (Wilson et al. 2002) as external standard for chalcopyrite; sphalerite matrix-matched sinter pressed powder pellet reference material MUL-Zn S1 (Onuk et al. 2017) as external standard for sphalerite and pyrite; MASS-1 used as external standard for Te, Au, Tl, and Hg in sphalerite and pyrite | 56.4307 |  |  |  | 0.93998 | [15 empty] | 1341.578 | [11 empty] | 526.0795 | [9 empty] | 1085.1063 |  | 58.3929 |  |  |  | 19.4876 |  |  |  | 15.4778 | [17 empty] | 7.1073 | [15 empty] | 31.7147 | [21 empty] | 9.7059 | [5 empty] | 3.273 | [13 empty] | 0.8287 | [18 empty] | 2025 | Bertrandsson Erlandsson et al. (2025), Mineralium Deposita, 60, 869–894 |  | POL, COD, ZMB, NAM
| Rudna |  | Basin hydrothermal | Stratiform sediment-hosted Cu | stratiform sediment-hosted Cu-Co | Cu, Co | Ag, Au, Pb, Ni, Se, Re, Zn | Cu, Co, Ag, Au, Pb, Ni, Se, Re, Zn | Bertrandsson Erlandsson et al., 2022; Foltyn et al., 2022; El Desouky et al., 2010 |  | RN22_Kupfer sph8 | RN22_Kupfer sph8-1 | [5 empty] | ore material | polished section |  | mineral separate | [5 empty] | mineralisation |  |  |  | chalcopyrite, sphalerite, pyrite | stage 1 (sediment-hosted, diagenetic), stage 2 (epigenetic hydrothermal veins) | disseminations, veins, mineralized nodules | disseminations, mineralized nodules, veins cross-cutting sedimentary bedding |  |  |  | quartz, carbonates |  | LA-ICPMS | ESI NWR213 Nd:YAG laser ablation system coupled to an Agilent 8800 QQQ ICP-MS | Montanuniversität Leoben, Austria | 50 µm spot size, 2 – 3 J/cm2 on-mineral fluency, 10 Hz repetition rate, helium carrier gas at 0.75 L/min flow rate, 30-s pre-ablation laser warm-up, 60 s dwell time, 30-s washout period | USGS pressed powder polysulfide reference material MASS-1 (Wilson et al. 2002) as external standard for chalcopyrite; sphalerite matrix-matched sinter pressed powder pellet reference material MUL-Zn S1 (Onuk et al. 2017) as external standard for sphalerite and pyrite; MASS-1 used as external standard for Te, Au, Tl, and Hg in sphalerite and pyrite | 55.981 | [19 empty] | 1790.7329 | [21 empty] | 796.4464 |  | 58.3751 |  |  |  | 8.4826 |  |  |  | 33.8271 | [17 empty] | 9.6862 |  | 1.553 | [7 empty] | 1.0228 | [5 empty] | 84.4712 | [17 empty] | 0.2667 |  |  |  | 11.4476 | [5 empty] | 3.1961 | [13 empty] | 1.0245 | [18 empty] | 2025 | Bertrandsson Erlandsson et al. (2025), Mineralium Deposita, 60, 869–894 |  | POL, COD, ZMB, NAM
| Rudna |  | Basin hydrothermal | Stratiform sediment-hosted Cu | stratiform sediment-hosted Cu-Co | Cu, Co | Ag, Au, Pb, Ni, Se, Re, Zn | Cu, Co, Ag, Au, Pb, Ni, Se, Re, Zn | Bertrandsson Erlandsson et al., 2022; Foltyn et al., 2022; El Desouky et al., 2010 |  | RN22_Kupfer sph9 | RN22_Kupfer sph9-1 | [5 empty] | ore material | polished section |  | mineral separate | [5 empty] | mineralisation |  |  |  | chalcopyrite, sphalerite, pyrite | stage 1 (sediment-hosted, diagenetic), stage 2 (epigenetic hydrothermal veins) | disseminations, veins, mineralized nodules | disseminations, mineralized nodules, veins cross-cutting sedimentary bedding |  |  |  | quartz, carbonates |  | LA-ICPMS | ESI NWR213 Nd:YAG laser ablation system coupled to an Agilent 8800 QQQ ICP-MS | Montanuniversität Leoben, Austria | 50 µm spot size, 2 – 3 J/cm2 on-mineral fluency, 10 Hz repetition rate, helium carrier gas at 0.75 L/min flow rate, 30-s pre-ablation laser warm-up, 60 s dwell time, 30-s washout period | USGS pressed powder polysulfide reference material MASS-1 (Wilson et al. 2002) as external standard for chalcopyrite; sphalerite matrix-matched sinter pressed powder pellet reference material MUL-Zn S1 (Onuk et al. 2017) as external standard for sphalerite and pyrite; MASS-1 used as external standard for Te, Au, Tl, and Hg in sphalerite and pyrite | 66.4297 | [19 empty] | 1653.598 | [11 empty] | 28.7201 | [9 empty] | 2360.7301 |  | 40.1508 |  |  |  | 23.1016 |  |  |  | 20.616 | [17 empty] | 10.679 | [15 empty] | 44.5352 | [17 empty] | 0.23553 |  |  |  | 26.3399 | [5 empty] | 2.9249 | [13 empty] | 1.0079 | [5 empty] | 0.3653 | [12 empty] | 2025 | Bertrandsson Erlandsson et al. (2025), Mineralium Deposita, 60, 869–894 |  | POL, COD, ZMB, NAM
| Rudna |  | Basin hydrothermal | Stratiform sediment-hosted Cu | stratiform sediment-hosted Cu-Co | Cu, Co | Ag, Au, Pb, Ni, Se, Re, Zn | Cu, Co, Ag, Au, Pb, Ni, Se, Re, Zn | Bertrandsson Erlandsson et al., 2022; Foltyn et al., 2022; El Desouky et al., 2010 |  | RN22_Kupfer sph10 | RN22_Kupfer sph10-1 | [5 empty] | ore material | polished section |  | mineral separate | [5 empty] | mineralisation |  |  |  | chalcopyrite, sphalerite, pyrite | stage 1 (sediment-hosted, diagenetic), stage 2 (epigenetic hydrothermal veins) | disseminations, veins, mineralized nodules | disseminations, mineralized nodules, veins cross-cutting sedimentary bedding |  |  |  | quartz, carbonates |  | LA-ICPMS | ESI NWR213 Nd:YAG laser ablation system coupled to an Agilent 8800 QQQ ICP-MS | Montanuniversität Leoben, Austria | 50 µm spot size, 2 – 3 J/cm2 on-mineral fluency, 10 Hz repetition rate, helium carrier gas at 0.75 L/min flow rate, 30-s pre-ablation laser warm-up, 60 s dwell time, 30-s washout period | USGS pressed powder polysulfide reference material MASS-1 (Wilson et al. 2002) as external standard for chalcopyrite; sphalerite matrix-matched sinter pressed powder pellet reference material MUL-Zn S1 (Onuk et al. 2017) as external standard for sphalerite and pyrite; MASS-1 used as external standard for Te, Au, Tl, and Hg in sphalerite and pyrite | 201.4352 | [19 empty] | 1892.773 | [5 empty] | 0.11019 | [15 empty] | 2486.029 |  | 83.9187 |  |  |  | 33.4833 |  |  |  | 26.6469 |  |  |  | 0.38556 | [13 empty] | 10.7439 |  | 1.5863 | [7 empty] | 1.2803 | [5 empty] | 94.5338 | [17 empty] | 0.51765 |  |  |  | 10.801 | [5 empty] | 7.7715 | [13 empty] | 2.5055 | [18 empty] | 2025 | Bertrandsson Erlandsson et al. (2025), Mineralium Deposita, 60, 869–894 |  | POL, COD, ZMB, NAM
| Rudna |  | Basin hydrothermal | Stratiform sediment-hosted Cu | stratiform sediment-hosted Cu-Co | Cu, Co | Ag, Au, Pb, Ni, Se, Re, Zn | Cu, Co, Ag, Au, Pb, Ni, Se, Re, Zn | Bertrandsson Erlandsson et al., 2022; Foltyn et al., 2022; El Desouky et al., 2010 |  | RN22_Kupfer sph11 | RN22_Kupfer sph11-1 | [5 empty] | ore material | polished section |  | mineral separate | [5 empty] | mineralisation |  |  |  | chalcopyrite, sphalerite, pyrite | stage 1 (sediment-hosted, diagenetic), stage 2 (epigenetic hydrothermal veins) | disseminations, veins, mineralized nodules | disseminations, mineralized nodules, veins cross-cutting sedimentary bedding |  |  |  | quartz, carbonates |  | LA-ICPMS | ESI NWR213 Nd:YAG laser ablation system coupled to an Agilent 8800 QQQ ICP-MS | Montanuniversität Leoben, Austria | 50 µm spot size, 2 – 3 J/cm2 on-mineral fluency, 10 Hz repetition rate, helium carrier gas at 0.75 L/min flow rate, 30-s pre-ablation laser warm-up, 60 s dwell time, 30-s washout period | USGS pressed powder polysulfide reference material MASS-1 (Wilson et al. 2002) as external standard for chalcopyrite; sphalerite matrix-matched sinter pressed powder pellet reference material MUL-Zn S1 (Onuk et al. 2017) as external standard for sphalerite and pyrite; MASS-1 used as external standard for Te, Au, Tl, and Hg in sphalerite and pyrite | 146.1043 | [19 empty] | 2434.951 | [11 empty] | 37.9731 | [9 empty] | 3713.2078 |  | 81.4154 |  |  |  | 19.4994 |  |  |  | 24.0814 | [17 empty] | 10.2287 | [15 empty] | 23.9971 | [17 empty] | 0.20178 |  |  |  | 37.6083 | [5 empty] | 2.7475 | [13 empty] | 1.1523 | [18 empty] | 2025 | Bertrandsson Erlandsson et al. (2025), Mineralium Deposita, 60, 869–894 |  | POL, COD, ZMB, NAM
| Rudna |  | Basin hydrothermal | Stratiform sediment-hosted Cu | stratiform sediment-hosted Cu-Co | Cu, Co | Ag, Au, Pb, Ni, Se, Re, Zn | Cu, Co, Ag, Au, Pb, Ni, Se, Re, Zn | Bertrandsson Erlandsson et al., 2022; Foltyn et al., 2022; El Desouky et al., 2010 |  | RN22_Kupfer sph12 | RN22_Kupfer sph12-1 | [5 empty] | ore material | polished section |  | mineral separate | [5 empty] | mineralisation |  |  |  | chalcopyrite, sphalerite, pyrite | stage 1 (sediment-hosted, diagenetic), stage 2 (epigenetic hydrothermal veins) | disseminations, veins, mineralized nodules | disseminations, mineralized nodules, veins cross-cutting sedimentary bedding |  |  |  | quartz, carbonates |  | LA-ICPMS | ESI NWR213 Nd:YAG laser ablation system coupled to an Agilent 8800 QQQ ICP-MS | Montanuniversität Leoben, Austria | 50 µm spot size, 2 – 3 J/cm2 on-mineral fluency, 10 Hz repetition rate, helium carrier gas at 0.75 L/min flow rate, 30-s pre-ablation laser warm-up, 60 s dwell time, 30-s washout period | USGS pressed powder polysulfide reference material MASS-1 (Wilson et al. 2002) as external standard for chalcopyrite; sphalerite matrix-matched sinter pressed powder pellet reference material MUL-Zn S1 (Onuk et al. 2017) as external standard for sphalerite and pyrite; MASS-1 used as external standard for Te, Au, Tl, and Hg in sphalerite and pyrite | 122.6707 | [19 empty] | 1430.2222 | [11 empty] | 56.559 | [9 empty] | 1640.5095 |  | 77.5207 |  |  |  | 59.7448 |  |  |  | 22.1305 |  |  |  | 0.080229 | [13 empty] | 6.2647 | [15 empty] | 48.8243 | [17 empty] | 0.22179 |  |  |  | 14.7752 | [5 empty] | 3.8508 | [13 empty] | 1.2152 | [5 empty] | 0.23406 | [12 empty] | 2025 | Bertrandsson Erlandsson et al. (2025), Mineralium Deposita, 60, 869–894 |  | POL, COD, ZMB, NAM
| Rudna |  | Basin hydrothermal | Stratiform sediment-hosted Cu | stratiform sediment-hosted Cu-Co | Cu, Co | Ag, Au, Pb, Ni, Se, Re, Zn | Cu, Co, Ag, Au, Pb, Ni, Se, Re, Zn | Bertrandsson Erlandsson et al., 2022; Foltyn et al., 2022; El Desouky et al., 2010 |  | RN22_Kupfer sph13 | RN22_Kupfer sph13-1 | [5 empty] | ore material | polished section |  | mineral separate | [5 empty] | mineralisation |  |  |  | chalcopyrite, sphalerite, pyrite | stage 1 (sediment-hosted, diagenetic), stage 2 (epigenetic hydrothermal veins) | disseminations, veins, mineralized nodules | disseminations, mineralized nodules, veins cross-cutting sedimentary bedding |  |  |  | quartz, carbonates |  | LA-ICPMS | ESI NWR213 Nd:YAG laser ablation system coupled to an Agilent 8800 QQQ ICP-MS | Montanuniversität Leoben, Austria | 50 µm spot size, 2 – 3 J/cm2 on-mineral fluency, 10 Hz repetition rate, helium carrier gas at 0.75 L/min flow rate, 30-s pre-ablation laser warm-up, 60 s dwell time, 30-s washout period | USGS pressed powder polysulfide reference material MASS-1 (Wilson et al. 2002) as external standard for chalcopyrite; sphalerite matrix-matched sinter pressed powder pellet reference material MUL-Zn S1 (Onuk et al. 2017) as external standard for sphalerite and pyrite; MASS-1 used as external standard for Te, Au, Tl, and Hg in sphalerite and pyrite | 66.7678 | [19 empty] | 1498.026 | [5 empty] | 0.11622 | [15 empty] | 2403.0277 |  | 22.3735 |  |  |  | 20.0007 |  |  |  | 18.9618 | [17 empty] | 9.7957 | [15 empty] | 35.476 | [17 empty] | 0.13532 |  |  |  | 11.411 | [5 empty] | 3.2028 | [13 empty] | 0.87361 | [5 empty] | 0.3437 | [12 empty] | 2025 | Bertrandsson Erlandsson et al. (2025), Mineralium Deposita, 60, 869–894 |  | POL, COD, ZMB, NAM
| Rudna |  | Basin hydrothermal | Stratiform sediment-hosted Cu | stratiform sediment-hosted Cu-Co | Cu, Co | Ag, Au, Pb, Ni, Se, Re, Zn | Cu, Co, Ag, Au, Pb, Ni, Se, Re, Zn | Bertrandsson Erlandsson et al., 2022; Foltyn et al., 2022; El Desouky et al., 2010 |  | RN22_Kupfer sph14 | RN22_Kupfer sph14-1 | [5 empty] | ore material | polished section |  | mineral separate | [5 empty] | mineralisation |  |  |  | chalcopyrite, sphalerite, pyrite | stage 1 (sediment-hosted, diagenetic), stage 2 (epigenetic hydrothermal veins) | disseminations, veins, mineralized nodules | disseminations, mineralized nodules, veins cross-cutting sedimentary bedding |  |  |  | quartz, carbonates |  | LA-ICPMS | ESI NWR213 Nd:YAG laser ablation system coupled to an Agilent 8800 QQQ ICP-MS | Montanuniversität Leoben, Austria | 50 µm spot size, 2 – 3 J/cm2 on-mineral fluency, 10 Hz repetition rate, helium carrier gas at 0.75 L/min flow rate, 30-s pre-ablation laser warm-up, 60 s dwell time, 30-s washout period | USGS pressed powder polysulfide reference material MASS-1 (Wilson et al. 2002) as external standard for chalcopyrite; sphalerite matrix-matched sinter pressed powder pellet reference material MUL-Zn S1 (Onuk et al. 2017) as external standard for sphalerite and pyrite; MASS-1 used as external standard for Te, Au, Tl, and Hg in sphalerite and pyrite | 138.0687 | [19 empty] | 2269.9988 | [7 empty] | 0.89444 |  |  |  | 31.8016 | [9 empty] | 2283.6836 |  | 34.2664 |  |  |  | 13.6857 |  |  |  | 20.0501 |  |  |  | 0.037964 | [13 empty] | 12.4233 | [15 empty] | 110.3671 | [17 empty] | 0.32641 |  |  |  | 14.5292 | [5 empty] | 2.8235 | [13 empty] | 1.9038 | [5 empty] | 0.52392 | [12 empty] | 2025 | Bertrandsson Erlandsson et al. (2025), Mineralium Deposita, 60, 869–894 |  | POL, COD, ZMB, NAM
| Rudna |  | Basin hydrothermal | Stratiform sediment-hosted Cu | stratiform sediment-hosted Cu-Co | Cu, Co | Ag, Au, Pb, Ni, Se, Re, Zn | Cu, Co, Ag, Au, Pb, Ni, Se, Re, Zn | Bertrandsson Erlandsson et al., 2022; Foltyn et al., 2022; El Desouky et al., 2010 |  | RN22_Kupfer sph15 | RN22_Kupfer sph15-1 | [5 empty] | ore material | polished section |  | mineral separate | [5 empty] | mineralisation |  |  |  | chalcopyrite, sphalerite, pyrite | stage 1 (sediment-hosted, diagenetic), stage 2 (epigenetic hydrothermal veins) | disseminations, veins, mineralized nodules | disseminations, mineralized nodules, veins cross-cutting sedimentary bedding |  |  |  | quartz, carbonates |  | LA-ICPMS | ESI NWR213 Nd:YAG laser ablation system coupled to an Agilent 8800 QQQ ICP-MS | Montanuniversität Leoben, Austria | 50 µm spot size, 2 – 3 J/cm2 on-mineral fluency, 10 Hz repetition rate, helium carrier gas at 0.75 L/min flow rate, 30-s pre-ablation laser warm-up, 60 s dwell time, 30-s washout period | USGS pressed powder polysulfide reference material MASS-1 (Wilson et al. 2002) as external standard for chalcopyrite; sphalerite matrix-matched sinter pressed powder pellet reference material MUL-Zn S1 (Onuk et al. 2017) as external standard for sphalerite and pyrite; MASS-1 used as external standard for Te, Au, Tl, and Hg in sphalerite and pyrite | 93.0873 | [19 empty] | 1360.6064 | [11 empty] | 104.2922 | [9 empty] | 1167.8237 |  | 34.5102 |  |  |  | 20.595 |  |  |  | 22.0459 | [17 empty] | 7.3294 | [15 empty] | 34.7602 | [17 empty] | 0.14865 | [9 empty] | 3.3413 | [13 empty] | 0.72997 | [5 empty] | 0.22428 | [12 empty] | 2025 | Bertrandsson Erlandsson et al. (2025), Mineralium Deposita, 60, 869–894 |  | POL, COD, ZMB, NAM
| Rudna |  | Basin hydrothermal | Stratiform sediment-hosted Cu | stratiform sediment-hosted Cu-Co | Cu, Co | Ag, Au, Pb, Ni, Se, Re, Zn | Cu, Co, Ag, Au, Pb, Ni, Se, Re, Zn | Bertrandsson Erlandsson et al., 2022; Foltyn et al., 2022; El Desouky et al., 2010 |  | RN22_Kupfer sph16 | RN22_Kupfer sph16-1 | [5 empty] | ore material | polished section |  | mineral separate | [5 empty] | mineralisation |  |  |  | chalcopyrite, sphalerite, pyrite | stage 1 (sediment-hosted, diagenetic), stage 2 (epigenetic hydrothermal veins) | disseminations, veins, mineralized nodules | disseminations, mineralized nodules, veins cross-cutting sedimentary bedding |  |  |  | quartz, carbonates |  | LA-ICPMS | ESI NWR213 Nd:YAG laser ablation system coupled to an Agilent 8800 QQQ ICP-MS | Montanuniversität Leoben, Austria | 50 µm spot size, 2 – 3 J/cm2 on-mineral fluency, 10 Hz repetition rate, helium carrier gas at 0.75 L/min flow rate, 30-s pre-ablation laser warm-up, 60 s dwell time, 30-s washout period | USGS pressed powder polysulfide reference material MASS-1 (Wilson et al. 2002) as external standard for chalcopyrite; sphalerite matrix-matched sinter pressed powder pellet reference material MUL-Zn S1 (Onuk et al. 2017) as external standard for sphalerite and pyrite; MASS-1 used as external standard for Te, Au, Tl, and Hg in sphalerite and pyrite | 90.1191 | [19 empty] | 1468.6173 | [5 empty] | 0.1169 | [15 empty] | 1744.4431 |  | 52.7407 |  |  |  | 32.5856 |  |  |  | 20.5494 |  |  |  | 0.047295 | [13 empty] | 8.5881 |  | 0.47074 | [13 empty] | 68.5707 | [17 empty] | 0.2566 |  |  |  | 10.833 | [5 empty] | 3.6181 | [13 empty] | 1.2529 | [18 empty] | 2025 | Bertrandsson Erlandsson et al. (2025), Mineralium Deposita, 60, 869–894 |  | POL, COD, ZMB, NAM
| Rudna |  | Basin hydrothermal | Stratiform sediment-hosted Cu | stratiform sediment-hosted Cu-Co | Cu, Co | Ag, Au, Pb, Ni, Se, Re, Zn | Cu, Co, Ag, Au, Pb, Ni, Se, Re, Zn | Bertrandsson Erlandsson et al., 2022; Foltyn et al., 2022; El Desouky et al., 2010 |  | RN22_Kupfer sph17 | RN22_Kupfer sph17-1 | [5 empty] | ore material | polished section |  | mineral separate | [5 empty] | mineralisation |  |  |  | chalcopyrite, sphalerite, pyrite | stage 1 (sediment-hosted, diagenetic), stage 2 (epigenetic hydrothermal veins) | disseminations, veins, mineralized nodules | disseminations, mineralized nodules, veins cross-cutting sedimentary bedding |  |  |  | quartz, carbonates |  | LA-ICPMS | ESI NWR213 Nd:YAG laser ablation system coupled to an Agilent 8800 QQQ ICP-MS | Montanuniversität Leoben, Austria | 50 µm spot size, 2 – 3 J/cm2 on-mineral fluency, 10 Hz repetition rate, helium carrier gas at 0.75 L/min flow rate, 30-s pre-ablation laser warm-up, 60 s dwell time, 30-s washout period | USGS pressed powder polysulfide reference material MASS-1 (Wilson et al. 2002) as external standard for chalcopyrite; sphalerite matrix-matched sinter pressed powder pellet reference material MUL-Zn S1 (Onuk et al. 2017) as external standard for sphalerite and pyrite; MASS-1 used as external standard for Te, Au, Tl, and Hg in sphalerite and pyrite | 177.4969 | [19 empty] | 1737.6284 | [11 empty] | 76.5393 | [9 empty] | 2017.5218 |  | 108.4649 |  |  |  | 40.9682 |  |  |  | 22.993 | [17 empty] | 8.3161 |  | 0.27791 | [13 empty] | 74.0655 | [17 empty] | 0.31166 |  |  |  | 14.8066 | [5 empty] | 2.8175 | [13 empty] | 1.9109 | [18 empty] | 2025 | Bertrandsson Erlandsson et al. (2025), Mineralium Deposita, 60, 869–894 |  | POL, COD, ZMB, NAM
| Rudna |  | Basin hydrothermal | Stratiform sediment-hosted Cu | stratiform sediment-hosted Cu-Co | Cu, Co | Ag, Au, Pb, Ni, Se, Re, Zn | Cu, Co, Ag, Au, Pb, Ni, Se, Re, Zn | Bertrandsson Erlandsson et al., 2022; Foltyn et al., 2022; El Desouky et al., 2010 |  | RN22_Kupfer sph18 | RN22_Kupfer sph18-1 | [5 empty] | ore material | polished section |  | mineral separate | [5 empty] | mineralisation |  |  |  | chalcopyrite, sphalerite, pyrite | stage 1 (sediment-hosted, diagenetic), stage 2 (epigenetic hydrothermal veins) | disseminations, veins, mineralized nodules | disseminations, mineralized nodules, veins cross-cutting sedimentary bedding |  |  |  | quartz, carbonates |  | LA-ICPMS | ESI NWR213 Nd:YAG laser ablation system coupled to an Agilent 8800 QQQ ICP-MS | Montanuniversität Leoben, Austria | 50 µm spot size, 2 – 3 J/cm2 on-mineral fluency, 10 Hz repetition rate, helium carrier gas at 0.75 L/min flow rate, 30-s pre-ablation laser warm-up, 60 s dwell time, 30-s washout period | USGS pressed powder polysulfide reference material MASS-1 (Wilson et al. 2002) as external standard for chalcopyrite; sphalerite matrix-matched sinter pressed powder pellet reference material MUL-Zn S1 (Onuk et al. 2017) as external standard for sphalerite and pyrite; MASS-1 used as external standard for Te, Au, Tl, and Hg in sphalerite and pyrite | 65.2006 | [19 empty] | 1511.5433 | [7 empty] | 0.79444 | [13 empty] | 1491.3438 |  | 60.7328 |  |  |  | 27.6644 |  |  |  | 33.9131 |  |  |  | 0.092688 | [15 empty] | 0.88402 | [13 empty] | 76.2436 | [17 empty] | 0.32239 | [9 empty] | 4.6271 | [13 empty] | 1.3821 | [18 empty] | 2025 | Bertrandsson Erlandsson et al. (2025), Mineralium Deposita, 60, 869–894 |  | POL, COD, ZMB, NAM
| Rudna |  | Basin hydrothermal | Stratiform sediment-hosted Cu | stratiform sediment-hosted Cu-Co | Cu, Co | Ag, Au, Pb, Ni, Se, Re, Zn | Cu, Co, Ag, Au, Pb, Ni, Se, Re, Zn | Bertrandsson Erlandsson et al., 2022; Foltyn et al., 2022; El Desouky et al., 2010 |  | RN22_Kupfer sph19 | RN22_Kupfer sph19-1 | [5 empty] | ore material | polished section |  | mineral separate | [5 empty] | mineralisation |  |  |  | chalcopyrite, sphalerite, pyrite | stage 1 (sediment-hosted, diagenetic), stage 2 (epigenetic hydrothermal veins) | disseminations, veins, mineralized nodules | disseminations, mineralized nodules, veins cross-cutting sedimentary bedding |  |  |  | quartz, carbonates |  | LA-ICPMS | ESI NWR213 Nd:YAG laser ablation system coupled to an Agilent 8800 QQQ ICP-MS | Montanuniversität Leoben, Austria | 50 µm spot size, 2 – 3 J/cm2 on-mineral fluency, 10 Hz repetition rate, helium carrier gas at 0.75 L/min flow rate, 30-s pre-ablation laser warm-up, 60 s dwell time, 30-s washout period | USGS pressed powder polysulfide reference material MASS-1 (Wilson et al. 2002) as external standard for chalcopyrite; sphalerite matrix-matched sinter pressed powder pellet reference material MUL-Zn S1 (Onuk et al. 2017) as external standard for sphalerite and pyrite; MASS-1 used as external standard for Te, Au, Tl, and Hg in sphalerite and pyrite | 125.4418 | [19 empty] | 2344.7954 | [5 empty] | 0.18252 | [5 empty] | 525.4238 | [9 empty] | 3824.423 |  | 58.5761 |  |  |  | 17.364 |  |  |  | 29.8413 |  |  |  | 0.13285 | [13 empty] | 14.2597 |  | 1.8353 | [7 empty] | 1.2258 | [5 empty] | 59.6929 | [17 empty] | 0.23114 |  |  |  | 37.6125 | [5 empty] | 3.6393 | [13 empty] | 1.5762 | [18 empty] | 2025 | Bertrandsson Erlandsson et al. (2025), Mineralium Deposita, 60, 869–894 |  | POL, COD, ZMB, NAM
| Rudna |  | Basin hydrothermal | Stratiform sediment-hosted Cu | stratiform sediment-hosted Cu-Co | Cu, Co | Ag, Au, Pb, Ni, Se, Re, Zn | Cu, Co, Ag, Au, Pb, Ni, Se, Re, Zn | Bertrandsson Erlandsson et al., 2022; Foltyn et al., 2022; El Desouky et al., 2010 |  | RN22_Kupfer sph20 | RN22_Kupfer sph20-1 | [5 empty] | ore material | polished section |  | mineral separate | [5 empty] | mineralisation |  |  |  | chalcopyrite, sphalerite, pyrite | stage 1 (sediment-hosted, diagenetic), stage 2 (epigenetic hydrothermal veins) | disseminations, veins, mineralized nodules | disseminations, mineralized nodules, veins cross-cutting sedimentary bedding |  |  |  | quartz, carbonates |  | LA-ICPMS | ESI NWR213 Nd:YAG laser ablation system coupled to an Agilent 8800 QQQ ICP-MS | Montanuniversität Leoben, Austria | 50 µm spot size, 2 – 3 J/cm2 on-mineral fluency, 10 Hz repetition rate, helium carrier gas at 0.75 L/min flow rate, 30-s pre-ablation laser warm-up, 60 s dwell time, 30-s washout period | USGS pressed powder polysulfide reference material MASS-1 (Wilson et al. 2002) as external standard for chalcopyrite; sphalerite matrix-matched sinter pressed powder pellet reference material MUL-Zn S1 (Onuk et al. 2017) as external standard for sphalerite and pyrite; MASS-1 used as external standard for Te, Au, Tl, and Hg in sphalerite and pyrite | 27.7803 | [19 empty] | 6291.5852 | [5 empty] | 0.24845 | [17 empty] | 6.2276 |  |  |  | 1.8737 |  |  |  | 167.2545 |  |  |  | 0.11309 | [15 empty] | 7.0185 | [7 empty] | 5.2726 | [23 empty] | 3.3999 |  |  |  | 26.0193 | [19 empty] | 3.8453 | [18 empty] | 2025 | Bertrandsson Erlandsson et al. (2025), Mineralium Deposita, 60, 869–894 |  | POL, COD, ZMB, NAM
| Rudna |  | Basin hydrothermal | Stratiform sediment-hosted Cu | stratiform sediment-hosted Cu-Co | Cu, Co | Ag, Au, Pb, Ni, Se, Re, Zn | Cu, Co, Ag, Au, Pb, Ni, Se, Re, Zn | Bertrandsson Erlandsson et al., 2022; Foltyn et al., 2022; El Desouky et al., 2010 |  | RN22_Kupfer sph21 | RN22_Kupfer sph21-1 | [5 empty] | ore material | polished section |  | mineral separate | [5 empty] | mineralisation |  |  |  | chalcopyrite, sphalerite, pyrite | stage 1 (sediment-hosted, diagenetic), stage 2 (epigenetic hydrothermal veins) | disseminations, veins, mineralized nodules | disseminations, mineralized nodules, veins cross-cutting sedimentary bedding |  |  |  | quartz, carbonates |  | LA-ICPMS | ESI NWR213 Nd:YAG laser ablation system coupled to an Agilent 8800 QQQ ICP-MS | Montanuniversität Leoben, Austria | 50 µm spot size, 2 – 3 J/cm2 on-mineral fluency, 10 Hz repetition rate, helium carrier gas at 0.75 L/min flow rate, 30-s pre-ablation laser warm-up, 60 s dwell time, 30-s washout period | USGS pressed powder polysulfide reference material MASS-1 (Wilson et al. 2002) as external standard for chalcopyrite; sphalerite matrix-matched sinter pressed powder pellet reference material MUL-Zn S1 (Onuk et al. 2017) as external standard for sphalerite and pyrite; MASS-1 used as external standard for Te, Au, Tl, and Hg in sphalerite and pyrite | 26.5929 | [19 empty] | 7406.3352 | [5 empty] | 0.34314 | [5 empty] | 2205.0897 | [9 empty] | 1096.367 |  | 3.4616 |  |  |  | 1.7213 |  |  |  | 176.92 | [19 empty] | 6.6 | [7 empty] | 11.4403 | [5 empty] | 405.0307 | [17 empty] | 3.989 | [9 empty] | 3.0608 | [13 empty] | 3.7388 | [18 empty] | 2025 | Bertrandsson Erlandsson et al. (2025), Mineralium Deposita, 60, 869–894 |  | POL, COD, ZMB, NAM
| Rudna |  | Basin hydrothermal | Stratiform sediment-hosted Cu | stratiform sediment-hosted Cu-Co | Cu, Co | Ag, Au, Pb, Ni, Se, Re, Zn | Cu, Co, Ag, Au, Pb, Ni, Se, Re, Zn | Bertrandsson Erlandsson et al., 2022; Foltyn et al., 2022; El Desouky et al., 2010 |  | RN22_Kupfer sph22 | RN22_Kupfer sph22-1 | [5 empty] | ore material | polished section |  | mineral separate | [5 empty] | mineralisation |  |  |  | chalcopyrite, sphalerite, pyrite | stage 1 (sediment-hosted, diagenetic), stage 2 (epigenetic hydrothermal veins) | disseminations, veins, mineralized nodules | disseminations, mineralized nodules, veins cross-cutting sedimentary bedding |  |  |  | quartz, carbonates |  | LA-ICPMS | ESI NWR213 Nd:YAG laser ablation system coupled to an Agilent 8800 QQQ ICP-MS | Montanuniversität Leoben, Austria | 50 µm spot size, 2 – 3 J/cm2 on-mineral fluency, 10 Hz repetition rate, helium carrier gas at 0.75 L/min flow rate, 30-s pre-ablation laser warm-up, 60 s dwell time, 30-s washout period | USGS pressed powder polysulfide reference material MASS-1 (Wilson et al. 2002) as external standard for chalcopyrite; sphalerite matrix-matched sinter pressed powder pellet reference material MUL-Zn S1 (Onuk et al. 2017) as external standard for sphalerite and pyrite; MASS-1 used as external standard for Te, Au, Tl, and Hg in sphalerite and pyrite | 29.0457 | [19 empty] | 5693.2922 | [5 empty] | 0.3194 | [15 empty] | 432.0792 |  | 5.3169 |  |  |  | 1.2762 |  |  |  | 185.6414 |  |  |  | 0.054232 | [13 empty] | 14.9608 |  | 12.0834 | [7 empty] | 8.1608 | [5 empty] | 433.3949 | [17 empty] | 1.9382 |  |  |  | 8.7207 | [5 empty] | 6.2685 | [13 empty] | 2.3912 | [18 empty] | 2025 | Bertrandsson Erlandsson et al. (2025), Mineralium Deposita, 60, 869–894 |  | POL, COD, ZMB, NAM
| Rudna |  | Basin hydrothermal | Stratiform sediment-hosted Cu | stratiform sediment-hosted Cu-Co | Cu, Co | Ag, Au, Pb, Ni, Se, Re, Zn | Cu, Co, Ag, Au, Pb, Ni, Se, Re, Zn | Bertrandsson Erlandsson et al., 2022; Foltyn et al., 2022; El Desouky et al., 2010 |  | RN22_Kupfer sph23 | RN22_Kupfer sph23-1 | [5 empty] | ore material | polished section |  | mineral separate | [5 empty] | mineralisation |  |  |  | chalcopyrite, sphalerite, pyrite | stage 1 (sediment-hosted, diagenetic), stage 2 (epigenetic hydrothermal veins) | disseminations, veins, mineralized nodules | disseminations, mineralized nodules, veins cross-cutting sedimentary bedding |  |  |  | quartz, carbonates |  | LA-ICPMS | ESI NWR213 Nd:YAG laser ablation system coupled to an Agilent 8800 QQQ ICP-MS | Montanuniversität Leoben, Austria | 50 µm spot size, 2 – 3 J/cm2 on-mineral fluency, 10 Hz repetition rate, helium carrier gas at 0.75 L/min flow rate, 30-s pre-ablation laser warm-up, 60 s dwell time, 30-s washout period | USGS pressed powder polysulfide reference material MASS-1 (Wilson et al. 2002) as external standard for chalcopyrite; sphalerite matrix-matched sinter pressed powder pellet reference material MUL-Zn S1 (Onuk et al. 2017) as external standard for sphalerite and pyrite; MASS-1 used as external standard for Te, Au, Tl, and Hg in sphalerite and pyrite | 21.4738 | [19 empty] | 8974.1793 | [5 empty] | 0.25212 | [5 empty] | 2230.6374 | [9 empty] | 1085.4177 |  | 2.2202 |  |  |  | 1.0176 |  |  |  | 187.2535 | [19 empty] | 10.1113 | [7 empty] | 12.5016 | [5 empty] | 381.7623 | [17 empty] | 3.1249 | [9 empty] | 3.0291 | [13 empty] | 3.7735 | [18 empty] | 2025 | Bertrandsson Erlandsson et al. (2025), Mineralium Deposita, 60, 869–894 |  | POL, COD, ZMB, NAM
| Rudna |  | Basin hydrothermal | Stratiform sediment-hosted Cu | stratiform sediment-hosted Cu-Co | Cu, Co | Ag, Au, Pb, Ni, Se, Re, Zn | Cu, Co, Ag, Au, Pb, Ni, Se, Re, Zn | Bertrandsson Erlandsson et al., 2022; Foltyn et al., 2022; El Desouky et al., 2010 |  | RN22_Kupfer sph24 | RN22_Kupfer sph24-1 | [5 empty] | ore material | polished section |  | mineral separate | [5 empty] | mineralisation |  |  |  | chalcopyrite, sphalerite, pyrite | stage 1 (sediment-hosted, diagenetic), stage 2 (epigenetic hydrothermal veins) | disseminations, veins, mineralized nodules | disseminations, mineralized nodules, veins cross-cutting sedimentary bedding |  |  |  | quartz, carbonates |  | LA-ICPMS | ESI NWR213 Nd:YAG laser ablation system coupled to an Agilent 8800 QQQ ICP-MS | Montanuniversität Leoben, Austria | 50 µm spot size, 2 – 3 J/cm2 on-mineral fluency, 10 Hz repetition rate, helium carrier gas at 0.75 L/min flow rate, 30-s pre-ablation laser warm-up, 60 s dwell time, 30-s washout period | USGS pressed powder polysulfide reference material MASS-1 (Wilson et al. 2002) as external standard for chalcopyrite; sphalerite matrix-matched sinter pressed powder pellet reference material MUL-Zn S1 (Onuk et al. 2017) as external standard for sphalerite and pyrite; MASS-1 used as external standard for Te, Au, Tl, and Hg in sphalerite and pyrite | 25.7757 | [19 empty] | 7774.8677 | [11 empty] | 2586.1137 | [9 empty] | 492.588 |  | 2.4461 | [7 empty] | 211.2898 | [17 empty] | 6.046 |  | 27.4106 | [7 empty] | 9.541 | [5 empty] | 400.7619 | [17 empty] | 1.6179 |  |  |  | 11.2383 | [5 empty] | 3.1355 | [13 empty] | 3.6875 | [18 empty] | 2025 | Bertrandsson Erlandsson et al. (2025), Mineralium Deposita, 60, 869–894 |  | POL, COD, ZMB, NAM
| Rudna |  | Basin hydrothermal | Stratiform sediment-hosted Cu | stratiform sediment-hosted Cu-Co | Cu, Co | Ag, Au, Pb, Ni, Se, Re, Zn | Cu, Co, Ag, Au, Pb, Ni, Se, Re, Zn | Bertrandsson Erlandsson et al., 2022; Foltyn et al., 2022; El Desouky et al., 2010 |  | RN22_Kupfer sph25 | RN22_Kupfer sph25-1 | [5 empty] | ore material | polished section |  | mineral separate | [5 empty] | mineralisation |  |  |  | chalcopyrite, sphalerite, pyrite | stage 1 (sediment-hosted, diagenetic), stage 2 (epigenetic hydrothermal veins) | disseminations, veins, mineralized nodules | disseminations, mineralized nodules, veins cross-cutting sedimentary bedding |  |  |  | quartz, carbonates |  | LA-ICPMS | ESI NWR213 Nd:YAG laser ablation system coupled to an Agilent 8800 QQQ ICP-MS | Montanuniversität Leoben, Austria | 50 µm spot size, 2 – 3 J/cm2 on-mineral fluency, 10 Hz repetition rate, helium carrier gas at 0.75 L/min flow rate, 30-s pre-ablation laser warm-up, 60 s dwell time, 30-s washout period | USGS pressed powder polysulfide reference material MASS-1 (Wilson et al. 2002) as external standard for chalcopyrite; sphalerite matrix-matched sinter pressed powder pellet reference material MUL-Zn S1 (Onuk et al. 2017) as external standard for sphalerite and pyrite; MASS-1 used as external standard for Te, Au, Tl, and Hg in sphalerite and pyrite | 24.5953 | [19 empty] | 7105.7559 | [5 empty] | 0.6299 | [5 empty] | 2296.2195 | [9 empty] | 1188.0132 |  | 1.4687 |  |  |  | 0.66142 |  |  |  | 188.4618 | [19 empty] | 24.9486 | [31 empty] | 2.5498 |  |  |  | 12.1445 | [5 empty] | 2.5926 | [13 empty] | 3.4561 | [18 empty] | 2025 | Bertrandsson Erlandsson et al. (2025), Mineralium Deposita, 60, 869–894 |  | POL, COD, ZMB, NAM
| Rudna |  | Basin hydrothermal | Stratiform sediment-hosted Cu | stratiform sediment-hosted Cu-Co | Cu, Co | Ag, Au, Pb, Ni, Se, Re, Zn | Cu, Co, Ag, Au, Pb, Ni, Se, Re, Zn | Bertrandsson Erlandsson et al., 2022; Foltyn et al., 2022; El Desouky et al., 2010 |  | RN22_Kupfer sph26 | RN22_Kupfer sph26-1 | [5 empty] | ore material | polished section |  | mineral separate | [5 empty] | mineralisation |  |  |  | chalcopyrite, sphalerite, pyrite | stage 1 (sediment-hosted, diagenetic), stage 2 (epigenetic hydrothermal veins) | disseminations, veins, mineralized nodules | disseminations, mineralized nodules, veins cross-cutting sedimentary bedding |  |  |  | quartz, carbonates |  | LA-ICPMS | ESI NWR213 Nd:YAG laser ablation system coupled to an Agilent 8800 QQQ ICP-MS | Montanuniversität Leoben, Austria | 50 µm spot size, 2 – 3 J/cm2 on-mineral fluency, 10 Hz repetition rate, helium carrier gas at 0.75 L/min flow rate, 30-s pre-ablation laser warm-up, 60 s dwell time, 30-s washout period | USGS pressed powder polysulfide reference material MASS-1 (Wilson et al. 2002) as external standard for chalcopyrite; sphalerite matrix-matched sinter pressed powder pellet reference material MUL-Zn S1 (Onuk et al. 2017) as external standard for sphalerite and pyrite; MASS-1 used as external standard for Te, Au, Tl, and Hg in sphalerite and pyrite | 21.937 | [19 empty] | 7147.4411 | [11 empty] | 2344.1091 | [9 empty] | 895.8378 |  | 3.2045 |  |  |  | 1.0263 |  |  |  | 184.8057 | [19 empty] | 4.3691 | [7 empty] | 4.8866 | [5 empty] | 337.83 | [17 empty] | 2.3153 |  |  |  | 14.8311 | [5 empty] | 2.3149 | [13 empty] | 3.7017 | [18 empty] | 2025 | Bertrandsson Erlandsson et al. (2025), Mineralium Deposita, 60, 869–894 |  | POL, COD, ZMB, NAM
| Rudna |  | Basin hydrothermal | Stratiform sediment-hosted Cu | stratiform sediment-hosted Cu-Co | Cu, Co | Ag, Au, Pb, Ni, Se, Re, Zn | Cu, Co, Ag, Au, Pb, Ni, Se, Re, Zn | Bertrandsson Erlandsson et al., 2022; Foltyn et al., 2022; El Desouky et al., 2010 |  | RN22_Kupfer sph27 | RN22_Kupfer sph27-1 | [5 empty] | ore material | polished section |  | mineral separate | [5 empty] | mineralisation |  |  |  | chalcopyrite, sphalerite, pyrite | stage 1 (sediment-hosted, diagenetic), stage 2 (epigenetic hydrothermal veins) | disseminations, veins, mineralized nodules | disseminations, mineralized nodules, veins cross-cutting sedimentary bedding |  |  |  | quartz, carbonates |  | LA-ICPMS | ESI NWR213 Nd:YAG laser ablation system coupled to an Agilent 8800 QQQ ICP-MS | Montanuniversität Leoben, Austria | 50 µm spot size, 2 – 3 J/cm2 on-mineral fluency, 10 Hz repetition rate, helium carrier gas at 0.75 L/min flow rate, 30-s pre-ablation laser warm-up, 60 s dwell time, 30-s washout period | USGS pressed powder polysulfide reference material MASS-1 (Wilson et al. 2002) as external standard for chalcopyrite; sphalerite matrix-matched sinter pressed powder pellet reference material MUL-Zn S1 (Onuk et al. 2017) as external standard for sphalerite and pyrite; MASS-1 used as external standard for Te, Au, Tl, and Hg in sphalerite and pyrite | 23.2856 | [19 empty] | 7533.4252 | [11 empty] | 2604.6543 | [9 empty] | 1339.0913 |  | 3.8746 |  |  |  | 1.2752 |  |  |  | 225.3275 | [19 empty] | 17.3121 | [31 empty] | 3.3144 |  |  |  | 18.0797 | [5 empty] | 3.0486 | [13 empty] | 3.4992 | [18 empty] | 2025 | Bertrandsson Erlandsson et al. (2025), Mineralium Deposita, 60, 869–894 |  | POL, COD, ZMB, NAM
| Rudna |  | Basin hydrothermal | Stratiform sediment-hosted Cu | stratiform sediment-hosted Cu-Co | Cu, Co | Ag, Au, Pb, Ni, Se, Re, Zn | Cu, Co, Ag, Au, Pb, Ni, Se, Re, Zn | Bertrandsson Erlandsson et al., 2022; Foltyn et al., 2022; El Desouky et al., 2010 |  | RN22_Kupfer sph28 | RN22_Kupfer sph28-1 | [5 empty] | ore material | polished section |  | mineral separate | [5 empty] | mineralisation |  |  |  | chalcopyrite, sphalerite, pyrite | stage 1 (sediment-hosted, diagenetic), stage 2 (epigenetic hydrothermal veins) | disseminations, veins, mineralized nodules | disseminations, mineralized nodules, veins cross-cutting sedimentary bedding |  |  |  | quartz, carbonates |  | LA-ICPMS | ESI NWR213 Nd:YAG laser ablation system coupled to an Agilent 8800 QQQ ICP-MS | Montanuniversität Leoben, Austria | 50 µm spot size, 2 – 3 J/cm2 on-mineral fluency, 10 Hz repetition rate, helium carrier gas at 0.75 L/min flow rate, 30-s pre-ablation laser warm-up, 60 s dwell time, 30-s washout period | USGS pressed powder polysulfide reference material MASS-1 (Wilson et al. 2002) as external standard for chalcopyrite; sphalerite matrix-matched sinter pressed powder pellet reference material MUL-Zn S1 (Onuk et al. 2017) as external standard for sphalerite and pyrite; MASS-1 used as external standard for Te, Au, Tl, and Hg in sphalerite and pyrite | 25.2981 |  |  |  | 1.775 | [15 empty] | 5382.4558 | [11 empty] | 2538.1395 | [9 empty] | 1366.5593 |  | 2.7014 |  |  |  | 1.0823 |  |  |  | 138.8996 | [19 empty] | 21.712 | [7 empty] | 13.8579 | [5 empty] | 349.0704 | [17 empty] | 1.7941 |  |  |  | 15.7491 | [5 empty] | 3.7501 | [13 empty] | 3.2822 | [18 empty] | 2025 | Bertrandsson Erlandsson et al. (2025), Mineralium Deposita, 60, 869–894 |  | POL, COD, ZMB, NAM
| Polkowice-Sieroszowice |  | Basin hydrothermal | Stratiform sediment-hosted Cu | stratiform sediment-hosted Cu-Co | Cu, Co | Ag, Au, Pb, Ni, Se, Re, Zn | Cu, Co, Ag, Au, Pb, Ni, Se, Re, Zn | Bertrandsson Erlandsson et al., 2022; Foltyn et al., 2022; El Desouky et al., 2010 |  | SP-03-1C-sph1 | SP-03-1C-sph1-1 | [5 empty] | ore material | polished section |  | mineral separate | [5 empty] | mineralisation |  |  |  | chalcopyrite, sphalerite, pyrite | stage 1 (sediment-hosted, diagenetic), stage 2 (epigenetic hydrothermal veins) | disseminations, veins, mineralized nodules | disseminations, mineralized nodules, veins cross-cutting sedimentary bedding |  |  |  | quartz, carbonates |  | LA-ICPMS | ESI NWR213 Nd:YAG laser ablation system coupled to an Agilent 8800 QQQ ICP-MS | Montanuniversität Leoben, Austria | 50 µm spot size, 2 – 3 J/cm2 on-mineral fluency, 10 Hz repetition rate, helium carrier gas at 0.75 L/min flow rate, 30-s pre-ablation laser warm-up, 60 s dwell time, 30-s washout period | USGS pressed powder polysulfide reference material MASS-1 (Wilson et al. 2002) as external standard for chalcopyrite; sphalerite matrix-matched sinter pressed powder pellet reference material MUL-Zn S1 (Onuk et al. 2017) as external standard for sphalerite and pyrite; MASS-1 used as external standard for Te, Au, Tl, and Hg in sphalerite and pyrite | 9.7749 | [13 empty] | 0.008765 | [5 empty] | 8455.7534 | [5 empty] | 2.6341 | [5 empty] | 177.7947 | [11 empty] | 1.745 |  |  |  | 0.59745 |  |  |  | 17.2777 | [33 empty] | 19.7073 | [17 empty] | 0.79789 |  |  |  | 7.5656 | [5 empty] | 1.0898 | [13 empty] | 0.82946 | [18 empty] | 2025 | Bertrandsson Erlandsson et al. (2025), Mineralium Deposita, 60, 869–894 |  | POL, COD, ZMB, NAM
| Polkowice-Sieroszowice |  | Basin hydrothermal | Stratiform sediment-hosted Cu | stratiform sediment-hosted Cu-Co | Cu, Co | Ag, Au, Pb, Ni, Se, Re, Zn | Cu, Co, Ag, Au, Pb, Ni, Se, Re, Zn | Bertrandsson Erlandsson et al., 2022; Foltyn et al., 2022; El Desouky et al., 2010 |  | SP-03-1C-sph2 | SP-03-1C-sph2-1 | [5 empty] | ore material | polished section |  | mineral separate | [5 empty] | mineralisation |  |  |  | chalcopyrite, sphalerite, pyrite | stage 1 (sediment-hosted, diagenetic), stage 2 (epigenetic hydrothermal veins) | disseminations, veins, mineralized nodules | disseminations, mineralized nodules, veins cross-cutting sedimentary bedding |  |  |  | quartz, carbonates |  | LA-ICPMS | ESI NWR213 Nd:YAG laser ablation system coupled to an Agilent 8800 QQQ ICP-MS | Montanuniversität Leoben, Austria | 50 µm spot size, 2 – 3 J/cm2 on-mineral fluency, 10 Hz repetition rate, helium carrier gas at 0.75 L/min flow rate, 30-s pre-ablation laser warm-up, 60 s dwell time, 30-s washout period | USGS pressed powder polysulfide reference material MASS-1 (Wilson et al. 2002) as external standard for chalcopyrite; sphalerite matrix-matched sinter pressed powder pellet reference material MUL-Zn S1 (Onuk et al. 2017) as external standard for sphalerite and pyrite; MASS-1 used as external standard for Te, Au, Tl, and Hg in sphalerite and pyrite | 18.8094 | [19 empty] | 7872.918 | [5 empty] | 2.3778 | [5 empty] | 289.814 | [11 empty] | 2.1993 |  |  |  | 1.2 |  |  |  | 15.5143 | [51 empty] | 1.0868 | [9 empty] | 1.026 | [13 empty] | 0.61353 | [18 empty] | 2025 | Bertrandsson Erlandsson et al. (2025), Mineralium Deposita, 60, 869–894 |  | POL, COD, ZMB, NAM
| Polkowice-Sieroszowice |  | Basin hydrothermal | Stratiform sediment-hosted Cu | stratiform sediment-hosted Cu-Co | Cu, Co | Ag, Au, Pb, Ni, Se, Re, Zn | Cu, Co, Ag, Au, Pb, Ni, Se, Re, Zn | Bertrandsson Erlandsson et al., 2022; Foltyn et al., 2022; El Desouky et al., 2010 |  | SP-03-1C-sph3 | SP-03-1C-sph3-1 | [5 empty] | ore material | polished section |  | mineral separate | [5 empty] | mineralisation |  |  |  | chalcopyrite, sphalerite, pyrite | stage 1 (sediment-hosted, diagenetic), stage 2 (epigenetic hydrothermal veins) | disseminations, veins, mineralized nodules | disseminations, mineralized nodules, veins cross-cutting sedimentary bedding |  |  |  | quartz, carbonates |  | LA-ICPMS | ESI NWR213 Nd:YAG laser ablation system coupled to an Agilent 8800 QQQ ICP-MS | Montanuniversität Leoben, Austria | 50 µm spot size, 2 – 3 J/cm2 on-mineral fluency, 10 Hz repetition rate, helium carrier gas at 0.75 L/min flow rate, 30-s pre-ablation laser warm-up, 60 s dwell time, 30-s washout period | USGS pressed powder polysulfide reference material MASS-1 (Wilson et al. 2002) as external standard for chalcopyrite; sphalerite matrix-matched sinter pressed powder pellet reference material MUL-Zn S1 (Onuk et al. 2017) as external standard for sphalerite and pyrite; MASS-1 used as external standard for Te, Au, Tl, and Hg in sphalerite and pyrite | 29.4678 | [19 empty] | 11313.8834 | [5 empty] | 2.9232 | [5 empty] | 48.0624 | [9 empty] | 101.8158 |  | 0.26401 |  |  |  | 0.33464 |  |  |  | 19.1924 | [33 empty] | 1.9368 | [17 empty] | 0.21796 |  |  |  | 6.1702 | [5 empty] | 0.88431 | [13 empty] | 0.04115 | [18 empty] | 2025 | Bertrandsson Erlandsson et al. (2025), Mineralium Deposita, 60, 869–894 |  | POL, COD, ZMB, NAM
| Polkowice-Sieroszowice |  | Basin hydrothermal | Stratiform sediment-hosted Cu | stratiform sediment-hosted Cu-Co | Cu, Co | Ag, Au, Pb, Ni, Se, Re, Zn | Cu, Co, Ag, Au, Pb, Ni, Se, Re, Zn | Bertrandsson Erlandsson et al., 2022; Foltyn et al., 2022; El Desouky et al., 2010 |  | SP-03-1C-sph4 | SP-03-1C-sph4-1 | [5 empty] | ore material | polished section |  | mineral separate | [5 empty] | mineralisation |  |  |  | chalcopyrite, sphalerite, pyrite | stage 1 (sediment-hosted, diagenetic), stage 2 (epigenetic hydrothermal veins) | disseminations, veins, mineralized nodules | disseminations, mineralized nodules, veins cross-cutting sedimentary bedding |  |  |  | quartz, carbonates |  | LA-ICPMS | ESI NWR213 Nd:YAG laser ablation system coupled to an Agilent 8800 QQQ ICP-MS | Montanuniversität Leoben, Austria | 50 µm spot size, 2 – 3 J/cm2 on-mineral fluency, 10 Hz repetition rate, helium carrier gas at 0.75 L/min flow rate, 30-s pre-ablation laser warm-up, 60 s dwell time, 30-s washout period | USGS pressed powder polysulfide reference material MASS-1 (Wilson et al. 2002) as external standard for chalcopyrite; sphalerite matrix-matched sinter pressed powder pellet reference material MUL-Zn S1 (Onuk et al. 2017) as external standard for sphalerite and pyrite; MASS-1 used as external standard for Te, Au, Tl, and Hg in sphalerite and pyrite | 2.3583 | [13 empty] | 0.008507 | [5 empty] | 10003.5523 | [5 empty] | 4.3529 |  | 0.77032 | [13 empty] | 97.1168 |  | 0.10571 |  |  |  | 0.21233 |  |  |  | 17.8226 | [33 empty] | 9.7239 | [17 empty] | 0.60636 |  |  |  | 6.6735 | [5 empty] | 1.0038 | [13 empty] | 0.089307 | [18 empty] | 2025 | Bertrandsson Erlandsson et al. (2025), Mineralium Deposita, 60, 869–894 |  | POL, COD, ZMB, NAM
| Polkowice-Sieroszowice |  | Basin hydrothermal | Stratiform sediment-hosted Cu | stratiform sediment-hosted Cu-Co | Cu, Co | Ag, Au, Pb, Ni, Se, Re, Zn | Cu, Co, Ag, Au, Pb, Ni, Se, Re, Zn | Bertrandsson Erlandsson et al., 2022; Foltyn et al., 2022; El Desouky et al., 2010 |  | SP-03-1C-sph5 | SP-03-1C-sph5-1 | [5 empty] | ore material | polished section |  | mineral separate | [5 empty] | mineralisation |  |  |  | chalcopyrite, sphalerite, pyrite | stage 1 (sediment-hosted, diagenetic), stage 2 (epigenetic hydrothermal veins) | disseminations, veins, mineralized nodules | disseminations, mineralized nodules, veins cross-cutting sedimentary bedding |  |  |  | quartz, carbonates |  | LA-ICPMS | ESI NWR213 Nd:YAG laser ablation system coupled to an Agilent 8800 QQQ ICP-MS | Montanuniversität Leoben, Austria | 50 µm spot size, 2 – 3 J/cm2 on-mineral fluency, 10 Hz repetition rate, helium carrier gas at 0.75 L/min flow rate, 30-s pre-ablation laser warm-up, 60 s dwell time, 30-s washout period | USGS pressed powder polysulfide reference material MASS-1 (Wilson et al. 2002) as external standard for chalcopyrite; sphalerite matrix-matched sinter pressed powder pellet reference material MUL-Zn S1 (Onuk et al. 2017) as external standard for sphalerite and pyrite; MASS-1 used as external standard for Te, Au, Tl, and Hg in sphalerite and pyrite | 0.62742 | [19 empty] | 7268.0241 | [5 empty] | 4.9393 |  | 0.80599 |  |  |  | 54.2299 | [9 empty] | 155.1044 |  | 0.13081 |  |  |  | 0.18858 |  |  |  | 15.7215 | [33 empty] | 1.2956 | [27 empty] | 0.86667 | [13 empty] | 0.044724 | [18 empty] | 2025 | Bertrandsson Erlandsson et al. (2025), Mineralium Deposita, 60, 869–894 |  | POL, COD, ZMB, NAM
| Polkowice-Sieroszowice |  | Basin hydrothermal | Stratiform sediment-hosted Cu | stratiform sediment-hosted Cu-Co | Cu, Co | Ag, Au, Pb, Ni, Se, Re, Zn | Cu, Co, Ag, Au, Pb, Ni, Se, Re, Zn | Bertrandsson Erlandsson et al., 2022; Foltyn et al., 2022; El Desouky et al., 2010 |  | SP-03-1C-sph6 | SP-03-1C-sph6-1 | [5 empty] | ore material | polished section |  | mineral separate | [5 empty] | mineralisation |  |  |  | chalcopyrite, sphalerite, pyrite | stage 1 (sediment-hosted, diagenetic), stage 2 (epigenetic hydrothermal veins) | disseminations, veins, mineralized nodules | disseminations, mineralized nodules, veins cross-cutting sedimentary bedding |  |  |  | quartz, carbonates |  | LA-ICPMS | ESI NWR213 Nd:YAG laser ablation system coupled to an Agilent 8800 QQQ ICP-MS | Montanuniversität Leoben, Austria | 50 µm spot size, 2 – 3 J/cm2 on-mineral fluency, 10 Hz repetition rate, helium carrier gas at 0.75 L/min flow rate, 30-s pre-ablation laser warm-up, 60 s dwell time, 30-s washout period | USGS pressed powder polysulfide reference material MASS-1 (Wilson et al. 2002) as external standard for chalcopyrite; sphalerite matrix-matched sinter pressed powder pellet reference material MUL-Zn S1 (Onuk et al. 2017) as external standard for sphalerite and pyrite; MASS-1 used as external standard for Te, Au, Tl, and Hg in sphalerite and pyrite | 2.0918 | [19 empty] | 10876.5078 | [5 empty] | 6.7766 | [5 empty] | 69.0021 | [9 empty] | 426.2881 |  | 0.73219 |  |  |  | 0.43799 |  |  |  | 14.9494 | [51 empty] | 0.6278 | [9 empty] | 1.5686 | [13 empty] | 0.18373 | [18 empty] | 2025 | Bertrandsson Erlandsson et al. (2025), Mineralium Deposita, 60, 869–894 |  | POL, COD, ZMB, NAM
| Polkowice-Sieroszowice |  | Basin hydrothermal | Stratiform sediment-hosted Cu | stratiform sediment-hosted Cu-Co | Cu, Co | Ag, Au, Pb, Ni, Se, Re, Zn | Cu, Co, Ag, Au, Pb, Ni, Se, Re, Zn | Bertrandsson Erlandsson et al., 2022; Foltyn et al., 2022; El Desouky et al., 2010 |  | SP-03-1C-sph7 | SP-03-1C-sph7-1 | [5 empty] | ore material | polished section |  | mineral separate | [5 empty] | mineralisation |  |  |  | chalcopyrite, sphalerite, pyrite | stage 1 (sediment-hosted, diagenetic), stage 2 (epigenetic hydrothermal veins) | disseminations, veins, mineralized nodules | disseminations, mineralized nodules, veins cross-cutting sedimentary bedding |  |  |  | quartz, carbonates |  | LA-ICPMS | ESI NWR213 Nd:YAG laser ablation system coupled to an Agilent 8800 QQQ ICP-MS | Montanuniversität Leoben, Austria | 50 µm spot size, 2 – 3 J/cm2 on-mineral fluency, 10 Hz repetition rate, helium carrier gas at 0.75 L/min flow rate, 30-s pre-ablation laser warm-up, 60 s dwell time, 30-s washout period | USGS pressed powder polysulfide reference material MASS-1 (Wilson et al. 2002) as external standard for chalcopyrite; sphalerite matrix-matched sinter pressed powder pellet reference material MUL-Zn S1 (Onuk et al. 2017) as external standard for sphalerite and pyrite; MASS-1 used as external standard for Te, Au, Tl, and Hg in sphalerite and pyrite | 19.2855 | [19 empty] | 9151.5865 | [7 empty] | 0.98931 | [15 empty] | 1.5742 |  |  |  | 7.8567 |  |  |  | 51.0692 | [17 empty] | 16.8639 | [43 empty] | 0.85617 | [13 empty] | 3.5797 | [18 empty] | 2025 | Bertrandsson Erlandsson et al. (2025), Mineralium Deposita, 60, 869–894 |  | POL, COD, ZMB, NAM
| Polkowice-Sieroszowice |  | Basin hydrothermal | Stratiform sediment-hosted Cu | stratiform sediment-hosted Cu-Co | Cu, Co | Ag, Au, Pb, Ni, Se, Re, Zn | Cu, Co, Ag, Au, Pb, Ni, Se, Re, Zn | Bertrandsson Erlandsson et al., 2022; Foltyn et al., 2022; El Desouky et al., 2010 |  | SP-03-1C-sph8 | SP-03-1C-sph8-1 | [5 empty] | ore material | polished section |  | mineral separate | [5 empty] | mineralisation |  |  |  | chalcopyrite, sphalerite, pyrite | stage 1 (sediment-hosted, diagenetic), stage 2 (epigenetic hydrothermal veins) | disseminations, veins, mineralized nodules | disseminations, mineralized nodules, veins cross-cutting sedimentary bedding |  |  |  | quartz, carbonates |  | LA-ICPMS | ESI NWR213 Nd:YAG laser ablation system coupled to an Agilent 8800 QQQ ICP-MS | Montanuniversität Leoben, Austria | 50 µm spot size, 2 – 3 J/cm2 on-mineral fluency, 10 Hz repetition rate, helium carrier gas at 0.75 L/min flow rate, 30-s pre-ablation laser warm-up, 60 s dwell time, 30-s washout period | USGS pressed powder polysulfide reference material MASS-1 (Wilson et al. 2002) as external standard for chalcopyrite; sphalerite matrix-matched sinter pressed powder pellet reference material MUL-Zn S1 (Onuk et al. 2017) as external standard for sphalerite and pyrite; MASS-1 used as external standard for Te, Au, Tl, and Hg in sphalerite and pyrite | 10.1606 | [19 empty] | 11701.2134 | [5 empty] | 9.5315 | [17 empty] | 0.094334 |  |  |  | 5.6395 | [21 empty] | 24.7832 | [33 empty] | 2.572 | [9 empty] | 1.1815 | [13 empty] | 2.7315 | [18 empty] | 2025 | Bertrandsson Erlandsson et al. (2025), Mineralium Deposita, 60, 869–894 |  | POL, COD, ZMB, NAM
| Polkowice-Sieroszowice |  | Basin hydrothermal | Stratiform sediment-hosted Cu | stratiform sediment-hosted Cu-Co | Cu, Co | Ag, Au, Pb, Ni, Se, Re, Zn | Cu, Co, Ag, Au, Pb, Ni, Se, Re, Zn | Bertrandsson Erlandsson et al., 2022; Foltyn et al., 2022; El Desouky et al., 2010 |  | SP-03-1C-sph9 | SP-03-1C-sph9-1 | [5 empty] | ore material | polished section |  | mineral separate | [5 empty] | mineralisation |  |  |  | chalcopyrite, sphalerite, pyrite | stage 1 (sediment-hosted, diagenetic), stage 2 (epigenetic hydrothermal veins) | disseminations, veins, mineralized nodules | disseminations, mineralized nodules, veins cross-cutting sedimentary bedding |  |  |  | quartz, carbonates |  | LA-ICPMS | ESI NWR213 Nd:YAG laser ablation system coupled to an Agilent 8800 QQQ ICP-MS | Montanuniversität Leoben, Austria | 50 µm spot size, 2 – 3 J/cm2 on-mineral fluency, 10 Hz repetition rate, helium carrier gas at 0.75 L/min flow rate, 30-s pre-ablation laser warm-up, 60 s dwell time, 30-s washout period | USGS pressed powder polysulfide reference material MASS-1 (Wilson et al. 2002) as external standard for chalcopyrite; sphalerite matrix-matched sinter pressed powder pellet reference material MUL-Zn S1 (Onuk et al. 2017) as external standard for sphalerite and pyrite; MASS-1 used as external standard for Te, Au, Tl, and Hg in sphalerite and pyrite | 3.7953 | [19 empty] | 6670.1712 | [5 empty] | 1.2561 | [5 empty] | 269.5167 | [9 empty] | 72.8104 |  | 2.1909 |  |  |  | 1.1775 |  |  |  | 10.7096 | [51 empty] | 0.88284 |  |  |  | 8.2432 | [5 empty] | 1.3602 | [13 empty] | 0.45045 | [18 empty] | 2025 | Bertrandsson Erlandsson et al. (2025), Mineralium Deposita, 60, 869–894 |  | POL, COD, ZMB, NAM
| Polkowice-Sieroszowice |  | Basin hydrothermal | Stratiform sediment-hosted Cu | stratiform sediment-hosted Cu-Co | Cu, Co | Ag, Au, Pb, Ni, Se, Re, Zn | Cu, Co, Ag, Au, Pb, Ni, Se, Re, Zn | Bertrandsson Erlandsson et al., 2022; Foltyn et al., 2022; El Desouky et al., 2010 |  | SP-03-1C-sph10 | SP-03-1C-sph10-1 | [5 empty] | ore material | polished section |  | mineral separate | [5 empty] | mineralisation |  |  |  | chalcopyrite, sphalerite, pyrite | stage 1 (sediment-hosted, diagenetic), stage 2 (epigenetic hydrothermal veins) | disseminations, veins, mineralized nodules | disseminations, mineralized nodules, veins cross-cutting sedimentary bedding |  |  |  | quartz, carbonates |  | LA-ICPMS | ESI NWR213 Nd:YAG laser ablation system coupled to an Agilent 8800 QQQ ICP-MS | Montanuniversität Leoben, Austria | 50 µm spot size, 2 – 3 J/cm2 on-mineral fluency, 10 Hz repetition rate, helium carrier gas at 0.75 L/min flow rate, 30-s pre-ablation laser warm-up, 60 s dwell time, 30-s washout period | USGS pressed powder polysulfide reference material MASS-1 (Wilson et al. 2002) as external standard for chalcopyrite; sphalerite matrix-matched sinter pressed powder pellet reference material MUL-Zn S1 (Onuk et al. 2017) as external standard for sphalerite and pyrite; MASS-1 used as external standard for Te, Au, Tl, and Hg in sphalerite and pyrite | 3.7055 | [13 empty] | 0.011902 | [5 empty] | 8063.3478 | [5 empty] | 3.8058 |  | 0.86309 | [15 empty] | 1.1562 |  |  |  | 2.1033 |  |  |  | 12.9244 | [19 empty] | 0.21153 | [31 empty] | 1.0303 |  |  |  | 6.1168 | [5 empty] | 1.3474 | [13 empty] | 0.47413 | [18 empty] | 2025 | Bertrandsson Erlandsson et al. (2025), Mineralium Deposita, 60, 869–894 |  | POL, COD, ZMB, NAM
| Polkowice-Sieroszowice |  | Basin hydrothermal | Stratiform sediment-hosted Cu | stratiform sediment-hosted Cu-Co | Cu, Co | Ag, Au, Pb, Ni, Se, Re, Zn | Cu, Co, Ag, Au, Pb, Ni, Se, Re, Zn | Bertrandsson Erlandsson et al., 2022; Foltyn et al., 2022; El Desouky et al., 2010 |  | SP-03-1C-sph11 | SP-03-1C-sph11-1 | [5 empty] | ore material | polished section |  | mineral separate | [5 empty] | mineralisation |  |  |  | chalcopyrite, sphalerite, pyrite | stage 1 (sediment-hosted, diagenetic), stage 2 (epigenetic hydrothermal veins) | disseminations, veins, mineralized nodules | disseminations, mineralized nodules, veins cross-cutting sedimentary bedding |  |  |  | quartz, carbonates |  | LA-ICPMS | ESI NWR213 Nd:YAG laser ablation system coupled to an Agilent 8800 QQQ ICP-MS | Montanuniversität Leoben, Austria | 50 µm spot size, 2 – 3 J/cm2 on-mineral fluency, 10 Hz repetition rate, helium carrier gas at 0.75 L/min flow rate, 30-s pre-ablation laser warm-up, 60 s dwell time, 30-s washout period | USGS pressed powder polysulfide reference material MASS-1 (Wilson et al. 2002) as external standard for chalcopyrite; sphalerite matrix-matched sinter pressed powder pellet reference material MUL-Zn S1 (Onuk et al. 2017) as external standard for sphalerite and pyrite; MASS-1 used as external standard for Te, Au, Tl, and Hg in sphalerite and pyrite | 2.6492 | [19 empty] | 9107.5407 | [5 empty] | 5.0349 |  | 0.73991 | [13 empty] | 416.8192 |  | 0.49835 |  |  |  | 0.60324 |  |  |  | 9.1884 | [51 empty] | 0.63786 |  |  |  | 4.8077 | [5 empty] | 1.2311 | [13 empty] | 0.30725 | [18 empty] | 2025 | Bertrandsson Erlandsson et al. (2025), Mineralium Deposita, 60, 869–894 |  | POL, COD, ZMB, NAM
| Polkowice-Sieroszowice |  | Basin hydrothermal | Stratiform sediment-hosted Cu | stratiform sediment-hosted Cu-Co | Cu, Co | Ag, Au, Pb, Ni, Se, Re, Zn | Cu, Co, Ag, Au, Pb, Ni, Se, Re, Zn | Bertrandsson Erlandsson et al., 2022; Foltyn et al., 2022; El Desouky et al., 2010 |  | SP-03-1C-sph12 | SP-03-1C-sph12-1 | [5 empty] | ore material | polished section |  | mineral separate | [5 empty] | mineralisation |  |  |  | chalcopyrite, sphalerite, pyrite | stage 1 (sediment-hosted, diagenetic), stage 2 (epigenetic hydrothermal veins) | disseminations, veins, mineralized nodules | disseminations, mineralized nodules, veins cross-cutting sedimentary bedding |  |  |  | quartz, carbonates |  | LA-ICPMS | ESI NWR213 Nd:YAG laser ablation system coupled to an Agilent 8800 QQQ ICP-MS | Montanuniversität Leoben, Austria | 50 µm spot size, 2 – 3 J/cm2 on-mineral fluency, 10 Hz repetition rate, helium carrier gas at 0.75 L/min flow rate, 30-s pre-ablation laser warm-up, 60 s dwell time, 30-s washout period | USGS pressed powder polysulfide reference material MASS-1 (Wilson et al. 2002) as external standard for chalcopyrite; sphalerite matrix-matched sinter pressed powder pellet reference material MUL-Zn S1 (Onuk et al. 2017) as external standard for sphalerite and pyrite; MASS-1 used as external standard for Te, Au, Tl, and Hg in sphalerite and pyrite | 2.6574 | [19 empty] | 11406.371 | [27 empty] | 3.9159 |  |  |  | 23.4707 | [55 empty] | 4.6704 | [19 empty] | 0.73755 | [18 empty] | 2025 | Bertrandsson Erlandsson et al. (2025), Mineralium Deposita, 60, 869–894 |  | POL, COD, ZMB, NAM
| Polkowice-Sieroszowice |  | Basin hydrothermal | Stratiform sediment-hosted Cu | stratiform sediment-hosted Cu-Co | Cu, Co | Ag, Au, Pb, Ni, Se, Re, Zn | Cu, Co, Ag, Au, Pb, Ni, Se, Re, Zn | Bertrandsson Erlandsson et al., 2022; Foltyn et al., 2022; El Desouky et al., 2010 |  | SP-03-1C-sph13 | SP-03-1C-sph13-1 | [5 empty] | ore material | polished section |  | mineral separate | [5 empty] | mineralisation |  |  |  | chalcopyrite, sphalerite, pyrite | stage 1 (sediment-hosted, diagenetic), stage 2 (epigenetic hydrothermal veins) | disseminations, veins, mineralized nodules | disseminations, mineralized nodules, veins cross-cutting sedimentary bedding |  |  |  | quartz, carbonates |  | LA-ICPMS | ESI NWR213 Nd:YAG laser ablation system coupled to an Agilent 8800 QQQ ICP-MS | Montanuniversität Leoben, Austria | 50 µm spot size, 2 – 3 J/cm2 on-mineral fluency, 10 Hz repetition rate, helium carrier gas at 0.75 L/min flow rate, 30-s pre-ablation laser warm-up, 60 s dwell time, 30-s washout period | USGS pressed powder polysulfide reference material MASS-1 (Wilson et al. 2002) as external standard for chalcopyrite; sphalerite matrix-matched sinter pressed powder pellet reference material MUL-Zn S1 (Onuk et al. 2017) as external standard for sphalerite and pyrite; MASS-1 used as external standard for Te, Au, Tl, and Hg in sphalerite and pyrite | 9.988 | [19 empty] | 6869.2162 | [27 empty] | 5.5178 |  |  |  | 24.0363 | [19 empty] | 14.2188 | [35 empty] | 7.6881 | [19 empty] | 1.5989 | [18 empty] | 2025 | Bertrandsson Erlandsson et al. (2025), Mineralium Deposita, 60, 869–894 |  | POL, COD, ZMB, NAM
| Polkowice-Sieroszowice |  | Basin hydrothermal | Stratiform sediment-hosted Cu | stratiform sediment-hosted Cu-Co | Cu, Co | Ag, Au, Pb, Ni, Se, Re, Zn | Cu, Co, Ag, Au, Pb, Ni, Se, Re, Zn | Bertrandsson Erlandsson et al., 2022; Foltyn et al., 2022; El Desouky et al., 2010 |  | SP-03-1C-sph14 | SP-03-1C-sph14-1 | [5 empty] | ore material | polished section |  | mineral separate | [5 empty] | mineralisation |  |  |  | chalcopyrite, sphalerite, pyrite | stage 1 (sediment-hosted, diagenetic), stage 2 (epigenetic hydrothermal veins) | disseminations, veins, mineralized nodules | disseminations, mineralized nodules, veins cross-cutting sedimentary bedding |  |  |  | quartz, carbonates |  | LA-ICPMS | ESI NWR213 Nd:YAG laser ablation system coupled to an Agilent 8800 QQQ ICP-MS | Montanuniversität Leoben, Austria | 50 µm spot size, 2 – 3 J/cm2 on-mineral fluency, 10 Hz repetition rate, helium carrier gas at 0.75 L/min flow rate, 30-s pre-ablation laser warm-up, 60 s dwell time, 30-s washout period | USGS pressed powder polysulfide reference material MASS-1 (Wilson et al. 2002) as external standard for chalcopyrite; sphalerite matrix-matched sinter pressed powder pellet reference material MUL-Zn S1 (Onuk et al. 2017) as external standard for sphalerite and pyrite; MASS-1 used as external standard for Te, Au, Tl, and Hg in sphalerite and pyrite | 2.6583 | [19 empty] | 8013.4047 | [7 empty] | 0.51389 |  |  |  | 237.8106 | [9 empty] | 209.7446 |  | 0.70439 |  |  |  | 1.488 |  |  |  | 16.3566 | [51 empty] | 0.71272 |  |  |  | 6.9653 | [5 empty] | 1.2608 | [13 empty] | 0.24425 | [18 empty] | 2025 | Bertrandsson Erlandsson et al. (2025), Mineralium Deposita, 60, 869–894 |  | POL, COD, ZMB, NAM
| Polkowice-Sieroszowice |  | Basin hydrothermal | Stratiform sediment-hosted Cu | stratiform sediment-hosted Cu-Co | Cu, Co | Ag, Au, Pb, Ni, Se, Re, Zn | Cu, Co, Ag, Au, Pb, Ni, Se, Re, Zn | Bertrandsson Erlandsson et al., 2022; Foltyn et al., 2022; El Desouky et al., 2010 |  | SP-03-1C-sph15 | SP-03-1C-sph15-1 | [5 empty] | ore material | polished section |  | mineral separate | [5 empty] | mineralisation |  |  |  | chalcopyrite, sphalerite, pyrite | stage 1 (sediment-hosted, diagenetic), stage 2 (epigenetic hydrothermal veins) | disseminations, veins, mineralized nodules | disseminations, mineralized nodules, veins cross-cutting sedimentary bedding |  |  |  | quartz, carbonates |  | LA-ICPMS | ESI NWR213 Nd:YAG laser ablation system coupled to an Agilent 8800 QQQ ICP-MS | Montanuniversität Leoben, Austria | 50 µm spot size, 2 – 3 J/cm2 on-mineral fluency, 10 Hz repetition rate, helium carrier gas at 0.75 L/min flow rate, 30-s pre-ablation laser warm-up, 60 s dwell time, 30-s washout period | USGS pressed powder polysulfide reference material MASS-1 (Wilson et al. 2002) as external standard for chalcopyrite; sphalerite matrix-matched sinter pressed powder pellet reference material MUL-Zn S1 (Onuk et al. 2017) as external standard for sphalerite and pyrite; MASS-1 used as external standard for Te, Au, Tl, and Hg in sphalerite and pyrite | 1.3774 | [19 empty] | 7376.3006 | [5 empty] | 3.9166 | [5 empty] | 150.0344 | [9 empty] | 82.8124 |  | 0.12099 |  |  |  | 0.31109 |  |  |  | 10.828 | [33 empty] | 8.3716 | [17 empty] | 0.35382 |  |  |  | 9.3665 | [5 empty] | 1.2109 | [13 empty] | 0.10222 | [18 empty] | 2025 | Bertrandsson Erlandsson et al. (2025), Mineralium Deposita, 60, 869–894 |  | POL, COD, ZMB, NAM
| Polkowice-Sieroszowice |  | Basin hydrothermal | Stratiform sediment-hosted Cu | stratiform sediment-hosted Cu-Co | Cu, Co | Ag, Au, Pb, Ni, Se, Re, Zn | Cu, Co, Ag, Au, Pb, Ni, Se, Re, Zn | Bertrandsson Erlandsson et al., 2022; Foltyn et al., 2022; El Desouky et al., 2010 |  | SP-03-1C-sph16 | SP-03-1C-sph16-1 | [5 empty] | ore material | polished section |  | mineral separate | [5 empty] | mineralisation |  |  |  | chalcopyrite, sphalerite, pyrite | stage 1 (sediment-hosted, diagenetic), stage 2 (epigenetic hydrothermal veins) | disseminations, veins, mineralized nodules | disseminations, mineralized nodules, veins cross-cutting sedimentary bedding |  |  |  | quartz, carbonates |  | LA-ICPMS | ESI NWR213 Nd:YAG laser ablation system coupled to an Agilent 8800 QQQ ICP-MS | Montanuniversität Leoben, Austria | 50 µm spot size, 2 – 3 J/cm2 on-mineral fluency, 10 Hz repetition rate, helium carrier gas at 0.75 L/min flow rate, 30-s pre-ablation laser warm-up, 60 s dwell time, 30-s washout period | USGS pressed powder polysulfide reference material MASS-1 (Wilson et al. 2002) as external standard for chalcopyrite; sphalerite matrix-matched sinter pressed powder pellet reference material MUL-Zn S1 (Onuk et al. 2017) as external standard for sphalerite and pyrite; MASS-1 used as external standard for Te, Au, Tl, and Hg in sphalerite and pyrite | 4.3536 | [19 empty] | 8569.0234 | [5 empty] | 4.0953 |  | 0.62352 | [13 empty] | 102.0372 |  | 0.58848 |  |  |  | 1.1345 |  |  |  | 13.4416 | [51 empty] | 0.87563 |  |  |  | 5.6988 | [5 empty] | 1.1197 | [13 empty] | 0.13759 | [18 empty] | 2025 | Bertrandsson Erlandsson et al. (2025), Mineralium Deposita, 60, 869–894 |  | POL, COD, ZMB, NAM
| Polkowice-Sieroszowice |  | Basin hydrothermal | Stratiform sediment-hosted Cu | stratiform sediment-hosted Cu-Co | Cu, Co | Ag, Au, Pb, Ni, Se, Re, Zn | Cu, Co, Ag, Au, Pb, Ni, Se, Re, Zn | Bertrandsson Erlandsson et al., 2022; Foltyn et al., 2022; El Desouky et al., 2010 |  | SP-03-1C-sph17 | SP-03-1C-sph17-1 | [5 empty] | ore material | polished section |  | mineral separate | [5 empty] | mineralisation |  |  |  | chalcopyrite, sphalerite, pyrite | stage 1 (sediment-hosted, diagenetic), stage 2 (epigenetic hydrothermal veins) | disseminations, veins, mineralized nodules | disseminations, mineralized nodules, veins cross-cutting sedimentary bedding |  |  |  | quartz, carbonates |  | LA-ICPMS | ESI NWR213 Nd:YAG laser ablation system coupled to an Agilent 8800 QQQ ICP-MS | Montanuniversität Leoben, Austria | 50 µm spot size, 2 – 3 J/cm2 on-mineral fluency, 10 Hz repetition rate, helium carrier gas at 0.75 L/min flow rate, 30-s pre-ablation laser warm-up, 60 s dwell time, 30-s washout period | USGS pressed powder polysulfide reference material MASS-1 (Wilson et al. 2002) as external standard for chalcopyrite; sphalerite matrix-matched sinter pressed powder pellet reference material MUL-Zn S1 (Onuk et al. 2017) as external standard for sphalerite and pyrite; MASS-1 used as external standard for Te, Au, Tl, and Hg in sphalerite and pyrite | 3.8122 | [19 empty] | 8281.2003 | [5 empty] | 4.526 | [5 empty] | 257.6474 | [9 empty] | 126.0566 |  | 0.20724 |  |  |  | 0.28056 |  |  |  | 11.8521 | [33 empty] | 4.7175 | [17 empty] | 0.10625 |  |  |  | 5.3657 | [5 empty] | 1.1207 | [13 empty] | 0.079095 | [18 empty] | 2025 | Bertrandsson Erlandsson et al. (2025), Mineralium Deposita, 60, 869–894 |  | POL, COD, ZMB, NAM
| Polkowice-Sieroszowice |  | Basin hydrothermal | Stratiform sediment-hosted Cu | stratiform sediment-hosted Cu-Co | Cu, Co | Ag, Au, Pb, Ni, Se, Re, Zn | Cu, Co, Ag, Au, Pb, Ni, Se, Re, Zn | Bertrandsson Erlandsson et al., 2022; Foltyn et al., 2022; El Desouky et al., 2010 |  | SP-03-1C-sph18 | SP-03-1C-sph18-1 | [5 empty] | ore material | polished section |  | mineral separate | [5 empty] | mineralisation |  |  |  | chalcopyrite, sphalerite, pyrite | stage 1 (sediment-hosted, diagenetic), stage 2 (epigenetic hydrothermal veins) | disseminations, veins, mineralized nodules | disseminations, mineralized nodules, veins cross-cutting sedimentary bedding |  |  |  | quartz, carbonates |  | LA-ICPMS | ESI NWR213 Nd:YAG laser ablation system coupled to an Agilent 8800 QQQ ICP-MS | Montanuniversität Leoben, Austria | 50 µm spot size, 2 – 3 J/cm2 on-mineral fluency, 10 Hz repetition rate, helium carrier gas at 0.75 L/min flow rate, 30-s pre-ablation laser warm-up, 60 s dwell time, 30-s washout period | USGS pressed powder polysulfide reference material MASS-1 (Wilson et al. 2002) as external standard for chalcopyrite; sphalerite matrix-matched sinter pressed powder pellet reference material MUL-Zn S1 (Onuk et al. 2017) as external standard for sphalerite and pyrite; MASS-1 used as external standard for Te, Au, Tl, and Hg in sphalerite and pyrite | 1.5022 | [19 empty] | 8740.7399 | [5 empty] | 2.5078 | [5 empty] | 261.6567 | [9 empty] | 80.9646 |  | 0.053344 |  |  |  | 0.21416 |  |  |  | 11.1494 | [33 empty] | 6.0504 | [17 empty] | 0.32369 |  |  |  | 2.2642 | [5 empty] | 1.3122 | [13 empty] | 0.101 | [18 empty] | 2025 | Bertrandsson Erlandsson et al. (2025), Mineralium Deposita, 60, 869–894 |  | POL, COD, ZMB, NAM
| Polish Kupferschiefer, Luiswishi, Nchanga, Dolostone Ore Formation |  | Basin hydrothermal | Stratiform sediment-hosted Cu | stratiform sediment-hosted Cu-Co | Cu, Co | Ag, Au, Pb, Ni, Se, Re, Zn | Cu, Co, Ag, Au, Pb, Ni, Se, Re, Zn | Bertrandsson Erlandsson et al., 2022; Foltyn et al., 2022; El Desouky et al., 2010 |  | Source: Foltyn et al. (2022) | Source: Foltyn et al. (2022)-1 | [5 empty] | ore material | polished section |  | mineral separate | [5 empty] | mineralisation |  |  |  | chalcopyrite, sphalerite, pyrite | stage 1 (sediment-hosted, diagenetic), stage 2 (epigenetic hydrothermal veins) | disseminations, veins, mineralized nodules | disseminations, mineralized nodules, veins cross-cutting sedimentary bedding |  |  |  | quartz, carbonates |  | LA-ICPMS | ESI NWR213 Nd:YAG laser ablation system coupled to an Agilent 8800 QQQ ICP-MS | Montanuniversität Leoben, Austria | 50 µm spot size, 2 – 3 J/cm2 on-mineral fluency, 10 Hz repetition rate, helium carrier gas at 0.75 L/min flow rate, 30-s pre-ablation laser warm-up, 60 s dwell time, 30-s washout period | USGS pressed powder polysulfide reference material MASS-1 (Wilson et al. 2002) as external standard for chalcopyrite; sphalerite matrix-matched sinter pressed powder pellet reference material MUL-Zn S1 (Onuk et al. 2017) as external standard for sphalerite and pyrite; MASS-1 used as external standard for Te, Au, Tl, and Hg in sphalerite and pyrite | [147 empty] | 2025 | Bertrandsson Erlandsson et al. (2025), Mineralium Deposita, 60, 869–894 |  | POL, COD, ZMB, NAM
| Lubin |  | Basin hydrothermal | Stratiform sediment-hosted Cu | stratiform sediment-hosted Cu-Co | Cu, Co | Ag, Au, Pb, Ni, Se, Re, Zn | Cu, Co, Ag, Au, Pb, Ni, Se, Re, Zn | Bertrandsson Erlandsson et al., 2022; Foltyn et al., 2022; El Desouky et al., 2010 |  | SPH-S1-3 | SPH-S1-3-1 | [5 empty] | ore material | polished section |  | mineral separate | [5 empty] | mineralisation |  |  |  | chalcopyrite, sphalerite, pyrite | stage 1 (sediment-hosted, diagenetic), stage 2 (epigenetic hydrothermal veins) | disseminations, veins, mineralized nodules | disseminations, mineralized nodules, veins cross-cutting sedimentary bedding |  |  |  | quartz, carbonates |  | LA-ICPMS | ESI NWR213 Nd:YAG laser ablation system coupled to an Agilent 8800 QQQ ICP-MS | Montanuniversität Leoben, Austria | 50 µm spot size, 2 – 3 J/cm2 on-mineral fluency, 10 Hz repetition rate, helium carrier gas at 0.75 L/min flow rate, 30-s pre-ablation laser warm-up, 60 s dwell time, 30-s washout period | USGS pressed powder polysulfide reference material MASS-1 (Wilson et al. 2002) as external standard for chalcopyrite; sphalerite matrix-matched sinter pressed powder pellet reference material MUL-Zn S1 (Onuk et al. 2017) as external standard for sphalerite and pyrite; MASS-1 used as external standard for Te, Au, Tl, and Hg in sphalerite and pyrite | 56.1802 |  |  |  | 18.838 | [9 empty] | 0.37216 | [5 empty] | 5281.455 | [5 empty] | 7.5445 | [5 empty] | 4809.6788 | [9 empty] | 7688.0331 |  | 17.5984 |  |  |  | 1.9162 |  |  |  | 156.2692 |  |  |  | 0.1029 | [13 empty] | 153.6293 |  | 98.7638 | [7 empty] | 25.1032 | [5 empty] | 13183.3499 | [17 empty] | 2.3404 |  |  |  | 90.1918 | [5 empty] | 11.0589 | [7 empty] | 0.45162 | [5 empty] | 3.5659 | [5 empty] | 35.1683 | [12 empty] | 2025 | Bertrandsson Erlandsson et al. (2025), Mineralium Deposita, 60, 869–894 |  | POL, COD, ZMB, NAM
| Lubin |  | Basin hydrothermal | Stratiform sediment-hosted Cu | stratiform sediment-hosted Cu-Co | Cu, Co | Ag, Au, Pb, Ni, Se, Re, Zn | Cu, Co, Ag, Au, Pb, Ni, Se, Re, Zn | Bertrandsson Erlandsson et al., 2022; Foltyn et al., 2022; El Desouky et al., 2010 |  | SPH-S1-4 | SPH-S1-4-1 | [5 empty] | ore material | polished section |  | mineral separate | [5 empty] | mineralisation |  |  |  | chalcopyrite, sphalerite, pyrite | stage 1 (sediment-hosted, diagenetic), stage 2 (epigenetic hydrothermal veins) | disseminations, veins, mineralized nodules | disseminations, mineralized nodules, veins cross-cutting sedimentary bedding |  |  |  | quartz, carbonates |  | LA-ICPMS | ESI NWR213 Nd:YAG laser ablation system coupled to an Agilent 8800 QQQ ICP-MS | Montanuniversität Leoben, Austria | 50 µm spot size, 2 – 3 J/cm2 on-mineral fluency, 10 Hz repetition rate, helium carrier gas at 0.75 L/min flow rate, 30-s pre-ablation laser warm-up, 60 s dwell time, 30-s washout period | USGS pressed powder polysulfide reference material MASS-1 (Wilson et al. 2002) as external standard for chalcopyrite; sphalerite matrix-matched sinter pressed powder pellet reference material MUL-Zn S1 (Onuk et al. 2017) as external standard for sphalerite and pyrite; MASS-1 used as external standard for Te, Au, Tl, and Hg in sphalerite and pyrite | 22.75 |  |  |  | 1.9772 | [9 empty] | 0.055758 | [5 empty] | 7666.6001 | [5 empty] | 0.40029 |  | 12.3998 |  |  |  | 2401.4218 | [9 empty] | 1764.3104 |  | 9.0767 |  |  |  | 0.84643 |  |  |  | 132.604 |  |  |  | 0.10709 | [13 empty] | 43.0511 |  | 10.6059 | [7 empty] | 8.5641 | [5 empty] | 779.3589 | [17 empty] | 0.54202 |  |  |  | 58.7724 | [5 empty] | 6.8357 | [13 empty] | 1.8629 | [5 empty] | 8.7687 | [12 empty] | 2025 | Bertrandsson Erlandsson et al. (2025), Mineralium Deposita, 60, 869–894 |  | POL, COD, ZMB, NAM
| Lubin |  | Basin hydrothermal | Stratiform sediment-hosted Cu | stratiform sediment-hosted Cu-Co | Cu, Co | Ag, Au, Pb, Ni, Se, Re, Zn | Cu, Co, Ag, Au, Pb, Ni, Se, Re, Zn | Bertrandsson Erlandsson et al., 2022; Foltyn et al., 2022; El Desouky et al., 2010 |  | SPH-S1-5 | SPH-S1-5-1 | [5 empty] | ore material | polished section |  | mineral separate | [5 empty] | mineralisation |  |  |  | chalcopyrite, sphalerite, pyrite | stage 1 (sediment-hosted, diagenetic), stage 2 (epigenetic hydrothermal veins) | disseminations, veins, mineralized nodules | disseminations, mineralized nodules, veins cross-cutting sedimentary bedding |  |  |  | quartz, carbonates |  | LA-ICPMS | ESI NWR213 Nd:YAG laser ablation system coupled to an Agilent 8800 QQQ ICP-MS | Montanuniversität Leoben, Austria | 50 µm spot size, 2 – 3 J/cm2 on-mineral fluency, 10 Hz repetition rate, helium carrier gas at 0.75 L/min flow rate, 30-s pre-ablation laser warm-up, 60 s dwell time, 30-s washout period | USGS pressed powder polysulfide reference material MASS-1 (Wilson et al. 2002) as external standard for chalcopyrite; sphalerite matrix-matched sinter pressed powder pellet reference material MUL-Zn S1 (Onuk et al. 2017) as external standard for sphalerite and pyrite; MASS-1 used as external standard for Te, Au, Tl, and Hg in sphalerite and pyrite | 38.0094 |  |  |  | 11.8201 | [9 empty] | 0.17822 | [5 empty] | 6965.1871 | [5 empty] | 2.8428 |  | 6.856 |  |  |  | 3168.8538 | [9 empty] | 6183.9492 |  | 10.05 |  |  |  | 1.3348 |  |  |  | 126.4197 |  |  |  | 0.074537 | [15 empty] | 42.6306 | [7 empty] | 19.3976 | [5 empty] | 9432.1213 | [17 empty] | 1.4399 |  |  |  | 83.0848 | [5 empty] | 5.3668 | [13 empty] | 2.8026 | [5 empty] | 46.5281 | [12 empty] | 2025 | Bertrandsson Erlandsson et al. (2025), Mineralium Deposita, 60, 869–894 |  | POL, COD, ZMB, NAM
| Lubin |  | Basin hydrothermal | Stratiform sediment-hosted Cu | stratiform sediment-hosted Cu-Co | Cu, Co | Ag, Au, Pb, Ni, Se, Re, Zn | Cu, Co, Ag, Au, Pb, Ni, Se, Re, Zn | Bertrandsson Erlandsson et al., 2022; Foltyn et al., 2022; El Desouky et al., 2010 |  | SPH-S1-6 | SPH-S1-6-1 | [5 empty] | ore material | polished section |  | mineral separate | [5 empty] | mineralisation |  |  |  | chalcopyrite, sphalerite, pyrite | stage 1 (sediment-hosted, diagenetic), stage 2 (epigenetic hydrothermal veins) | disseminations, veins, mineralized nodules | disseminations, mineralized nodules, veins cross-cutting sedimentary bedding |  |  |  | quartz, carbonates |  | LA-ICPMS | ESI NWR213 Nd:YAG laser ablation system coupled to an Agilent 8800 QQQ ICP-MS | Montanuniversität Leoben, Austria | 50 µm spot size, 2 – 3 J/cm2 on-mineral fluency, 10 Hz repetition rate, helium carrier gas at 0.75 L/min flow rate, 30-s pre-ablation laser warm-up, 60 s dwell time, 30-s washout period | USGS pressed powder polysulfide reference material MASS-1 (Wilson et al. 2002) as external standard for chalcopyrite; sphalerite matrix-matched sinter pressed powder pellet reference material MUL-Zn S1 (Onuk et al. 2017) as external standard for sphalerite and pyrite; MASS-1 used as external standard for Te, Au, Tl, and Hg in sphalerite and pyrite | 27.1804 |  |  |  | 4.0725 | [9 empty] | 0.063612 | [5 empty] | 4922.9005 | [5 empty] | 1.3232 |  | 1.7655 |  |  |  | 3267.8158 | [9 empty] | 2604.0157 |  | 3.2122 |  |  |  | 0.61174 | [21 empty] | 48.0318 |  | 19.4279 | [7 empty] | 10.5189 | [5 empty] | 4488.5351 | [17 empty] | 0.88508 |  |  |  | 44.8242 | [19 empty] | 1.8614 | [5 empty] | 7.5309 | [12 empty] | 2025 | Bertrandsson Erlandsson et al. (2025), Mineralium Deposita, 60, 869–894 |  | POL, COD, ZMB, NAM
| Rudna |  | Basin hydrothermal | Stratiform sediment-hosted Cu | stratiform sediment-hosted Cu-Co | Cu, Co | Ag, Au, Pb, Ni, Se, Re, Zn | Cu, Co, Ag, Au, Pb, Ni, Se, Re, Zn | Bertrandsson Erlandsson et al., 2022; Foltyn et al., 2022; El Desouky et al., 2010 |  | RU-G-sph1 edit 2 | RU-G-sph1 edit 2-1 | [5 empty] | ore material | polished section |  | mineral separate | [5 empty] | mineralisation |  |  |  | chalcopyrite, sphalerite, pyrite | stage 1 (sediment-hosted, diagenetic), stage 2 (epigenetic hydrothermal veins) | disseminations, veins, mineralized nodules | disseminations, mineralized nodules, veins cross-cutting sedimentary bedding |  |  |  | quartz, carbonates |  | LA-ICPMS | ESI NWR213 Nd:YAG laser ablation system coupled to an Agilent 8800 QQQ ICP-MS | Montanuniversität Leoben, Austria | 50 µm spot size, 2 – 3 J/cm2 on-mineral fluency, 10 Hz repetition rate, helium carrier gas at 0.75 L/min flow rate, 30-s pre-ablation laser warm-up, 60 s dwell time, 30-s washout period | USGS pressed powder polysulfide reference material MASS-1 (Wilson et al. 2002) as external standard for chalcopyrite; sphalerite matrix-matched sinter pressed powder pellet reference material MUL-Zn S1 (Onuk et al. 2017) as external standard for sphalerite and pyrite; MASS-1 used as external standard for Te, Au, Tl, and Hg in sphalerite and pyrite | 7.6601 |  |  |  | 1.7892 | [15 empty] | 14357.5654 | [5 empty] | 0.87631 | [5 empty] | 781.4499 | [9 empty] | 163.6111 |  | 0.83147 |  |  |  | 1.5776 |  |  |  | 54.0255 |  |  |  | 0.8465 | [29 empty] | 100.8613 | [17 empty] | 0.1951 |  |  |  | 18.5282 | [5 empty] | 21.3027 | [13 empty] | 5.1085 | [18 empty] | 2025 | Bertrandsson Erlandsson et al. (2025), Mineralium Deposita, 60, 869–894 |  | POL, COD, ZMB, NAM
| Rudna |  | Basin hydrothermal | Stratiform sediment-hosted Cu | stratiform sediment-hosted Cu-Co | Cu, Co | Ag, Au, Pb, Ni, Se, Re, Zn | Cu, Co, Ag, Au, Pb, Ni, Se, Re, Zn | Bertrandsson Erlandsson et al., 2022; Foltyn et al., 2022; El Desouky et al., 2010 |  | RU-G-sph1 | RU-G-sph1-1 | [5 empty] | ore material | polished section |  | mineral separate | [5 empty] | mineralisation |  |  |  | chalcopyrite, sphalerite, pyrite | stage 1 (sediment-hosted, diagenetic), stage 2 (epigenetic hydrothermal veins) | disseminations, veins, mineralized nodules | disseminations, mineralized nodules, veins cross-cutting sedimentary bedding |  |  |  | quartz, carbonates |  | LA-ICPMS | ESI NWR213 Nd:YAG laser ablation system coupled to an Agilent 8800 QQQ ICP-MS | Montanuniversität Leoben, Austria | 50 µm spot size, 2 – 3 J/cm2 on-mineral fluency, 10 Hz repetition rate, helium carrier gas at 0.75 L/min flow rate, 30-s pre-ablation laser warm-up, 60 s dwell time, 30-s washout period | USGS pressed powder polysulfide reference material MASS-1 (Wilson et al. 2002) as external standard for chalcopyrite; sphalerite matrix-matched sinter pressed powder pellet reference material MUL-Zn S1 (Onuk et al. 2017) as external standard for sphalerite and pyrite; MASS-1 used as external standard for Te, Au, Tl, and Hg in sphalerite and pyrite | 10.7172 |  |  |  | 2.6357 | [9 empty] | 0.005071 | [5 empty] | 11439.1469 | [5 empty] | 0.86099 | [5 empty] | 1921.2385 | [9 empty] | 124.9951 |  | 3.4833 |  |  |  | 5.9476 |  |  |  | 63.178 |  |  |  | 2.8655 | [29 empty] | 193.1738 | [17 empty] | 0.2874 |  |  |  | 22.8936 | [5 empty] | 62.5668 | [13 empty] | 14.759 | [18 empty] | 2025 | Bertrandsson Erlandsson et al. (2025), Mineralium Deposita, 60, 869–894 |  | POL, COD, ZMB, NAM
| Rudna |  | Basin hydrothermal | Stratiform sediment-hosted Cu | stratiform sediment-hosted Cu-Co | Cu, Co | Ag, Au, Pb, Ni, Se, Re, Zn | Cu, Co, Ag, Au, Pb, Ni, Se, Re, Zn | Bertrandsson Erlandsson et al., 2022; Foltyn et al., 2022; El Desouky et al., 2010 |  | RU-G-sph10 | RU-G-sph10-1 | [5 empty] | ore material | polished section |  | mineral separate | [5 empty] | mineralisation |  |  |  | chalcopyrite, sphalerite, pyrite | stage 1 (sediment-hosted, diagenetic), stage 2 (epigenetic hydrothermal veins) | disseminations, veins, mineralized nodules | disseminations, mineralized nodules, veins cross-cutting sedimentary bedding |  |  |  | quartz, carbonates |  | LA-ICPMS | ESI NWR213 Nd:YAG laser ablation system coupled to an Agilent 8800 QQQ ICP-MS | Montanuniversität Leoben, Austria | 50 µm spot size, 2 – 3 J/cm2 on-mineral fluency, 10 Hz repetition rate, helium carrier gas at 0.75 L/min flow rate, 30-s pre-ablation laser warm-up, 60 s dwell time, 30-s washout period | USGS pressed powder polysulfide reference material MASS-1 (Wilson et al. 2002) as external standard for chalcopyrite; sphalerite matrix-matched sinter pressed powder pellet reference material MUL-Zn S1 (Onuk et al. 2017) as external standard for sphalerite and pyrite; MASS-1 used as external standard for Te, Au, Tl, and Hg in sphalerite and pyrite | 8.5273 |  |  |  | 15.9869 | [15 empty] | 7382.8216 | [5 empty] | 3.1301 |  | 0.59729 |  |  |  | 6121.1042 | [9 empty] | 1020.3537 |  | 0.29118 |  |  |  | 3.401 |  |  |  | 59.7656 |  |  |  | 0.27208 | [51 empty] | 16.4246 | [5 empty] | 10.1729 | [19 empty] | 0.090325 | [12 empty] | 2025 | Bertrandsson Erlandsson et al. (2025), Mineralium Deposita, 60, 869–894 |  | POL, COD, ZMB, NAM
| Rudna |  | Basin hydrothermal | Stratiform sediment-hosted Cu | stratiform sediment-hosted Cu-Co | Cu, Co | Ag, Au, Pb, Ni, Se, Re, Zn | Cu, Co, Ag, Au, Pb, Ni, Se, Re, Zn | Bertrandsson Erlandsson et al., 2022; Foltyn et al., 2022; El Desouky et al., 2010 |  | RU-G-sph11 | RU-G-sph11-1 | [5 empty] | ore material | polished section |  | mineral separate | [5 empty] | mineralisation |  |  |  | chalcopyrite, sphalerite, pyrite | stage 1 (sediment-hosted, diagenetic), stage 2 (epigenetic hydrothermal veins) | disseminations, veins, mineralized nodules | disseminations, mineralized nodules, veins cross-cutting sedimentary bedding |  |  |  | quartz, carbonates |  | LA-ICPMS | ESI NWR213 Nd:YAG laser ablation system coupled to an Agilent 8800 QQQ ICP-MS | Montanuniversität Leoben, Austria | 50 µm spot size, 2 – 3 J/cm2 on-mineral fluency, 10 Hz repetition rate, helium carrier gas at 0.75 L/min flow rate, 30-s pre-ablation laser warm-up, 60 s dwell time, 30-s washout period | USGS pressed powder polysulfide reference material MASS-1 (Wilson et al. 2002) as external standard for chalcopyrite; sphalerite matrix-matched sinter pressed powder pellet reference material MUL-Zn S1 (Onuk et al. 2017) as external standard for sphalerite and pyrite; MASS-1 used as external standard for Te, Au, Tl, and Hg in sphalerite and pyrite | 5.5975 |  |  |  | 1.4054 | [15 empty] | 9510.2732 | [5 empty] | 0.75439 |  | 0.67258 |  |  |  | 741.7413 | [9 empty] | 110.801 |  | 1.7302 |  |  |  | 3.4094 |  |  |  | 34.7953 |  |  |  | 2.2059 | [29 empty] | 60.6487 | [21 empty] | 17.5337 | [5 empty] | 85.4178 | [13 empty] | 3.6726 | [18 empty] | 2025 | Bertrandsson Erlandsson et al. (2025), Mineralium Deposita, 60, 869–894 |  | POL, COD, ZMB, NAM
| Rudna |  | Basin hydrothermal | Stratiform sediment-hosted Cu | stratiform sediment-hosted Cu-Co | Cu, Co | Ag, Au, Pb, Ni, Se, Re, Zn | Cu, Co, Ag, Au, Pb, Ni, Se, Re, Zn | Bertrandsson Erlandsson et al., 2022; Foltyn et al., 2022; El Desouky et al., 2010 |  | RU-G-sph2 | RU-G-sph2-1 | [5 empty] | ore material | polished section |  | mineral separate | [5 empty] | mineralisation |  |  |  | chalcopyrite, sphalerite, pyrite | stage 1 (sediment-hosted, diagenetic), stage 2 (epigenetic hydrothermal veins) | disseminations, veins, mineralized nodules | disseminations, mineralized nodules, veins cross-cutting sedimentary bedding |  |  |  | quartz, carbonates |  | LA-ICPMS | ESI NWR213 Nd:YAG laser ablation system coupled to an Agilent 8800 QQQ ICP-MS | Montanuniversität Leoben, Austria | 50 µm spot size, 2 – 3 J/cm2 on-mineral fluency, 10 Hz repetition rate, helium carrier gas at 0.75 L/min flow rate, 30-s pre-ablation laser warm-up, 60 s dwell time, 30-s washout period | USGS pressed powder polysulfide reference material MASS-1 (Wilson et al. 2002) as external standard for chalcopyrite; sphalerite matrix-matched sinter pressed powder pellet reference material MUL-Zn S1 (Onuk et al. 2017) as external standard for sphalerite and pyrite; MASS-1 used as external standard for Te, Au, Tl, and Hg in sphalerite and pyrite | 7.6187 |  |  |  | 1.5837 | [9 empty] | 0.010711 | [5 empty] | 10421.4047 | [5 empty] | 0.87327 | [5 empty] | 1170.5993 | [9 empty] | 122.052 |  | 2.0098 |  |  |  | 3.6575 |  |  |  | 45.8435 |  |  |  | 1.243 | [29 empty] | 121.0542 | [21 empty] | 21.4739 | [5 empty] | 59.9862 | [13 empty] | 9.4826 | [18 empty] | 2025 | Bertrandsson Erlandsson et al. (2025), Mineralium Deposita, 60, 869–894 |  | POL, COD, ZMB, NAM
| Rudna |  | Basin hydrothermal | Stratiform sediment-hosted Cu | stratiform sediment-hosted Cu-Co | Cu, Co | Ag, Au, Pb, Ni, Se, Re, Zn | Cu, Co, Ag, Au, Pb, Ni, Se, Re, Zn | Bertrandsson Erlandsson et al., 2022; Foltyn et al., 2022; El Desouky et al., 2010 |  | RU-G-sph3 | RU-G-sph3-1 | [5 empty] | ore material | polished section |  | mineral separate | [5 empty] | mineralisation |  |  |  | chalcopyrite, sphalerite, pyrite | stage 1 (sediment-hosted, diagenetic), stage 2 (epigenetic hydrothermal veins) | disseminations, veins, mineralized nodules | disseminations, mineralized nodules, veins cross-cutting sedimentary bedding |  |  |  | quartz, carbonates |  | LA-ICPMS | ESI NWR213 Nd:YAG laser ablation system coupled to an Agilent 8800 QQQ ICP-MS | Montanuniversität Leoben, Austria | 50 µm spot size, 2 – 3 J/cm2 on-mineral fluency, 10 Hz repetition rate, helium carrier gas at 0.75 L/min flow rate, 30-s pre-ablation laser warm-up, 60 s dwell time, 30-s washout period | USGS pressed powder polysulfide reference material MASS-1 (Wilson et al. 2002) as external standard for chalcopyrite; sphalerite matrix-matched sinter pressed powder pellet reference material MUL-Zn S1 (Onuk et al. 2017) as external standard for sphalerite and pyrite; MASS-1 used as external standard for Te, Au, Tl, and Hg in sphalerite and pyrite | 5.8084 |  |  |  | 2.0793 | [9 empty] | 0.005551 | [5 empty] | 11516.388 | [5 empty] | 0.73159 | [5 empty] | 1720.9695 | [9 empty] | 135.6226 |  | 3.16 |  |  |  | 6.7519 |  |  |  | 42.015 |  |  |  | 3.269 | [29 empty] | 119.4304 | [17 empty] | 0.18469 |  |  |  | 20.7249 | [5 empty] | 80.758 | [13 empty] | 10.6243 | [18 empty] | 2025 | Bertrandsson Erlandsson et al. (2025), Mineralium Deposita, 60, 869–894 |  | POL, COD, ZMB, NAM
| Rudna |  | Basin hydrothermal | Stratiform sediment-hosted Cu | stratiform sediment-hosted Cu-Co | Cu, Co | Ag, Au, Pb, Ni, Se, Re, Zn | Cu, Co, Ag, Au, Pb, Ni, Se, Re, Zn | Bertrandsson Erlandsson et al., 2022; Foltyn et al., 2022; El Desouky et al., 2010 |  | RU-G-sph5 | RU-G-sph5-1 | [5 empty] | ore material | polished section |  | mineral separate | [5 empty] | mineralisation |  |  |  | chalcopyrite, sphalerite, pyrite | stage 1 (sediment-hosted, diagenetic), stage 2 (epigenetic hydrothermal veins) | disseminations, veins, mineralized nodules | disseminations, mineralized nodules, veins cross-cutting sedimentary bedding |  |  |  | quartz, carbonates |  | LA-ICPMS | ESI NWR213 Nd:YAG laser ablation system coupled to an Agilent 8800 QQQ ICP-MS | Montanuniversität Leoben, Austria | 50 µm spot size, 2 – 3 J/cm2 on-mineral fluency, 10 Hz repetition rate, helium carrier gas at 0.75 L/min flow rate, 30-s pre-ablation laser warm-up, 60 s dwell time, 30-s washout period | USGS pressed powder polysulfide reference material MASS-1 (Wilson et al. 2002) as external standard for chalcopyrite; sphalerite matrix-matched sinter pressed powder pellet reference material MUL-Zn S1 (Onuk et al. 2017) as external standard for sphalerite and pyrite; MASS-1 used as external standard for Te, Au, Tl, and Hg in sphalerite and pyrite | 7.5069 |  |  |  | 1.3067 | [9 empty] | 0.005899 | [5 empty] | 7908.4685 | [5 empty] | 0.77245 | [5 empty] | 305.9247 | [9 empty] | 101.8219 |  | 0.67533 |  |  |  | 0.73318 |  |  |  | 61.2495 |  |  |  | 0.56971 | [29 empty] | 50.3853 | [21 empty] | 18.0039 | [5 empty] | 27.8495 | [13 empty] | 1.3116 | [18 empty] | 2025 | Bertrandsson Erlandsson et al. (2025), Mineralium Deposita, 60, 869–894 |  | POL, COD, ZMB, NAM
| Rudna |  | Basin hydrothermal | Stratiform sediment-hosted Cu | stratiform sediment-hosted Cu-Co | Cu, Co | Ag, Au, Pb, Ni, Se, Re, Zn | Cu, Co, Ag, Au, Pb, Ni, Se, Re, Zn | Bertrandsson Erlandsson et al., 2022; Foltyn et al., 2022; El Desouky et al., 2010 |  | RU-G-sph6 | RU-G-sph6-1 | [5 empty] | ore material | polished section |  | mineral separate | [5 empty] | mineralisation |  |  |  | chalcopyrite, sphalerite, pyrite | stage 1 (sediment-hosted, diagenetic), stage 2 (epigenetic hydrothermal veins) | disseminations, veins, mineralized nodules | disseminations, mineralized nodules, veins cross-cutting sedimentary bedding |  |  |  | quartz, carbonates |  | LA-ICPMS | ESI NWR213 Nd:YAG laser ablation system coupled to an Agilent 8800 QQQ ICP-MS | Montanuniversität Leoben, Austria | 50 µm spot size, 2 – 3 J/cm2 on-mineral fluency, 10 Hz repetition rate, helium carrier gas at 0.75 L/min flow rate, 30-s pre-ablation laser warm-up, 60 s dwell time, 30-s washout period | USGS pressed powder polysulfide reference material MASS-1 (Wilson et al. 2002) as external standard for chalcopyrite; sphalerite matrix-matched sinter pressed powder pellet reference material MUL-Zn S1 (Onuk et al. 2017) as external standard for sphalerite and pyrite; MASS-1 used as external standard for Te, Au, Tl, and Hg in sphalerite and pyrite | 10.0692 |  |  |  | 3.0622 | [15 empty] | 10600.4488 | [5 empty] | 0.74592 |  | 0.58256 |  |  |  | 1479.7338 | [9 empty] | 132.4968 |  | 2.7693 |  |  |  | 4.4354 |  |  |  | 60.1161 |  |  |  | 4.8003 | [29 empty] | 123.5355 | [17 empty] | 0.11631 |  |  |  | 19.7312 | [5 empty] | 208.3818 | [13 empty] | 8.4298 | [18 empty] | 2025 | Bertrandsson Erlandsson et al. (2025), Mineralium Deposita, 60, 869–894 |  | POL, COD, ZMB, NAM
| Rudna |  | Basin hydrothermal | Stratiform sediment-hosted Cu | stratiform sediment-hosted Cu-Co | Cu, Co | Ag, Au, Pb, Ni, Se, Re, Zn | Cu, Co, Ag, Au, Pb, Ni, Se, Re, Zn | Bertrandsson Erlandsson et al., 2022; Foltyn et al., 2022; El Desouky et al., 2010 |  | RU-G-sph7 | RU-G-sph7-1 | [5 empty] | ore material | polished section |  | mineral separate | [5 empty] | mineralisation |  |  |  | chalcopyrite, sphalerite, pyrite | stage 1 (sediment-hosted, diagenetic), stage 2 (epigenetic hydrothermal veins) | disseminations, veins, mineralized nodules | disseminations, mineralized nodules, veins cross-cutting sedimentary bedding |  |  |  | quartz, carbonates |  | LA-ICPMS | ESI NWR213 Nd:YAG laser ablation system coupled to an Agilent 8800 QQQ ICP-MS | Montanuniversität Leoben, Austria | 50 µm spot size, 2 – 3 J/cm2 on-mineral fluency, 10 Hz repetition rate, helium carrier gas at 0.75 L/min flow rate, 30-s pre-ablation laser warm-up, 60 s dwell time, 30-s washout period | USGS pressed powder polysulfide reference material MASS-1 (Wilson et al. 2002) as external standard for chalcopyrite; sphalerite matrix-matched sinter pressed powder pellet reference material MUL-Zn S1 (Onuk et al. 2017) as external standard for sphalerite and pyrite; MASS-1 used as external standard for Te, Au, Tl, and Hg in sphalerite and pyrite | 9.7098 |  |  |  | 2.0039 | [15 empty] | 11713.5019 | [5 empty] | 0.73746 | [5 empty] | 1061.8996 | [9 empty] | 129.9572 |  | 2.0235 |  |  |  | 3.6261 |  |  |  | 53.6587 |  |  |  | 3.2694 | [29 empty] | 103.8044 | [21 empty] | 19.4564 | [5 empty] | 119.8357 | [13 empty] | 5.3551 | [18 empty] | 2025 | Bertrandsson Erlandsson et al. (2025), Mineralium Deposita, 60, 869–894 |  | POL, COD, ZMB, NAM
| Rudna |  | Basin hydrothermal | Stratiform sediment-hosted Cu | stratiform sediment-hosted Cu-Co | Cu, Co | Ag, Au, Pb, Ni, Se, Re, Zn | Cu, Co, Ag, Au, Pb, Ni, Se, Re, Zn | Bertrandsson Erlandsson et al., 2022; Foltyn et al., 2022; El Desouky et al., 2010 |  | RU-G-sph8 | RU-G-sph8-1 | [5 empty] | ore material | polished section |  | mineral separate | [5 empty] | mineralisation |  |  |  | chalcopyrite, sphalerite, pyrite | stage 1 (sediment-hosted, diagenetic), stage 2 (epigenetic hydrothermal veins) | disseminations, veins, mineralized nodules | disseminations, mineralized nodules, veins cross-cutting sedimentary bedding |  |  |  | quartz, carbonates |  | LA-ICPMS | ESI NWR213 Nd:YAG laser ablation system coupled to an Agilent 8800 QQQ ICP-MS | Montanuniversität Leoben, Austria | 50 µm spot size, 2 – 3 J/cm2 on-mineral fluency, 10 Hz repetition rate, helium carrier gas at 0.75 L/min flow rate, 30-s pre-ablation laser warm-up, 60 s dwell time, 30-s washout period | USGS pressed powder polysulfide reference material MASS-1 (Wilson et al. 2002) as external standard for chalcopyrite; sphalerite matrix-matched sinter pressed powder pellet reference material MUL-Zn S1 (Onuk et al. 2017) as external standard for sphalerite and pyrite; MASS-1 used as external standard for Te, Au, Tl, and Hg in sphalerite and pyrite | 3.9094 |  |  |  | 1.2648 | [15 empty] | 12047.6734 | [5 empty] | 0.68159 |  | 0.52915 |  |  |  | 1211.1655 | [9 empty] | 131.969 |  | 2.4932 |  |  |  | 4.0903 |  |  |  | 51.933 |  |  |  | 4.2105 | [23 empty] | 0.1443 | [5 empty] | 79.73 | [21 empty] | 17.3038 | [5 empty] | 130.7794 | [13 empty] | 7.8145 | [18 empty] | 2025 | Bertrandsson Erlandsson et al. (2025), Mineralium Deposita, 60, 869–894 |  | POL, COD, ZMB, NAM
| Rudna |  | Basin hydrothermal | Stratiform sediment-hosted Cu | stratiform sediment-hosted Cu-Co | Cu, Co | Ag, Au, Pb, Ni, Se, Re, Zn | Cu, Co, Ag, Au, Pb, Ni, Se, Re, Zn | Bertrandsson Erlandsson et al., 2022; Foltyn et al., 2022; El Desouky et al., 2010 |  | RU-G-sph9 | RU-G-sph9-1 | [5 empty] | ore material | polished section |  | mineral separate | [5 empty] | mineralisation |  |  |  | chalcopyrite, sphalerite, pyrite | stage 1 (sediment-hosted, diagenetic), stage 2 (epigenetic hydrothermal veins) | disseminations, veins, mineralized nodules | disseminations, mineralized nodules, veins cross-cutting sedimentary bedding |  |  |  | quartz, carbonates |  | LA-ICPMS | ESI NWR213 Nd:YAG laser ablation system coupled to an Agilent 8800 QQQ ICP-MS | Montanuniversität Leoben, Austria | 50 µm spot size, 2 – 3 J/cm2 on-mineral fluency, 10 Hz repetition rate, helium carrier gas at 0.75 L/min flow rate, 30-s pre-ablation laser warm-up, 60 s dwell time, 30-s washout period | USGS pressed powder polysulfide reference material MASS-1 (Wilson et al. 2002) as external standard for chalcopyrite; sphalerite matrix-matched sinter pressed powder pellet reference material MUL-Zn S1 (Onuk et al. 2017) as external standard for sphalerite and pyrite; MASS-1 used as external standard for Te, Au, Tl, and Hg in sphalerite and pyrite | 2.6644 |  |  |  | 0.94192 | [15 empty] | 6071.7445 | [5 empty] | 0.57645 |  | 0.83792 |  |  |  | 958.1505 | [9 empty] | 89.285 |  | 5.6006 |  |  |  | 2.9842 |  |  |  | 62.1351 |  |  |  | 4.0533 | [23 empty] | 0.1679 | [5 empty] | 76.1086 | [17 empty] | 0.10851 |  |  |  | 20.5968 | [5 empty] | 123.6826 | [13 empty] | 8.246 | [18 empty] | 2025 | Bertrandsson Erlandsson et al. (2025), Mineralium Deposita, 60, 869–894 |  | POL, COD, ZMB, NAM
| Rudna |  | Basin hydrothermal | Stratiform sediment-hosted Cu | stratiform sediment-hosted Cu-Co | Cu, Co | Ag, Au, Pb, Ni, Se, Re, Zn | Cu, Co, Ag, Au, Pb, Ni, Se, Re, Zn | Bertrandsson Erlandsson et al., 2022; Foltyn et al., 2022; El Desouky et al., 2010 |  | RU-G-sph4 | RU-G-sph4-1 | [5 empty] | ore material | polished section |  | mineral separate | [5 empty] | mineralisation |  |  |  | chalcopyrite, sphalerite, pyrite | stage 1 (sediment-hosted, diagenetic), stage 2 (epigenetic hydrothermal veins) | disseminations, veins, mineralized nodules | disseminations, mineralized nodules, veins cross-cutting sedimentary bedding |  |  |  | quartz, carbonates |  | LA-ICPMS | ESI NWR213 Nd:YAG laser ablation system coupled to an Agilent 8800 QQQ ICP-MS | Montanuniversität Leoben, Austria | 50 µm spot size, 2 – 3 J/cm2 on-mineral fluency, 10 Hz repetition rate, helium carrier gas at 0.75 L/min flow rate, 30-s pre-ablation laser warm-up, 60 s dwell time, 30-s washout period | USGS pressed powder polysulfide reference material MASS-1 (Wilson et al. 2002) as external standard for chalcopyrite; sphalerite matrix-matched sinter pressed powder pellet reference material MUL-Zn S1 (Onuk et al. 2017) as external standard for sphalerite and pyrite; MASS-1 used as external standard for Te, Au, Tl, and Hg in sphalerite and pyrite | 3.5613 |  |  |  | 0.61064 | [9 empty] | 0.007795 | [5 empty] | 8151.2704 | [5 empty] | 0.76175 | [5 empty] | 729.8399 | [9 empty] | 107.8795 |  | 1.3743 |  |  |  | 1.5683 |  |  |  | 113.7987 |  |  |  | 0.46667 | [15 empty] | 0.034493 | [13 empty] | 72.179 | [21 empty] | 21.9769 | [5 empty] | 33.9981 | [13 empty] | 7.373 | [18 empty] | 2025 | Bertrandsson Erlandsson et al. (2025), Mineralium Deposita, 60, 869–894 |  | POL, COD, ZMB, NAM
| Rudna |  | Basin hydrothermal | Stratiform sediment-hosted Cu | stratiform sediment-hosted Cu-Co | Cu, Co | Ag, Au, Pb, Ni, Se, Re, Zn | Cu, Co, Ag, Au, Pb, Ni, Se, Re, Zn | Bertrandsson Erlandsson et al., 2022; Foltyn et al., 2022; El Desouky et al., 2010 |  | RUG-3a-31-sph6 edit | RUG-3a-31-sph6 edit-1 | [5 empty] | ore material | polished section |  | mineral separate | [5 empty] | mineralisation |  |  |  | chalcopyrite, sphalerite, pyrite | stage 1 (sediment-hosted, diagenetic), stage 2 (epigenetic hydrothermal veins) | disseminations, veins, mineralized nodules | disseminations, mineralized nodules, veins cross-cutting sedimentary bedding |  |  |  | quartz, carbonates |  | LA-ICPMS | ESI NWR213 Nd:YAG laser ablation system coupled to an Agilent 8800 QQQ ICP-MS | Montanuniversität Leoben, Austria | 50 µm spot size, 2 – 3 J/cm2 on-mineral fluency, 10 Hz repetition rate, helium carrier gas at 0.75 L/min flow rate, 30-s pre-ablation laser warm-up, 60 s dwell time, 30-s washout period | USGS pressed powder polysulfide reference material MASS-1 (Wilson et al. 2002) as external standard for chalcopyrite; sphalerite matrix-matched sinter pressed powder pellet reference material MUL-Zn S1 (Onuk et al. 2017) as external standard for sphalerite and pyrite; MASS-1 used as external standard for Te, Au, Tl, and Hg in sphalerite and pyrite | 0.89939 |  |  |  | 0.66853 | [9 empty] | 0.001513 | [5 empty] | 9198.7317 | [5 empty] | 5.4444 |  | 0.63003 |  |  |  | 69.7028 | [9 empty] | 134.6262 |  | 0.2167 |  |  |  | 0.15579 |  |  |  | 175.2607 |  |  |  | 0.035823 | [15 empty] | 0.079878 | [7 empty] | 0.095666 | [5 empty] | 9.3669 | [17 empty] | -0.009612 |  |  |  | 17.5256 | [5 empty] | 0.74879 | [7 empty] | -0.000207 | [5 empty] | 0.38445 | [5 empty] | 0.012286 | [12 empty] | 2025 | Bertrandsson Erlandsson et al. (2025), Mineralium Deposita, 60, 869–894 |  | POL, COD, ZMB, NAM
| Rudna |  | Basin hydrothermal | Stratiform sediment-hosted Cu | stratiform sediment-hosted Cu-Co | Cu, Co | Ag, Au, Pb, Ni, Se, Re, Zn | Cu, Co, Ag, Au, Pb, Ni, Se, Re, Zn | Bertrandsson Erlandsson et al., 2022; Foltyn et al., 2022; El Desouky et al., 2010 |  | RUG-3a-sph1 | RUG-3a-sph1-1 | [5 empty] | ore material | polished section |  | mineral separate | [5 empty] | mineralisation |  |  |  | chalcopyrite, sphalerite, pyrite | stage 1 (sediment-hosted, diagenetic), stage 2 (epigenetic hydrothermal veins) | disseminations, veins, mineralized nodules | disseminations, mineralized nodules, veins cross-cutting sedimentary bedding |  |  |  | quartz, carbonates |  | LA-ICPMS | ESI NWR213 Nd:YAG laser ablation system coupled to an Agilent 8800 QQQ ICP-MS | Montanuniversität Leoben, Austria | 50 µm spot size, 2 – 3 J/cm2 on-mineral fluency, 10 Hz repetition rate, helium carrier gas at 0.75 L/min flow rate, 30-s pre-ablation laser warm-up, 60 s dwell time, 30-s washout period | USGS pressed powder polysulfide reference material MASS-1 (Wilson et al. 2002) as external standard for chalcopyrite; sphalerite matrix-matched sinter pressed powder pellet reference material MUL-Zn S1 (Onuk et al. 2017) as external standard for sphalerite and pyrite; MASS-1 used as external standard for Te, Au, Tl, and Hg in sphalerite and pyrite | 1.1066 |  |  |  | 1.1293 | [15 empty] | 4540.0555 | [5 empty] | 4.3985 |  | 0.93208 |  |  |  | 161.0037 | [9 empty] | 60.9142 |  | 1.9335 |  |  |  | 0.32657 |  |  |  | 97.9301 |  |  |  | 0.38039 | [15 empty] | 0.18721 | [13 empty] | 19.5848 | [17 empty] | 0.12504 |  |  |  | 14.6979 | [5 empty] | 2.4981 | [13 empty] | 2.5941 | [18 empty] | 2025 | Bertrandsson Erlandsson et al. (2025), Mineralium Deposita, 60, 869–894 |  | POL, COD, ZMB, NAM
| Rudna |  | Basin hydrothermal | Stratiform sediment-hosted Cu | stratiform sediment-hosted Cu-Co | Cu, Co | Ag, Au, Pb, Ni, Se, Re, Zn | Cu, Co, Ag, Au, Pb, Ni, Se, Re, Zn | Bertrandsson Erlandsson et al., 2022; Foltyn et al., 2022; El Desouky et al., 2010 |  | RUG-3a-sph10 | RUG-3a-sph10-1 | [5 empty] | ore material | polished section |  | mineral separate | [5 empty] | mineralisation |  |  |  | chalcopyrite, sphalerite, pyrite | stage 1 (sediment-hosted, diagenetic), stage 2 (epigenetic hydrothermal veins) | disseminations, veins, mineralized nodules | disseminations, mineralized nodules, veins cross-cutting sedimentary bedding |  |  |  | quartz, carbonates |  | LA-ICPMS | ESI NWR213 Nd:YAG laser ablation system coupled to an Agilent 8800 QQQ ICP-MS | Montanuniversität Leoben, Austria | 50 µm spot size, 2 – 3 J/cm2 on-mineral fluency, 10 Hz repetition rate, helium carrier gas at 0.75 L/min flow rate, 30-s pre-ablation laser warm-up, 60 s dwell time, 30-s washout period | USGS pressed powder polysulfide reference material MASS-1 (Wilson et al. 2002) as external standard for chalcopyrite; sphalerite matrix-matched sinter pressed powder pellet reference material MUL-Zn S1 (Onuk et al. 2017) as external standard for sphalerite and pyrite; MASS-1 used as external standard for Te, Au, Tl, and Hg in sphalerite and pyrite | 11.8884 | [19 empty] | 6968.0254 | [5 empty] | 3.9927 |  | 0.71642 |  |  |  | 11095.1842 | [9 empty] | 1479.2666 |  | 0.19801 | [7 empty] | 92.9644 |  |  |  | 0.067174 | [29 empty] | 50.1842 | [21 empty] | 16.19 | [5 empty] | 0.81501 | [13 empty] | 1.7307 | [18 empty] | 2025 | Bertrandsson Erlandsson et al. (2025), Mineralium Deposita, 60, 869–894 |  | POL, COD, ZMB, NAM
| Rudna |  | Basin hydrothermal | Stratiform sediment-hosted Cu | stratiform sediment-hosted Cu-Co | Cu, Co | Ag, Au, Pb, Ni, Se, Re, Zn | Cu, Co, Ag, Au, Pb, Ni, Se, Re, Zn | Bertrandsson Erlandsson et al., 2022; Foltyn et al., 2022; El Desouky et al., 2010 |  | RUG-3a-sph11 | RUG-3a-sph11-1 | [5 empty] | ore material | polished section |  | mineral separate | [5 empty] | mineralisation |  |  |  | chalcopyrite, sphalerite, pyrite | stage 1 (sediment-hosted, diagenetic), stage 2 (epigenetic hydrothermal veins) | disseminations, veins, mineralized nodules | disseminations, mineralized nodules, veins cross-cutting sedimentary bedding |  |  |  | quartz, carbonates |  | LA-ICPMS | ESI NWR213 Nd:YAG laser ablation system coupled to an Agilent 8800 QQQ ICP-MS | Montanuniversität Leoben, Austria | 50 µm spot size, 2 – 3 J/cm2 on-mineral fluency, 10 Hz repetition rate, helium carrier gas at 0.75 L/min flow rate, 30-s pre-ablation laser warm-up, 60 s dwell time, 30-s washout period | USGS pressed powder polysulfide reference material MASS-1 (Wilson et al. 2002) as external standard for chalcopyrite; sphalerite matrix-matched sinter pressed powder pellet reference material MUL-Zn S1 (Onuk et al. 2017) as external standard for sphalerite and pyrite; MASS-1 used as external standard for Te, Au, Tl, and Hg in sphalerite and pyrite | 2.0587 | [19 empty] | 9226.3005 | [5 empty] | 3.7592 |  | 0.66946 |  |  |  | 48.5011 | [9 empty] | 86.9578 |  | 0.10483 | [7 empty] | 156.9042 |  |  |  | 0.02165 | [29 empty] | 5.8402 | [21 empty] | 14.8192 | [5 empty] | 0.41244 | [13 empty] | 0.22298 | [18 empty] | 2025 | Bertrandsson Erlandsson et al. (2025), Mineralium Deposita, 60, 869–894 |  | POL, COD, ZMB, NAM
| Rudna |  | Basin hydrothermal | Stratiform sediment-hosted Cu | stratiform sediment-hosted Cu-Co | Cu, Co | Ag, Au, Pb, Ni, Se, Re, Zn | Cu, Co, Ag, Au, Pb, Ni, Se, Re, Zn | Bertrandsson Erlandsson et al., 2022; Foltyn et al., 2022; El Desouky et al., 2010 |  | RUG-3a-sph2 | RUG-3a-sph2-1 | [5 empty] | ore material | polished section |  | mineral separate | [5 empty] | mineralisation |  |  |  | chalcopyrite, sphalerite, pyrite | stage 1 (sediment-hosted, diagenetic), stage 2 (epigenetic hydrothermal veins) | disseminations, veins, mineralized nodules | disseminations, mineralized nodules, veins cross-cutting sedimentary bedding |  |  |  | quartz, carbonates |  | LA-ICPMS | ESI NWR213 Nd:YAG laser ablation system coupled to an Agilent 8800 QQQ ICP-MS | Montanuniversität Leoben, Austria | 50 µm spot size, 2 – 3 J/cm2 on-mineral fluency, 10 Hz repetition rate, helium carrier gas at 0.75 L/min flow rate, 30-s pre-ablation laser warm-up, 60 s dwell time, 30-s washout period | USGS pressed powder polysulfide reference material MASS-1 (Wilson et al. 2002) as external standard for chalcopyrite; sphalerite matrix-matched sinter pressed powder pellet reference material MUL-Zn S1 (Onuk et al. 2017) as external standard for sphalerite and pyrite; MASS-1 used as external standard for Te, Au, Tl, and Hg in sphalerite and pyrite | 0.47011 |  |  |  | 0.85938 | [15 empty] | 10051.429 | [5 empty] | 8.1619 |  | 0.56524 |  |  |  | 35.9331 | [9 empty] | 101.0946 |  | 0.13829 | [7 empty] | 143.5913 | [33 empty] | 2.8351 | [21 empty] | 20.0968 | [19 empty] | 0.22722 | [18 empty] | 2025 | Bertrandsson Erlandsson et al. (2025), Mineralium Deposita, 60, 869–894 |  | POL, COD, ZMB, NAM
| Rudna |  | Basin hydrothermal | Stratiform sediment-hosted Cu | stratiform sediment-hosted Cu-Co | Cu, Co | Ag, Au, Pb, Ni, Se, Re, Zn | Cu, Co, Ag, Au, Pb, Ni, Se, Re, Zn | Bertrandsson Erlandsson et al., 2022; Foltyn et al., 2022; El Desouky et al., 2010 |  | RUG-3a-sph3 edit2 | RUG-3a-sph3 edit2-1 | [5 empty] | ore material | polished section |  | mineral separate | [5 empty] | mineralisation |  |  |  | chalcopyrite, sphalerite, pyrite | stage 1 (sediment-hosted, diagenetic), stage 2 (epigenetic hydrothermal veins) | disseminations, veins, mineralized nodules | disseminations, mineralized nodules, veins cross-cutting sedimentary bedding |  |  |  | quartz, carbonates |  | LA-ICPMS | ESI NWR213 Nd:YAG laser ablation system coupled to an Agilent 8800 QQQ ICP-MS | Montanuniversität Leoben, Austria | 50 µm spot size, 2 – 3 J/cm2 on-mineral fluency, 10 Hz repetition rate, helium carrier gas at 0.75 L/min flow rate, 30-s pre-ablation laser warm-up, 60 s dwell time, 30-s washout period | USGS pressed powder polysulfide reference material MASS-1 (Wilson et al. 2002) as external standard for chalcopyrite; sphalerite matrix-matched sinter pressed powder pellet reference material MUL-Zn S1 (Onuk et al. 2017) as external standard for sphalerite and pyrite; MASS-1 used as external standard for Te, Au, Tl, and Hg in sphalerite and pyrite | 0.80463 |  |  |  | 0.79953 | [15 empty] | 9942.136 | [5 empty] | 6.9041 | [5 empty] | 38.0446 | [9 empty] | 115.8487 |  | 0.13396 | [7 empty] | 134.9387 | [33 empty] | 4.5247 | [21 empty] | 19.0859 | [19 empty] | 0.18342 | [18 empty] | 2025 | Bertrandsson Erlandsson et al. (2025), Mineralium Deposita, 60, 869–894 |  | POL, COD, ZMB, NAM
| Rudna |  | Basin hydrothermal | Stratiform sediment-hosted Cu | stratiform sediment-hosted Cu-Co | Cu, Co | Ag, Au, Pb, Ni, Se, Re, Zn | Cu, Co, Ag, Au, Pb, Ni, Se, Re, Zn | Bertrandsson Erlandsson et al., 2022; Foltyn et al., 2022; El Desouky et al., 2010 |  | RUG-3a-sph4 | RUG-3a-sph4-1 | [5 empty] | ore material | polished section |  | mineral separate | [5 empty] | mineralisation |  |  |  | chalcopyrite, sphalerite, pyrite | stage 1 (sediment-hosted, diagenetic), stage 2 (epigenetic hydrothermal veins) | disseminations, veins, mineralized nodules | disseminations, mineralized nodules, veins cross-cutting sedimentary bedding |  |  |  | quartz, carbonates |  | LA-ICPMS | ESI NWR213 Nd:YAG laser ablation system coupled to an Agilent 8800 QQQ ICP-MS | Montanuniversität Leoben, Austria | 50 µm spot size, 2 – 3 J/cm2 on-mineral fluency, 10 Hz repetition rate, helium carrier gas at 0.75 L/min flow rate, 30-s pre-ablation laser warm-up, 60 s dwell time, 30-s washout period | USGS pressed powder polysulfide reference material MASS-1 (Wilson et al. 2002) as external standard for chalcopyrite; sphalerite matrix-matched sinter pressed powder pellet reference material MUL-Zn S1 (Onuk et al. 2017) as external standard for sphalerite and pyrite; MASS-1 used as external standard for Te, Au, Tl, and Hg in sphalerite and pyrite |  |  |  |  | 0.89863 | [15 empty] | 8730.3598 | [5 empty] | 14.911 | [5 empty] | 28.9748 | [9 empty] | 94.2253 |  | 0.089419 | [7 empty] | 112.0971 | [55 empty] | 19.1759 | [5 empty] | 0.39396 | [13 empty] | 0.052871 | [18 empty] | 2025 | Bertrandsson Erlandsson et al. (2025), Mineralium Deposita, 60, 869–894 |  | POL, COD, ZMB, NAM
| Rudna |  | Basin hydrothermal | Stratiform sediment-hosted Cu | stratiform sediment-hosted Cu-Co | Cu, Co | Ag, Au, Pb, Ni, Se, Re, Zn | Cu, Co, Ag, Au, Pb, Ni, Se, Re, Zn | Bertrandsson Erlandsson et al., 2022; Foltyn et al., 2022; El Desouky et al., 2010 |  | RUG-3a-sph5 | RUG-3a-sph5-1 | [5 empty] | ore material | polished section |  | mineral separate | [5 empty] | mineralisation |  |  |  | chalcopyrite, sphalerite, pyrite | stage 1 (sediment-hosted, diagenetic), stage 2 (epigenetic hydrothermal veins) | disseminations, veins, mineralized nodules | disseminations, mineralized nodules, veins cross-cutting sedimentary bedding |  |  |  | quartz, carbonates |  | LA-ICPMS | ESI NWR213 Nd:YAG laser ablation system coupled to an Agilent 8800 QQQ ICP-MS | Montanuniversität Leoben, Austria | 50 µm spot size, 2 – 3 J/cm2 on-mineral fluency, 10 Hz repetition rate, helium carrier gas at 0.75 L/min flow rate, 30-s pre-ablation laser warm-up, 60 s dwell time, 30-s washout period | USGS pressed powder polysulfide reference material MASS-1 (Wilson et al. 2002) as external standard for chalcopyrite; sphalerite matrix-matched sinter pressed powder pellet reference material MUL-Zn S1 (Onuk et al. 2017) as external standard for sphalerite and pyrite; MASS-1 used as external standard for Te, Au, Tl, and Hg in sphalerite and pyrite | 2.142 |  |  |  | 0.89404 | [15 empty] | 10384.4682 | [5 empty] | 7.4015 |  | 0.63587 |  |  |  | 228.0089 | [9 empty] | 115.9647 |  | 0.30915 |  |  |  | 0.91018 |  |  |  | 153.051 |  |  |  | 0.017227 | [13 empty] | 3.4798 |  | 0.051976 | [13 empty] | 11.7605 | [21 empty] | 18.8264 | [5 empty] | 0.45661 | [13 empty] | 0.22555 | [18 empty] | 2025 | Bertrandsson Erlandsson et al. (2025), Mineralium Deposita, 60, 869–894 |  | POL, COD, ZMB, NAM
| Rudna |  | Basin hydrothermal | Stratiform sediment-hosted Cu | stratiform sediment-hosted Cu-Co | Cu, Co | Ag, Au, Pb, Ni, Se, Re, Zn | Cu, Co, Ag, Au, Pb, Ni, Se, Re, Zn | Bertrandsson Erlandsson et al., 2022; Foltyn et al., 2022; El Desouky et al., 2010 |  | RUG-3a-sph6 | RUG-3a-sph6-1 | [5 empty] | ore material | polished section |  | mineral separate | [5 empty] | mineralisation |  |  |  | chalcopyrite, sphalerite, pyrite | stage 1 (sediment-hosted, diagenetic), stage 2 (epigenetic hydrothermal veins) | disseminations, veins, mineralized nodules | disseminations, mineralized nodules, veins cross-cutting sedimentary bedding |  |  |  | quartz, carbonates |  | LA-ICPMS | ESI NWR213 Nd:YAG laser ablation system coupled to an Agilent 8800 QQQ ICP-MS | Montanuniversität Leoben, Austria | 50 µm spot size, 2 – 3 J/cm2 on-mineral fluency, 10 Hz repetition rate, helium carrier gas at 0.75 L/min flow rate, 30-s pre-ablation laser warm-up, 60 s dwell time, 30-s washout period | USGS pressed powder polysulfide reference material MASS-1 (Wilson et al. 2002) as external standard for chalcopyrite; sphalerite matrix-matched sinter pressed powder pellet reference material MUL-Zn S1 (Onuk et al. 2017) as external standard for sphalerite and pyrite; MASS-1 used as external standard for Te, Au, Tl, and Hg in sphalerite and pyrite | 1.9012 |  |  |  | 1.1094 | [15 empty] | 7159.3409 | [5 empty] | 5.8533 |  | 0.899 |  |  |  | 406.5734 | [9 empty] | 123.3755 |  | 7.1107 |  |  |  | 6.7179 |  |  |  | 89.8109 |  |  |  | 1.5522 | [15 empty] | 2.7354 | [13 empty] | 32.1436 | [17 empty] | 0.16961 |  |  |  | 17.7525 | [5 empty] | 36.4412 | [13 empty] | 2.937 | [18 empty] | 2025 | Bertrandsson Erlandsson et al. (2025), Mineralium Deposita, 60, 869–894 |  | POL, COD, ZMB, NAM
| Rudna |  | Basin hydrothermal | Stratiform sediment-hosted Cu | stratiform sediment-hosted Cu-Co | Cu, Co | Ag, Au, Pb, Ni, Se, Re, Zn | Cu, Co, Ag, Au, Pb, Ni, Se, Re, Zn | Bertrandsson Erlandsson et al., 2022; Foltyn et al., 2022; El Desouky et al., 2010 |  | RUG-3a-sph7 | RUG-3a-sph7-1 | [5 empty] | ore material | polished section |  | mineral separate | [5 empty] | mineralisation |  |  |  | chalcopyrite, sphalerite, pyrite | stage 1 (sediment-hosted, diagenetic), stage 2 (epigenetic hydrothermal veins) | disseminations, veins, mineralized nodules | disseminations, mineralized nodules, veins cross-cutting sedimentary bedding |  |  |  | quartz, carbonates |  | LA-ICPMS | ESI NWR213 Nd:YAG laser ablation system coupled to an Agilent 8800 QQQ ICP-MS | Montanuniversität Leoben, Austria | 50 µm spot size, 2 – 3 J/cm2 on-mineral fluency, 10 Hz repetition rate, helium carrier gas at 0.75 L/min flow rate, 30-s pre-ablation laser warm-up, 60 s dwell time, 30-s washout period | USGS pressed powder polysulfide reference material MASS-1 (Wilson et al. 2002) as external standard for chalcopyrite; sphalerite matrix-matched sinter pressed powder pellet reference material MUL-Zn S1 (Onuk et al. 2017) as external standard for sphalerite and pyrite; MASS-1 used as external standard for Te, Au, Tl, and Hg in sphalerite and pyrite | 0.27736 |  |  |  | 0.51754 | [9 empty] | 0.003898 | [5 empty] | 8496.383 | [5 empty] | 5.8139 |  | 0.82916 |  |  |  | 22.0894 | [9 empty] | 129.5994 |  | 0.072745 |  |  |  | 0.006492 |  |  |  | 93.9251 |  |  |  | 0.009311 | [13 empty] | -0.018157 |  | 0.034863 | [7 empty] | -0.010099 | [5 empty] | 1.0095 | [21 empty] | 14.7035 | [5 empty] | 0.4578 | [7 empty] | -0.000209 | [5 empty] | 0.085168 | [5 empty] | 0.007159 | [12 empty] | 2025 | Bertrandsson Erlandsson et al. (2025), Mineralium Deposita, 60, 869–894 |  | POL, COD, ZMB, NAM
| Rudna |  | Basin hydrothermal | Stratiform sediment-hosted Cu | stratiform sediment-hosted Cu-Co | Cu, Co | Ag, Au, Pb, Ni, Se, Re, Zn | Cu, Co, Ag, Au, Pb, Ni, Se, Re, Zn | Bertrandsson Erlandsson et al., 2022; Foltyn et al., 2022; El Desouky et al., 2010 |  | RUG-3a-sph8 | RUG-3a-sph8-1 | [5 empty] | ore material | polished section |  | mineral separate | [5 empty] | mineralisation |  |  |  | chalcopyrite, sphalerite, pyrite | stage 1 (sediment-hosted, diagenetic), stage 2 (epigenetic hydrothermal veins) | disseminations, veins, mineralized nodules | disseminations, mineralized nodules, veins cross-cutting sedimentary bedding |  |  |  | quartz, carbonates |  | LA-ICPMS | ESI NWR213 Nd:YAG laser ablation system coupled to an Agilent 8800 QQQ ICP-MS | Montanuniversität Leoben, Austria | 50 µm spot size, 2 – 3 J/cm2 on-mineral fluency, 10 Hz repetition rate, helium carrier gas at 0.75 L/min flow rate, 30-s pre-ablation laser warm-up, 60 s dwell time, 30-s washout period | USGS pressed powder polysulfide reference material MASS-1 (Wilson et al. 2002) as external standard for chalcopyrite; sphalerite matrix-matched sinter pressed powder pellet reference material MUL-Zn S1 (Onuk et al. 2017) as external standard for sphalerite and pyrite; MASS-1 used as external standard for Te, Au, Tl, and Hg in sphalerite and pyrite | 0.69085 |  |  |  | 0.14236 | [9 empty] | 0.003287 | [5 empty] | 8520.7115 | [5 empty] | 7.3005 |  | 1.738 |  |  |  | 68.6912 | [9 empty] | 107.9914 |  | 0.098349 |  |  |  | 0.13363 |  |  |  | 114.7813 |  |  |  | 0.014648 | [13 empty] | 0.13614 |  | 0.019207 | [7 empty] | 0.16633 | [5 empty] | 8.7502 | [21 empty] | 17.3258 | [5 empty] | 0.56902 | [7 empty] | -0.000212 | [5 empty] | 0.70756 | [5 empty] | -0.006414 | [12 empty] | 2025 | Bertrandsson Erlandsson et al. (2025), Mineralium Deposita, 60, 869–894 |  | POL, COD, ZMB, NAM
| Rudna |  | Basin hydrothermal | Stratiform sediment-hosted Cu | stratiform sediment-hosted Cu-Co | Cu, Co | Ag, Au, Pb, Ni, Se, Re, Zn | Cu, Co, Ag, Au, Pb, Ni, Se, Re, Zn | Bertrandsson Erlandsson et al., 2022; Foltyn et al., 2022; El Desouky et al., 2010 |  | RUG-3a-sph9 | RUG-3a-sph9-1 | [5 empty] | ore material | polished section |  | mineral separate | [5 empty] | mineralisation |  |  |  | chalcopyrite, sphalerite, pyrite | stage 1 (sediment-hosted, diagenetic), stage 2 (epigenetic hydrothermal veins) | disseminations, veins, mineralized nodules | disseminations, mineralized nodules, veins cross-cutting sedimentary bedding |  |  |  | quartz, carbonates |  | LA-ICPMS | ESI NWR213 Nd:YAG laser ablation system coupled to an Agilent 8800 QQQ ICP-MS | Montanuniversität Leoben, Austria | 50 µm spot size, 2 – 3 J/cm2 on-mineral fluency, 10 Hz repetition rate, helium carrier gas at 0.75 L/min flow rate, 30-s pre-ablation laser warm-up, 60 s dwell time, 30-s washout period | USGS pressed powder polysulfide reference material MASS-1 (Wilson et al. 2002) as external standard for chalcopyrite; sphalerite matrix-matched sinter pressed powder pellet reference material MUL-Zn S1 (Onuk et al. 2017) as external standard for sphalerite and pyrite; MASS-1 used as external standard for Te, Au, Tl, and Hg in sphalerite and pyrite | 24.2598 |  |  |  | 0.70347 | [9 empty] | 0.000735 | [5 empty] | 6883.2195 | [5 empty] | 3.824 |  | 0.73174 |  |  |  | 8174.6988 | [9 empty] | 1305.6806 |  | 0.57325 |  |  |  | 0.49344 |  |  |  | 100.3875 |  |  |  | 0.19974 | [13 empty] | 0.36721 |  | 0.16291 | [7 empty] | 0.10995 | [5 empty] | 325.1699 | [17 empty] | 0.055392 |  |  |  | 15.1693 | [5 empty] | 1.3467 | [7 empty] | -0.000221 | [5 empty] | 2.2984 | [5 empty] | 0.003808 | [12 empty] | 2025 | Bertrandsson Erlandsson et al. (2025), Mineralium Deposita, 60, 869–894 |  | POL, COD, ZMB, NAM
| Rudna |  | Basin hydrothermal | Stratiform sediment-hosted Cu | stratiform sediment-hosted Cu-Co | Cu, Co | Ag, Au, Pb, Ni, Se, Re, Zn | Cu, Co, Ag, Au, Pb, Ni, Se, Re, Zn | Bertrandsson Erlandsson et al., 2022; Foltyn et al., 2022; El Desouky et al., 2010 |  | RUG-3a-sph13 | RUG-3a-sph13-1 | [5 empty] | ore material | polished section |  | mineral separate | [5 empty] | mineralisation |  |  |  | chalcopyrite, sphalerite, pyrite | stage 1 (sediment-hosted, diagenetic), stage 2 (epigenetic hydrothermal veins) | disseminations, veins, mineralized nodules | disseminations, mineralized nodules, veins cross-cutting sedimentary bedding |  |  |  | quartz, carbonates |  | LA-ICPMS | ESI NWR213 Nd:YAG laser ablation system coupled to an Agilent 8800 QQQ ICP-MS | Montanuniversität Leoben, Austria | 50 µm spot size, 2 – 3 J/cm2 on-mineral fluency, 10 Hz repetition rate, helium carrier gas at 0.75 L/min flow rate, 30-s pre-ablation laser warm-up, 60 s dwell time, 30-s washout period | USGS pressed powder polysulfide reference material MASS-1 (Wilson et al. 2002) as external standard for chalcopyrite; sphalerite matrix-matched sinter pressed powder pellet reference material MUL-Zn S1 (Onuk et al. 2017) as external standard for sphalerite and pyrite; MASS-1 used as external standard for Te, Au, Tl, and Hg in sphalerite and pyrite | 2.0368 | [19 empty] | 4817.7902 | [5 empty] | 4.2332 |  | 0.78317 |  |  |  | 153.5632 | [9 empty] | 58.2679 |  | 0.48466 | [7 empty] | 44.965 |  |  |  | 0.091295 | [15 empty] | 0.045958 | [13 empty] | 15.9335 | [21 empty] | 14.0907 | [5 empty] | 0.98027 | [13 empty] | 1.8893 | [18 empty] | 2025 | Bertrandsson Erlandsson et al. (2025), Mineralium Deposita, 60, 869–894 |  | POL, COD, ZMB, NAM
| Polkowice-Sieroszowice |  | Basin hydrothermal | Stratiform sediment-hosted Cu | stratiform sediment-hosted Cu-Co | Cu, Co | Ag, Au, Pb, Ni, Se, Re, Zn | Cu, Co, Ag, Au, Pb, Ni, Se, Re, Zn | Bertrandsson Erlandsson et al., 2022; Foltyn et al., 2022; El Desouky et al., 2010 |  | WZ20-1 | WZ20-1-1 | [5 empty] | ore material | polished section |  | mineral separate | [5 empty] | mineralisation |  |  |  | chalcopyrite, sphalerite, pyrite | stage 1 (sediment-hosted, diagenetic), stage 2 (epigenetic hydrothermal veins) | disseminations, veins, mineralized nodules | disseminations, mineralized nodules, veins cross-cutting sedimentary bedding |  |  |  | quartz, carbonates |  | LA-ICPMS | ESI NWR213 Nd:YAG laser ablation system coupled to an Agilent 8800 QQQ ICP-MS | Montanuniversität Leoben, Austria | 50 µm spot size, 2 – 3 J/cm2 on-mineral fluency, 10 Hz repetition rate, helium carrier gas at 0.75 L/min flow rate, 30-s pre-ablation laser warm-up, 60 s dwell time, 30-s washout period | USGS pressed powder polysulfide reference material MASS-1 (Wilson et al. 2002) as external standard for chalcopyrite; sphalerite matrix-matched sinter pressed powder pellet reference material MUL-Zn S1 (Onuk et al. 2017) as external standard for sphalerite and pyrite; MASS-1 used as external standard for Te, Au, Tl, and Hg in sphalerite and pyrite | 1.1848 |  |  |  | 0.71183 | [9 empty] | 3.9e-05 | [5 empty] | 16321.9143 | [5 empty] | 40.5625 |  | 0.29727 |  |  |  | 347.974 | [9 empty] | 142.3095 |  | 0.73677 |  |  |  | 1.2338 |  |  |  | 76.4076 |  |  |  | 2.5024 | [13 empty] | 0.17462 |  | 0.055623 | [7 empty] | 0.066055 | [5 empty] | 35.9504 | [17 empty] | 0.91142 |  |  |  | 13.8536 | [5 empty] | 1.4416 | [13 empty] | 4.407 | [5 empty] | 0.008779 | [12 empty] | 2025 | Bertrandsson Erlandsson et al. (2025), Mineralium Deposita, 60, 869–894 |  | POL, COD, ZMB, NAM
| Polkowice-Sieroszowice |  | Basin hydrothermal | Stratiform sediment-hosted Cu | stratiform sediment-hosted Cu-Co | Cu, Co | Ag, Au, Pb, Ni, Se, Re, Zn | Cu, Co, Ag, Au, Pb, Ni, Se, Re, Zn | Bertrandsson Erlandsson et al., 2022; Foltyn et al., 2022; El Desouky et al., 2010 |  | WZ20-2 | WZ20-2-1 | [5 empty] | ore material | polished section |  | mineral separate | [5 empty] | mineralisation |  |  |  | chalcopyrite, sphalerite, pyrite | stage 1 (sediment-hosted, diagenetic), stage 2 (epigenetic hydrothermal veins) | disseminations, veins, mineralized nodules | disseminations, mineralized nodules, veins cross-cutting sedimentary bedding |  |  |  | quartz, carbonates |  | LA-ICPMS | ESI NWR213 Nd:YAG laser ablation system coupled to an Agilent 8800 QQQ ICP-MS | Montanuniversität Leoben, Austria | 50 µm spot size, 2 – 3 J/cm2 on-mineral fluency, 10 Hz repetition rate, helium carrier gas at 0.75 L/min flow rate, 30-s pre-ablation laser warm-up, 60 s dwell time, 30-s washout period | USGS pressed powder polysulfide reference material MASS-1 (Wilson et al. 2002) as external standard for chalcopyrite; sphalerite matrix-matched sinter pressed powder pellet reference material MUL-Zn S1 (Onuk et al. 2017) as external standard for sphalerite and pyrite; MASS-1 used as external standard for Te, Au, Tl, and Hg in sphalerite and pyrite | 1.4412 | [19 empty] | 10913.652 | [5 empty] | 40.5297 | [5 empty] | 3204.7108 | [9 empty] | 2069.3076 |  | 0.40542 |  |  |  | 6.4578 |  |  |  | 95.26 |  |  |  | 21.5534 | [29 empty] | 13.537 | [17 empty] | 0.41842 |  |  |  | 17.4096 | [5 empty] | 22.2703 | [13 empty] | 1.0066 | [18 empty] | 2025 | Bertrandsson Erlandsson et al. (2025), Mineralium Deposita, 60, 869–894 |  | POL, COD, ZMB, NAM
| Polkowice-Sieroszowice |  | Basin hydrothermal | Stratiform sediment-hosted Cu | stratiform sediment-hosted Cu-Co | Cu, Co | Ag, Au, Pb, Ni, Se, Re, Zn | Cu, Co, Ag, Au, Pb, Ni, Se, Re, Zn | Bertrandsson Erlandsson et al., 2022; Foltyn et al., 2022; El Desouky et al., 2010 |  | WZ20-3 | WZ20-3-1 | [5 empty] | ore material | polished section |  | mineral separate | [5 empty] | mineralisation |  |  |  | chalcopyrite, sphalerite, pyrite | stage 1 (sediment-hosted, diagenetic), stage 2 (epigenetic hydrothermal veins) | disseminations, veins, mineralized nodules | disseminations, mineralized nodules, veins cross-cutting sedimentary bedding |  |  |  | quartz, carbonates |  | LA-ICPMS | ESI NWR213 Nd:YAG laser ablation system coupled to an Agilent 8800 QQQ ICP-MS | Montanuniversität Leoben, Austria | 50 µm spot size, 2 – 3 J/cm2 on-mineral fluency, 10 Hz repetition rate, helium carrier gas at 0.75 L/min flow rate, 30-s pre-ablation laser warm-up, 60 s dwell time, 30-s washout period | USGS pressed powder polysulfide reference material MASS-1 (Wilson et al. 2002) as external standard for chalcopyrite; sphalerite matrix-matched sinter pressed powder pellet reference material MUL-Zn S1 (Onuk et al. 2017) as external standard for sphalerite and pyrite; MASS-1 used as external standard for Te, Au, Tl, and Hg in sphalerite and pyrite | 2.7602 |  |  |  | 0.73956 | [9 empty] | 0.00382 | [5 empty] | 16806.3176 | [5 empty] | 41.0624 |  | 13.1065 |  |  |  | 230.6952 | [9 empty] | 136.2292 |  | 0.48814 |  |  |  | 0.72127 |  |  |  | 59.9171 |  |  |  | 1.1605 | [13 empty] | 0.26531 |  | 0.089918 | [7 empty] | 0.1831 | [5 empty] | 37.1228 | [17 empty] | 0.6796 |  |  |  | 15.0263 | [5 empty] | 0.90507 | [13 empty] | 2.2413 | [5 empty] | 0.03228 | [12 empty] | 2025 | Bertrandsson Erlandsson et al. (2025), Mineralium Deposita, 60, 869–894 |  | POL, COD, ZMB, NAM
| Polkowice-Sieroszowice |  | Basin hydrothermal | Stratiform sediment-hosted Cu | stratiform sediment-hosted Cu-Co | Cu, Co | Ag, Au, Pb, Ni, Se, Re, Zn | Cu, Co, Ag, Au, Pb, Ni, Se, Re, Zn | Bertrandsson Erlandsson et al., 2022; Foltyn et al., 2022; El Desouky et al., 2010 |  | WZ20-4 | WZ20-4-1 | [5 empty] | ore material | polished section |  | mineral separate | [5 empty] | mineralisation |  |  |  | chalcopyrite, sphalerite, pyrite | stage 1 (sediment-hosted, diagenetic), stage 2 (epigenetic hydrothermal veins) | disseminations, veins, mineralized nodules | disseminations, mineralized nodules, veins cross-cutting sedimentary bedding |  |  |  | quartz, carbonates |  | LA-ICPMS | ESI NWR213 Nd:YAG laser ablation system coupled to an Agilent 8800 QQQ ICP-MS | Montanuniversität Leoben, Austria | 50 µm spot size, 2 – 3 J/cm2 on-mineral fluency, 10 Hz repetition rate, helium carrier gas at 0.75 L/min flow rate, 30-s pre-ablation laser warm-up, 60 s dwell time, 30-s washout period | USGS pressed powder polysulfide reference material MASS-1 (Wilson et al. 2002) as external standard for chalcopyrite; sphalerite matrix-matched sinter pressed powder pellet reference material MUL-Zn S1 (Onuk et al. 2017) as external standard for sphalerite and pyrite; MASS-1 used as external standard for Te, Au, Tl, and Hg in sphalerite and pyrite | 2.5173 |  |  |  | 0.59988 | [9 empty] | 0.001314 | [5 empty] | 14847.6607 | [5 empty] | 48.6428 |  | 0.2433 |  |  |  | 635.9645 | [9 empty] | 120.7753 |  | 0.94283 |  |  |  | 1.7175 |  |  |  | 107.1524 |  |  |  | 3.7292 | [13 empty] | 0.15256 |  | 0.26414 | [7 empty] | 0.13704 | [5 empty] | 70.4563 | [17 empty] | 1.3591 |  |  |  | 15.6237 | [5 empty] | 9.4184 | [13 empty] | 9.6722 | [5 empty] | 0.021377 | [12 empty] | 2025 | Bertrandsson Erlandsson et al. (2025), Mineralium Deposita, 60, 869–894 |  | POL, COD, ZMB, NAM
| Polkowice-Sieroszowice |  | Basin hydrothermal | Stratiform sediment-hosted Cu | stratiform sediment-hosted Cu-Co | Cu, Co | Ag, Au, Pb, Ni, Se, Re, Zn | Cu, Co, Ag, Au, Pb, Ni, Se, Re, Zn | Bertrandsson Erlandsson et al., 2022; Foltyn et al., 2022; El Desouky et al., 2010 |  | WZ20-5 | WZ20-5-1 | [5 empty] | ore material | polished section |  | mineral separate | [5 empty] | mineralisation |  |  |  | chalcopyrite, sphalerite, pyrite | stage 1 (sediment-hosted, diagenetic), stage 2 (epigenetic hydrothermal veins) | disseminations, veins, mineralized nodules | disseminations, mineralized nodules, veins cross-cutting sedimentary bedding |  |  |  | quartz, carbonates |  | LA-ICPMS | ESI NWR213 Nd:YAG laser ablation system coupled to an Agilent 8800 QQQ ICP-MS | Montanuniversität Leoben, Austria | 50 µm spot size, 2 – 3 J/cm2 on-mineral fluency, 10 Hz repetition rate, helium carrier gas at 0.75 L/min flow rate, 30-s pre-ablation laser warm-up, 60 s dwell time, 30-s washout period | USGS pressed powder polysulfide reference material MASS-1 (Wilson et al. 2002) as external standard for chalcopyrite; sphalerite matrix-matched sinter pressed powder pellet reference material MUL-Zn S1 (Onuk et al. 2017) as external standard for sphalerite and pyrite; MASS-1 used as external standard for Te, Au, Tl, and Hg in sphalerite and pyrite | 0.47915 |  |  |  | 0.45021 | [9 empty] | -0.000239 | [5 empty] | 17834.9491 | [5 empty] | 38.3383 |  | 0.10527 |  |  |  | 91.7616 | [9 empty] | 129.8681 |  | 0.23638 |  |  |  | 0.29739 |  |  |  | 53.1855 |  |  |  | 0.70345 | [13 empty] | -0.20926 |  | 0.0317 | [7 empty] | 0.071958 | [5 empty] | 10.5609 | [17 empty] | 0.50215 |  |  |  | 13.522 | [5 empty] | 0.73659 | [13 empty] | 1.1826 | [5 empty] | 0.005126 | [12 empty] | 2025 | Bertrandsson Erlandsson et al. (2025), Mineralium Deposita, 60, 869–894 |  | POL, COD, ZMB, NAM
| Polkowice-Sieroszowice |  | Basin hydrothermal | Stratiform sediment-hosted Cu | stratiform sediment-hosted Cu-Co | Cu, Co | Ag, Au, Pb, Ni, Se, Re, Zn | Cu, Co, Ag, Au, Pb, Ni, Se, Re, Zn | Bertrandsson Erlandsson et al., 2022; Foltyn et al., 2022; El Desouky et al., 2010 |  | WZ20-6 | WZ20-6-1 | [5 empty] | ore material | polished section |  | mineral separate | [5 empty] | mineralisation |  |  |  | chalcopyrite, sphalerite, pyrite | stage 1 (sediment-hosted, diagenetic), stage 2 (epigenetic hydrothermal veins) | disseminations, veins, mineralized nodules | disseminations, mineralized nodules, veins cross-cutting sedimentary bedding |  |  |  | quartz, carbonates |  | LA-ICPMS | ESI NWR213 Nd:YAG laser ablation system coupled to an Agilent 8800 QQQ ICP-MS | Montanuniversität Leoben, Austria | 50 µm spot size, 2 – 3 J/cm2 on-mineral fluency, 10 Hz repetition rate, helium carrier gas at 0.75 L/min flow rate, 30-s pre-ablation laser warm-up, 60 s dwell time, 30-s washout period | USGS pressed powder polysulfide reference material MASS-1 (Wilson et al. 2002) as external standard for chalcopyrite; sphalerite matrix-matched sinter pressed powder pellet reference material MUL-Zn S1 (Onuk et al. 2017) as external standard for sphalerite and pyrite; MASS-1 used as external standard for Te, Au, Tl, and Hg in sphalerite and pyrite | 2.2526 |  |  |  | 0.63696 | [9 empty] | 0.008256 | [5 empty] | 15547.4541 | [5 empty] | 46.4961 |  | 0.45137 |  |  |  | 3715.6249 | [9 empty] | 773.6995 |  | 0.70101 |  |  |  | 4.6879 |  |  |  | 112.5254 |  |  |  | 4.8263 | [13 empty] | 0.15957 |  | 0.016801 | [7 empty] | 0.28606 | [5 empty] | 39.3821 | [17 empty] | 0.888 |  |  |  | 16.6633 | [5 empty] | 11.5999 | [13 empty] | 4.7356 | [5 empty] | -0.001631 | [12 empty] | 2025 | Bertrandsson Erlandsson et al. (2025), Mineralium Deposita, 60, 869–894 |  | POL, COD, ZMB, NAM
| Polkowice-Sieroszowice |  | Basin hydrothermal | Stratiform sediment-hosted Cu | stratiform sediment-hosted Cu-Co | Cu, Co | Ag, Au, Pb, Ni, Se, Re, Zn | Cu, Co, Ag, Au, Pb, Ni, Se, Re, Zn | Bertrandsson Erlandsson et al., 2022; Foltyn et al., 2022; El Desouky et al., 2010 |  | WZ20-7 | WZ20-7-1 | [5 empty] | ore material | polished section |  | mineral separate | [5 empty] | mineralisation |  |  |  | chalcopyrite, sphalerite, pyrite | stage 1 (sediment-hosted, diagenetic), stage 2 (epigenetic hydrothermal veins) | disseminations, veins, mineralized nodules | disseminations, mineralized nodules, veins cross-cutting sedimentary bedding |  |  |  | quartz, carbonates |  | LA-ICPMS | ESI NWR213 Nd:YAG laser ablation system coupled to an Agilent 8800 QQQ ICP-MS | Montanuniversität Leoben, Austria | 50 µm spot size, 2 – 3 J/cm2 on-mineral fluency, 10 Hz repetition rate, helium carrier gas at 0.75 L/min flow rate, 30-s pre-ablation laser warm-up, 60 s dwell time, 30-s washout period | USGS pressed powder polysulfide reference material MASS-1 (Wilson et al. 2002) as external standard for chalcopyrite; sphalerite matrix-matched sinter pressed powder pellet reference material MUL-Zn S1 (Onuk et al. 2017) as external standard for sphalerite and pyrite; MASS-1 used as external standard for Te, Au, Tl, and Hg in sphalerite and pyrite | 1.6285 |  |  |  | 0.36864 | [9 empty] | 0.012242 | [5 empty] | 10454.4157 | [5 empty] | 43.1134 |  | 0.35473 |  |  |  | 174.4207 | [9 empty] | 129.9907 |  | 0.43419 |  |  |  | 1.515 |  |  |  | 97.6731 |  |  |  | 10.4519 | [13 empty] | 1.712 |  | 0.35522 | [7 empty] | 0.19592 | [5 empty] | 20.8497 | [17 empty] | 0.39522 |  |  |  | 15.9989 | [5 empty] | 5.6787 | [13 empty] | 1.1574 | [5 empty] | 0.006079 | [12 empty] | 2025 | Bertrandsson Erlandsson et al. (2025), Mineralium Deposita, 60, 869–894 |  | POL, COD, ZMB, NAM
| Polish Kupferschiefer, Luiswishi, Nchanga, Dolostone Ore Formation |  | Basin hydrothermal | Stratiform sediment-hosted Cu | stratiform sediment-hosted Cu-Co | Cu, Co | Ag, Au, Pb, Ni, Se, Re, Zn | Cu, Co, Ag, Au, Pb, Ni, Se, Re, Zn | Bertrandsson Erlandsson et al., 2022; Foltyn et al., 2022; El Desouky et al., 2010 |  | Polish Kupferschiefer-1 | Polish Kupferschiefer-1 | [5 empty] | ore material | polished section |  | mineral separate | [5 empty] | mineralisation |  |  |  | chalcopyrite, sphalerite, pyrite | stage 1 (sediment-hosted, diagenetic), stage 2 (epigenetic hydrothermal veins) | disseminations, veins, mineralized nodules | disseminations, mineralized nodules, veins cross-cutting sedimentary bedding |  |  |  | quartz, carbonates |  | LA-ICPMS | ESI NWR213 Nd:YAG laser ablation system coupled to an Agilent 8800 QQQ ICP-MS | Montanuniversität Leoben, Austria | 50 µm spot size, 2 – 3 J/cm2 on-mineral fluency, 10 Hz repetition rate, helium carrier gas at 0.75 L/min flow rate, 30-s pre-ablation laser warm-up, 60 s dwell time, 30-s washout period | USGS pressed powder polysulfide reference material MASS-1 (Wilson et al. 2002) as external standard for chalcopyrite; sphalerite matrix-matched sinter pressed powder pellet reference material MUL-Zn S1 (Onuk et al. 2017) as external standard for sphalerite and pyrite; MASS-1 used as external standard for Te, Au, Tl, and Hg in sphalerite and pyrite | [147 empty] | 2025 | Bertrandsson Erlandsson et al. (2025), Mineralium Deposita, 60, 869–894 |  | POL, COD, ZMB, NAM
| Rudna |  | Basin hydrothermal | Stratiform sediment-hosted Cu | stratiform sediment-hosted Cu-Co | Cu, Co | Ag, Au, Pb, Ni, Se, Re, Zn | Cu, Co, Ag, Au, Pb, Ni, Se, Re, Zn | Bertrandsson Erlandsson et al., 2022; Foltyn et al., 2022; El Desouky et al., 2010 |  | RU-TN-1-py1-1 | RU-TN-1-py1-1 | [5 empty] | ore material | polished section |  | mineral separate | [5 empty] | mineralisation |  |  |  | chalcopyrite, sphalerite, pyrite | stage 1 (sediment-hosted, diagenetic), stage 2 (epigenetic hydrothermal veins) | disseminations, veins, mineralized nodules | disseminations, mineralized nodules, veins cross-cutting sedimentary bedding |  |  |  | quartz, carbonates |  | LA-ICPMS | ESI NWR213 Nd:YAG laser ablation system coupled to an Agilent 8800 QQQ ICP-MS | Montanuniversität Leoben, Austria | 50 µm spot size, 2 – 3 J/cm2 on-mineral fluency, 10 Hz repetition rate, helium carrier gas at 0.75 L/min flow rate, 30-s pre-ablation laser warm-up, 60 s dwell time, 30-s washout period | USGS pressed powder polysulfide reference material MASS-1 (Wilson et al. 2002) as external standard for chalcopyrite; sphalerite matrix-matched sinter pressed powder pellet reference material MUL-Zn S1 (Onuk et al. 2017) as external standard for sphalerite and pyrite; MASS-1 used as external standard for Te, Au, Tl, and Hg in sphalerite and pyrite | 2.676 |  |  |  | 64.2684 | [9 empty] | 0.015338 | [5 empty] | 26.6543 | [5 empty] | 17.1578 |  | 1.0979 |  |  |  | 817.9126 | [15 empty] | 0.18751 |  |  |  | 6.9317 |  |  |  | 0.046573 | [13 empty] | 786.8765 |  | 23.3462 | [13 empty] | 294.2408 | [17 empty] | 1.5225 |  |  |  | 16.3242 | [5 empty] | 1.4782 | [7 empty] | 0 | [11 empty] | 5.7589 | [7 empty] | 72.7498 |  |  |  |  | 2025 | Bertrandsson Erlandsson et al. (2025), Mineralium Deposita, 60, 869–894 |  | POL, COD, ZMB, NAM
| Rudna |  | Basin hydrothermal | Stratiform sediment-hosted Cu | stratiform sediment-hosted Cu-Co | Cu, Co | Ag, Au, Pb, Ni, Se, Re, Zn | Cu, Co, Ag, Au, Pb, Ni, Se, Re, Zn | Bertrandsson Erlandsson et al., 2022; Foltyn et al., 2022; El Desouky et al., 2010 |  | RU-TN-1-py2-1 | RU-TN-1-py2-1 | [5 empty] | ore material | polished section |  | mineral separate | [5 empty] | mineralisation |  |  |  | chalcopyrite, sphalerite, pyrite | stage 1 (sediment-hosted, diagenetic), stage 2 (epigenetic hydrothermal veins) | disseminations, veins, mineralized nodules | disseminations, mineralized nodules, veins cross-cutting sedimentary bedding |  |  |  | quartz, carbonates |  | LA-ICPMS | ESI NWR213 Nd:YAG laser ablation system coupled to an Agilent 8800 QQQ ICP-MS | Montanuniversität Leoben, Austria | 50 µm spot size, 2 – 3 J/cm2 on-mineral fluency, 10 Hz repetition rate, helium carrier gas at 0.75 L/min flow rate, 30-s pre-ablation laser warm-up, 60 s dwell time, 30-s washout period | USGS pressed powder polysulfide reference material MASS-1 (Wilson et al. 2002) as external standard for chalcopyrite; sphalerite matrix-matched sinter pressed powder pellet reference material MUL-Zn S1 (Onuk et al. 2017) as external standard for sphalerite and pyrite; MASS-1 used as external standard for Te, Au, Tl, and Hg in sphalerite and pyrite | 13.1528 |  |  |  | 128.2248 | [9 empty] | 0.034367 | [5 empty] | 16.7026 | [5 empty] | 91.3367 |  | 0.86119 |  |  |  | 7046.7955 | [11 empty] | 0.059086 | [7 empty] | 3.6911 |  |  |  | 0.098041 | [13 empty] | 303.7668 |  | 14.7885 | [7 empty] | 12.7412 | [5 empty] | 924.3237 | [17 empty] | 2.1747 |  |  |  | 4.325 | [5 empty] | 1.6696 | [7 empty] | 0 | [5 empty] | 864.4564 | [5 empty] | 3.6891 | [7 empty] | 33.8482 |  |  |  |  | 2025 | Bertrandsson Erlandsson et al. (2025), Mineralium Deposita, 60, 869–894 |  | POL, COD, ZMB, NAM
| Rudna |  | Basin hydrothermal | Stratiform sediment-hosted Cu | stratiform sediment-hosted Cu-Co | Cu, Co | Ag, Au, Pb, Ni, Se, Re, Zn | Cu, Co, Ag, Au, Pb, Ni, Se, Re, Zn | Bertrandsson Erlandsson et al., 2022; Foltyn et al., 2022; El Desouky et al., 2010 |  | RU-TN-1-py3-1 | RU-TN-1-py3-1 | [5 empty] | ore material | polished section |  | mineral separate | [5 empty] | mineralisation |  |  |  | chalcopyrite, sphalerite, pyrite | stage 1 (sediment-hosted, diagenetic), stage 2 (epigenetic hydrothermal veins) | disseminations, veins, mineralized nodules | disseminations, mineralized nodules, veins cross-cutting sedimentary bedding |  |  |  | quartz, carbonates |  | LA-ICPMS | ESI NWR213 Nd:YAG laser ablation system coupled to an Agilent 8800 QQQ ICP-MS | Montanuniversität Leoben, Austria | 50 µm spot size, 2 – 3 J/cm2 on-mineral fluency, 10 Hz repetition rate, helium carrier gas at 0.75 L/min flow rate, 30-s pre-ablation laser warm-up, 60 s dwell time, 30-s washout period | USGS pressed powder polysulfide reference material MASS-1 (Wilson et al. 2002) as external standard for chalcopyrite; sphalerite matrix-matched sinter pressed powder pellet reference material MUL-Zn S1 (Onuk et al. 2017) as external standard for sphalerite and pyrite; MASS-1 used as external standard for Te, Au, Tl, and Hg in sphalerite and pyrite |  |  |  |  | 98.5101 | [9 empty] | 0.025119 | [5 empty] | 14.7251 | [5 empty] | 73.2408 |  | 0.64155 | [19 empty] | 0.15786 |  |  |  | 4.2085 |  |  |  | 0.14947 | [13 empty] | 188.0333 |  | 8.6671 | [7 empty] | 26.8798 | [5 empty] | 1636.811 | [17 empty] | 1.6714 |  |  |  | 3.1473 | [5 empty] | 1.4833 | [7 empty] | 0 | [5 empty] | 666.6239 | [5 empty] | 1.6452 | [7 empty] | 27.4029 |  |  |  |  | 2025 | Bertrandsson Erlandsson et al. (2025), Mineralium Deposita, 60, 869–894 |  | POL, COD, ZMB, NAM
| Rudna |  | Basin hydrothermal | Stratiform sediment-hosted Cu | stratiform sediment-hosted Cu-Co | Cu, Co | Ag, Au, Pb, Ni, Se, Re, Zn | Cu, Co, Ag, Au, Pb, Ni, Se, Re, Zn | Bertrandsson Erlandsson et al., 2022; Foltyn et al., 2022; El Desouky et al., 2010 |  | RU-TN-1-py4-1 | RU-TN-1-py4-1 | [5 empty] | ore material | polished section |  | mineral separate | [5 empty] | mineralisation |  |  |  | chalcopyrite, sphalerite, pyrite | stage 1 (sediment-hosted, diagenetic), stage 2 (epigenetic hydrothermal veins) | disseminations, veins, mineralized nodules | disseminations, mineralized nodules, veins cross-cutting sedimentary bedding |  |  |  | quartz, carbonates |  | LA-ICPMS | ESI NWR213 Nd:YAG laser ablation system coupled to an Agilent 8800 QQQ ICP-MS | Montanuniversität Leoben, Austria | 50 µm spot size, 2 – 3 J/cm2 on-mineral fluency, 10 Hz repetition rate, helium carrier gas at 0.75 L/min flow rate, 30-s pre-ablation laser warm-up, 60 s dwell time, 30-s washout period | USGS pressed powder polysulfide reference material MASS-1 (Wilson et al. 2002) as external standard for chalcopyrite; sphalerite matrix-matched sinter pressed powder pellet reference material MUL-Zn S1 (Onuk et al. 2017) as external standard for sphalerite and pyrite; MASS-1 used as external standard for Te, Au, Tl, and Hg in sphalerite and pyrite |  |  |  |  | 235.0729 | [9 empty] | 0.095315 | [5 empty] | 13.4836 | [5 empty] | 153.8457 | [25 empty] | 2.108 |  |  |  | 0.10456 | [13 empty] | 214.6106 |  | 73.4883 | [7 empty] | 18.1196 | [5 empty] | 1082.3284 | [17 empty] | 2.7503 |  |  |  | 8.0191 | [5 empty] | 1.4551 | [7 empty] | 0 | [5 empty] | 642.3034 | [13 empty] | 27.7848 |  |  |  |  | 2025 | Bertrandsson Erlandsson et al. (2025), Mineralium Deposita, 60, 869–894 |  | POL, COD, ZMB, NAM
| Rudna |  | Basin hydrothermal | Stratiform sediment-hosted Cu | stratiform sediment-hosted Cu-Co | Cu, Co | Ag, Au, Pb, Ni, Se, Re, Zn | Cu, Co, Ag, Au, Pb, Ni, Se, Re, Zn | Bertrandsson Erlandsson et al., 2022; Foltyn et al., 2022; El Desouky et al., 2010 |  | RU-TN-1-py5-1 | RU-TN-1-py5-1 | [5 empty] | ore material | polished section |  | mineral separate | [5 empty] | mineralisation |  |  |  | chalcopyrite, sphalerite, pyrite | stage 1 (sediment-hosted, diagenetic), stage 2 (epigenetic hydrothermal veins) | disseminations, veins, mineralized nodules | disseminations, mineralized nodules, veins cross-cutting sedimentary bedding |  |  |  | quartz, carbonates |  | LA-ICPMS | ESI NWR213 Nd:YAG laser ablation system coupled to an Agilent 8800 QQQ ICP-MS | Montanuniversität Leoben, Austria | 50 µm spot size, 2 – 3 J/cm2 on-mineral fluency, 10 Hz repetition rate, helium carrier gas at 0.75 L/min flow rate, 30-s pre-ablation laser warm-up, 60 s dwell time, 30-s washout period | USGS pressed powder polysulfide reference material MASS-1 (Wilson et al. 2002) as external standard for chalcopyrite; sphalerite matrix-matched sinter pressed powder pellet reference material MUL-Zn S1 (Onuk et al. 2017) as external standard for sphalerite and pyrite; MASS-1 used as external standard for Te, Au, Tl, and Hg in sphalerite and pyrite | 13.4137 |  |  |  | 68.1776 | [9 empty] | 0.023465 | [5 empty] | 25.2046 | [5 empty] | 44.5519 |  | 0.98053 |  |  |  | 5148.5522 | [19 empty] | 3.9219 |  |  |  | 0.086526 | [13 empty] | 266.4517 |  | 9.8561 | [7 empty] | 24.8141 | [5 empty] | 2113.0746 | [17 empty] | 1.6922 |  |  |  | 6.7 | [5 empty] | 1.4866 | [7 empty] | 0 | [5 empty] | 1054.7185 | [5 empty] | 2.2784 | [7 empty] | 37.2189 |  |  |  |  | 2025 | Bertrandsson Erlandsson et al. (2025), Mineralium Deposita, 60, 869–894 |  | POL, COD, ZMB, NAM
| Rudna |  | Basin hydrothermal | Stratiform sediment-hosted Cu | stratiform sediment-hosted Cu-Co | Cu, Co | Ag, Au, Pb, Ni, Se, Re, Zn | Cu, Co, Ag, Au, Pb, Ni, Se, Re, Zn | Bertrandsson Erlandsson et al., 2022; Foltyn et al., 2022; El Desouky et al., 2010 |  | RU-TN-1-py6-1 | RU-TN-1-py6-1 | [5 empty] | ore material | polished section |  | mineral separate | [5 empty] | mineralisation |  |  |  | chalcopyrite, sphalerite, pyrite | stage 1 (sediment-hosted, diagenetic), stage 2 (epigenetic hydrothermal veins) | disseminations, veins, mineralized nodules | disseminations, mineralized nodules, veins cross-cutting sedimentary bedding |  |  |  | quartz, carbonates |  | LA-ICPMS | ESI NWR213 Nd:YAG laser ablation system coupled to an Agilent 8800 QQQ ICP-MS | Montanuniversität Leoben, Austria | 50 µm spot size, 2 – 3 J/cm2 on-mineral fluency, 10 Hz repetition rate, helium carrier gas at 0.75 L/min flow rate, 30-s pre-ablation laser warm-up, 60 s dwell time, 30-s washout period | USGS pressed powder polysulfide reference material MASS-1 (Wilson et al. 2002) as external standard for chalcopyrite; sphalerite matrix-matched sinter pressed powder pellet reference material MUL-Zn S1 (Onuk et al. 2017) as external standard for sphalerite and pyrite; MASS-1 used as external standard for Te, Au, Tl, and Hg in sphalerite and pyrite |  |  |  |  | 158.9576 | [9 empty] | 0.042068 | [5 empty] | 15.3456 | [5 empty] | 111.2547 |  | 1.2526 | [23 empty] | 2.7564 |  |  |  | 0.092397 | [13 empty] | 164.0207 |  | 32.7842 | [7 empty] | 30.4679 | [5 empty] | 2455.2991 | [17 empty] | 2.4543 |  |  |  | 8.0125 | [5 empty] | 1.236 | [7 empty] | 0 | [5 empty] | 612.2049 | [13 empty] | 22.5104 |  |  |  |  | 2025 | Bertrandsson Erlandsson et al. (2025), Mineralium Deposita, 60, 869–894 |  | POL, COD, ZMB, NAM
| Rudna |  | Basin hydrothermal | Stratiform sediment-hosted Cu | stratiform sediment-hosted Cu-Co | Cu, Co | Ag, Au, Pb, Ni, Se, Re, Zn | Cu, Co, Ag, Au, Pb, Ni, Se, Re, Zn | Bertrandsson Erlandsson et al., 2022; Foltyn et al., 2022; El Desouky et al., 2010 |  | RU-TN-1-py7-1 | RU-TN-1-py7-1 | [5 empty] | ore material | polished section |  | mineral separate | [5 empty] | mineralisation |  |  |  | chalcopyrite, sphalerite, pyrite | stage 1 (sediment-hosted, diagenetic), stage 2 (epigenetic hydrothermal veins) | disseminations, veins, mineralized nodules | disseminations, mineralized nodules, veins cross-cutting sedimentary bedding |  |  |  | quartz, carbonates |  | LA-ICPMS | ESI NWR213 Nd:YAG laser ablation system coupled to an Agilent 8800 QQQ ICP-MS | Montanuniversität Leoben, Austria | 50 µm spot size, 2 – 3 J/cm2 on-mineral fluency, 10 Hz repetition rate, helium carrier gas at 0.75 L/min flow rate, 30-s pre-ablation laser warm-up, 60 s dwell time, 30-s washout period | USGS pressed powder polysulfide reference material MASS-1 (Wilson et al. 2002) as external standard for chalcopyrite; sphalerite matrix-matched sinter pressed powder pellet reference material MUL-Zn S1 (Onuk et al. 2017) as external standard for sphalerite and pyrite; MASS-1 used as external standard for Te, Au, Tl, and Hg in sphalerite and pyrite | 9.3293 |  |  |  | 90.117 | [15 empty] | 17.9579 | [5 empty] | 69.0178 |  | 1.1724 |  |  |  | 4037.7071 | [19 empty] | 2.5145 |  |  |  | 0.049007 | [13 empty] | 526.8442 |  | 15.982 | [7 empty] | 17.6277 | [5 empty] | 248.6644 | [17 empty] | 1.6301 |  |  |  | 9.918 | [5 empty] | 1.0337 | [7 empty] | 0 | [5 empty] | 936.397 | [5 empty] | 5.2967 | [7 empty] | 51.9057 |  |  |  |  | 2025 | Bertrandsson Erlandsson et al. (2025), Mineralium Deposita, 60, 869–894 |  | POL, COD, ZMB, NAM
| Rudna |  | Basin hydrothermal | Stratiform sediment-hosted Cu | stratiform sediment-hosted Cu-Co | Cu, Co | Ag, Au, Pb, Ni, Se, Re, Zn | Cu, Co, Ag, Au, Pb, Ni, Se, Re, Zn | Bertrandsson Erlandsson et al., 2022; Foltyn et al., 2022; El Desouky et al., 2010 |  | RU-TN-1-py8-1 | RU-TN-1-py8-1 | [5 empty] | ore material | polished section |  | mineral separate | [5 empty] | mineralisation |  |  |  | chalcopyrite, sphalerite, pyrite | stage 1 (sediment-hosted, diagenetic), stage 2 (epigenetic hydrothermal veins) | disseminations, veins, mineralized nodules | disseminations, mineralized nodules, veins cross-cutting sedimentary bedding |  |  |  | quartz, carbonates |  | LA-ICPMS | ESI NWR213 Nd:YAG laser ablation system coupled to an Agilent 8800 QQQ ICP-MS | Montanuniversität Leoben, Austria | 50 µm spot size, 2 – 3 J/cm2 on-mineral fluency, 10 Hz repetition rate, helium carrier gas at 0.75 L/min flow rate, 30-s pre-ablation laser warm-up, 60 s dwell time, 30-s washout period | USGS pressed powder polysulfide reference material MASS-1 (Wilson et al. 2002) as external standard for chalcopyrite; sphalerite matrix-matched sinter pressed powder pellet reference material MUL-Zn S1 (Onuk et al. 2017) as external standard for sphalerite and pyrite; MASS-1 used as external standard for Te, Au, Tl, and Hg in sphalerite and pyrite |  |  |  |  | 203.3713 | [15 empty] | 17.8288 | [5 empty] | 147.2359 | [21 empty] | 0.11478 |  |  |  | 2.774 |  |  |  | 0.10526 | [13 empty] | 260.0612 |  | 32.8939 | [7 empty] | 35.6277 | [5 empty] | 2320.658 | [17 empty] | 3.2251 |  |  |  | 11.5174 | [5 empty] | 1.7189 | [7 empty] | 0 | [5 empty] | 779.5061 | [13 empty] | 32.03 |  |  |  |  | 2025 | Bertrandsson Erlandsson et al. (2025), Mineralium Deposita, 60, 869–894 |  | POL, COD, ZMB, NAM
| Rudna |  | Basin hydrothermal | Stratiform sediment-hosted Cu | stratiform sediment-hosted Cu-Co | Cu, Co | Ag, Au, Pb, Ni, Se, Re, Zn | Cu, Co, Ag, Au, Pb, Ni, Se, Re, Zn | Bertrandsson Erlandsson et al., 2022; Foltyn et al., 2022; El Desouky et al., 2010 |  | RU-TN-1-py9-1 | RU-TN-1-py9-1 | [5 empty] | ore material | polished section |  | mineral separate | [5 empty] | mineralisation |  |  |  | chalcopyrite, sphalerite, pyrite | stage 1 (sediment-hosted, diagenetic), stage 2 (epigenetic hydrothermal veins) | disseminations, veins, mineralized nodules | disseminations, mineralized nodules, veins cross-cutting sedimentary bedding |  |  |  | quartz, carbonates |  | LA-ICPMS | ESI NWR213 Nd:YAG laser ablation system coupled to an Agilent 8800 QQQ ICP-MS | Montanuniversität Leoben, Austria | 50 µm spot size, 2 – 3 J/cm2 on-mineral fluency, 10 Hz repetition rate, helium carrier gas at 0.75 L/min flow rate, 30-s pre-ablation laser warm-up, 60 s dwell time, 30-s washout period | USGS pressed powder polysulfide reference material MASS-1 (Wilson et al. 2002) as external standard for chalcopyrite; sphalerite matrix-matched sinter pressed powder pellet reference material MUL-Zn S1 (Onuk et al. 2017) as external standard for sphalerite and pyrite; MASS-1 used as external standard for Te, Au, Tl, and Hg in sphalerite and pyrite |  |  |  |  | 101.4293 | [9 empty] | 0.022197 | [5 empty] | 22.7103 | [5 empty] | 67.7978 |  | 0.94782 |  |  |  | 3734.5603 | [11 empty] | 0.026418 | [7 empty] | 1.8754 |  |  |  | 0.048847 | [13 empty] | 638.0173 |  | 19.8163 | [7 empty] | 12.3868 | [5 empty] | 325.4861 | [17 empty] | 1.4203 |  |  |  | 9.8983 | [5 empty] | 1.3139 | [7 empty] | 0 | [5 empty] | 1254.3596 | [5 empty] | 4.4359 | [7 empty] | 59.8807 |  |  |  |  | 2025 | Bertrandsson Erlandsson et al. (2025), Mineralium Deposita, 60, 869–894 |  | POL, COD, ZMB, NAM
| Rudna |  | Basin hydrothermal | Stratiform sediment-hosted Cu | stratiform sediment-hosted Cu-Co | Cu, Co | Ag, Au, Pb, Ni, Se, Re, Zn | Cu, Co, Ag, Au, Pb, Ni, Se, Re, Zn | Bertrandsson Erlandsson et al., 2022; Foltyn et al., 2022; El Desouky et al., 2010 |  | RU-TN-1-py10-1 | RU-TN-1-py10-1 | [5 empty] | ore material | polished section |  | mineral separate | [5 empty] | mineralisation |  |  |  | chalcopyrite, sphalerite, pyrite | stage 1 (sediment-hosted, diagenetic), stage 2 (epigenetic hydrothermal veins) | disseminations, veins, mineralized nodules | disseminations, mineralized nodules, veins cross-cutting sedimentary bedding |  |  |  | quartz, carbonates |  | LA-ICPMS | ESI NWR213 Nd:YAG laser ablation system coupled to an Agilent 8800 QQQ ICP-MS | Montanuniversität Leoben, Austria | 50 µm spot size, 2 – 3 J/cm2 on-mineral fluency, 10 Hz repetition rate, helium carrier gas at 0.75 L/min flow rate, 30-s pre-ablation laser warm-up, 60 s dwell time, 30-s washout period | USGS pressed powder polysulfide reference material MASS-1 (Wilson et al. 2002) as external standard for chalcopyrite; sphalerite matrix-matched sinter pressed powder pellet reference material MUL-Zn S1 (Onuk et al. 2017) as external standard for sphalerite and pyrite; MASS-1 used as external standard for Te, Au, Tl, and Hg in sphalerite and pyrite |  |  |  |  | 149.7134 | [9 empty] | 0.035402 | [5 empty] | 19.5164 | [5 empty] | 114.0869 |  | 0.75294 | [23 empty] | 3.9846 |  |  |  | 0.076238 | [13 empty] | 264.6929 |  | 22.5699 | [7 empty] | 38.6985 | [5 empty] | 1978.5751 | [17 empty] | 2.8074 |  |  |  | 10.4196 | [5 empty] | 1.72 | [7 empty] | 0 | [5 empty] | 971.2349 | [5 empty] | 4.4287 | [7 empty] | 31.4688 |  |  |  |  | 2025 | Bertrandsson Erlandsson et al. (2025), Mineralium Deposita, 60, 869–894 |  | POL, COD, ZMB, NAM
| Rudna |  | Basin hydrothermal | Stratiform sediment-hosted Cu | stratiform sediment-hosted Cu-Co | Cu, Co | Ag, Au, Pb, Ni, Se, Re, Zn | Cu, Co, Ag, Au, Pb, Ni, Se, Re, Zn | Bertrandsson Erlandsson et al., 2022; Foltyn et al., 2022; El Desouky et al., 2010 |  | RU-TN-1-py11-1 | RU-TN-1-py11-1 | [5 empty] | ore material | polished section |  | mineral separate | [5 empty] | mineralisation |  |  |  | chalcopyrite, sphalerite, pyrite | stage 1 (sediment-hosted, diagenetic), stage 2 (epigenetic hydrothermal veins) | disseminations, veins, mineralized nodules | disseminations, mineralized nodules, veins cross-cutting sedimentary bedding |  |  |  | quartz, carbonates |  | LA-ICPMS | ESI NWR213 Nd:YAG laser ablation system coupled to an Agilent 8800 QQQ ICP-MS | Montanuniversität Leoben, Austria | 50 µm spot size, 2 – 3 J/cm2 on-mineral fluency, 10 Hz repetition rate, helium carrier gas at 0.75 L/min flow rate, 30-s pre-ablation laser warm-up, 60 s dwell time, 30-s washout period | USGS pressed powder polysulfide reference material MASS-1 (Wilson et al. 2002) as external standard for chalcopyrite; sphalerite matrix-matched sinter pressed powder pellet reference material MUL-Zn S1 (Onuk et al. 2017) as external standard for sphalerite and pyrite; MASS-1 used as external standard for Te, Au, Tl, and Hg in sphalerite and pyrite | 12.7337 |  |  |  | 68.0084 | [15 empty] | 19.7407 | [5 empty] | 13.6169 |  | 0.56708 |  |  |  | 785.6243 | [19 empty] | 3.3747 |  |  |  | 0.12039 | [13 empty] | 210.4766 |  | 14.5949 | [13 empty] | 2861.32 | [17 empty] | 2.3801 |  |  |  | 10.2632 | [5 empty] | 1.5785 | [7 empty] | 0 | [5 empty] | 839.1721 | [5 empty] | 2.6578 | [7 empty] | 29.9278 |  |  |  |  | 2025 | Bertrandsson Erlandsson et al. (2025), Mineralium Deposita, 60, 869–894 |  | POL, COD, ZMB, NAM
| Rudna |  | Basin hydrothermal | Stratiform sediment-hosted Cu | stratiform sediment-hosted Cu-Co | Cu, Co | Ag, Au, Pb, Ni, Se, Re, Zn | Cu, Co, Ag, Au, Pb, Ni, Se, Re, Zn | Bertrandsson Erlandsson et al., 2022; Foltyn et al., 2022; El Desouky et al., 2010 |  | RU-TN-1-py12-1 | RU-TN-1-py12-1 | [5 empty] | ore material | polished section |  | mineral separate | [5 empty] | mineralisation |  |  |  | chalcopyrite, sphalerite, pyrite | stage 1 (sediment-hosted, diagenetic), stage 2 (epigenetic hydrothermal veins) | disseminations, veins, mineralized nodules | disseminations, mineralized nodules, veins cross-cutting sedimentary bedding |  |  |  | quartz, carbonates |  | LA-ICPMS | ESI NWR213 Nd:YAG laser ablation system coupled to an Agilent 8800 QQQ ICP-MS | Montanuniversität Leoben, Austria | 50 µm spot size, 2 – 3 J/cm2 on-mineral fluency, 10 Hz repetition rate, helium carrier gas at 0.75 L/min flow rate, 30-s pre-ablation laser warm-up, 60 s dwell time, 30-s washout period | USGS pressed powder polysulfide reference material MASS-1 (Wilson et al. 2002) as external standard for chalcopyrite; sphalerite matrix-matched sinter pressed powder pellet reference material MUL-Zn S1 (Onuk et al. 2017) as external standard for sphalerite and pyrite; MASS-1 used as external standard for Te, Au, Tl, and Hg in sphalerite and pyrite | 29.3884 |  |  |  | 146.2887 | [9 empty] | 0.030433 | [5 empty] | 19.2229 | [5 empty] | 89.9313 |  | 0.90811 |  |  |  | 5271.8572 | [19 empty] | 2.2763 |  |  |  | 0.11072 | [13 empty] | 228.536 |  | 15.4687 | [7 empty] | 22.3646 | [5 empty] | 1775.4418 | [17 empty] | 1.9 |  |  |  | 4.7012 | [5 empty] | 1.8828 | [7 empty] | 0 | [5 empty] | 919.4715 | [5 empty] | 2.4768 | [7 empty] | 32.755 |  |  |  |  | 2025 | Bertrandsson Erlandsson et al. (2025), Mineralium Deposita, 60, 869–894 |  | POL, COD, ZMB, NAM
| Rudna |  | Basin hydrothermal | Stratiform sediment-hosted Cu | stratiform sediment-hosted Cu-Co | Cu, Co | Ag, Au, Pb, Ni, Se, Re, Zn | Cu, Co, Ag, Au, Pb, Ni, Se, Re, Zn | Bertrandsson Erlandsson et al., 2022; Foltyn et al., 2022; El Desouky et al., 2010 |  | RU-TN-1-py13-1 | RU-TN-1-py13-1 | [5 empty] | ore material | polished section |  | mineral separate | [5 empty] | mineralisation |  |  |  | chalcopyrite, sphalerite, pyrite | stage 1 (sediment-hosted, diagenetic), stage 2 (epigenetic hydrothermal veins) | disseminations, veins, mineralized nodules | disseminations, mineralized nodules, veins cross-cutting sedimentary bedding |  |  |  | quartz, carbonates |  | LA-ICPMS | ESI NWR213 Nd:YAG laser ablation system coupled to an Agilent 8800 QQQ ICP-MS | Montanuniversität Leoben, Austria | 50 µm spot size, 2 – 3 J/cm2 on-mineral fluency, 10 Hz repetition rate, helium carrier gas at 0.75 L/min flow rate, 30-s pre-ablation laser warm-up, 60 s dwell time, 30-s washout period | USGS pressed powder polysulfide reference material MASS-1 (Wilson et al. 2002) as external standard for chalcopyrite; sphalerite matrix-matched sinter pressed powder pellet reference material MUL-Zn S1 (Onuk et al. 2017) as external standard for sphalerite and pyrite; MASS-1 used as external standard for Te, Au, Tl, and Hg in sphalerite and pyrite |  |  |  |  | 191.2058 | [9 empty] | 0.059269 | [5 empty] | 19.3098 | [5 empty] | 135.2104 |  | 1.1453 | [23 empty] | 1.71 |  |  |  | 0.10874 | [13 empty] | 217.8537 |  | 38.1715 | [7 empty] | 42.9614 | [5 empty] | 2144.9994 | [17 empty] | 3.211 |  |  |  | 13.8688 | [5 empty] | 1.9007 | [7 empty] | 0 | [5 empty] | 852.0379 | [5 empty] | 4.9163 | [7 empty] | 30.71 |  |  |  |  | 2025 | Bertrandsson Erlandsson et al. (2025), Mineralium Deposita, 60, 869–894 |  | POL, COD, ZMB, NAM
| Rudna |  | Basin hydrothermal | Stratiform sediment-hosted Cu | stratiform sediment-hosted Cu-Co | Cu, Co | Ag, Au, Pb, Ni, Se, Re, Zn | Cu, Co, Ag, Au, Pb, Ni, Se, Re, Zn | Bertrandsson Erlandsson et al., 2022; Foltyn et al., 2022; El Desouky et al., 2010 |  | RU-TN-1-py14-1 | RU-TN-1-py14-1 | [5 empty] | ore material | polished section |  | mineral separate | [5 empty] | mineralisation |  |  |  | chalcopyrite, sphalerite, pyrite | stage 1 (sediment-hosted, diagenetic), stage 2 (epigenetic hydrothermal veins) | disseminations, veins, mineralized nodules | disseminations, mineralized nodules, veins cross-cutting sedimentary bedding |  |  |  | quartz, carbonates |  | LA-ICPMS | ESI NWR213 Nd:YAG laser ablation system coupled to an Agilent 8800 QQQ ICP-MS | Montanuniversität Leoben, Austria | 50 µm spot size, 2 – 3 J/cm2 on-mineral fluency, 10 Hz repetition rate, helium carrier gas at 0.75 L/min flow rate, 30-s pre-ablation laser warm-up, 60 s dwell time, 30-s washout period | USGS pressed powder polysulfide reference material MASS-1 (Wilson et al. 2002) as external standard for chalcopyrite; sphalerite matrix-matched sinter pressed powder pellet reference material MUL-Zn S1 (Onuk et al. 2017) as external standard for sphalerite and pyrite; MASS-1 used as external standard for Te, Au, Tl, and Hg in sphalerite and pyrite | [14 empty] | 0.057442 | [5 empty] | 14.8249 | [27 empty] | 0.19019 |  |  |  | 3.8842 |  |  |  | 0.098225 | [13 empty] | 240.8141 |  | 46.3949 | [7 empty] | 67.2706 | [5 empty] | 2169.2575 | [17 empty] | 4.1997 |  |  |  | 17.3246 | [5 empty] | 1.6093 | [7 empty] | 0 | [5 empty] | 724.8968 | [13 empty] | 33.0749 |  |  |  |  | 2025 | Bertrandsson Erlandsson et al. (2025), Mineralium Deposita, 60, 869–894 |  | POL, COD, ZMB, NAM
| Rudna |  | Basin hydrothermal | Stratiform sediment-hosted Cu | stratiform sediment-hosted Cu-Co | Cu, Co | Ag, Au, Pb, Ni, Se, Re, Zn | Cu, Co, Ag, Au, Pb, Ni, Se, Re, Zn | Bertrandsson Erlandsson et al., 2022; Foltyn et al., 2022; El Desouky et al., 2010 |  | RU-TN-1-py15-1 | RU-TN-1-py15-1 | [5 empty] | ore material | polished section |  | mineral separate | [5 empty] | mineralisation |  |  |  | chalcopyrite, sphalerite, pyrite | stage 1 (sediment-hosted, diagenetic), stage 2 (epigenetic hydrothermal veins) | disseminations, veins, mineralized nodules | disseminations, mineralized nodules, veins cross-cutting sedimentary bedding |  |  |  | quartz, carbonates |  | LA-ICPMS | ESI NWR213 Nd:YAG laser ablation system coupled to an Agilent 8800 QQQ ICP-MS | Montanuniversität Leoben, Austria | 50 µm spot size, 2 – 3 J/cm2 on-mineral fluency, 10 Hz repetition rate, helium carrier gas at 0.75 L/min flow rate, 30-s pre-ablation laser warm-up, 60 s dwell time, 30-s washout period | USGS pressed powder polysulfide reference material MASS-1 (Wilson et al. 2002) as external standard for chalcopyrite; sphalerite matrix-matched sinter pressed powder pellet reference material MUL-Zn S1 (Onuk et al. 2017) as external standard for sphalerite and pyrite; MASS-1 used as external standard for Te, Au, Tl, and Hg in sphalerite and pyrite | 10.6791 | [13 empty] | 0.061275 | [5 empty] | 14.6976 | [7 empty] | 1.1859 |  |  |  | 6141.5406 | [15 empty] | 0.16654 |  |  |  | 1.8418 |  |  |  | 0.067613 | [13 empty] | 450.2929 |  | 47.618 | [7 empty] | 15.9021 | [5 empty] | 312.9173 | [17 empty] | 1.5834 |  |  |  | 7.7509 | [5 empty] | 0.85515 | [7 empty] | 0 | [5 empty] | 766.4891 | [5 empty] | 6.4757 | [7 empty] | 46.2144 |  |  |  |  | 2025 | Bertrandsson Erlandsson et al. (2025), Mineralium Deposita, 60, 869–894 |  | POL, COD, ZMB, NAM
| Rudna |  | Basin hydrothermal | Stratiform sediment-hosted Cu | stratiform sediment-hosted Cu-Co | Cu, Co | Ag, Au, Pb, Ni, Se, Re, Zn | Cu, Co, Ag, Au, Pb, Ni, Se, Re, Zn | Bertrandsson Erlandsson et al., 2022; Foltyn et al., 2022; El Desouky et al., 2010 |  | RU-TN-1-py16-1 | RU-TN-1-py16-1 | [5 empty] | ore material | polished section |  | mineral separate | [5 empty] | mineralisation |  |  |  | chalcopyrite, sphalerite, pyrite | stage 1 (sediment-hosted, diagenetic), stage 2 (epigenetic hydrothermal veins) | disseminations, veins, mineralized nodules | disseminations, mineralized nodules, veins cross-cutting sedimentary bedding |  |  |  | quartz, carbonates |  | LA-ICPMS | ESI NWR213 Nd:YAG laser ablation system coupled to an Agilent 8800 QQQ ICP-MS | Montanuniversität Leoben, Austria | 50 µm spot size, 2 – 3 J/cm2 on-mineral fluency, 10 Hz repetition rate, helium carrier gas at 0.75 L/min flow rate, 30-s pre-ablation laser warm-up, 60 s dwell time, 30-s washout period | USGS pressed powder polysulfide reference material MASS-1 (Wilson et al. 2002) as external standard for chalcopyrite; sphalerite matrix-matched sinter pressed powder pellet reference material MUL-Zn S1 (Onuk et al. 2017) as external standard for sphalerite and pyrite; MASS-1 used as external standard for Te, Au, Tl, and Hg in sphalerite and pyrite | [14 empty] | 0.12339 | [5 empty] | 20.53 | [27 empty] | 0.24249 |  |  |  | 2.3409 |  |  |  | 0.028482 | [15 empty] | 116.4579 | [13 empty] | 314.1425 | [17 empty] | 3.4327 |  |  |  | 16.4453 | [5 empty] | 0.84094 | [7 empty] | 0 | [5 empty] | 1090.5507 | [13 empty] | 73.225 |  |  |  |  | 2025 | Bertrandsson Erlandsson et al. (2025), Mineralium Deposita, 60, 869–894 |  | POL, COD, ZMB, NAM
| Rudna |  | Basin hydrothermal | Stratiform sediment-hosted Cu | stratiform sediment-hosted Cu-Co | Cu, Co | Ag, Au, Pb, Ni, Se, Re, Zn | Cu, Co, Ag, Au, Pb, Ni, Se, Re, Zn | Bertrandsson Erlandsson et al., 2022; Foltyn et al., 2022; El Desouky et al., 2010 |  | RU-TN-1-py17-1 | RU-TN-1-py17-1 | [5 empty] | ore material | polished section |  | mineral separate | [5 empty] | mineralisation |  |  |  | chalcopyrite, sphalerite, pyrite | stage 1 (sediment-hosted, diagenetic), stage 2 (epigenetic hydrothermal veins) | disseminations, veins, mineralized nodules | disseminations, mineralized nodules, veins cross-cutting sedimentary bedding |  |  |  | quartz, carbonates |  | LA-ICPMS | ESI NWR213 Nd:YAG laser ablation system coupled to an Agilent 8800 QQQ ICP-MS | Montanuniversität Leoben, Austria | 50 µm spot size, 2 – 3 J/cm2 on-mineral fluency, 10 Hz repetition rate, helium carrier gas at 0.75 L/min flow rate, 30-s pre-ablation laser warm-up, 60 s dwell time, 30-s washout period | USGS pressed powder polysulfide reference material MASS-1 (Wilson et al. 2002) as external standard for chalcopyrite; sphalerite matrix-matched sinter pressed powder pellet reference material MUL-Zn S1 (Onuk et al. 2017) as external standard for sphalerite and pyrite; MASS-1 used as external standard for Te, Au, Tl, and Hg in sphalerite and pyrite | [14 empty] | 0.097806 | [5 empty] | 14.1641 | [7 empty] | 1.9722 | [19 empty] | 0.15854 |  |  |  | 2.5615 |  |  |  | 0.074344 | [13 empty] | 296.0389 |  | 114.2403 | [13 empty] | 956.7066 | [17 empty] | 3.4453 |  |  |  | 15.2101 | [5 empty] | 1.5877 | [7 empty] | 0 | [5 empty] | 792.9623 | [13 empty] | 35.9061 |  |  |  |  | 2025 | Bertrandsson Erlandsson et al. (2025), Mineralium Deposita, 60, 869–894 |  | POL, COD, ZMB, NAM
| Rudna |  | Basin hydrothermal | Stratiform sediment-hosted Cu | stratiform sediment-hosted Cu-Co | Cu, Co | Ag, Au, Pb, Ni, Se, Re, Zn | Cu, Co, Ag, Au, Pb, Ni, Se, Re, Zn | Bertrandsson Erlandsson et al., 2022; Foltyn et al., 2022; El Desouky et al., 2010 |  | RU-TN-1-py18-1 | RU-TN-1-py18-1 | [5 empty] | ore material | polished section |  | mineral separate | [5 empty] | mineralisation |  |  |  | chalcopyrite, sphalerite, pyrite | stage 1 (sediment-hosted, diagenetic), stage 2 (epigenetic hydrothermal veins) | disseminations, veins, mineralized nodules | disseminations, mineralized nodules, veins cross-cutting sedimentary bedding |  |  |  | quartz, carbonates |  | LA-ICPMS | ESI NWR213 Nd:YAG laser ablation system coupled to an Agilent 8800 QQQ ICP-MS | Montanuniversität Leoben, Austria | 50 µm spot size, 2 – 3 J/cm2 on-mineral fluency, 10 Hz repetition rate, helium carrier gas at 0.75 L/min flow rate, 30-s pre-ablation laser warm-up, 60 s dwell time, 30-s washout period | USGS pressed powder polysulfide reference material MASS-1 (Wilson et al. 2002) as external standard for chalcopyrite; sphalerite matrix-matched sinter pressed powder pellet reference material MUL-Zn S1 (Onuk et al. 2017) as external standard for sphalerite and pyrite; MASS-1 used as external standard for Te, Au, Tl, and Hg in sphalerite and pyrite |  |  |  |  | 164.244 | [9 empty] | 0.035917 | [5 empty] | 19.5648 | [5 empty] | 114.8914 |  | 1.3516 | [19 empty] | 0.17339 |  |  |  | 2.5169 |  |  |  | 0.11702 | [13 empty] | 217.4557 |  | 27.0086 | [13 empty] | 2735.4214 | [17 empty] | 3.5734 |  |  |  | 14.1765 | [5 empty] | 1.7163 | [7 empty] | 0 | [5 empty] | 845.5497 | [13 empty] | 32.0967 |  |  |  |  | 2025 | Bertrandsson Erlandsson et al. (2025), Mineralium Deposita, 60, 869–894 |  | POL, COD, ZMB, NAM
| Polish Kupferschiefer, Luiswishi, Nchanga, Dolostone Ore Formation |  | Basin hydrothermal | Stratiform sediment-hosted Cu | stratiform sediment-hosted Cu-Co | Cu, Co | Ag, Au, Pb, Ni, Se, Re, Zn | Cu, Co, Ag, Au, Pb, Ni, Se, Re, Zn | Bertrandsson Erlandsson et al., 2022; Foltyn et al., 2022; El Desouky et al., 2010 |  | CACB-1 | CACB-1 | [5 empty] | ore material | polished section |  | mineral separate | [5 empty] | mineralisation |  |  |  | chalcopyrite, sphalerite, pyrite | stage 1 (sediment-hosted, diagenetic), stage 2 (epigenetic hydrothermal veins) | disseminations, veins, mineralized nodules | disseminations, mineralized nodules, veins cross-cutting sedimentary bedding |  |  |  | quartz, carbonates |  | LA-ICPMS | ESI NWR213 Nd:YAG laser ablation system coupled to an Agilent 8800 QQQ ICP-MS | Montanuniversität Leoben, Austria | 50 µm spot size, 2 – 3 J/cm2 on-mineral fluency, 10 Hz repetition rate, helium carrier gas at 0.75 L/min flow rate, 30-s pre-ablation laser warm-up, 60 s dwell time, 30-s washout period | USGS pressed powder polysulfide reference material MASS-1 (Wilson et al. 2002) as external standard for chalcopyrite; sphalerite matrix-matched sinter pressed powder pellet reference material MUL-Zn S1 (Onuk et al. 2017) as external standard for sphalerite and pyrite; MASS-1 used as external standard for Te, Au, Tl, and Hg in sphalerite and pyrite | [147 empty] | 2025 | Bertrandsson Erlandsson et al. (2025), Mineralium Deposita, 60, 869–894 |  | POL, COD, ZMB, NAM
| Polish Kupferschiefer, Luiswishi, Nchanga, Dolostone Ore Formation |  | Basin hydrothermal | Stratiform sediment-hosted Cu | stratiform sediment-hosted Cu-Co | Cu, Co | Ag, Au, Pb, Ni, Se, Re, Zn | Cu, Co, Ag, Au, Pb, Ni, Se, Re, Zn | Bertrandsson Erlandsson et al., 2022; Foltyn et al., 2022; El Desouky et al., 2010 |  | Source: This study-2 | Source: This study-2 | [5 empty] | ore material | polished section |  | mineral separate | [5 empty] | mineralisation |  |  |  | chalcopyrite, sphalerite, pyrite | stage 1 (sediment-hosted, diagenetic), stage 2 (epigenetic hydrothermal veins) | disseminations, veins, mineralized nodules | disseminations, mineralized nodules, veins cross-cutting sedimentary bedding |  |  |  | quartz, carbonates |  | LA-ICPMS | ESI NWR213 Nd:YAG laser ablation system coupled to an Agilent 8800 QQQ ICP-MS | Montanuniversität Leoben, Austria | 50 µm spot size, 2 – 3 J/cm2 on-mineral fluency, 10 Hz repetition rate, helium carrier gas at 0.75 L/min flow rate, 30-s pre-ablation laser warm-up, 60 s dwell time, 30-s washout period | USGS pressed powder polysulfide reference material MASS-1 (Wilson et al. 2002) as external standard for chalcopyrite; sphalerite matrix-matched sinter pressed powder pellet reference material MUL-Zn S1 (Onuk et al. 2017) as external standard for sphalerite and pyrite; MASS-1 used as external standard for Te, Au, Tl, and Hg in sphalerite and pyrite | [147 empty] | 2025 | Bertrandsson Erlandsson et al. (2025), Mineralium Deposita, 60, 869–894 |  | POL, COD, ZMB, NAM
| Luiswishi |  | Basin hydrothermal | Stratiform sediment-hosted Cu | stratiform sediment-hosted Cu-Co | Cu, Co | Ag, Au, Pb, Ni, Se, Re, Zn | Cu, Co, Ag, Au, Pb, Ni, Se, Re, Zn | Bertrandsson Erlandsson et al., 2022; Foltyn et al., 2022; El Desouky et al., 2010 |  | LS06HA125 py1-1 | LS06HA125 py1-1 | [5 empty] | ore material | polished section |  | mineral separate | [5 empty] | mineralisation |  |  |  | chalcopyrite, sphalerite, pyrite | stage 1 (sediment-hosted, diagenetic), stage 2 (epigenetic hydrothermal veins) | disseminations, veins, mineralized nodules | disseminations, mineralized nodules, veins cross-cutting sedimentary bedding |  |  |  | quartz, carbonates |  | LA-ICPMS | ESI NWR213 Nd:YAG laser ablation system coupled to an Agilent 8800 QQQ ICP-MS | Montanuniversität Leoben, Austria | 50 µm spot size, 2 – 3 J/cm2 on-mineral fluency, 10 Hz repetition rate, helium carrier gas at 0.75 L/min flow rate, 30-s pre-ablation laser warm-up, 60 s dwell time, 30-s washout period | USGS pressed powder polysulfide reference material MASS-1 (Wilson et al. 2002) as external standard for chalcopyrite; sphalerite matrix-matched sinter pressed powder pellet reference material MUL-Zn S1 (Onuk et al. 2017) as external standard for sphalerite and pyrite; MASS-1 used as external standard for Te, Au, Tl, and Hg in sphalerite and pyrite | 0.019832 |  |  |  | 492.6452 | [21 empty] | 8480.0242 |  | 3.2942 | [15 empty] | 0.64611 |  |  |  | 0.63094 |  |  |  | 1.4311 |  |  |  | 0.076286 | [23 empty] | 155.4485 | [23 empty] | 1.9309 |  |  |  | 11.3511 | [5 empty] | 0.38129 | [13 empty] | 0.052511 | [18 empty] | 2025 | Bertrandsson Erlandsson et al. (2025), Mineralium Deposita, 60, 869–894 |  | POL, COD, ZMB, NAM
| Luiswishi |  | Basin hydrothermal | Stratiform sediment-hosted Cu | stratiform sediment-hosted Cu-Co | Cu, Co | Ag, Au, Pb, Ni, Se, Re, Zn | Cu, Co, Ag, Au, Pb, Ni, Se, Re, Zn | Bertrandsson Erlandsson et al., 2022; Foltyn et al., 2022; El Desouky et al., 2010 |  | LS06HA125 py2-1 | LS06HA125 py2-1 | [5 empty] | ore material | polished section |  | mineral separate | [5 empty] | mineralisation |  |  |  | chalcopyrite, sphalerite, pyrite | stage 1 (sediment-hosted, diagenetic), stage 2 (epigenetic hydrothermal veins) | disseminations, veins, mineralized nodules | disseminations, mineralized nodules, veins cross-cutting sedimentary bedding |  |  |  | quartz, carbonates |  | LA-ICPMS | ESI NWR213 Nd:YAG laser ablation system coupled to an Agilent 8800 QQQ ICP-MS | Montanuniversität Leoben, Austria | 50 µm spot size, 2 – 3 J/cm2 on-mineral fluency, 10 Hz repetition rate, helium carrier gas at 0.75 L/min flow rate, 30-s pre-ablation laser warm-up, 60 s dwell time, 30-s washout period | USGS pressed powder polysulfide reference material MASS-1 (Wilson et al. 2002) as external standard for chalcopyrite; sphalerite matrix-matched sinter pressed powder pellet reference material MUL-Zn S1 (Onuk et al. 2017) as external standard for sphalerite and pyrite; MASS-1 used as external standard for Te, Au, Tl, and Hg in sphalerite and pyrite |  |  |  |  | 593.5405 | [9 empty] | 7.5235 | [11 empty] | 12531.576 | [5 empty] | 123.0191 | [19 empty] | 0.36097 | [17 empty] | 7.1388 | [9 empty] | 200.677 | [5 empty] | 13.964 | [17 empty] | 3.7679 |  |  |  | 17.01 | [19 empty] | 0.048868 | [18 empty] | 2025 | Bertrandsson Erlandsson et al. (2025), Mineralium Deposita, 60, 869–894 |  | POL, COD, ZMB, NAM
| Luiswishi |  | Basin hydrothermal | Stratiform sediment-hosted Cu | stratiform sediment-hosted Cu-Co | Cu, Co | Ag, Au, Pb, Ni, Se, Re, Zn | Cu, Co, Ag, Au, Pb, Ni, Se, Re, Zn | Bertrandsson Erlandsson et al., 2022; Foltyn et al., 2022; El Desouky et al., 2010 |  | LS06HA125 py3-1 | LS06HA125 py3-1 | [5 empty] | ore material | polished section |  | mineral separate | [5 empty] | mineralisation |  |  |  | chalcopyrite, sphalerite, pyrite | stage 1 (sediment-hosted, diagenetic), stage 2 (epigenetic hydrothermal veins) | disseminations, veins, mineralized nodules | disseminations, mineralized nodules, veins cross-cutting sedimentary bedding |  |  |  | quartz, carbonates |  | LA-ICPMS | ESI NWR213 Nd:YAG laser ablation system coupled to an Agilent 8800 QQQ ICP-MS | Montanuniversität Leoben, Austria | 50 µm spot size, 2 – 3 J/cm2 on-mineral fluency, 10 Hz repetition rate, helium carrier gas at 0.75 L/min flow rate, 30-s pre-ablation laser warm-up, 60 s dwell time, 30-s washout period | USGS pressed powder polysulfide reference material MASS-1 (Wilson et al. 2002) as external standard for chalcopyrite; sphalerite matrix-matched sinter pressed powder pellet reference material MUL-Zn S1 (Onuk et al. 2017) as external standard for sphalerite and pyrite; MASS-1 used as external standard for Te, Au, Tl, and Hg in sphalerite and pyrite | 0.21152 | [25 empty] | 21030.2498 |  | 2.3614 |  |  |  | 101.266 | [15 empty] | 1.4815 |  |  |  | 1.3988 |  |  |  | 0.015696 | [23 empty] | 273.1577 | [5 empty] | 9.1698 | [17 empty] | 1.3725 |  |  |  | 22.0977 | [5 empty] | 0.97884 | [13 empty] | 0.041581 | [18 empty] | 2025 | Bertrandsson Erlandsson et al. (2025), Mineralium Deposita, 60, 869–894 |  | POL, COD, ZMB, NAM
| Luiswishi |  | Basin hydrothermal | Stratiform sediment-hosted Cu | stratiform sediment-hosted Cu-Co | Cu, Co | Ag, Au, Pb, Ni, Se, Re, Zn | Cu, Co, Ag, Au, Pb, Ni, Se, Re, Zn | Bertrandsson Erlandsson et al., 2022; Foltyn et al., 2022; El Desouky et al., 2010 |  | LS06HA125 py4-1 | LS06HA125 py4-1 | [5 empty] | ore material | polished section |  | mineral separate | [5 empty] | mineralisation |  |  |  | chalcopyrite, sphalerite, pyrite | stage 1 (sediment-hosted, diagenetic), stage 2 (epigenetic hydrothermal veins) | disseminations, veins, mineralized nodules | disseminations, mineralized nodules, veins cross-cutting sedimentary bedding |  |  |  | quartz, carbonates |  | LA-ICPMS | ESI NWR213 Nd:YAG laser ablation system coupled to an Agilent 8800 QQQ ICP-MS | Montanuniversität Leoben, Austria | 50 µm spot size, 2 – 3 J/cm2 on-mineral fluency, 10 Hz repetition rate, helium carrier gas at 0.75 L/min flow rate, 30-s pre-ablation laser warm-up, 60 s dwell time, 30-s washout period | USGS pressed powder polysulfide reference material MASS-1 (Wilson et al. 2002) as external standard for chalcopyrite; sphalerite matrix-matched sinter pressed powder pellet reference material MUL-Zn S1 (Onuk et al. 2017) as external standard for sphalerite and pyrite; MASS-1 used as external standard for Te, Au, Tl, and Hg in sphalerite and pyrite | 0.11913 |  |  |  | 500.0355 | [9 empty] | 5.0663 | [11 empty] | 8344.996 |  | 1.7277 | [23 empty] | 1.0511 | [17 empty] | 6.5325 | [9 empty] | 146.1533 | [27 empty] | 11.8778 | [19 empty] | 0.067503 | [13 empty] | 106.1523 |  |  |  |  | 2025 | Bertrandsson Erlandsson et al. (2025), Mineralium Deposita, 60, 869–894 |  | POL, COD, ZMB, NAM
| Luiswishi |  | Basin hydrothermal | Stratiform sediment-hosted Cu | stratiform sediment-hosted Cu-Co | Cu, Co | Ag, Au, Pb, Ni, Se, Re, Zn | Cu, Co, Ag, Au, Pb, Ni, Se, Re, Zn | Bertrandsson Erlandsson et al., 2022; Foltyn et al., 2022; El Desouky et al., 2010 |  | LS06HA125 py5-1 | LS06HA125 py5-1 | [5 empty] | ore material | polished section |  | mineral separate | [5 empty] | mineralisation |  |  |  | chalcopyrite, sphalerite, pyrite | stage 1 (sediment-hosted, diagenetic), stage 2 (epigenetic hydrothermal veins) | disseminations, veins, mineralized nodules | disseminations, mineralized nodules, veins cross-cutting sedimentary bedding |  |  |  | quartz, carbonates |  | LA-ICPMS | ESI NWR213 Nd:YAG laser ablation system coupled to an Agilent 8800 QQQ ICP-MS | Montanuniversität Leoben, Austria | 50 µm spot size, 2 – 3 J/cm2 on-mineral fluency, 10 Hz repetition rate, helium carrier gas at 0.75 L/min flow rate, 30-s pre-ablation laser warm-up, 60 s dwell time, 30-s washout period | USGS pressed powder polysulfide reference material MASS-1 (Wilson et al. 2002) as external standard for chalcopyrite; sphalerite matrix-matched sinter pressed powder pellet reference material MUL-Zn S1 (Onuk et al. 2017) as external standard for sphalerite and pyrite; MASS-1 used as external standard for Te, Au, Tl, and Hg in sphalerite and pyrite |  |  |  |  | 367.3179 |  | 0.020614 | [7 empty] | 14.2129 | [11 empty] | 5393.1096 |  | 3.593 | [23 empty] | 0.92639 |  |  |  | 0.3551 | [13 empty] | 8.5398 |  | 0.3567 | [7 empty] | 110.9633 | [5 empty] | 11.3864 | [17 empty] | 7 |  |  |  | 13.6157 | [5 empty] | 5.5428 | [13 empty] | 0.061309 | [13 empty] | 11.4873 |  |  |  |  | 2025 | Bertrandsson Erlandsson et al. (2025), Mineralium Deposita, 60, 869–894 |  | POL, COD, ZMB, NAM
| Luiswishi |  | Basin hydrothermal | Stratiform sediment-hosted Cu | stratiform sediment-hosted Cu-Co | Cu, Co | Ag, Au, Pb, Ni, Se, Re, Zn | Cu, Co, Ag, Au, Pb, Ni, Se, Re, Zn | Bertrandsson Erlandsson et al., 2022; Foltyn et al., 2022; El Desouky et al., 2010 |  | LS06HA125 py6-1 | LS06HA125 py6-1 | [5 empty] | ore material | polished section |  | mineral separate | [5 empty] | mineralisation |  |  |  | chalcopyrite, sphalerite, pyrite | stage 1 (sediment-hosted, diagenetic), stage 2 (epigenetic hydrothermal veins) | disseminations, veins, mineralized nodules | disseminations, mineralized nodules, veins cross-cutting sedimentary bedding |  |  |  | quartz, carbonates |  | LA-ICPMS | ESI NWR213 Nd:YAG laser ablation system coupled to an Agilent 8800 QQQ ICP-MS | Montanuniversität Leoben, Austria | 50 µm spot size, 2 – 3 J/cm2 on-mineral fluency, 10 Hz repetition rate, helium carrier gas at 0.75 L/min flow rate, 30-s pre-ablation laser warm-up, 60 s dwell time, 30-s washout period | USGS pressed powder polysulfide reference material MASS-1 (Wilson et al. 2002) as external standard for chalcopyrite; sphalerite matrix-matched sinter pressed powder pellet reference material MUL-Zn S1 (Onuk et al. 2017) as external standard for sphalerite and pyrite; MASS-1 used as external standard for Te, Au, Tl, and Hg in sphalerite and pyrite | 0.048634 |  |  |  | 269.5558 | [9 empty] | 8.5735 | [11 empty] | 6685.1503 |  | 3.5636 | [23 empty] | 1.4425 |  |  |  | 0.2163 | [13 empty] | 7.6291 | [9 empty] | 146.8824 | [5 empty] | 7.4008 | [17 empty] | 4.1808 |  |  |  | 14.6629 | [5 empty] | 2.2811 | [13 empty] | 0.040896 | [18 empty] | 2025 | Bertrandsson Erlandsson et al. (2025), Mineralium Deposita, 60, 869–894 |  | POL, COD, ZMB, NAM
| Luiswishi |  | Basin hydrothermal | Stratiform sediment-hosted Cu | stratiform sediment-hosted Cu-Co | Cu, Co | Ag, Au, Pb, Ni, Se, Re, Zn | Cu, Co, Ag, Au, Pb, Ni, Se, Re, Zn | Bertrandsson Erlandsson et al., 2022; Foltyn et al., 2022; El Desouky et al., 2010 |  | LS06HA125 py7-1 | LS06HA125 py7-1 | [5 empty] | ore material | polished section |  | mineral separate | [5 empty] | mineralisation |  |  |  | chalcopyrite, sphalerite, pyrite | stage 1 (sediment-hosted, diagenetic), stage 2 (epigenetic hydrothermal veins) | disseminations, veins, mineralized nodules | disseminations, mineralized nodules, veins cross-cutting sedimentary bedding |  |  |  | quartz, carbonates |  | LA-ICPMS | ESI NWR213 Nd:YAG laser ablation system coupled to an Agilent 8800 QQQ ICP-MS | Montanuniversität Leoben, Austria | 50 µm spot size, 2 – 3 J/cm2 on-mineral fluency, 10 Hz repetition rate, helium carrier gas at 0.75 L/min flow rate, 30-s pre-ablation laser warm-up, 60 s dwell time, 30-s washout period | USGS pressed powder polysulfide reference material MASS-1 (Wilson et al. 2002) as external standard for chalcopyrite; sphalerite matrix-matched sinter pressed powder pellet reference material MUL-Zn S1 (Onuk et al. 2017) as external standard for sphalerite and pyrite; MASS-1 used as external standard for Te, Au, Tl, and Hg in sphalerite and pyrite | 0.10795 |  |  |  | 263.3292 | [21 empty] | 4873.9318 |  | 4.4223 | [23 empty] | 2.2939 | [27 empty] | 166.0664 | [5 empty] | 9.8282 | [17 empty] | 6.0661 |  |  |  | 14.1291 | [5 empty] | 5.2664 | [13 empty] | 0.067722 | [18 empty] | 2025 | Bertrandsson Erlandsson et al. (2025), Mineralium Deposita, 60, 869–894 |  | POL, COD, ZMB, NAM
| Luiswishi |  | Basin hydrothermal | Stratiform sediment-hosted Cu | stratiform sediment-hosted Cu-Co | Cu, Co | Ag, Au, Pb, Ni, Se, Re, Zn | Cu, Co, Ag, Au, Pb, Ni, Se, Re, Zn | Bertrandsson Erlandsson et al., 2022; Foltyn et al., 2022; El Desouky et al., 2010 |  | LS06HA125 py8-1 | LS06HA125 py8-1 | [5 empty] | ore material | polished section |  | mineral separate | [5 empty] | mineralisation |  |  |  | chalcopyrite, sphalerite, pyrite | stage 1 (sediment-hosted, diagenetic), stage 2 (epigenetic hydrothermal veins) | disseminations, veins, mineralized nodules | disseminations, mineralized nodules, veins cross-cutting sedimentary bedding |  |  |  | quartz, carbonates |  | LA-ICPMS | ESI NWR213 Nd:YAG laser ablation system coupled to an Agilent 8800 QQQ ICP-MS | Montanuniversität Leoben, Austria | 50 µm spot size, 2 – 3 J/cm2 on-mineral fluency, 10 Hz repetition rate, helium carrier gas at 0.75 L/min flow rate, 30-s pre-ablation laser warm-up, 60 s dwell time, 30-s washout period | USGS pressed powder polysulfide reference material MASS-1 (Wilson et al. 2002) as external standard for chalcopyrite; sphalerite matrix-matched sinter pressed powder pellet reference material MUL-Zn S1 (Onuk et al. 2017) as external standard for sphalerite and pyrite; MASS-1 used as external standard for Te, Au, Tl, and Hg in sphalerite and pyrite |  |  |  |  | 260.6234 |  | 0.028483 | [7 empty] | 15.6571 | [11 empty] | 6969.9122 |  | 4.0582 | [23 empty] | 1.1526 |  |  |  | 1.4435 | [13 empty] | 8.1476 | [9 empty] | 132.2609 | [5 empty] | 11.889 | [17 empty] | 8.5349 |  |  |  | 13.4143 | [5 empty] | 8.6825 | [13 empty] | 0.091827 | [13 empty] | 12.6934 |  |  |  |  | 2025 | Bertrandsson Erlandsson et al. (2025), Mineralium Deposita, 60, 869–894 |  | POL, COD, ZMB, NAM
| Luiswishi |  | Basin hydrothermal | Stratiform sediment-hosted Cu | stratiform sediment-hosted Cu-Co | Cu, Co | Ag, Au, Pb, Ni, Se, Re, Zn | Cu, Co, Ag, Au, Pb, Ni, Se, Re, Zn | Bertrandsson Erlandsson et al., 2022; Foltyn et al., 2022; El Desouky et al., 2010 |  | LS06HA125 py9-1 | LS06HA125 py9-1 | [5 empty] | ore material | polished section |  | mineral separate | [5 empty] | mineralisation |  |  |  | chalcopyrite, sphalerite, pyrite | stage 1 (sediment-hosted, diagenetic), stage 2 (epigenetic hydrothermal veins) | disseminations, veins, mineralized nodules | disseminations, mineralized nodules, veins cross-cutting sedimentary bedding |  |  |  | quartz, carbonates |  | LA-ICPMS | ESI NWR213 Nd:YAG laser ablation system coupled to an Agilent 8800 QQQ ICP-MS | Montanuniversität Leoben, Austria | 50 µm spot size, 2 – 3 J/cm2 on-mineral fluency, 10 Hz repetition rate, helium carrier gas at 0.75 L/min flow rate, 30-s pre-ablation laser warm-up, 60 s dwell time, 30-s washout period | USGS pressed powder polysulfide reference material MASS-1 (Wilson et al. 2002) as external standard for chalcopyrite; sphalerite matrix-matched sinter pressed powder pellet reference material MUL-Zn S1 (Onuk et al. 2017) as external standard for sphalerite and pyrite; MASS-1 used as external standard for Te, Au, Tl, and Hg in sphalerite and pyrite | [14 empty] | 1.4567 | [11 empty] | 23152.6531 |  | 2.048 | [15 empty] | 0.57709 |  |  |  | 1.2394 | [7 empty] | 1.251 | [13 empty] | 4.6751 | [9 empty] | 384.2218 | [5 empty] | 5.6458 | [17 empty] | 0.73151 |  |  |  | 24.5016 | [5 empty] | 3.398 | [13 empty] | 0.054058 | [18 empty] | 2025 | Bertrandsson Erlandsson et al. (2025), Mineralium Deposita, 60, 869–894 |  | POL, COD, ZMB, NAM
| Luiswishi |  | Basin hydrothermal | Stratiform sediment-hosted Cu | stratiform sediment-hosted Cu-Co | Cu, Co | Ag, Au, Pb, Ni, Se, Re, Zn | Cu, Co, Ag, Au, Pb, Ni, Se, Re, Zn | Bertrandsson Erlandsson et al., 2022; Foltyn et al., 2022; El Desouky et al., 2010 |  | LS06HA125 py10-1 | LS06HA125 py10-1 | [5 empty] | ore material | polished section |  | mineral separate | [5 empty] | mineralisation |  |  |  | chalcopyrite, sphalerite, pyrite | stage 1 (sediment-hosted, diagenetic), stage 2 (epigenetic hydrothermal veins) | disseminations, veins, mineralized nodules | disseminations, mineralized nodules, veins cross-cutting sedimentary bedding |  |  |  | quartz, carbonates |  | LA-ICPMS | ESI NWR213 Nd:YAG laser ablation system coupled to an Agilent 8800 QQQ ICP-MS | Montanuniversität Leoben, Austria | 50 µm spot size, 2 – 3 J/cm2 on-mineral fluency, 10 Hz repetition rate, helium carrier gas at 0.75 L/min flow rate, 30-s pre-ablation laser warm-up, 60 s dwell time, 30-s washout period | USGS pressed powder polysulfide reference material MASS-1 (Wilson et al. 2002) as external standard for chalcopyrite; sphalerite matrix-matched sinter pressed powder pellet reference material MUL-Zn S1 (Onuk et al. 2017) as external standard for sphalerite and pyrite; MASS-1 used as external standard for Te, Au, Tl, and Hg in sphalerite and pyrite | 0.16519 |  |  |  | 213.3044 | [9 empty] | 8.9684 | [11 empty] | 5155.0815 |  | 4.7029 |  |  |  | 786.6444 | [23 empty] | 0.55185 | [23 empty] | 151.889 | [5 empty] | 9.0687 | [17 empty] | 5.7534 |  |  |  | 11.712 | [5 empty] | 5.6276 | [13 empty] | 0.027311 | [13 empty] | 21.8264 |  |  |  |  | 2025 | Bertrandsson Erlandsson et al. (2025), Mineralium Deposita, 60, 869–894 |  | POL, COD, ZMB, NAM
| Luiswishi |  | Basin hydrothermal | Stratiform sediment-hosted Cu | stratiform sediment-hosted Cu-Co | Cu, Co | Ag, Au, Pb, Ni, Se, Re, Zn | Cu, Co, Ag, Au, Pb, Ni, Se, Re, Zn | Bertrandsson Erlandsson et al., 2022; Foltyn et al., 2022; El Desouky et al., 2010 |  | LS06HA125 py11-1 | LS06HA125 py11-1 | [5 empty] | ore material | polished section |  | mineral separate | [5 empty] | mineralisation |  |  |  | chalcopyrite, sphalerite, pyrite | stage 1 (sediment-hosted, diagenetic), stage 2 (epigenetic hydrothermal veins) | disseminations, veins, mineralized nodules | disseminations, mineralized nodules, veins cross-cutting sedimentary bedding |  |  |  | quartz, carbonates |  | LA-ICPMS | ESI NWR213 Nd:YAG laser ablation system coupled to an Agilent 8800 QQQ ICP-MS | Montanuniversität Leoben, Austria | 50 µm spot size, 2 – 3 J/cm2 on-mineral fluency, 10 Hz repetition rate, helium carrier gas at 0.75 L/min flow rate, 30-s pre-ablation laser warm-up, 60 s dwell time, 30-s washout period | USGS pressed powder polysulfide reference material MASS-1 (Wilson et al. 2002) as external standard for chalcopyrite; sphalerite matrix-matched sinter pressed powder pellet reference material MUL-Zn S1 (Onuk et al. 2017) as external standard for sphalerite and pyrite; MASS-1 used as external standard for Te, Au, Tl, and Hg in sphalerite and pyrite | 0.1551 |  |  |  | 384.0721 | [9 empty] | 8.1409 | [11 empty] | 10865.0387 | [29 empty] | 0.96224 | [23 empty] | 210.1706 | [5 empty] | 9.6466 | [17 empty] | 3.5719 |  |  |  | 17.1148 | [5 empty] | 5.0635 | [13 empty] | 0.056795 | [13 empty] | 32.7284 |  |  |  |  | 2025 | Bertrandsson Erlandsson et al. (2025), Mineralium Deposita, 60, 869–894 |  | POL, COD, ZMB, NAM
| Luiswishi |  | Basin hydrothermal | Stratiform sediment-hosted Cu | stratiform sediment-hosted Cu-Co | Cu, Co | Ag, Au, Pb, Ni, Se, Re, Zn | Cu, Co, Ag, Au, Pb, Ni, Se, Re, Zn | Bertrandsson Erlandsson et al., 2022; Foltyn et al., 2022; El Desouky et al., 2010 |  | LS06HA125 py12-1 | LS06HA125 py12-1 | [5 empty] | ore material | polished section |  | mineral separate | [5 empty] | mineralisation |  |  |  | chalcopyrite, sphalerite, pyrite | stage 1 (sediment-hosted, diagenetic), stage 2 (epigenetic hydrothermal veins) | disseminations, veins, mineralized nodules | disseminations, mineralized nodules, veins cross-cutting sedimentary bedding |  |  |  | quartz, carbonates |  | LA-ICPMS | ESI NWR213 Nd:YAG laser ablation system coupled to an Agilent 8800 QQQ ICP-MS | Montanuniversität Leoben, Austria | 50 µm spot size, 2 – 3 J/cm2 on-mineral fluency, 10 Hz repetition rate, helium carrier gas at 0.75 L/min flow rate, 30-s pre-ablation laser warm-up, 60 s dwell time, 30-s washout period | USGS pressed powder polysulfide reference material MASS-1 (Wilson et al. 2002) as external standard for chalcopyrite; sphalerite matrix-matched sinter pressed powder pellet reference material MUL-Zn S1 (Onuk et al. 2017) as external standard for sphalerite and pyrite; MASS-1 used as external standard for Te, Au, Tl, and Hg in sphalerite and pyrite | 0.068173 | [13 empty] | 9.8984 | [11 empty] | 17705.948 | [5 empty] | 587.2629 | [15 empty] | 1.5769 | [7 empty] | 0.78575 | [23 empty] | 306.7298 | [5 empty] | 33.4293 | [17 empty] | 5.6265 |  |  |  | 20.9141 | [5 empty] | 1.1894 | [13 empty] | 0.16606 | [18 empty] | 2025 | Bertrandsson Erlandsson et al. (2025), Mineralium Deposita, 60, 869–894 |  | POL, COD, ZMB, NAM
| Luiswishi |  | Basin hydrothermal | Stratiform sediment-hosted Cu | stratiform sediment-hosted Cu-Co | Cu, Co | Ag, Au, Pb, Ni, Se, Re, Zn | Cu, Co, Ag, Au, Pb, Ni, Se, Re, Zn | Bertrandsson Erlandsson et al., 2022; Foltyn et al., 2022; El Desouky et al., 2010 |  | LS06HA125 py13-1 | LS06HA125 py13-1 | [5 empty] | ore material | polished section |  | mineral separate | [5 empty] | mineralisation |  |  |  | chalcopyrite, sphalerite, pyrite | stage 1 (sediment-hosted, diagenetic), stage 2 (epigenetic hydrothermal veins) | disseminations, veins, mineralized nodules | disseminations, mineralized nodules, veins cross-cutting sedimentary bedding |  |  |  | quartz, carbonates |  | LA-ICPMS | ESI NWR213 Nd:YAG laser ablation system coupled to an Agilent 8800 QQQ ICP-MS | Montanuniversität Leoben, Austria | 50 µm spot size, 2 – 3 J/cm2 on-mineral fluency, 10 Hz repetition rate, helium carrier gas at 0.75 L/min flow rate, 30-s pre-ablation laser warm-up, 60 s dwell time, 30-s washout period | USGS pressed powder polysulfide reference material MASS-1 (Wilson et al. 2002) as external standard for chalcopyrite; sphalerite matrix-matched sinter pressed powder pellet reference material MUL-Zn S1 (Onuk et al. 2017) as external standard for sphalerite and pyrite; MASS-1 used as external standard for Te, Au, Tl, and Hg in sphalerite and pyrite | 0.061756 |  |  |  | 19.98 | [9 empty] | 2.6418 | [11 empty] | 206.4069 |  | 3.0332 | [15 empty] | 0.55802 |  |  |  | 0.61138 |  |  |  | 3.0763 |  |  |  | 0.64204 | [23 empty] | 36.9514 | [5 empty] | 3.9323 | [17 empty] | 1.6531 |  |  |  | 8.7826 | [19 empty] | 0.035155 | [5 empty] | 0.93896 | [12 empty] | 2025 | Bertrandsson Erlandsson et al. (2025), Mineralium Deposita, 60, 869–894 |  | POL, COD, ZMB, NAM
| Luiswishi |  | Basin hydrothermal | Stratiform sediment-hosted Cu | stratiform sediment-hosted Cu-Co | Cu, Co | Ag, Au, Pb, Ni, Se, Re, Zn | Cu, Co, Ag, Au, Pb, Ni, Se, Re, Zn | Bertrandsson Erlandsson et al., 2022; Foltyn et al., 2022; El Desouky et al., 2010 |  | LS06HA125 py14-1 | LS06HA125 py14-1 | [5 empty] | ore material | polished section |  | mineral separate | [5 empty] | mineralisation |  |  |  | chalcopyrite, sphalerite, pyrite | stage 1 (sediment-hosted, diagenetic), stage 2 (epigenetic hydrothermal veins) | disseminations, veins, mineralized nodules | disseminations, mineralized nodules, veins cross-cutting sedimentary bedding |  |  |  | quartz, carbonates |  | LA-ICPMS | ESI NWR213 Nd:YAG laser ablation system coupled to an Agilent 8800 QQQ ICP-MS | Montanuniversität Leoben, Austria | 50 µm spot size, 2 – 3 J/cm2 on-mineral fluency, 10 Hz repetition rate, helium carrier gas at 0.75 L/min flow rate, 30-s pre-ablation laser warm-up, 60 s dwell time, 30-s washout period | USGS pressed powder polysulfide reference material MASS-1 (Wilson et al. 2002) as external standard for chalcopyrite; sphalerite matrix-matched sinter pressed powder pellet reference material MUL-Zn S1 (Onuk et al. 2017) as external standard for sphalerite and pyrite; MASS-1 used as external standard for Te, Au, Tl, and Hg in sphalerite and pyrite | [6 empty] | 0.017045 | [7 empty] | 5.2387 | [11 empty] | 5304.7989 |  | 3.5198 | [15 empty] | 1.4891 |  |  |  | 3.1647 |  |  |  | 1.7571 |  |  |  | 0.66155 | [23 empty] | 151.5109 | [5 empty] | 13.6125 | [17 empty] | 3.7748 |  |  |  | 11.2652 | [5 empty] | 6.3215 | [13 empty] | 0.069302 | [18 empty] | 2025 | Bertrandsson Erlandsson et al. (2025), Mineralium Deposita, 60, 869–894 |  | POL, COD, ZMB, NAM
| Luiswishi |  | Basin hydrothermal | Stratiform sediment-hosted Cu | stratiform sediment-hosted Cu-Co | Cu, Co | Ag, Au, Pb, Ni, Se, Re, Zn | Cu, Co, Ag, Au, Pb, Ni, Se, Re, Zn | Bertrandsson Erlandsson et al., 2022; Foltyn et al., 2022; El Desouky et al., 2010 |  | LS06HA125 py15-1 | LS06HA125 py15-1 | [5 empty] | ore material | polished section |  | mineral separate | [5 empty] | mineralisation |  |  |  | chalcopyrite, sphalerite, pyrite | stage 1 (sediment-hosted, diagenetic), stage 2 (epigenetic hydrothermal veins) | disseminations, veins, mineralized nodules | disseminations, mineralized nodules, veins cross-cutting sedimentary bedding |  |  |  | quartz, carbonates |  | LA-ICPMS | ESI NWR213 Nd:YAG laser ablation system coupled to an Agilent 8800 QQQ ICP-MS | Montanuniversität Leoben, Austria | 50 µm spot size, 2 – 3 J/cm2 on-mineral fluency, 10 Hz repetition rate, helium carrier gas at 0.75 L/min flow rate, 30-s pre-ablation laser warm-up, 60 s dwell time, 30-s washout period | USGS pressed powder polysulfide reference material MASS-1 (Wilson et al. 2002) as external standard for chalcopyrite; sphalerite matrix-matched sinter pressed powder pellet reference material MUL-Zn S1 (Onuk et al. 2017) as external standard for sphalerite and pyrite; MASS-1 used as external standard for Te, Au, Tl, and Hg in sphalerite and pyrite | [14 empty] | 5.6017 | [11 empty] | 4146.6517 | [17 empty] | 0.32195 |  |  |  | 1.1404 |  |  |  | 2.3002 |  |  |  | 0.30697 | [13 empty] | 2.7165 | [9 empty] | 123.373 | [5 empty] | 9.953 | [17 empty] | 2.581 |  |  |  | 9.7914 | [5 empty] | 1.3324 | [13 empty] | 0.019404 | [5 empty] | 1.7759 | [12 empty] | 2025 | Bertrandsson Erlandsson et al. (2025), Mineralium Deposita, 60, 869–894 |  | POL, COD, ZMB, NAM
| Luiswishi |  | Basin hydrothermal | Stratiform sediment-hosted Cu | stratiform sediment-hosted Cu-Co | Cu, Co | Ag, Au, Pb, Ni, Se, Re, Zn | Cu, Co, Ag, Au, Pb, Ni, Se, Re, Zn | Bertrandsson Erlandsson et al., 2022; Foltyn et al., 2022; El Desouky et al., 2010 |  | LS06HA125 py16-1 | LS06HA125 py16-1 | [5 empty] | ore material | polished section |  | mineral separate | [5 empty] | mineralisation |  |  |  | chalcopyrite, sphalerite, pyrite | stage 1 (sediment-hosted, diagenetic), stage 2 (epigenetic hydrothermal veins) | disseminations, veins, mineralized nodules | disseminations, mineralized nodules, veins cross-cutting sedimentary bedding |  |  |  | quartz, carbonates |  | LA-ICPMS | ESI NWR213 Nd:YAG laser ablation system coupled to an Agilent 8800 QQQ ICP-MS | Montanuniversität Leoben, Austria | 50 µm spot size, 2 – 3 J/cm2 on-mineral fluency, 10 Hz repetition rate, helium carrier gas at 0.75 L/min flow rate, 30-s pre-ablation laser warm-up, 60 s dwell time, 30-s washout period | USGS pressed powder polysulfide reference material MASS-1 (Wilson et al. 2002) as external standard for chalcopyrite; sphalerite matrix-matched sinter pressed powder pellet reference material MUL-Zn S1 (Onuk et al. 2017) as external standard for sphalerite and pyrite; MASS-1 used as external standard for Te, Au, Tl, and Hg in sphalerite and pyrite | [6 empty] | 0.042105 | [19 empty] | 14107.8548 | [25 empty] | 3.6757 |  |  |  | 0.74074 | [23 empty] | 274.3381 | [27 empty] | 20.7964 | [5 empty] | 4.6127 | [32 empty] | 2025 | Bertrandsson Erlandsson et al. (2025), Mineralium Deposita, 60, 869–894 |  | POL, COD, ZMB, NAM
| Luiswishi |  | Basin hydrothermal | Stratiform sediment-hosted Cu | stratiform sediment-hosted Cu-Co | Cu, Co | Ag, Au, Pb, Ni, Se, Re, Zn | Cu, Co, Ag, Au, Pb, Ni, Se, Re, Zn | Bertrandsson Erlandsson et al., 2022; Foltyn et al., 2022; El Desouky et al., 2010 |  | LS06HA125 py17-1 | LS06HA125 py17-1 | [5 empty] | ore material | polished section |  | mineral separate | [5 empty] | mineralisation |  |  |  | chalcopyrite, sphalerite, pyrite | stage 1 (sediment-hosted, diagenetic), stage 2 (epigenetic hydrothermal veins) | disseminations, veins, mineralized nodules | disseminations, mineralized nodules, veins cross-cutting sedimentary bedding |  |  |  | quartz, carbonates |  | LA-ICPMS | ESI NWR213 Nd:YAG laser ablation system coupled to an Agilent 8800 QQQ ICP-MS | Montanuniversität Leoben, Austria | 50 µm spot size, 2 – 3 J/cm2 on-mineral fluency, 10 Hz repetition rate, helium carrier gas at 0.75 L/min flow rate, 30-s pre-ablation laser warm-up, 60 s dwell time, 30-s washout period | USGS pressed powder polysulfide reference material MASS-1 (Wilson et al. 2002) as external standard for chalcopyrite; sphalerite matrix-matched sinter pressed powder pellet reference material MUL-Zn S1 (Onuk et al. 2017) as external standard for sphalerite and pyrite; MASS-1 used as external standard for Te, Au, Tl, and Hg in sphalerite and pyrite | [14 empty] | 15.8239 | [13 empty] | 1.5458 |  |  |  | 732.9966 | [19 empty] | 1.1148 |  |  |  | 0.78661 | [23 empty] | 167.4212 | [5 empty] | 35.3796 | [17 empty] | 10.9244 |  |  |  | 15.279 | [5 empty] | 3.283 | [13 empty] | 0.14587 | [18 empty] | 2025 | Bertrandsson Erlandsson et al. (2025), Mineralium Deposita, 60, 869–894 |  | POL, COD, ZMB, NAM
| Luiswishi |  | Basin hydrothermal | Stratiform sediment-hosted Cu | stratiform sediment-hosted Cu-Co | Cu, Co | Ag, Au, Pb, Ni, Se, Re, Zn | Cu, Co, Ag, Au, Pb, Ni, Se, Re, Zn | Bertrandsson Erlandsson et al., 2022; Foltyn et al., 2022; El Desouky et al., 2010 |  | LS06HA125 py18-1 | LS06HA125 py18-1 | [5 empty] | ore material | polished section |  | mineral separate | [5 empty] | mineralisation |  |  |  | chalcopyrite, sphalerite, pyrite | stage 1 (sediment-hosted, diagenetic), stage 2 (epigenetic hydrothermal veins) | disseminations, veins, mineralized nodules | disseminations, mineralized nodules, veins cross-cutting sedimentary bedding |  |  |  | quartz, carbonates |  | LA-ICPMS | ESI NWR213 Nd:YAG laser ablation system coupled to an Agilent 8800 QQQ ICP-MS | Montanuniversität Leoben, Austria | 50 µm spot size, 2 – 3 J/cm2 on-mineral fluency, 10 Hz repetition rate, helium carrier gas at 0.75 L/min flow rate, 30-s pre-ablation laser warm-up, 60 s dwell time, 30-s washout period | USGS pressed powder polysulfide reference material MASS-1 (Wilson et al. 2002) as external standard for chalcopyrite; sphalerite matrix-matched sinter pressed powder pellet reference material MUL-Zn S1 (Onuk et al. 2017) as external standard for sphalerite and pyrite; MASS-1 used as external standard for Te, Au, Tl, and Hg in sphalerite and pyrite | [14 empty] | 15.811 | [11 empty] | 9534.2631 |  | 1.0787 | [27 empty] | 0.91832 | [23 empty] | 135.6944 | [5 empty] | 35.4341 | [17 empty] | 12.0488 |  |  |  | 17.4225 | [5 empty] | 3.9672 | [32 empty] | 2025 | Bertrandsson Erlandsson et al. (2025), Mineralium Deposita, 60, 869–894 |  | POL, COD, ZMB, NAM
| Luiswishi |  | Basin hydrothermal | Stratiform sediment-hosted Cu | stratiform sediment-hosted Cu-Co | Cu, Co | Ag, Au, Pb, Ni, Se, Re, Zn | Cu, Co, Ag, Au, Pb, Ni, Se, Re, Zn | Bertrandsson Erlandsson et al., 2022; Foltyn et al., 2022; El Desouky et al., 2010 |  | LS06HA125 py19-1 | LS06HA125 py19-1 | [5 empty] | ore material | polished section |  | mineral separate | [5 empty] | mineralisation |  |  |  | chalcopyrite, sphalerite, pyrite | stage 1 (sediment-hosted, diagenetic), stage 2 (epigenetic hydrothermal veins) | disseminations, veins, mineralized nodules | disseminations, mineralized nodules, veins cross-cutting sedimentary bedding |  |  |  | quartz, carbonates |  | LA-ICPMS | ESI NWR213 Nd:YAG laser ablation system coupled to an Agilent 8800 QQQ ICP-MS | Montanuniversität Leoben, Austria | 50 µm spot size, 2 – 3 J/cm2 on-mineral fluency, 10 Hz repetition rate, helium carrier gas at 0.75 L/min flow rate, 30-s pre-ablation laser warm-up, 60 s dwell time, 30-s washout period | USGS pressed powder polysulfide reference material MASS-1 (Wilson et al. 2002) as external standard for chalcopyrite; sphalerite matrix-matched sinter pressed powder pellet reference material MUL-Zn S1 (Onuk et al. 2017) as external standard for sphalerite and pyrite; MASS-1 used as external standard for Te, Au, Tl, and Hg in sphalerite and pyrite | [14 empty] | 12.5971 | [11 empty] | 11689.687 |  | 1.4208 | [23 empty] | 1.9958 |  |  |  | 1.2363 | [13 empty] | 9.9074 | [9 empty] | 163.2989 | [5 empty] | 45.9633 | [17 empty] | 7.5829 |  |  |  | 20.7044 | [5 empty] | 3.1145 | [13 empty] | 0.13615 | [18 empty] | 2025 | Bertrandsson Erlandsson et al. (2025), Mineralium Deposita, 60, 869–894 |  | POL, COD, ZMB, NAM
| Luiswishi |  | Basin hydrothermal | Stratiform sediment-hosted Cu | stratiform sediment-hosted Cu-Co | Cu, Co | Ag, Au, Pb, Ni, Se, Re, Zn | Cu, Co, Ag, Au, Pb, Ni, Se, Re, Zn | Bertrandsson Erlandsson et al., 2022; Foltyn et al., 2022; El Desouky et al., 2010 |  | LS06HA125 py20-1 | LS06HA125 py20-1 | [5 empty] | ore material | polished section |  | mineral separate | [5 empty] | mineralisation |  |  |  | chalcopyrite, sphalerite, pyrite | stage 1 (sediment-hosted, diagenetic), stage 2 (epigenetic hydrothermal veins) | disseminations, veins, mineralized nodules | disseminations, mineralized nodules, veins cross-cutting sedimentary bedding |  |  |  | quartz, carbonates |  | LA-ICPMS | ESI NWR213 Nd:YAG laser ablation system coupled to an Agilent 8800 QQQ ICP-MS | Montanuniversität Leoben, Austria | 50 µm spot size, 2 – 3 J/cm2 on-mineral fluency, 10 Hz repetition rate, helium carrier gas at 0.75 L/min flow rate, 30-s pre-ablation laser warm-up, 60 s dwell time, 30-s washout period | USGS pressed powder polysulfide reference material MASS-1 (Wilson et al. 2002) as external standard for chalcopyrite; sphalerite matrix-matched sinter pressed powder pellet reference material MUL-Zn S1 (Onuk et al. 2017) as external standard for sphalerite and pyrite; MASS-1 used as external standard for Te, Au, Tl, and Hg in sphalerite and pyrite |  |  |  |  | 524.598 |  | 0.030512 | [19 empty] | 9819.0248 |  | 1.4421 |  |  |  | 854.6398 | [19 empty] | 2.4391 |  |  |  | 0.72464 | [13 empty] | 17.2692 | [9 empty] | 150.4154 | [23 empty] | 13.2964 |  |  |  | 14.7919 | [5 empty] | 2.6295 | [27 empty] | 34.7185 |  |  |  |  | 2025 | Bertrandsson Erlandsson et al. (2025), Mineralium Deposita, 60, 869–894 |  | POL, COD, ZMB, NAM
| Luiswishi |  | Basin hydrothermal | Stratiform sediment-hosted Cu | stratiform sediment-hosted Cu-Co | Cu, Co | Ag, Au, Pb, Ni, Se, Re, Zn | Cu, Co, Ag, Au, Pb, Ni, Se, Re, Zn | Bertrandsson Erlandsson et al., 2022; Foltyn et al., 2022; El Desouky et al., 2010 |  | LS06HA125 py21-1 | LS06HA125 py21-1 | [5 empty] | ore material | polished section |  | mineral separate | [5 empty] | mineralisation |  |  |  | chalcopyrite, sphalerite, pyrite | stage 1 (sediment-hosted, diagenetic), stage 2 (epigenetic hydrothermal veins) | disseminations, veins, mineralized nodules | disseminations, mineralized nodules, veins cross-cutting sedimentary bedding |  |  |  | quartz, carbonates |  | LA-ICPMS | ESI NWR213 Nd:YAG laser ablation system coupled to an Agilent 8800 QQQ ICP-MS | Montanuniversität Leoben, Austria | 50 µm spot size, 2 – 3 J/cm2 on-mineral fluency, 10 Hz repetition rate, helium carrier gas at 0.75 L/min flow rate, 30-s pre-ablation laser warm-up, 60 s dwell time, 30-s washout period | USGS pressed powder polysulfide reference material MASS-1 (Wilson et al. 2002) as external standard for chalcopyrite; sphalerite matrix-matched sinter pressed powder pellet reference material MUL-Zn S1 (Onuk et al. 2017) as external standard for sphalerite and pyrite; MASS-1 used as external standard for Te, Au, Tl, and Hg in sphalerite and pyrite |  |  |  |  | 213.0065 |  | 0.005911 | [7 empty] | 7.2834 | [11 empty] | 1388.5895 | [5 empty] | 174.7432 | [11 empty] | 1.4786 |  |  |  | 0.91025 |  |  |  | 2.4493 |  |  |  | 1.8022 | [23 empty] | 62.5817 | [5 empty] | 11.3406 | [17 empty] | 5.0475 |  |  |  | 15.3569 | [19 empty] | 0.10008 | [18 empty] | 2025 | Bertrandsson Erlandsson et al. (2025), Mineralium Deposita, 60, 869–894 |  | POL, COD, ZMB, NAM
| Luiswishi |  | Basin hydrothermal | Stratiform sediment-hosted Cu | stratiform sediment-hosted Cu-Co | Cu, Co | Ag, Au, Pb, Ni, Se, Re, Zn | Cu, Co, Ag, Au, Pb, Ni, Se, Re, Zn | Bertrandsson Erlandsson et al., 2022; Foltyn et al., 2022; El Desouky et al., 2010 |  | LS06HA125 py22-1 | LS06HA125 py22-1 | [5 empty] | ore material | polished section |  | mineral separate | [5 empty] | mineralisation |  |  |  | chalcopyrite, sphalerite, pyrite | stage 1 (sediment-hosted, diagenetic), stage 2 (epigenetic hydrothermal veins) | disseminations, veins, mineralized nodules | disseminations, mineralized nodules, veins cross-cutting sedimentary bedding |  |  |  | quartz, carbonates |  | LA-ICPMS | ESI NWR213 Nd:YAG laser ablation system coupled to an Agilent 8800 QQQ ICP-MS | Montanuniversität Leoben, Austria | 50 µm spot size, 2 – 3 J/cm2 on-mineral fluency, 10 Hz repetition rate, helium carrier gas at 0.75 L/min flow rate, 30-s pre-ablation laser warm-up, 60 s dwell time, 30-s washout period | USGS pressed powder polysulfide reference material MASS-1 (Wilson et al. 2002) as external standard for chalcopyrite; sphalerite matrix-matched sinter pressed powder pellet reference material MUL-Zn S1 (Onuk et al. 2017) as external standard for sphalerite and pyrite; MASS-1 used as external standard for Te, Au, Tl, and Hg in sphalerite and pyrite | 0.12562 |  |  |  | 643.2746 | [9 empty] | 10.6251 | [11 empty] | 9256.711 |  | 3.9752 |  |  |  | 541.4011 | [37 empty] | 14.5997 |  | 0.42674 | [7 empty] | 189.7158 | [5 empty] | 19.0107 | [17 empty] | 6.1494 |  |  |  | 23.241 | [5 empty] | 1.4993 | [13 empty] | 0.080267 | [18 empty] | 2025 | Bertrandsson Erlandsson et al. (2025), Mineralium Deposita, 60, 869–894 |  | POL, COD, ZMB, NAM
| Luiswishi |  | Basin hydrothermal | Stratiform sediment-hosted Cu | stratiform sediment-hosted Cu-Co | Cu, Co | Ag, Au, Pb, Ni, Se, Re, Zn | Cu, Co, Ag, Au, Pb, Ni, Se, Re, Zn | Bertrandsson Erlandsson et al., 2022; Foltyn et al., 2022; El Desouky et al., 2010 |  | LS06HA34A py1-1 | LS06HA34A py1-1 | [5 empty] | ore material | polished section |  | mineral separate | [5 empty] | mineralisation |  |  |  | chalcopyrite, sphalerite, pyrite | stage 1 (sediment-hosted, diagenetic), stage 2 (epigenetic hydrothermal veins) | disseminations, veins, mineralized nodules | disseminations, mineralized nodules, veins cross-cutting sedimentary bedding |  |  |  | quartz, carbonates |  | LA-ICPMS | ESI NWR213 Nd:YAG laser ablation system coupled to an Agilent 8800 QQQ ICP-MS | Montanuniversität Leoben, Austria | 50 µm spot size, 2 – 3 J/cm2 on-mineral fluency, 10 Hz repetition rate, helium carrier gas at 0.75 L/min flow rate, 30-s pre-ablation laser warm-up, 60 s dwell time, 30-s washout period | USGS pressed powder polysulfide reference material MASS-1 (Wilson et al. 2002) as external standard for chalcopyrite; sphalerite matrix-matched sinter pressed powder pellet reference material MUL-Zn S1 (Onuk et al. 2017) as external standard for sphalerite and pyrite; MASS-1 used as external standard for Te, Au, Tl, and Hg in sphalerite and pyrite |  |  |  |  | 153.5524 | [21 empty] | 79942.7974 | [53 empty] | 270.0748 | [27 empty] | 66.6776 | [38 empty] | 2025 | Bertrandsson Erlandsson et al. (2025), Mineralium Deposita, 60, 869–894 |  | POL, COD, ZMB, NAM
| Luiswishi |  | Basin hydrothermal | Stratiform sediment-hosted Cu | stratiform sediment-hosted Cu-Co | Cu, Co | Ag, Au, Pb, Ni, Se, Re, Zn | Cu, Co, Ag, Au, Pb, Ni, Se, Re, Zn | Bertrandsson Erlandsson et al., 2022; Foltyn et al., 2022; El Desouky et al., 2010 |  | LS06HA34A py2-1 | LS06HA34A py2-1 | [5 empty] | ore material | polished section |  | mineral separate | [5 empty] | mineralisation |  |  |  | chalcopyrite, sphalerite, pyrite | stage 1 (sediment-hosted, diagenetic), stage 2 (epigenetic hydrothermal veins) | disseminations, veins, mineralized nodules | disseminations, mineralized nodules, veins cross-cutting sedimentary bedding |  |  |  | quartz, carbonates |  | LA-ICPMS | ESI NWR213 Nd:YAG laser ablation system coupled to an Agilent 8800 QQQ ICP-MS | Montanuniversität Leoben, Austria | 50 µm spot size, 2 – 3 J/cm2 on-mineral fluency, 10 Hz repetition rate, helium carrier gas at 0.75 L/min flow rate, 30-s pre-ablation laser warm-up, 60 s dwell time, 30-s washout period | USGS pressed powder polysulfide reference material MASS-1 (Wilson et al. 2002) as external standard for chalcopyrite; sphalerite matrix-matched sinter pressed powder pellet reference material MUL-Zn S1 (Onuk et al. 2017) as external standard for sphalerite and pyrite; MASS-1 used as external standard for Te, Au, Tl, and Hg in sphalerite and pyrite |  |  |  |  | 149.5925 |  | 0.053583 | [7 empty] | 3.0897 | [11 empty] | 95951.0787 | [29 empty] | 0.028388 | [13 empty] | 3.6927 | [9 empty] | 257.2911 | [5 empty] | 0.10769 | [17 empty] | 0.38879 |  |  |  | 73.0935 | [38 empty] | 2025 | Bertrandsson Erlandsson et al. (2025), Mineralium Deposita, 60, 869–894 |  | POL, COD, ZMB, NAM
| Luiswishi |  | Basin hydrothermal | Stratiform sediment-hosted Cu | stratiform sediment-hosted Cu-Co | Cu, Co | Ag, Au, Pb, Ni, Se, Re, Zn | Cu, Co, Ag, Au, Pb, Ni, Se, Re, Zn | Bertrandsson Erlandsson et al., 2022; Foltyn et al., 2022; El Desouky et al., 2010 |  | LS06HA34A py3-1 | LS06HA34A py3-1 | [5 empty] | ore material | polished section |  | mineral separate | [5 empty] | mineralisation |  |  |  | chalcopyrite, sphalerite, pyrite | stage 1 (sediment-hosted, diagenetic), stage 2 (epigenetic hydrothermal veins) | disseminations, veins, mineralized nodules | disseminations, mineralized nodules, veins cross-cutting sedimentary bedding |  |  |  | quartz, carbonates |  | LA-ICPMS | ESI NWR213 Nd:YAG laser ablation system coupled to an Agilent 8800 QQQ ICP-MS | Montanuniversität Leoben, Austria | 50 µm spot size, 2 – 3 J/cm2 on-mineral fluency, 10 Hz repetition rate, helium carrier gas at 0.75 L/min flow rate, 30-s pre-ablation laser warm-up, 60 s dwell time, 30-s washout period | USGS pressed powder polysulfide reference material MASS-1 (Wilson et al. 2002) as external standard for chalcopyrite; sphalerite matrix-matched sinter pressed powder pellet reference material MUL-Zn S1 (Onuk et al. 2017) as external standard for sphalerite and pyrite; MASS-1 used as external standard for Te, Au, Tl, and Hg in sphalerite and pyrite |  |  |  |  | 72.6982 | [9 empty] | 2.5149 | [11 empty] | 81498.2175 | [21 empty] | 0.35646 | [7 empty] | 0.034089 | [23 empty] | 289.6571 | [5 empty] | 0.055881 | [17 empty] | 0.32867 |  |  |  | 71.0134 | [38 empty] | 2025 | Bertrandsson Erlandsson et al. (2025), Mineralium Deposita, 60, 869–894 |  | POL, COD, ZMB, NAM
| Luiswishi |  | Basin hydrothermal | Stratiform sediment-hosted Cu | stratiform sediment-hosted Cu-Co | Cu, Co | Ag, Au, Pb, Ni, Se, Re, Zn | Cu, Co, Ag, Au, Pb, Ni, Se, Re, Zn | Bertrandsson Erlandsson et al., 2022; Foltyn et al., 2022; El Desouky et al., 2010 |  | LS06HA34A py4-1 | LS06HA34A py4-1 | [5 empty] | ore material | polished section |  | mineral separate | [5 empty] | mineralisation |  |  |  | chalcopyrite, sphalerite, pyrite | stage 1 (sediment-hosted, diagenetic), stage 2 (epigenetic hydrothermal veins) | disseminations, veins, mineralized nodules | disseminations, mineralized nodules, veins cross-cutting sedimentary bedding |  |  |  | quartz, carbonates |  | LA-ICPMS | ESI NWR213 Nd:YAG laser ablation system coupled to an Agilent 8800 QQQ ICP-MS | Montanuniversität Leoben, Austria | 50 µm spot size, 2 – 3 J/cm2 on-mineral fluency, 10 Hz repetition rate, helium carrier gas at 0.75 L/min flow rate, 30-s pre-ablation laser warm-up, 60 s dwell time, 30-s washout period | USGS pressed powder polysulfide reference material MASS-1 (Wilson et al. 2002) as external standard for chalcopyrite; sphalerite matrix-matched sinter pressed powder pellet reference material MUL-Zn S1 (Onuk et al. 2017) as external standard for sphalerite and pyrite; MASS-1 used as external standard for Te, Au, Tl, and Hg in sphalerite and pyrite |  |  |  |  | 80.8516 | [21 empty] | 73583.3285 | [21 empty] | 0.23661 | [31 empty] | 273.4017 | [23 empty] | 0.13427 |  |  |  | 48.0336 | [38 empty] | 2025 | Bertrandsson Erlandsson et al. (2025), Mineralium Deposita, 60, 869–894 |  | POL, COD, ZMB, NAM
| Luiswishi |  | Basin hydrothermal | Stratiform sediment-hosted Cu | stratiform sediment-hosted Cu-Co | Cu, Co | Ag, Au, Pb, Ni, Se, Re, Zn | Cu, Co, Ag, Au, Pb, Ni, Se, Re, Zn | Bertrandsson Erlandsson et al., 2022; Foltyn et al., 2022; El Desouky et al., 2010 |  | LS06HA34A py5-1 | LS06HA34A py5-1 | [5 empty] | ore material | polished section |  | mineral separate | [5 empty] | mineralisation |  |  |  | chalcopyrite, sphalerite, pyrite | stage 1 (sediment-hosted, diagenetic), stage 2 (epigenetic hydrothermal veins) | disseminations, veins, mineralized nodules | disseminations, mineralized nodules, veins cross-cutting sedimentary bedding |  |  |  | quartz, carbonates |  | LA-ICPMS | ESI NWR213 Nd:YAG laser ablation system coupled to an Agilent 8800 QQQ ICP-MS | Montanuniversität Leoben, Austria | 50 µm spot size, 2 – 3 J/cm2 on-mineral fluency, 10 Hz repetition rate, helium carrier gas at 0.75 L/min flow rate, 30-s pre-ablation laser warm-up, 60 s dwell time, 30-s washout period | USGS pressed powder polysulfide reference material MASS-1 (Wilson et al. 2002) as external standard for chalcopyrite; sphalerite matrix-matched sinter pressed powder pellet reference material MUL-Zn S1 (Onuk et al. 2017) as external standard for sphalerite and pyrite; MASS-1 used as external standard for Te, Au, Tl, and Hg in sphalerite and pyrite | [26 empty] | 77069.9231 | [5 empty] | 6.3564 | [15 empty] | 0.35683 | [21 empty] | 0.45308 | [9 empty] | 285.2888 | [23 empty] | 0.046795 |  |  |  | 54.5144 | [38 empty] | 2025 | Bertrandsson Erlandsson et al. (2025), Mineralium Deposita, 60, 869–894 |  | POL, COD, ZMB, NAM
| Luiswishi |  | Basin hydrothermal | Stratiform sediment-hosted Cu | stratiform sediment-hosted Cu-Co | Cu, Co | Ag, Au, Pb, Ni, Se, Re, Zn | Cu, Co, Ag, Au, Pb, Ni, Se, Re, Zn | Bertrandsson Erlandsson et al., 2022; Foltyn et al., 2022; El Desouky et al., 2010 |  | LS06HA34A py7-1 | LS06HA34A py7-1 | [5 empty] | ore material | polished section |  | mineral separate | [5 empty] | mineralisation |  |  |  | chalcopyrite, sphalerite, pyrite | stage 1 (sediment-hosted, diagenetic), stage 2 (epigenetic hydrothermal veins) | disseminations, veins, mineralized nodules | disseminations, mineralized nodules, veins cross-cutting sedimentary bedding |  |  |  | quartz, carbonates |  | LA-ICPMS | ESI NWR213 Nd:YAG laser ablation system coupled to an Agilent 8800 QQQ ICP-MS | Montanuniversität Leoben, Austria | 50 µm spot size, 2 – 3 J/cm2 on-mineral fluency, 10 Hz repetition rate, helium carrier gas at 0.75 L/min flow rate, 30-s pre-ablation laser warm-up, 60 s dwell time, 30-s washout period | USGS pressed powder polysulfide reference material MASS-1 (Wilson et al. 2002) as external standard for chalcopyrite; sphalerite matrix-matched sinter pressed powder pellet reference material MUL-Zn S1 (Onuk et al. 2017) as external standard for sphalerite and pyrite; MASS-1 used as external standard for Te, Au, Tl, and Hg in sphalerite and pyrite |  |  |  |  | 123.6627 |  | 0.018437 | [19 empty] | 92861.549 | [5 empty] | 26.474 | [15 empty] | 0.40468 | [31 empty] | 235.9039 | [23 empty] | 0.21825 |  |  |  | 62.5149 | [38 empty] | 2025 | Bertrandsson Erlandsson et al. (2025), Mineralium Deposita, 60, 869–894 |  | POL, COD, ZMB, NAM
| Luiswishi |  | Basin hydrothermal | Stratiform sediment-hosted Cu | stratiform sediment-hosted Cu-Co | Cu, Co | Ag, Au, Pb, Ni, Se, Re, Zn | Cu, Co, Ag, Au, Pb, Ni, Se, Re, Zn | Bertrandsson Erlandsson et al., 2022; Foltyn et al., 2022; El Desouky et al., 2010 |  | LS06HA34A py8-1 | LS06HA34A py8-1 | [5 empty] | ore material | polished section |  | mineral separate | [5 empty] | mineralisation |  |  |  | chalcopyrite, sphalerite, pyrite | stage 1 (sediment-hosted, diagenetic), stage 2 (epigenetic hydrothermal veins) | disseminations, veins, mineralized nodules | disseminations, mineralized nodules, veins cross-cutting sedimentary bedding |  |  |  | quartz, carbonates |  | LA-ICPMS | ESI NWR213 Nd:YAG laser ablation system coupled to an Agilent 8800 QQQ ICP-MS | Montanuniversität Leoben, Austria | 50 µm spot size, 2 – 3 J/cm2 on-mineral fluency, 10 Hz repetition rate, helium carrier gas at 0.75 L/min flow rate, 30-s pre-ablation laser warm-up, 60 s dwell time, 30-s washout period | USGS pressed powder polysulfide reference material MASS-1 (Wilson et al. 2002) as external standard for chalcopyrite; sphalerite matrix-matched sinter pressed powder pellet reference material MUL-Zn S1 (Onuk et al. 2017) as external standard for sphalerite and pyrite; MASS-1 used as external standard for Te, Au, Tl, and Hg in sphalerite and pyrite | [6 empty] | 0.021172 | [7 empty] | 1.4434 | [11 empty] | 77057.7142 | [21 empty] | 0.17017 | [7 empty] | 0.022561 | [23 empty] | 300.7502 | [23 empty] | 0.14322 |  |  |  | 27.7523 | [38 empty] | 2025 | Bertrandsson Erlandsson et al. (2025), Mineralium Deposita, 60, 869–894 |  | POL, COD, ZMB, NAM
| Luiswishi |  | Basin hydrothermal | Stratiform sediment-hosted Cu | stratiform sediment-hosted Cu-Co | Cu, Co | Ag, Au, Pb, Ni, Se, Re, Zn | Cu, Co, Ag, Au, Pb, Ni, Se, Re, Zn | Bertrandsson Erlandsson et al., 2022; Foltyn et al., 2022; El Desouky et al., 2010 |  | LS06HA34A py9-1 | LS06HA34A py9-1 | [5 empty] | ore material | polished section |  | mineral separate | [5 empty] | mineralisation |  |  |  | chalcopyrite, sphalerite, pyrite | stage 1 (sediment-hosted, diagenetic), stage 2 (epigenetic hydrothermal veins) | disseminations, veins, mineralized nodules | disseminations, mineralized nodules, veins cross-cutting sedimentary bedding |  |  |  | quartz, carbonates |  | LA-ICPMS | ESI NWR213 Nd:YAG laser ablation system coupled to an Agilent 8800 QQQ ICP-MS | Montanuniversität Leoben, Austria | 50 µm spot size, 2 – 3 J/cm2 on-mineral fluency, 10 Hz repetition rate, helium carrier gas at 0.75 L/min flow rate, 30-s pre-ablation laser warm-up, 60 s dwell time, 30-s washout period | USGS pressed powder polysulfide reference material MASS-1 (Wilson et al. 2002) as external standard for chalcopyrite; sphalerite matrix-matched sinter pressed powder pellet reference material MUL-Zn S1 (Onuk et al. 2017) as external standard for sphalerite and pyrite; MASS-1 used as external standard for Te, Au, Tl, and Hg in sphalerite and pyrite | [26 empty] | 84304.9484 | [21 empty] | 0.37938 | [31 empty] | 377.8663 | [23 empty] | 0.1883 |  |  |  | 37.0483 | [38 empty] | 2025 | Bertrandsson Erlandsson et al. (2025), Mineralium Deposita, 60, 869–894 |  | POL, COD, ZMB, NAM
| Luiswishi |  | Basin hydrothermal | Stratiform sediment-hosted Cu | stratiform sediment-hosted Cu-Co | Cu, Co | Ag, Au, Pb, Ni, Se, Re, Zn | Cu, Co, Ag, Au, Pb, Ni, Se, Re, Zn | Bertrandsson Erlandsson et al., 2022; Foltyn et al., 2022; El Desouky et al., 2010 |  | LS06HA34A py11-1 | LS06HA34A py11-1 | [5 empty] | ore material | polished section |  | mineral separate | [5 empty] | mineralisation |  |  |  | chalcopyrite, sphalerite, pyrite | stage 1 (sediment-hosted, diagenetic), stage 2 (epigenetic hydrothermal veins) | disseminations, veins, mineralized nodules | disseminations, mineralized nodules, veins cross-cutting sedimentary bedding |  |  |  | quartz, carbonates |  | LA-ICPMS | ESI NWR213 Nd:YAG laser ablation system coupled to an Agilent 8800 QQQ ICP-MS | Montanuniversität Leoben, Austria | 50 µm spot size, 2 – 3 J/cm2 on-mineral fluency, 10 Hz repetition rate, helium carrier gas at 0.75 L/min flow rate, 30-s pre-ablation laser warm-up, 60 s dwell time, 30-s washout period | USGS pressed powder polysulfide reference material MASS-1 (Wilson et al. 2002) as external standard for chalcopyrite; sphalerite matrix-matched sinter pressed powder pellet reference material MUL-Zn S1 (Onuk et al. 2017) as external standard for sphalerite and pyrite; MASS-1 used as external standard for Te, Au, Tl, and Hg in sphalerite and pyrite |  |  |  |  | 56.3168 | [9 empty] | 0.23537 | [11 empty] | 83802.8795 | [5 empty] | 8.2515 | [15 empty] | 0.17178 | [21 empty] | 0.63693 | [9 empty] | 307.0115 | [5 empty] | 0.033751 | [17 empty] | 0.029832 |  |  |  | 41.887 | [38 empty] | 2025 | Bertrandsson Erlandsson et al. (2025), Mineralium Deposita, 60, 869–894 |  | POL, COD, ZMB, NAM
| Luiswishi |  | Basin hydrothermal | Stratiform sediment-hosted Cu | stratiform sediment-hosted Cu-Co | Cu, Co | Ag, Au, Pb, Ni, Se, Re, Zn | Cu, Co, Ag, Au, Pb, Ni, Se, Re, Zn | Bertrandsson Erlandsson et al., 2022; Foltyn et al., 2022; El Desouky et al., 2010 |  | LS06HA34A py12-1 | LS06HA34A py12-1 | [5 empty] | ore material | polished section |  | mineral separate | [5 empty] | mineralisation |  |  |  | chalcopyrite, sphalerite, pyrite | stage 1 (sediment-hosted, diagenetic), stage 2 (epigenetic hydrothermal veins) | disseminations, veins, mineralized nodules | disseminations, mineralized nodules, veins cross-cutting sedimentary bedding |  |  |  | quartz, carbonates |  | LA-ICPMS | ESI NWR213 Nd:YAG laser ablation system coupled to an Agilent 8800 QQQ ICP-MS | Montanuniversität Leoben, Austria | 50 µm spot size, 2 – 3 J/cm2 on-mineral fluency, 10 Hz repetition rate, helium carrier gas at 0.75 L/min flow rate, 30-s pre-ablation laser warm-up, 60 s dwell time, 30-s washout period | USGS pressed powder polysulfide reference material MASS-1 (Wilson et al. 2002) as external standard for chalcopyrite; sphalerite matrix-matched sinter pressed powder pellet reference material MUL-Zn S1 (Onuk et al. 2017) as external standard for sphalerite and pyrite; MASS-1 used as external standard for Te, Au, Tl, and Hg in sphalerite and pyrite |  |  |  |  | 66.0927 | [9 empty] | 0.16392 | [11 empty] | 82626.4449 | [5 empty] | 10.9753 | [15 empty] | 0.17558 | [21 empty] | 0.45645 | [9 empty] | 365.0439 | [5 empty] | 0.00815 | [17 empty] | 0.034841 |  |  |  | 40.094 | [38 empty] | 2025 | Bertrandsson Erlandsson et al. (2025), Mineralium Deposita, 60, 869–894 |  | POL, COD, ZMB, NAM
| Luiswishi |  | Basin hydrothermal | Stratiform sediment-hosted Cu | stratiform sediment-hosted Cu-Co | Cu, Co | Ag, Au, Pb, Ni, Se, Re, Zn | Cu, Co, Ag, Au, Pb, Ni, Se, Re, Zn | Bertrandsson Erlandsson et al., 2022; Foltyn et al., 2022; El Desouky et al., 2010 |  | LS06HA34A py13-1 | LS06HA34A py13-1 | [5 empty] | ore material | polished section |  | mineral separate | [5 empty] | mineralisation |  |  |  | chalcopyrite, sphalerite, pyrite | stage 1 (sediment-hosted, diagenetic), stage 2 (epigenetic hydrothermal veins) | disseminations, veins, mineralized nodules | disseminations, mineralized nodules, veins cross-cutting sedimentary bedding |  |  |  | quartz, carbonates |  | LA-ICPMS | ESI NWR213 Nd:YAG laser ablation system coupled to an Agilent 8800 QQQ ICP-MS | Montanuniversität Leoben, Austria | 50 µm spot size, 2 – 3 J/cm2 on-mineral fluency, 10 Hz repetition rate, helium carrier gas at 0.75 L/min flow rate, 30-s pre-ablation laser warm-up, 60 s dwell time, 30-s washout period | USGS pressed powder polysulfide reference material MASS-1 (Wilson et al. 2002) as external standard for chalcopyrite; sphalerite matrix-matched sinter pressed powder pellet reference material MUL-Zn S1 (Onuk et al. 2017) as external standard for sphalerite and pyrite; MASS-1 used as external standard for Te, Au, Tl, and Hg in sphalerite and pyrite |  |  |  |  | 141.8663 |  | 0.035905 | [7 empty] | 2.9175 | [11 empty] | 108174.2081 | [5 empty] | 18.0611 | [15 empty] | 0.36865 | [31 empty] | 247.5555 | [23 empty] | 0.1778 |  |  |  | 45.4759 | [38 empty] | 2025 | Bertrandsson Erlandsson et al. (2025), Mineralium Deposita, 60, 869–894 |  | POL, COD, ZMB, NAM
| Luiswishi |  | Basin hydrothermal | Stratiform sediment-hosted Cu | stratiform sediment-hosted Cu-Co | Cu, Co | Ag, Au, Pb, Ni, Se, Re, Zn | Cu, Co, Ag, Au, Pb, Ni, Se, Re, Zn | Bertrandsson Erlandsson et al., 2022; Foltyn et al., 2022; El Desouky et al., 2010 |  | LS06HA34A py14-1 | LS06HA34A py14-1 | [5 empty] | ore material | polished section |  | mineral separate | [5 empty] | mineralisation |  |  |  | chalcopyrite, sphalerite, pyrite | stage 1 (sediment-hosted, diagenetic), stage 2 (epigenetic hydrothermal veins) | disseminations, veins, mineralized nodules | disseminations, mineralized nodules, veins cross-cutting sedimentary bedding |  |  |  | quartz, carbonates |  | LA-ICPMS | ESI NWR213 Nd:YAG laser ablation system coupled to an Agilent 8800 QQQ ICP-MS | Montanuniversität Leoben, Austria | 50 µm spot size, 2 – 3 J/cm2 on-mineral fluency, 10 Hz repetition rate, helium carrier gas at 0.75 L/min flow rate, 30-s pre-ablation laser warm-up, 60 s dwell time, 30-s washout period | USGS pressed powder polysulfide reference material MASS-1 (Wilson et al. 2002) as external standard for chalcopyrite; sphalerite matrix-matched sinter pressed powder pellet reference material MUL-Zn S1 (Onuk et al. 2017) as external standard for sphalerite and pyrite; MASS-1 used as external standard for Te, Au, Tl, and Hg in sphalerite and pyrite | [6 empty] | 0.13555 | [19 empty] | 93234.0549 | [21 empty] | 0.24275 | [31 empty] | 269.7584 | [5 empty] | 0.038073 | [17 empty] | 0.25261 |  |  |  | 55.4954 | [38 empty] | 2025 | Bertrandsson Erlandsson et al. (2025), Mineralium Deposita, 60, 869–894 |  | POL, COD, ZMB, NAM
| Luiswishi |  | Basin hydrothermal | Stratiform sediment-hosted Cu | stratiform sediment-hosted Cu-Co | Cu, Co | Ag, Au, Pb, Ni, Se, Re, Zn | Cu, Co, Ag, Au, Pb, Ni, Se, Re, Zn | Bertrandsson Erlandsson et al., 2022; Foltyn et al., 2022; El Desouky et al., 2010 |  | LS06HA34A py17-1 | LS06HA34A py17-1 | [5 empty] | ore material | polished section |  | mineral separate | [5 empty] | mineralisation |  |  |  | chalcopyrite, sphalerite, pyrite | stage 1 (sediment-hosted, diagenetic), stage 2 (epigenetic hydrothermal veins) | disseminations, veins, mineralized nodules | disseminations, mineralized nodules, veins cross-cutting sedimentary bedding |  |  |  | quartz, carbonates |  | LA-ICPMS | ESI NWR213 Nd:YAG laser ablation system coupled to an Agilent 8800 QQQ ICP-MS | Montanuniversität Leoben, Austria | 50 µm spot size, 2 – 3 J/cm2 on-mineral fluency, 10 Hz repetition rate, helium carrier gas at 0.75 L/min flow rate, 30-s pre-ablation laser warm-up, 60 s dwell time, 30-s washout period | USGS pressed powder polysulfide reference material MASS-1 (Wilson et al. 2002) as external standard for chalcopyrite; sphalerite matrix-matched sinter pressed powder pellet reference material MUL-Zn S1 (Onuk et al. 2017) as external standard for sphalerite and pyrite; MASS-1 used as external standard for Te, Au, Tl, and Hg in sphalerite and pyrite | [14 empty] | 0.6961 | [11 empty] | 99076.3658 | [5 empty] | 12.3072 | [15 empty] | 0.49124 | [7 empty] | 0.008475 | [13 empty] | 1.8326 | [9 empty] | 280.4226 | [27 empty] | 80.8261 | [38 empty] | 2025 | Bertrandsson Erlandsson et al. (2025), Mineralium Deposita, 60, 869–894 |  | POL, COD, ZMB, NAM
| Luiswishi |  | Basin hydrothermal | Stratiform sediment-hosted Cu | stratiform sediment-hosted Cu-Co | Cu, Co | Ag, Au, Pb, Ni, Se, Re, Zn | Cu, Co, Ag, Au, Pb, Ni, Se, Re, Zn | Bertrandsson Erlandsson et al., 2022; Foltyn et al., 2022; El Desouky et al., 2010 |  | LS06HA34B py1-1 | LS06HA34B py1-1 | [5 empty] | ore material | polished section |  | mineral separate | [5 empty] | mineralisation |  |  |  | chalcopyrite, sphalerite, pyrite | stage 1 (sediment-hosted, diagenetic), stage 2 (epigenetic hydrothermal veins) | disseminations, veins, mineralized nodules | disseminations, mineralized nodules, veins cross-cutting sedimentary bedding |  |  |  | quartz, carbonates |  | LA-ICPMS | ESI NWR213 Nd:YAG laser ablation system coupled to an Agilent 8800 QQQ ICP-MS | Montanuniversität Leoben, Austria | 50 µm spot size, 2 – 3 J/cm2 on-mineral fluency, 10 Hz repetition rate, helium carrier gas at 0.75 L/min flow rate, 30-s pre-ablation laser warm-up, 60 s dwell time, 30-s washout period | USGS pressed powder polysulfide reference material MASS-1 (Wilson et al. 2002) as external standard for chalcopyrite; sphalerite matrix-matched sinter pressed powder pellet reference material MUL-Zn S1 (Onuk et al. 2017) as external standard for sphalerite and pyrite; MASS-1 used as external standard for Te, Au, Tl, and Hg in sphalerite and pyrite |  |  |  |  | 37.1124 | [21 empty] | 76232.7306 | [43 empty] | 1.0355 | [9 empty] | 309.7793 | [5 empty] | 0.015768 | [17 empty] | 0.068562 |  |  |  | 38.8296 | [38 empty] | 2025 | Bertrandsson Erlandsson et al. (2025), Mineralium Deposita, 60, 869–894 |  | POL, COD, ZMB, NAM
| Luiswishi |  | Basin hydrothermal | Stratiform sediment-hosted Cu | stratiform sediment-hosted Cu-Co | Cu, Co | Ag, Au, Pb, Ni, Se, Re, Zn | Cu, Co, Ag, Au, Pb, Ni, Se, Re, Zn | Bertrandsson Erlandsson et al., 2022; Foltyn et al., 2022; El Desouky et al., 2010 |  | LS06HA34B py2-1 | LS06HA34B py2-1 | [5 empty] | ore material | polished section |  | mineral separate | [5 empty] | mineralisation |  |  |  | chalcopyrite, sphalerite, pyrite | stage 1 (sediment-hosted, diagenetic), stage 2 (epigenetic hydrothermal veins) | disseminations, veins, mineralized nodules | disseminations, mineralized nodules, veins cross-cutting sedimentary bedding |  |  |  | quartz, carbonates |  | LA-ICPMS | ESI NWR213 Nd:YAG laser ablation system coupled to an Agilent 8800 QQQ ICP-MS | Montanuniversität Leoben, Austria | 50 µm spot size, 2 – 3 J/cm2 on-mineral fluency, 10 Hz repetition rate, helium carrier gas at 0.75 L/min flow rate, 30-s pre-ablation laser warm-up, 60 s dwell time, 30-s washout period | USGS pressed powder polysulfide reference material MASS-1 (Wilson et al. 2002) as external standard for chalcopyrite; sphalerite matrix-matched sinter pressed powder pellet reference material MUL-Zn S1 (Onuk et al. 2017) as external standard for sphalerite and pyrite; MASS-1 used as external standard for Te, Au, Tl, and Hg in sphalerite and pyrite |  |  |  |  | 25.9757 |  | 0.008682 | [19 empty] | 83367.5691 | [21 empty] | 0.26113 | [31 empty] | 388.9392 | [5 empty] | 0.046642 | [17 empty] | 0.11166 |  |  |  | 36.0933 | [25 empty] | 0.009105 | [12 empty] | 2025 | Bertrandsson Erlandsson et al. (2025), Mineralium Deposita, 60, 869–894 |  | POL, COD, ZMB, NAM
| Luiswishi |  | Basin hydrothermal | Stratiform sediment-hosted Cu | stratiform sediment-hosted Cu-Co | Cu, Co | Ag, Au, Pb, Ni, Se, Re, Zn | Cu, Co, Ag, Au, Pb, Ni, Se, Re, Zn | Bertrandsson Erlandsson et al., 2022; Foltyn et al., 2022; El Desouky et al., 2010 |  | LS06HA34B py3-1 | LS06HA34B py3-1 | [5 empty] | ore material | polished section |  | mineral separate | [5 empty] | mineralisation |  |  |  | chalcopyrite, sphalerite, pyrite | stage 1 (sediment-hosted, diagenetic), stage 2 (epigenetic hydrothermal veins) | disseminations, veins, mineralized nodules | disseminations, mineralized nodules, veins cross-cutting sedimentary bedding |  |  |  | quartz, carbonates |  | LA-ICPMS | ESI NWR213 Nd:YAG laser ablation system coupled to an Agilent 8800 QQQ ICP-MS | Montanuniversität Leoben, Austria | 50 µm spot size, 2 – 3 J/cm2 on-mineral fluency, 10 Hz repetition rate, helium carrier gas at 0.75 L/min flow rate, 30-s pre-ablation laser warm-up, 60 s dwell time, 30-s washout period | USGS pressed powder polysulfide reference material MASS-1 (Wilson et al. 2002) as external standard for chalcopyrite; sphalerite matrix-matched sinter pressed powder pellet reference material MUL-Zn S1 (Onuk et al. 2017) as external standard for sphalerite and pyrite; MASS-1 used as external standard for Te, Au, Tl, and Hg in sphalerite and pyrite |  |  |  |  | 172.5641 |  | 0.065509 | [19 empty] | 76316.6314 | [21 empty] | 0.25777 | [31 empty] | 351.9248 | [23 empty] | 0.11905 |  |  |  | 34.6553 | [25 empty] | 0.016241 | [12 empty] | 2025 | Bertrandsson Erlandsson et al. (2025), Mineralium Deposita, 60, 869–894 |  | POL, COD, ZMB, NAM
| Luiswishi |  | Basin hydrothermal | Stratiform sediment-hosted Cu | stratiform sediment-hosted Cu-Co | Cu, Co | Ag, Au, Pb, Ni, Se, Re, Zn | Cu, Co, Ag, Au, Pb, Ni, Se, Re, Zn | Bertrandsson Erlandsson et al., 2022; Foltyn et al., 2022; El Desouky et al., 2010 |  | LS06HA34B py4-1 | LS06HA34B py4-1 | [5 empty] | ore material | polished section |  | mineral separate | [5 empty] | mineralisation |  |  |  | chalcopyrite, sphalerite, pyrite | stage 1 (sediment-hosted, diagenetic), stage 2 (epigenetic hydrothermal veins) | disseminations, veins, mineralized nodules | disseminations, mineralized nodules, veins cross-cutting sedimentary bedding |  |  |  | quartz, carbonates |  | LA-ICPMS | ESI NWR213 Nd:YAG laser ablation system coupled to an Agilent 8800 QQQ ICP-MS | Montanuniversität Leoben, Austria | 50 µm spot size, 2 – 3 J/cm2 on-mineral fluency, 10 Hz repetition rate, helium carrier gas at 0.75 L/min flow rate, 30-s pre-ablation laser warm-up, 60 s dwell time, 30-s washout period | USGS pressed powder polysulfide reference material MASS-1 (Wilson et al. 2002) as external standard for chalcopyrite; sphalerite matrix-matched sinter pressed powder pellet reference material MUL-Zn S1 (Onuk et al. 2017) as external standard for sphalerite and pyrite; MASS-1 used as external standard for Te, Au, Tl, and Hg in sphalerite and pyrite |  |  |  |  | 29.6196 |  | 0.011578 | [7 empty] | 0.59181 | [11 empty] | 74910.3174 | [5 empty] | 13.371 | [15 empty] | 0.45409 | [21 empty] | 0.70205 | [9 empty] | 307.159 | [23 empty] | 0.075139 |  |  |  | 77.7636 | [38 empty] | 2025 | Bertrandsson Erlandsson et al. (2025), Mineralium Deposita, 60, 869–894 |  | POL, COD, ZMB, NAM
| Luiswishi |  | Basin hydrothermal | Stratiform sediment-hosted Cu | stratiform sediment-hosted Cu-Co | Cu, Co | Ag, Au, Pb, Ni, Se, Re, Zn | Cu, Co, Ag, Au, Pb, Ni, Se, Re, Zn | Bertrandsson Erlandsson et al., 2022; Foltyn et al., 2022; El Desouky et al., 2010 |  | LS06HA34B py5-1 | LS06HA34B py5-1 | [5 empty] | ore material | polished section |  | mineral separate | [5 empty] | mineralisation |  |  |  | chalcopyrite, sphalerite, pyrite | stage 1 (sediment-hosted, diagenetic), stage 2 (epigenetic hydrothermal veins) | disseminations, veins, mineralized nodules | disseminations, mineralized nodules, veins cross-cutting sedimentary bedding |  |  |  | quartz, carbonates |  | LA-ICPMS | ESI NWR213 Nd:YAG laser ablation system coupled to an Agilent 8800 QQQ ICP-MS | Montanuniversität Leoben, Austria | 50 µm spot size, 2 – 3 J/cm2 on-mineral fluency, 10 Hz repetition rate, helium carrier gas at 0.75 L/min flow rate, 30-s pre-ablation laser warm-up, 60 s dwell time, 30-s washout period | USGS pressed powder polysulfide reference material MASS-1 (Wilson et al. 2002) as external standard for chalcopyrite; sphalerite matrix-matched sinter pressed powder pellet reference material MUL-Zn S1 (Onuk et al. 2017) as external standard for sphalerite and pyrite; MASS-1 used as external standard for Te, Au, Tl, and Hg in sphalerite and pyrite |  |  |  |  | 138.757 | [21 empty] | 86133.753 | [21 empty] | 0.69622 | [31 empty] | 291.9695 | [5 empty] | 0.12463 | [21 empty] | 115.7003 | [13 empty] | 2.644 | [24 empty] | 2025 | Bertrandsson Erlandsson et al. (2025), Mineralium Deposita, 60, 869–894 |  | POL, COD, ZMB, NAM
| Luiswishi |  | Basin hydrothermal | Stratiform sediment-hosted Cu | stratiform sediment-hosted Cu-Co | Cu, Co | Ag, Au, Pb, Ni, Se, Re, Zn | Cu, Co, Ag, Au, Pb, Ni, Se, Re, Zn | Bertrandsson Erlandsson et al., 2022; Foltyn et al., 2022; El Desouky et al., 2010 |  | LS06HA34B py6-1 | LS06HA34B py6-1 | [5 empty] | ore material | polished section |  | mineral separate | [5 empty] | mineralisation |  |  |  | chalcopyrite, sphalerite, pyrite | stage 1 (sediment-hosted, diagenetic), stage 2 (epigenetic hydrothermal veins) | disseminations, veins, mineralized nodules | disseminations, mineralized nodules, veins cross-cutting sedimentary bedding |  |  |  | quartz, carbonates |  | LA-ICPMS | ESI NWR213 Nd:YAG laser ablation system coupled to an Agilent 8800 QQQ ICP-MS | Montanuniversität Leoben, Austria | 50 µm spot size, 2 – 3 J/cm2 on-mineral fluency, 10 Hz repetition rate, helium carrier gas at 0.75 L/min flow rate, 30-s pre-ablation laser warm-up, 60 s dwell time, 30-s washout period | USGS pressed powder polysulfide reference material MASS-1 (Wilson et al. 2002) as external standard for chalcopyrite; sphalerite matrix-matched sinter pressed powder pellet reference material MUL-Zn S1 (Onuk et al. 2017) as external standard for sphalerite and pyrite; MASS-1 used as external standard for Te, Au, Tl, and Hg in sphalerite and pyrite | [26 empty] | 53382.6093 | [5 empty] | 8.8831 | [15 empty] | 0.30325 | [21 empty] | 1.2907 | [9 empty] | 157.9732 | [23 empty] | 0.06149 |  |  |  | 60.842 | [38 empty] | 2025 | Bertrandsson Erlandsson et al. (2025), Mineralium Deposita, 60, 869–894 |  | POL, COD, ZMB, NAM
| Luiswishi |  | Basin hydrothermal | Stratiform sediment-hosted Cu | stratiform sediment-hosted Cu-Co | Cu, Co | Ag, Au, Pb, Ni, Se, Re, Zn | Cu, Co, Ag, Au, Pb, Ni, Se, Re, Zn | Bertrandsson Erlandsson et al., 2022; Foltyn et al., 2022; El Desouky et al., 2010 |  | LS06HA34B py8-1 | LS06HA34B py8-1 | [5 empty] | ore material | polished section |  | mineral separate | [5 empty] | mineralisation |  |  |  | chalcopyrite, sphalerite, pyrite | stage 1 (sediment-hosted, diagenetic), stage 2 (epigenetic hydrothermal veins) | disseminations, veins, mineralized nodules | disseminations, mineralized nodules, veins cross-cutting sedimentary bedding |  |  |  | quartz, carbonates |  | LA-ICPMS | ESI NWR213 Nd:YAG laser ablation system coupled to an Agilent 8800 QQQ ICP-MS | Montanuniversität Leoben, Austria | 50 µm spot size, 2 – 3 J/cm2 on-mineral fluency, 10 Hz repetition rate, helium carrier gas at 0.75 L/min flow rate, 30-s pre-ablation laser warm-up, 60 s dwell time, 30-s washout period | USGS pressed powder polysulfide reference material MASS-1 (Wilson et al. 2002) as external standard for chalcopyrite; sphalerite matrix-matched sinter pressed powder pellet reference material MUL-Zn S1 (Onuk et al. 2017) as external standard for sphalerite and pyrite; MASS-1 used as external standard for Te, Au, Tl, and Hg in sphalerite and pyrite |  |  |  |  | 104.5244 | [9 empty] | 0.67862 | [11 empty] | 53524.557 | [5 empty] | 6.0939 | [15 empty] | 0.26806 | [31 empty] | 214.8706 | [5 empty] | 0.034168 | [21 empty] | 59.8562 | [38 empty] | 2025 | Bertrandsson Erlandsson et al. (2025), Mineralium Deposita, 60, 869–894 |  | POL, COD, ZMB, NAM
| Luiswishi |  | Basin hydrothermal | Stratiform sediment-hosted Cu | stratiform sediment-hosted Cu-Co | Cu, Co | Ag, Au, Pb, Ni, Se, Re, Zn | Cu, Co, Ag, Au, Pb, Ni, Se, Re, Zn | Bertrandsson Erlandsson et al., 2022; Foltyn et al., 2022; El Desouky et al., 2010 |  | LS06HA34B py9-1 | LS06HA34B py9-1 | [5 empty] | ore material | polished section |  | mineral separate | [5 empty] | mineralisation |  |  |  | chalcopyrite, sphalerite, pyrite | stage 1 (sediment-hosted, diagenetic), stage 2 (epigenetic hydrothermal veins) | disseminations, veins, mineralized nodules | disseminations, mineralized nodules, veins cross-cutting sedimentary bedding |  |  |  | quartz, carbonates |  | LA-ICPMS | ESI NWR213 Nd:YAG laser ablation system coupled to an Agilent 8800 QQQ ICP-MS | Montanuniversität Leoben, Austria | 50 µm spot size, 2 – 3 J/cm2 on-mineral fluency, 10 Hz repetition rate, helium carrier gas at 0.75 L/min flow rate, 30-s pre-ablation laser warm-up, 60 s dwell time, 30-s washout period | USGS pressed powder polysulfide reference material MASS-1 (Wilson et al. 2002) as external standard for chalcopyrite; sphalerite matrix-matched sinter pressed powder pellet reference material MUL-Zn S1 (Onuk et al. 2017) as external standard for sphalerite and pyrite; MASS-1 used as external standard for Te, Au, Tl, and Hg in sphalerite and pyrite | [26 empty] | 71512.4887 | [5 empty] | 12.7164 | [15 empty] | 0.64755 | [59 empty] | 109.4952 | [38 empty] | 2025 | Bertrandsson Erlandsson et al. (2025), Mineralium Deposita, 60, 869–894 |  | POL, COD, ZMB, NAM
| Luiswishi |  | Basin hydrothermal | Stratiform sediment-hosted Cu | stratiform sediment-hosted Cu-Co | Cu, Co | Ag, Au, Pb, Ni, Se, Re, Zn | Cu, Co, Ag, Au, Pb, Ni, Se, Re, Zn | Bertrandsson Erlandsson et al., 2022; Foltyn et al., 2022; El Desouky et al., 2010 |  | LS06HA34B py10-1 | LS06HA34B py10-1 | [5 empty] | ore material | polished section |  | mineral separate | [5 empty] | mineralisation |  |  |  | chalcopyrite, sphalerite, pyrite | stage 1 (sediment-hosted, diagenetic), stage 2 (epigenetic hydrothermal veins) | disseminations, veins, mineralized nodules | disseminations, mineralized nodules, veins cross-cutting sedimentary bedding |  |  |  | quartz, carbonates |  | LA-ICPMS | ESI NWR213 Nd:YAG laser ablation system coupled to an Agilent 8800 QQQ ICP-MS | Montanuniversität Leoben, Austria | 50 µm spot size, 2 – 3 J/cm2 on-mineral fluency, 10 Hz repetition rate, helium carrier gas at 0.75 L/min flow rate, 30-s pre-ablation laser warm-up, 60 s dwell time, 30-s washout period | USGS pressed powder polysulfide reference material MASS-1 (Wilson et al. 2002) as external standard for chalcopyrite; sphalerite matrix-matched sinter pressed powder pellet reference material MUL-Zn S1 (Onuk et al. 2017) as external standard for sphalerite and pyrite; MASS-1 used as external standard for Te, Au, Tl, and Hg in sphalerite and pyrite |  |  |  |  | 147.7748 | [21 empty] | 60940.9821 | [5 empty] | 6.8277 | [15 empty] | 0.32692 | [31 empty] | 216.3527 | [27 empty] | 63.1398 | [38 empty] | 2025 | Bertrandsson Erlandsson et al. (2025), Mineralium Deposita, 60, 869–894 |  | POL, COD, ZMB, NAM
| Luiswishi |  | Basin hydrothermal | Stratiform sediment-hosted Cu | stratiform sediment-hosted Cu-Co | Cu, Co | Ag, Au, Pb, Ni, Se, Re, Zn | Cu, Co, Ag, Au, Pb, Ni, Se, Re, Zn | Bertrandsson Erlandsson et al., 2022; Foltyn et al., 2022; El Desouky et al., 2010 |  | LS06HA34B py11-1 | LS06HA34B py11-1 | [5 empty] | ore material | polished section |  | mineral separate | [5 empty] | mineralisation |  |  |  | chalcopyrite, sphalerite, pyrite | stage 1 (sediment-hosted, diagenetic), stage 2 (epigenetic hydrothermal veins) | disseminations, veins, mineralized nodules | disseminations, mineralized nodules, veins cross-cutting sedimentary bedding |  |  |  | quartz, carbonates |  | LA-ICPMS | ESI NWR213 Nd:YAG laser ablation system coupled to an Agilent 8800 QQQ ICP-MS | Montanuniversität Leoben, Austria | 50 µm spot size, 2 – 3 J/cm2 on-mineral fluency, 10 Hz repetition rate, helium carrier gas at 0.75 L/min flow rate, 30-s pre-ablation laser warm-up, 60 s dwell time, 30-s washout period | USGS pressed powder polysulfide reference material MASS-1 (Wilson et al. 2002) as external standard for chalcopyrite; sphalerite matrix-matched sinter pressed powder pellet reference material MUL-Zn S1 (Onuk et al. 2017) as external standard for sphalerite and pyrite; MASS-1 used as external standard for Te, Au, Tl, and Hg in sphalerite and pyrite |  |  |  |  | 198.3755 |  | 0.052256 | [19 empty] | 87698.1475 | [21 empty] | 0.38958 | [31 empty] | 280.5546 | [23 empty] | 0.19321 |  |  |  | 52.9758 | [38 empty] | 2025 | Bertrandsson Erlandsson et al. (2025), Mineralium Deposita, 60, 869–894 |  | POL, COD, ZMB, NAM
| Luiswishi |  | Basin hydrothermal | Stratiform sediment-hosted Cu | stratiform sediment-hosted Cu-Co | Cu, Co | Ag, Au, Pb, Ni, Se, Re, Zn | Cu, Co, Ag, Au, Pb, Ni, Se, Re, Zn | Bertrandsson Erlandsson et al., 2022; Foltyn et al., 2022; El Desouky et al., 2010 |  | LS06HA34B py12-1 | LS06HA34B py12-1 | [5 empty] | ore material | polished section |  | mineral separate | [5 empty] | mineralisation |  |  |  | chalcopyrite, sphalerite, pyrite | stage 1 (sediment-hosted, diagenetic), stage 2 (epigenetic hydrothermal veins) | disseminations, veins, mineralized nodules | disseminations, mineralized nodules, veins cross-cutting sedimentary bedding |  |  |  | quartz, carbonates |  | LA-ICPMS | ESI NWR213 Nd:YAG laser ablation system coupled to an Agilent 8800 QQQ ICP-MS | Montanuniversität Leoben, Austria | 50 µm spot size, 2 – 3 J/cm2 on-mineral fluency, 10 Hz repetition rate, helium carrier gas at 0.75 L/min flow rate, 30-s pre-ablation laser warm-up, 60 s dwell time, 30-s washout period | USGS pressed powder polysulfide reference material MASS-1 (Wilson et al. 2002) as external standard for chalcopyrite; sphalerite matrix-matched sinter pressed powder pellet reference material MUL-Zn S1 (Onuk et al. 2017) as external standard for sphalerite and pyrite; MASS-1 used as external standard for Te, Au, Tl, and Hg in sphalerite and pyrite |  |  |  |  | 196.0868 |  | 0.019249 | [19 empty] | 71557.629 | [21 empty] | 0.24279 | [31 empty] | 252.2223 | [5 empty] | 0.13787 | [21 empty] | 56.4569 | [38 empty] | 2025 | Bertrandsson Erlandsson et al. (2025), Mineralium Deposita, 60, 869–894 |  | POL, COD, ZMB, NAM
| Luiswishi |  | Basin hydrothermal | Stratiform sediment-hosted Cu | stratiform sediment-hosted Cu-Co | Cu, Co | Ag, Au, Pb, Ni, Se, Re, Zn | Cu, Co, Ag, Au, Pb, Ni, Se, Re, Zn | Bertrandsson Erlandsson et al., 2022; Foltyn et al., 2022; El Desouky et al., 2010 |  | LS06HA34B py13-1 | LS06HA34B py13-1 | [5 empty] | ore material | polished section |  | mineral separate | [5 empty] | mineralisation |  |  |  | chalcopyrite, sphalerite, pyrite | stage 1 (sediment-hosted, diagenetic), stage 2 (epigenetic hydrothermal veins) | disseminations, veins, mineralized nodules | disseminations, mineralized nodules, veins cross-cutting sedimentary bedding |  |  |  | quartz, carbonates |  | LA-ICPMS | ESI NWR213 Nd:YAG laser ablation system coupled to an Agilent 8800 QQQ ICP-MS | Montanuniversität Leoben, Austria | 50 µm spot size, 2 – 3 J/cm2 on-mineral fluency, 10 Hz repetition rate, helium carrier gas at 0.75 L/min flow rate, 30-s pre-ablation laser warm-up, 60 s dwell time, 30-s washout period | USGS pressed powder polysulfide reference material MASS-1 (Wilson et al. 2002) as external standard for chalcopyrite; sphalerite matrix-matched sinter pressed powder pellet reference material MUL-Zn S1 (Onuk et al. 2017) as external standard for sphalerite and pyrite; MASS-1 used as external standard for Te, Au, Tl, and Hg in sphalerite and pyrite |  |  |  |  | 98.5434 |  | 0.016783 | [19 empty] | 86608.0093 | [21 empty] | 0.7933 | [31 empty] | 433.727 | [5 empty] | 0.045984 | [17 empty] | 0.094715 |  |  |  | 139.8363 | [38 empty] | 2025 | Bertrandsson Erlandsson et al. (2025), Mineralium Deposita, 60, 869–894 |  | POL, COD, ZMB, NAM
| Luiswishi |  | Basin hydrothermal | Stratiform sediment-hosted Cu | stratiform sediment-hosted Cu-Co | Cu, Co | Ag, Au, Pb, Ni, Se, Re, Zn | Cu, Co, Ag, Au, Pb, Ni, Se, Re, Zn | Bertrandsson Erlandsson et al., 2022; Foltyn et al., 2022; El Desouky et al., 2010 |  | LS06HA34B py14-1 | LS06HA34B py14-1 | [5 empty] | ore material | polished section |  | mineral separate | [5 empty] | mineralisation |  |  |  | chalcopyrite, sphalerite, pyrite | stage 1 (sediment-hosted, diagenetic), stage 2 (epigenetic hydrothermal veins) | disseminations, veins, mineralized nodules | disseminations, mineralized nodules, veins cross-cutting sedimentary bedding |  |  |  | quartz, carbonates |  | LA-ICPMS | ESI NWR213 Nd:YAG laser ablation system coupled to an Agilent 8800 QQQ ICP-MS | Montanuniversität Leoben, Austria | 50 µm spot size, 2 – 3 J/cm2 on-mineral fluency, 10 Hz repetition rate, helium carrier gas at 0.75 L/min flow rate, 30-s pre-ablation laser warm-up, 60 s dwell time, 30-s washout period | USGS pressed powder polysulfide reference material MASS-1 (Wilson et al. 2002) as external standard for chalcopyrite; sphalerite matrix-matched sinter pressed powder pellet reference material MUL-Zn S1 (Onuk et al. 2017) as external standard for sphalerite and pyrite; MASS-1 used as external standard for Te, Au, Tl, and Hg in sphalerite and pyrite |  |  |  |  | 44.9396 | [9 empty] | 0.15009 | [11 empty] | 51789.9981 | [5 empty] | 2.8116 | [15 empty] | 0.21125 | [21 empty] | 0.52331 | [9 empty] | 205.5047 | [27 empty] | 37.0455 | [38 empty] | 2025 | Bertrandsson Erlandsson et al. (2025), Mineralium Deposita, 60, 869–894 |  | POL, COD, ZMB, NAM
| Luiswishi |  | Basin hydrothermal | Stratiform sediment-hosted Cu | stratiform sediment-hosted Cu-Co | Cu, Co | Ag, Au, Pb, Ni, Se, Re, Zn | Cu, Co, Ag, Au, Pb, Ni, Se, Re, Zn | Bertrandsson Erlandsson et al., 2022; Foltyn et al., 2022; El Desouky et al., 2010 |  | LS06HA34B py15-1 | LS06HA34B py15-1 | [5 empty] | ore material | polished section |  | mineral separate | [5 empty] | mineralisation |  |  |  | chalcopyrite, sphalerite, pyrite | stage 1 (sediment-hosted, diagenetic), stage 2 (epigenetic hydrothermal veins) | disseminations, veins, mineralized nodules | disseminations, mineralized nodules, veins cross-cutting sedimentary bedding |  |  |  | quartz, carbonates |  | LA-ICPMS | ESI NWR213 Nd:YAG laser ablation system coupled to an Agilent 8800 QQQ ICP-MS | Montanuniversität Leoben, Austria | 50 µm spot size, 2 – 3 J/cm2 on-mineral fluency, 10 Hz repetition rate, helium carrier gas at 0.75 L/min flow rate, 30-s pre-ablation laser warm-up, 60 s dwell time, 30-s washout period | USGS pressed powder polysulfide reference material MASS-1 (Wilson et al. 2002) as external standard for chalcopyrite; sphalerite matrix-matched sinter pressed powder pellet reference material MUL-Zn S1 (Onuk et al. 2017) as external standard for sphalerite and pyrite; MASS-1 used as external standard for Te, Au, Tl, and Hg in sphalerite and pyrite |  |  |  |  | 43.62 |  | 0.02946 | [19 empty] | 61747.5299 | [5 empty] | 10.6005 | [15 empty] | 0.35813 | [31 empty] | 288.4082 | [5 empty] | 0.054287 | [21 empty] | 31.6328 | [38 empty] | 2025 | Bertrandsson Erlandsson et al. (2025), Mineralium Deposita, 60, 869–894 |  | POL, COD, ZMB, NAM
| Luiswishi |  | Basin hydrothermal | Stratiform sediment-hosted Cu | stratiform sediment-hosted Cu-Co | Cu, Co | Ag, Au, Pb, Ni, Se, Re, Zn | Cu, Co, Ag, Au, Pb, Ni, Se, Re, Zn | Bertrandsson Erlandsson et al., 2022; Foltyn et al., 2022; El Desouky et al., 2010 |  | LS06HA34B py16-1 | LS06HA34B py16-1 | [5 empty] | ore material | polished section |  | mineral separate | [5 empty] | mineralisation |  |  |  | chalcopyrite, sphalerite, pyrite | stage 1 (sediment-hosted, diagenetic), stage 2 (epigenetic hydrothermal veins) | disseminations, veins, mineralized nodules | disseminations, mineralized nodules, veins cross-cutting sedimentary bedding |  |  |  | quartz, carbonates |  | LA-ICPMS | ESI NWR213 Nd:YAG laser ablation system coupled to an Agilent 8800 QQQ ICP-MS | Montanuniversität Leoben, Austria | 50 µm spot size, 2 – 3 J/cm2 on-mineral fluency, 10 Hz repetition rate, helium carrier gas at 0.75 L/min flow rate, 30-s pre-ablation laser warm-up, 60 s dwell time, 30-s washout period | USGS pressed powder polysulfide reference material MASS-1 (Wilson et al. 2002) as external standard for chalcopyrite; sphalerite matrix-matched sinter pressed powder pellet reference material MUL-Zn S1 (Onuk et al. 2017) as external standard for sphalerite and pyrite; MASS-1 used as external standard for Te, Au, Tl, and Hg in sphalerite and pyrite | [26 empty] | 48968.3615 | [21 empty] | 0.32569 | [31 empty] | 209.9135 | [23 empty] | 0.038783 |  |  |  | 25.0544 | [38 empty] | 2025 | Bertrandsson Erlandsson et al. (2025), Mineralium Deposita, 60, 869–894 |  | POL, COD, ZMB, NAM
| Luiswishi |  | Basin hydrothermal | Stratiform sediment-hosted Cu | stratiform sediment-hosted Cu-Co | Cu, Co | Ag, Au, Pb, Ni, Se, Re, Zn | Cu, Co, Ag, Au, Pb, Ni, Se, Re, Zn | Bertrandsson Erlandsson et al., 2022; Foltyn et al., 2022; El Desouky et al., 2010 |  | LS06HA34B py18-1 | LS06HA34B py18-1 | [5 empty] | ore material | polished section |  | mineral separate | [5 empty] | mineralisation |  |  |  | chalcopyrite, sphalerite, pyrite | stage 1 (sediment-hosted, diagenetic), stage 2 (epigenetic hydrothermal veins) | disseminations, veins, mineralized nodules | disseminations, mineralized nodules, veins cross-cutting sedimentary bedding |  |  |  | quartz, carbonates |  | LA-ICPMS | ESI NWR213 Nd:YAG laser ablation system coupled to an Agilent 8800 QQQ ICP-MS | Montanuniversität Leoben, Austria | 50 µm spot size, 2 – 3 J/cm2 on-mineral fluency, 10 Hz repetition rate, helium carrier gas at 0.75 L/min flow rate, 30-s pre-ablation laser warm-up, 60 s dwell time, 30-s washout period | USGS pressed powder polysulfide reference material MASS-1 (Wilson et al. 2002) as external standard for chalcopyrite; sphalerite matrix-matched sinter pressed powder pellet reference material MUL-Zn S1 (Onuk et al. 2017) as external standard for sphalerite and pyrite; MASS-1 used as external standard for Te, Au, Tl, and Hg in sphalerite and pyrite |  |  |  |  | 25.4712 | [21 empty] | 49583.6706 | [5 empty] | 9.4518 | [15 empty] | 0.35001 | [31 empty] | 155.4834 | [27 empty] | 57.9922 | [38 empty] | 2025 | Bertrandsson Erlandsson et al. (2025), Mineralium Deposita, 60, 869–894 |  | POL, COD, ZMB, NAM
| Luiswishi |  | Basin hydrothermal | Stratiform sediment-hosted Cu | stratiform sediment-hosted Cu-Co | Cu, Co | Ag, Au, Pb, Ni, Se, Re, Zn | Cu, Co, Ag, Au, Pb, Ni, Se, Re, Zn | Bertrandsson Erlandsson et al., 2022; Foltyn et al., 2022; El Desouky et al., 2010 |  | LS06HA34B py19-1 | LS06HA34B py19-1 | [5 empty] | ore material | polished section |  | mineral separate | [5 empty] | mineralisation |  |  |  | chalcopyrite, sphalerite, pyrite | stage 1 (sediment-hosted, diagenetic), stage 2 (epigenetic hydrothermal veins) | disseminations, veins, mineralized nodules | disseminations, mineralized nodules, veins cross-cutting sedimentary bedding |  |  |  | quartz, carbonates |  | LA-ICPMS | ESI NWR213 Nd:YAG laser ablation system coupled to an Agilent 8800 QQQ ICP-MS | Montanuniversität Leoben, Austria | 50 µm spot size, 2 – 3 J/cm2 on-mineral fluency, 10 Hz repetition rate, helium carrier gas at 0.75 L/min flow rate, 30-s pre-ablation laser warm-up, 60 s dwell time, 30-s washout period | USGS pressed powder polysulfide reference material MASS-1 (Wilson et al. 2002) as external standard for chalcopyrite; sphalerite matrix-matched sinter pressed powder pellet reference material MUL-Zn S1 (Onuk et al. 2017) as external standard for sphalerite and pyrite; MASS-1 used as external standard for Te, Au, Tl, and Hg in sphalerite and pyrite | [14 empty] | 0.19898 | [11 empty] | 64243.0071 | [5 empty] | 4.3206 | [15 empty] | 0.13716 | [21 empty] | 0.29918 | [9 empty] | 242.2745 | [5 empty] | 0.022054 | [21 empty] | 32.8628 | [38 empty] | 2025 | Bertrandsson Erlandsson et al. (2025), Mineralium Deposita, 60, 869–894 |  | POL, COD, ZMB, NAM
| Luiswishi |  | Basin hydrothermal | Stratiform sediment-hosted Cu | stratiform sediment-hosted Cu-Co | Cu, Co | Ag, Au, Pb, Ni, Se, Re, Zn | Cu, Co, Ag, Au, Pb, Ni, Se, Re, Zn | Bertrandsson Erlandsson et al., 2022; Foltyn et al., 2022; El Desouky et al., 2010 |  | LS06HA34B py20-1 | LS06HA34B py20-1 | [5 empty] | ore material | polished section |  | mineral separate | [5 empty] | mineralisation |  |  |  | chalcopyrite, sphalerite, pyrite | stage 1 (sediment-hosted, diagenetic), stage 2 (epigenetic hydrothermal veins) | disseminations, veins, mineralized nodules | disseminations, mineralized nodules, veins cross-cutting sedimentary bedding |  |  |  | quartz, carbonates |  | LA-ICPMS | ESI NWR213 Nd:YAG laser ablation system coupled to an Agilent 8800 QQQ ICP-MS | Montanuniversität Leoben, Austria | 50 µm spot size, 2 – 3 J/cm2 on-mineral fluency, 10 Hz repetition rate, helium carrier gas at 0.75 L/min flow rate, 30-s pre-ablation laser warm-up, 60 s dwell time, 30-s washout period | USGS pressed powder polysulfide reference material MASS-1 (Wilson et al. 2002) as external standard for chalcopyrite; sphalerite matrix-matched sinter pressed powder pellet reference material MUL-Zn S1 (Onuk et al. 2017) as external standard for sphalerite and pyrite; MASS-1 used as external standard for Te, Au, Tl, and Hg in sphalerite and pyrite |  |  |  |  | 31.516 | [9 empty] | 0.36795 | [11 empty] | 59772.401 | [5 empty] | 6.6293 | [37 empty] | 0.49485 | [9 empty] | 235.7241 | [5 empty] | 0.02417 | [21 empty] | 26.622 | [38 empty] | 2025 | Bertrandsson Erlandsson et al. (2025), Mineralium Deposita, 60, 869–894 |  | POL, COD, ZMB, NAM
| DOF |  | Basin hydrothermal | Stratiform sediment-hosted Cu | stratiform sediment-hosted Cu-Co | Cu, Co | Ag, Au, Pb, Ni, Se, Re, Zn | Cu, Co, Ag, Au, Pb, Ni, Se, Re, Zn | Bertrandsson Erlandsson et al., 2022; Foltyn et al., 2022; El Desouky et al., 2010 |  | 173-15.1_Py-1-1 | 173-15.1_Py-1-1 | [5 empty] | ore material | polished section |  | mineral separate | [5 empty] | mineralisation |  |  |  | chalcopyrite, sphalerite, pyrite | stage 1 (sediment-hosted, diagenetic), stage 2 (epigenetic hydrothermal veins) | disseminations, veins, mineralized nodules | disseminations, mineralized nodules, veins cross-cutting sedimentary bedding |  |  |  | quartz, carbonates |  | LA-ICPMS | ESI NWR213 Nd:YAG laser ablation system coupled to an Agilent 8800 QQQ ICP-MS | Montanuniversität Leoben, Austria | 50 µm spot size, 2 – 3 J/cm2 on-mineral fluency, 10 Hz repetition rate, helium carrier gas at 0.75 L/min flow rate, 30-s pre-ablation laser warm-up, 60 s dwell time, 30-s washout period | USGS pressed powder polysulfide reference material MASS-1 (Wilson et al. 2002) as external standard for chalcopyrite; sphalerite matrix-matched sinter pressed powder pellet reference material MUL-Zn S1 (Onuk et al. 2017) as external standard for sphalerite and pyrite; MASS-1 used as external standard for Te, Au, Tl, and Hg in sphalerite and pyrite | 0.41247 |  |  |  | 2.0819 | [9 empty] | 1.4988 | [11 empty] | 10648.4339 | [17 empty] | 0.092429 |  |  |  | 0.60823 |  |  |  | 0.58986 | [17 empty] | 13.8525 | [9 empty] | 311.1909 | [5 empty] | 17.3467 | [21 empty] | 43.4637 | [5 empty] | 0.37737 | [7 empty] | 0.15614 | [5 empty] | 4.7944 | [5 empty] | 0.15779 | [12 empty] | 2025 | Bertrandsson Erlandsson et al. (2025), Mineralium Deposita, 60, 869–894 |  | POL, COD, ZMB, NAM
| DOF |  | Basin hydrothermal | Stratiform sediment-hosted Cu | stratiform sediment-hosted Cu-Co | Cu, Co | Ag, Au, Pb, Ni, Se, Re, Zn | Cu, Co, Ag, Au, Pb, Ni, Se, Re, Zn | Bertrandsson Erlandsson et al., 2022; Foltyn et al., 2022; El Desouky et al., 2010 |  | 173-15.1_Py-2-1 | 173-15.1_Py-2-1 | [5 empty] | ore material | polished section |  | mineral separate | [5 empty] | mineralisation |  |  |  | chalcopyrite, sphalerite, pyrite | stage 1 (sediment-hosted, diagenetic), stage 2 (epigenetic hydrothermal veins) | disseminations, veins, mineralized nodules | disseminations, mineralized nodules, veins cross-cutting sedimentary bedding |  |  |  | quartz, carbonates |  | LA-ICPMS | ESI NWR213 Nd:YAG laser ablation system coupled to an Agilent 8800 QQQ ICP-MS | Montanuniversität Leoben, Austria | 50 µm spot size, 2 – 3 J/cm2 on-mineral fluency, 10 Hz repetition rate, helium carrier gas at 0.75 L/min flow rate, 30-s pre-ablation laser warm-up, 60 s dwell time, 30-s washout period | USGS pressed powder polysulfide reference material MASS-1 (Wilson et al. 2002) as external standard for chalcopyrite; sphalerite matrix-matched sinter pressed powder pellet reference material MUL-Zn S1 (Onuk et al. 2017) as external standard for sphalerite and pyrite; MASS-1 used as external standard for Te, Au, Tl, and Hg in sphalerite and pyrite | 0.40694 |  |  |  | 2.5355 | [9 empty] | 0.37781 | [11 empty] | 19856.8818 |  | 0.21392 | [15 empty] | 0.06769 |  |  |  | 0.52987 | [7 empty] | 0.026648 | [13 empty] | 10.0097 | [9 empty] | 201.8858 | [5 empty] | 18.8574 | [17 empty] | 0.065539 |  |  |  | 42.8443 | [5 empty] | 0.43426 | [7 empty] | 0.13566 | [5 empty] | 2.5517 | [5 empty] | 0.091348 | [12 empty] | 2025 | Bertrandsson Erlandsson et al. (2025), Mineralium Deposita, 60, 869–894 |  | POL, COD, ZMB, NAM
| DOF |  | Basin hydrothermal | Stratiform sediment-hosted Cu | stratiform sediment-hosted Cu-Co | Cu, Co | Ag, Au, Pb, Ni, Se, Re, Zn | Cu, Co, Ag, Au, Pb, Ni, Se, Re, Zn | Bertrandsson Erlandsson et al., 2022; Foltyn et al., 2022; El Desouky et al., 2010 |  | 173-15.1_Py-3-1 | 173-15.1_Py-3-1 | [5 empty] | ore material | polished section |  | mineral separate | [5 empty] | mineralisation |  |  |  | chalcopyrite, sphalerite, pyrite | stage 1 (sediment-hosted, diagenetic), stage 2 (epigenetic hydrothermal veins) | disseminations, veins, mineralized nodules | disseminations, mineralized nodules, veins cross-cutting sedimentary bedding |  |  |  | quartz, carbonates |  | LA-ICPMS | ESI NWR213 Nd:YAG laser ablation system coupled to an Agilent 8800 QQQ ICP-MS | Montanuniversität Leoben, Austria | 50 µm spot size, 2 – 3 J/cm2 on-mineral fluency, 10 Hz repetition rate, helium carrier gas at 0.75 L/min flow rate, 30-s pre-ablation laser warm-up, 60 s dwell time, 30-s washout period | USGS pressed powder polysulfide reference material MASS-1 (Wilson et al. 2002) as external standard for chalcopyrite; sphalerite matrix-matched sinter pressed powder pellet reference material MUL-Zn S1 (Onuk et al. 2017) as external standard for sphalerite and pyrite; MASS-1 used as external standard for Te, Au, Tl, and Hg in sphalerite and pyrite | 0.52108 |  |  |  | 1.3976 | [9 empty] | 1.0541 | [11 empty] | 18277.1445 | [17 empty] | 0.19711 |  |  |  | 0.58161 | [21 empty] | 21.7717 | [9 empty] | 458.1783 | [5 empty] | 22.6134 | [21 empty] | 44.3221 | [5 empty] | 0.91048 | [7 empty] | 0.24935 | [5 empty] | 3.4609 | [18 empty] | 2025 | Bertrandsson Erlandsson et al. (2025), Mineralium Deposita, 60, 869–894 |  | POL, COD, ZMB, NAM
| DOF |  | Basin hydrothermal | Stratiform sediment-hosted Cu | stratiform sediment-hosted Cu-Co | Cu, Co | Ag, Au, Pb, Ni, Se, Re, Zn | Cu, Co, Ag, Au, Pb, Ni, Se, Re, Zn | Bertrandsson Erlandsson et al., 2022; Foltyn et al., 2022; El Desouky et al., 2010 |  | 173-15.1_Py-4-1 | 173-15.1_Py-4-1 | [5 empty] | ore material | polished section |  | mineral separate | [5 empty] | mineralisation |  |  |  | chalcopyrite, sphalerite, pyrite | stage 1 (sediment-hosted, diagenetic), stage 2 (epigenetic hydrothermal veins) | disseminations, veins, mineralized nodules | disseminations, mineralized nodules, veins cross-cutting sedimentary bedding |  |  |  | quartz, carbonates |  | LA-ICPMS | ESI NWR213 Nd:YAG laser ablation system coupled to an Agilent 8800 QQQ ICP-MS | Montanuniversität Leoben, Austria | 50 µm spot size, 2 – 3 J/cm2 on-mineral fluency, 10 Hz repetition rate, helium carrier gas at 0.75 L/min flow rate, 30-s pre-ablation laser warm-up, 60 s dwell time, 30-s washout period | USGS pressed powder polysulfide reference material MASS-1 (Wilson et al. 2002) as external standard for chalcopyrite; sphalerite matrix-matched sinter pressed powder pellet reference material MUL-Zn S1 (Onuk et al. 2017) as external standard for sphalerite and pyrite; MASS-1 used as external standard for Te, Au, Tl, and Hg in sphalerite and pyrite | 0.94123 | [13 empty] | 2.7288 | [11 empty] | 18828.838 | [17 empty] | 0.99673 |  |  |  | 1.6686 | [7 empty] | 0.032485 | [23 empty] | 588.7753 | [5 empty] | 48.821 | [17 empty] | 0.10708 |  |  |  | 35.7113 | [5 empty] | 0.71159 | [7 empty] | 0.82153 | [5 empty] | 3.3875 | [18 empty] | 2025 | Bertrandsson Erlandsson et al. (2025), Mineralium Deposita, 60, 869–894 |  | POL, COD, ZMB, NAM
| DOF |  | Basin hydrothermal | Stratiform sediment-hosted Cu | stratiform sediment-hosted Cu-Co | Cu, Co | Ag, Au, Pb, Ni, Se, Re, Zn | Cu, Co, Ag, Au, Pb, Ni, Se, Re, Zn | Bertrandsson Erlandsson et al., 2022; Foltyn et al., 2022; El Desouky et al., 2010 |  | 173-15.1_Py-5-1 | 173-15.1_Py-5-1 | [5 empty] | ore material | polished section |  | mineral separate | [5 empty] | mineralisation |  |  |  | chalcopyrite, sphalerite, pyrite | stage 1 (sediment-hosted, diagenetic), stage 2 (epigenetic hydrothermal veins) | disseminations, veins, mineralized nodules | disseminations, mineralized nodules, veins cross-cutting sedimentary bedding |  |  |  | quartz, carbonates |  | LA-ICPMS | ESI NWR213 Nd:YAG laser ablation system coupled to an Agilent 8800 QQQ ICP-MS | Montanuniversität Leoben, Austria | 50 µm spot size, 2 – 3 J/cm2 on-mineral fluency, 10 Hz repetition rate, helium carrier gas at 0.75 L/min flow rate, 30-s pre-ablation laser warm-up, 60 s dwell time, 30-s washout period | USGS pressed powder polysulfide reference material MASS-1 (Wilson et al. 2002) as external standard for chalcopyrite; sphalerite matrix-matched sinter pressed powder pellet reference material MUL-Zn S1 (Onuk et al. 2017) as external standard for sphalerite and pyrite; MASS-1 used as external standard for Te, Au, Tl, and Hg in sphalerite and pyrite | 0.5378 |  |  |  | 1.0845 | [9 empty] | 1.8045 | [11 empty] | 13657.7807 | [5 empty] | 25.3421 | [11 empty] | 0.1331 |  |  |  | 0.3856 | [7 empty] | 0.027734 | [13 empty] | 33.0597 | [9 empty] | 359.9019 | [5 empty] | 46.4532 | [17 empty] | 0.076053 |  |  |  | 28.7557 | [5 empty] | 1.5708 | [7 empty] | 0.3617 | [5 empty] | 4.5332 | [18 empty] | 2025 | Bertrandsson Erlandsson et al. (2025), Mineralium Deposita, 60, 869–894 |  | POL, COD, ZMB, NAM
| DOF |  | Basin hydrothermal | Stratiform sediment-hosted Cu | stratiform sediment-hosted Cu-Co | Cu, Co | Ag, Au, Pb, Ni, Se, Re, Zn | Cu, Co, Ag, Au, Pb, Ni, Se, Re, Zn | Bertrandsson Erlandsson et al., 2022; Foltyn et al., 2022; El Desouky et al., 2010 |  | 173-15.1_Py-6-1 | 173-15.1_Py-6-1 | [5 empty] | ore material | polished section |  | mineral separate | [5 empty] | mineralisation |  |  |  | chalcopyrite, sphalerite, pyrite | stage 1 (sediment-hosted, diagenetic), stage 2 (epigenetic hydrothermal veins) | disseminations, veins, mineralized nodules | disseminations, mineralized nodules, veins cross-cutting sedimentary bedding |  |  |  | quartz, carbonates |  | LA-ICPMS | ESI NWR213 Nd:YAG laser ablation system coupled to an Agilent 8800 QQQ ICP-MS | Montanuniversität Leoben, Austria | 50 µm spot size, 2 – 3 J/cm2 on-mineral fluency, 10 Hz repetition rate, helium carrier gas at 0.75 L/min flow rate, 30-s pre-ablation laser warm-up, 60 s dwell time, 30-s washout period | USGS pressed powder polysulfide reference material MASS-1 (Wilson et al. 2002) as external standard for chalcopyrite; sphalerite matrix-matched sinter pressed powder pellet reference material MUL-Zn S1 (Onuk et al. 2017) as external standard for sphalerite and pyrite; MASS-1 used as external standard for Te, Au, Tl, and Hg in sphalerite and pyrite | 0.51719 |  |  |  | 0.67208 | [9 empty] | 2.6053 | [11 empty] | 9031.6341 | [5 empty] | 49.3809 | [11 empty] | 0.14888 |  |  |  | 0.23258 | [7 empty] | 0.018154 | [23 empty] | 407.4353 | [5 empty] | 21.8732 | [21 empty] | 11.3531 | [5 empty] | 1.2158 | [7 empty] | 0.19831 | [5 empty] | 6.0994 | [18 empty] | 2025 | Bertrandsson Erlandsson et al. (2025), Mineralium Deposita, 60, 869–894 |  | POL, COD, ZMB, NAM
| DOF |  | Basin hydrothermal | Stratiform sediment-hosted Cu | stratiform sediment-hosted Cu-Co | Cu, Co | Ag, Au, Pb, Ni, Se, Re, Zn | Cu, Co, Ag, Au, Pb, Ni, Se, Re, Zn | Bertrandsson Erlandsson et al., 2022; Foltyn et al., 2022; El Desouky et al., 2010 |  | 173-15.1_Py-7-1 | 173-15.1_Py-7-1 | [5 empty] | ore material | polished section |  | mineral separate | [5 empty] | mineralisation |  |  |  | chalcopyrite, sphalerite, pyrite | stage 1 (sediment-hosted, diagenetic), stage 2 (epigenetic hydrothermal veins) | disseminations, veins, mineralized nodules | disseminations, mineralized nodules, veins cross-cutting sedimentary bedding |  |  |  | quartz, carbonates |  | LA-ICPMS | ESI NWR213 Nd:YAG laser ablation system coupled to an Agilent 8800 QQQ ICP-MS | Montanuniversität Leoben, Austria | 50 µm spot size, 2 – 3 J/cm2 on-mineral fluency, 10 Hz repetition rate, helium carrier gas at 0.75 L/min flow rate, 30-s pre-ablation laser warm-up, 60 s dwell time, 30-s washout period | USGS pressed powder polysulfide reference material MASS-1 (Wilson et al. 2002) as external standard for chalcopyrite; sphalerite matrix-matched sinter pressed powder pellet reference material MUL-Zn S1 (Onuk et al. 2017) as external standard for sphalerite and pyrite; MASS-1 used as external standard for Te, Au, Tl, and Hg in sphalerite and pyrite | 1.518 |  |  |  | 2.5096 | [9 empty] | 1.4498 | [11 empty] | 14004.0442 | [17 empty] | 0.19886 |  |  |  | 0.8223 |  |  |  | 1.539 | [17 empty] | 49.1003 | [9 empty] | 321.4135 | [5 empty] | 63.5753 | [21 empty] | 36.0035 | [5 empty] | 0.44497 | [7 empty] | 0.30996 | [5 empty] | 3.0144 | [18 empty] | 2025 | Bertrandsson Erlandsson et al. (2025), Mineralium Deposita, 60, 869–894 |  | POL, COD, ZMB, NAM
| DOF |  | Basin hydrothermal | Stratiform sediment-hosted Cu | stratiform sediment-hosted Cu-Co | Cu, Co | Ag, Au, Pb, Ni, Se, Re, Zn | Cu, Co, Ag, Au, Pb, Ni, Se, Re, Zn | Bertrandsson Erlandsson et al., 2022; Foltyn et al., 2022; El Desouky et al., 2010 |  | 173-15.1_Py-8-1 | 173-15.1_Py-8-1 | [5 empty] | ore material | polished section |  | mineral separate | [5 empty] | mineralisation |  |  |  | chalcopyrite, sphalerite, pyrite | stage 1 (sediment-hosted, diagenetic), stage 2 (epigenetic hydrothermal veins) | disseminations, veins, mineralized nodules | disseminations, mineralized nodules, veins cross-cutting sedimentary bedding |  |  |  | quartz, carbonates |  | LA-ICPMS | ESI NWR213 Nd:YAG laser ablation system coupled to an Agilent 8800 QQQ ICP-MS | Montanuniversität Leoben, Austria | 50 µm spot size, 2 – 3 J/cm2 on-mineral fluency, 10 Hz repetition rate, helium carrier gas at 0.75 L/min flow rate, 30-s pre-ablation laser warm-up, 60 s dwell time, 30-s washout period | USGS pressed powder polysulfide reference material MASS-1 (Wilson et al. 2002) as external standard for chalcopyrite; sphalerite matrix-matched sinter pressed powder pellet reference material MUL-Zn S1 (Onuk et al. 2017) as external standard for sphalerite and pyrite; MASS-1 used as external standard for Te, Au, Tl, and Hg in sphalerite and pyrite | 0.90252 |  |  |  | 0.67745 | [9 empty] | 2.4861 | [11 empty] | 12445.5173 |  | 0.29312 | [15 empty] | 0.089758 |  |  |  | 0.541 | [7 empty] | 0.021286 | [13 empty] | 45.7058 | [9 empty] | 240.7339 | [5 empty] | 99.467 | [17 empty] | 0.10662 |  |  |  | 52.2009 | [5 empty] | 0.86476 | [7 empty] | 0.51357 | [5 empty] | 6.793 | [5 empty] | 0.41719 | [12 empty] | 2025 | Bertrandsson Erlandsson et al. (2025), Mineralium Deposita, 60, 869–894 |  | POL, COD, ZMB, NAM
| DOF |  | Basin hydrothermal | Stratiform sediment-hosted Cu | stratiform sediment-hosted Cu-Co | Cu, Co | Ag, Au, Pb, Ni, Se, Re, Zn | Cu, Co, Ag, Au, Pb, Ni, Se, Re, Zn | Bertrandsson Erlandsson et al., 2022; Foltyn et al., 2022; El Desouky et al., 2010 |  | 173-15.1_Py-9-1 | 173-15.1_Py-9-1 | [5 empty] | ore material | polished section |  | mineral separate | [5 empty] | mineralisation |  |  |  | chalcopyrite, sphalerite, pyrite | stage 1 (sediment-hosted, diagenetic), stage 2 (epigenetic hydrothermal veins) | disseminations, veins, mineralized nodules | disseminations, mineralized nodules, veins cross-cutting sedimentary bedding |  |  |  | quartz, carbonates |  | LA-ICPMS | ESI NWR213 Nd:YAG laser ablation system coupled to an Agilent 8800 QQQ ICP-MS | Montanuniversität Leoben, Austria | 50 µm spot size, 2 – 3 J/cm2 on-mineral fluency, 10 Hz repetition rate, helium carrier gas at 0.75 L/min flow rate, 30-s pre-ablation laser warm-up, 60 s dwell time, 30-s washout period | USGS pressed powder polysulfide reference material MASS-1 (Wilson et al. 2002) as external standard for chalcopyrite; sphalerite matrix-matched sinter pressed powder pellet reference material MUL-Zn S1 (Onuk et al. 2017) as external standard for sphalerite and pyrite; MASS-1 used as external standard for Te, Au, Tl, and Hg in sphalerite and pyrite | 1.5005 |  |  |  | 0.84808 | [9 empty] | 2.3045 | [11 empty] | 11181.2146 |  | 0.40287 | [15 empty] | 0.080698 |  |  |  | 0.43331 | [21 empty] | 41.1037 | [9 empty] | 277.5331 | [5 empty] | 42.2642 | [17 empty] | 0.089343 |  |  |  | 40.4145 | [5 empty] | 0.66774 | [7 empty] | 0.41733 | [5 empty] | 8.2113 | [5 empty] | 0.4316 | [12 empty] | 2025 | Bertrandsson Erlandsson et al. (2025), Mineralium Deposita, 60, 869–894 |  | POL, COD, ZMB, NAM
| DOF |  | Basin hydrothermal | Stratiform sediment-hosted Cu | stratiform sediment-hosted Cu-Co | Cu, Co | Ag, Au, Pb, Ni, Se, Re, Zn | Cu, Co, Ag, Au, Pb, Ni, Se, Re, Zn | Bertrandsson Erlandsson et al., 2022; Foltyn et al., 2022; El Desouky et al., 2010 |  | 173-15.1_Py-10-1 | 173-15.1_Py-10-1 | [5 empty] | ore material | polished section |  | mineral separate | [5 empty] | mineralisation |  |  |  | chalcopyrite, sphalerite, pyrite | stage 1 (sediment-hosted, diagenetic), stage 2 (epigenetic hydrothermal veins) | disseminations, veins, mineralized nodules | disseminations, mineralized nodules, veins cross-cutting sedimentary bedding |  |  |  | quartz, carbonates |  | LA-ICPMS | ESI NWR213 Nd:YAG laser ablation system coupled to an Agilent 8800 QQQ ICP-MS | Montanuniversität Leoben, Austria | 50 µm spot size, 2 – 3 J/cm2 on-mineral fluency, 10 Hz repetition rate, helium carrier gas at 0.75 L/min flow rate, 30-s pre-ablation laser warm-up, 60 s dwell time, 30-s washout period | USGS pressed powder polysulfide reference material MASS-1 (Wilson et al. 2002) as external standard for chalcopyrite; sphalerite matrix-matched sinter pressed powder pellet reference material MUL-Zn S1 (Onuk et al. 2017) as external standard for sphalerite and pyrite; MASS-1 used as external standard for Te, Au, Tl, and Hg in sphalerite and pyrite | [14 empty] | 1.6138 | [11 empty] | 14085.788 | [17 empty] | 0.18775 |  |  |  | 0.94372 | [23 empty] | 0.093122 | [35 empty] | 54.6115 | [5 empty] | 0.6633 | [7 empty] | 0.3323 | [5 empty] | 3.9476 | [18 empty] | 2025 | Bertrandsson Erlandsson et al. (2025), Mineralium Deposita, 60, 869–894 |  | POL, COD, ZMB, NAM
| DOF |  | Basin hydrothermal | Stratiform sediment-hosted Cu | stratiform sediment-hosted Cu-Co | Cu, Co | Ag, Au, Pb, Ni, Se, Re, Zn | Cu, Co, Ag, Au, Pb, Ni, Se, Re, Zn | Bertrandsson Erlandsson et al., 2022; Foltyn et al., 2022; El Desouky et al., 2010 |  | 173-14.1_Py-1-1 | 173-14.1_Py-1-1 | [5 empty] | ore material | polished section |  | mineral separate | [5 empty] | mineralisation |  |  |  | chalcopyrite, sphalerite, pyrite | stage 1 (sediment-hosted, diagenetic), stage 2 (epigenetic hydrothermal veins) | disseminations, veins, mineralized nodules | disseminations, mineralized nodules, veins cross-cutting sedimentary bedding |  |  |  | quartz, carbonates |  | LA-ICPMS | ESI NWR213 Nd:YAG laser ablation system coupled to an Agilent 8800 QQQ ICP-MS | Montanuniversität Leoben, Austria | 50 µm spot size, 2 – 3 J/cm2 on-mineral fluency, 10 Hz repetition rate, helium carrier gas at 0.75 L/min flow rate, 30-s pre-ablation laser warm-up, 60 s dwell time, 30-s washout period | USGS pressed powder polysulfide reference material MASS-1 (Wilson et al. 2002) as external standard for chalcopyrite; sphalerite matrix-matched sinter pressed powder pellet reference material MUL-Zn S1 (Onuk et al. 2017) as external standard for sphalerite and pyrite; MASS-1 used as external standard for Te, Au, Tl, and Hg in sphalerite and pyrite | 1.0322 |  |  |  | 2.5855 | [9 empty] | 2.1166 | [11 empty] | 30379.8561 |  | 0.17274 | [15 empty] | 0.15405 |  |  |  | 1.0088 |  |  |  | 1.2538 | [17 empty] | 20.1733 |  | 0.033548 | [7 empty] | 296.7791 | [27 empty] | 59.8851 | [13 empty] | 0.29727 | [5 empty] | 3.4122 | [18 empty] | 2025 | Bertrandsson Erlandsson et al. (2025), Mineralium Deposita, 60, 869–894 |  | POL, COD, ZMB, NAM
| DOF |  | Basin hydrothermal | Stratiform sediment-hosted Cu | stratiform sediment-hosted Cu-Co | Cu, Co | Ag, Au, Pb, Ni, Se, Re, Zn | Cu, Co, Ag, Au, Pb, Ni, Se, Re, Zn | Bertrandsson Erlandsson et al., 2022; Foltyn et al., 2022; El Desouky et al., 2010 |  | 173-14.1_Py-2-1 | 173-14.1_Py-2-1 | [5 empty] | ore material | polished section |  | mineral separate | [5 empty] | mineralisation |  |  |  | chalcopyrite, sphalerite, pyrite | stage 1 (sediment-hosted, diagenetic), stage 2 (epigenetic hydrothermal veins) | disseminations, veins, mineralized nodules | disseminations, mineralized nodules, veins cross-cutting sedimentary bedding |  |  |  | quartz, carbonates |  | LA-ICPMS | ESI NWR213 Nd:YAG laser ablation system coupled to an Agilent 8800 QQQ ICP-MS | Montanuniversität Leoben, Austria | 50 µm spot size, 2 – 3 J/cm2 on-mineral fluency, 10 Hz repetition rate, helium carrier gas at 0.75 L/min flow rate, 30-s pre-ablation laser warm-up, 60 s dwell time, 30-s washout period | USGS pressed powder polysulfide reference material MASS-1 (Wilson et al. 2002) as external standard for chalcopyrite; sphalerite matrix-matched sinter pressed powder pellet reference material MUL-Zn S1 (Onuk et al. 2017) as external standard for sphalerite and pyrite; MASS-1 used as external standard for Te, Au, Tl, and Hg in sphalerite and pyrite | 0.99139 | [13 empty] | 1.4897 | [11 empty] | 26952.269 | [17 empty] | 0.12626 |  |  |  | 0.84271 |  |  |  | 1.2802 | [19 empty] | 0.03766 | [7 empty] | 428.6977 | [5 empty] | 56.2032 | [17 empty] | 0.67072 |  |  |  | 40.954 | [13 empty] | 0.20545 | [5 empty] | 3.5056 | [5 empty] | 0.31116 | [12 empty] | 2025 | Bertrandsson Erlandsson et al. (2025), Mineralium Deposita, 60, 869–894 |  | POL, COD, ZMB, NAM
| DOF |  | Basin hydrothermal | Stratiform sediment-hosted Cu | stratiform sediment-hosted Cu-Co | Cu, Co | Ag, Au, Pb, Ni, Se, Re, Zn | Cu, Co, Ag, Au, Pb, Ni, Se, Re, Zn | Bertrandsson Erlandsson et al., 2022; Foltyn et al., 2022; El Desouky et al., 2010 |  | 173-14.1_Py-3-1 | 173-14.1_Py-3-1 | [5 empty] | ore material | polished section |  | mineral separate | [5 empty] | mineralisation |  |  |  | chalcopyrite, sphalerite, pyrite | stage 1 (sediment-hosted, diagenetic), stage 2 (epigenetic hydrothermal veins) | disseminations, veins, mineralized nodules | disseminations, mineralized nodules, veins cross-cutting sedimentary bedding |  |  |  | quartz, carbonates |  | LA-ICPMS | ESI NWR213 Nd:YAG laser ablation system coupled to an Agilent 8800 QQQ ICP-MS | Montanuniversität Leoben, Austria | 50 µm spot size, 2 – 3 J/cm2 on-mineral fluency, 10 Hz repetition rate, helium carrier gas at 0.75 L/min flow rate, 30-s pre-ablation laser warm-up, 60 s dwell time, 30-s washout period | USGS pressed powder polysulfide reference material MASS-1 (Wilson et al. 2002) as external standard for chalcopyrite; sphalerite matrix-matched sinter pressed powder pellet reference material MUL-Zn S1 (Onuk et al. 2017) as external standard for sphalerite and pyrite; MASS-1 used as external standard for Te, Au, Tl, and Hg in sphalerite and pyrite | 1.3198 | [25 empty] | 12417.9131 |  | 0.44554 |  |  |  | 65.8378 | [11 empty] | 0.30305 |  |  |  | 0.83797 | [7 empty] | 0.011984 | [15 empty] | 0.085603 | [7 empty] | 424.6758 | [23 empty] | 0.15304 |  |  |  | 31.3428 | [5 empty] | 0.28448 | [7 empty] | 1.7594 | [5 empty] | 7.7731 | [18 empty] | 2025 | Bertrandsson Erlandsson et al. (2025), Mineralium Deposita, 60, 869–894 |  | POL, COD, ZMB, NAM
| DOF |  | Basin hydrothermal | Stratiform sediment-hosted Cu | stratiform sediment-hosted Cu-Co | Cu, Co | Ag, Au, Pb, Ni, Se, Re, Zn | Cu, Co, Ag, Au, Pb, Ni, Se, Re, Zn | Bertrandsson Erlandsson et al., 2022; Foltyn et al., 2022; El Desouky et al., 2010 |  | 173-14.1_Py-4-1 | 173-14.1_Py-4-1 | [5 empty] | ore material | polished section |  | mineral separate | [5 empty] | mineralisation |  |  |  | chalcopyrite, sphalerite, pyrite | stage 1 (sediment-hosted, diagenetic), stage 2 (epigenetic hydrothermal veins) | disseminations, veins, mineralized nodules | disseminations, mineralized nodules, veins cross-cutting sedimentary bedding |  |  |  | quartz, carbonates |  | LA-ICPMS | ESI NWR213 Nd:YAG laser ablation system coupled to an Agilent 8800 QQQ ICP-MS | Montanuniversität Leoben, Austria | 50 µm spot size, 2 – 3 J/cm2 on-mineral fluency, 10 Hz repetition rate, helium carrier gas at 0.75 L/min flow rate, 30-s pre-ablation laser warm-up, 60 s dwell time, 30-s washout period | USGS pressed powder polysulfide reference material MASS-1 (Wilson et al. 2002) as external standard for chalcopyrite; sphalerite matrix-matched sinter pressed powder pellet reference material MUL-Zn S1 (Onuk et al. 2017) as external standard for sphalerite and pyrite; MASS-1 used as external standard for Te, Au, Tl, and Hg in sphalerite and pyrite | 0.4606 |  |  |  | 2.9125 | [9 empty] | 1.2573 | [11 empty] | 13289.8845 | [5 empty] | 30.2044 | [23 empty] | 0.018697 | [15 empty] | 0.11551 | [7 empty] | 386.626 | [5 empty] | 21.0679 | [17 empty] | 0.15948 |  |  |  | 6.0307 | [5 empty] | 0.81803 | [7 empty] | 0.4195 | [5 empty] | 0.78833 | [18 empty] | 2025 | Bertrandsson Erlandsson et al. (2025), Mineralium Deposita, 60, 869–894 |  | POL, COD, ZMB, NAM
| DOF |  | Basin hydrothermal | Stratiform sediment-hosted Cu | stratiform sediment-hosted Cu-Co | Cu, Co | Ag, Au, Pb, Ni, Se, Re, Zn | Cu, Co, Ag, Au, Pb, Ni, Se, Re, Zn | Bertrandsson Erlandsson et al., 2022; Foltyn et al., 2022; El Desouky et al., 2010 |  | 173-14.1_Py-5-1 | 173-14.1_Py-5-1 | [5 empty] | ore material | polished section |  | mineral separate | [5 empty] | mineralisation |  |  |  | chalcopyrite, sphalerite, pyrite | stage 1 (sediment-hosted, diagenetic), stage 2 (epigenetic hydrothermal veins) | disseminations, veins, mineralized nodules | disseminations, mineralized nodules, veins cross-cutting sedimentary bedding |  |  |  | quartz, carbonates |  | LA-ICPMS | ESI NWR213 Nd:YAG laser ablation system coupled to an Agilent 8800 QQQ ICP-MS | Montanuniversität Leoben, Austria | 50 µm spot size, 2 – 3 J/cm2 on-mineral fluency, 10 Hz repetition rate, helium carrier gas at 0.75 L/min flow rate, 30-s pre-ablation laser warm-up, 60 s dwell time, 30-s washout period | USGS pressed powder polysulfide reference material MASS-1 (Wilson et al. 2002) as external standard for chalcopyrite; sphalerite matrix-matched sinter pressed powder pellet reference material MUL-Zn S1 (Onuk et al. 2017) as external standard for sphalerite and pyrite; MASS-1 used as external standard for Te, Au, Tl, and Hg in sphalerite and pyrite | 0.57418 |  |  |  | 0.6688 | [9 empty] | 0.35341 | [11 empty] | 10755.5834 | [17 empty] | 0.054925 |  |  |  | 0.33337 |  |  |  | 1.4153 | [17 empty] | 10.5135 | [9 empty] | 211.4336 | [5 empty] | 2.8235 | [17 empty] | 0.16716 |  |  |  | 23.4434 | [13 empty] | 0.2464 | [5 empty] | 5.0545 | [5 empty] | 0.102 | [12 empty] | 2025 | Bertrandsson Erlandsson et al. (2025), Mineralium Deposita, 60, 869–894 |  | POL, COD, ZMB, NAM
| DOF |  | Basin hydrothermal | Stratiform sediment-hosted Cu | stratiform sediment-hosted Cu-Co | Cu, Co | Ag, Au, Pb, Ni, Se, Re, Zn | Cu, Co, Ag, Au, Pb, Ni, Se, Re, Zn | Bertrandsson Erlandsson et al., 2022; Foltyn et al., 2022; El Desouky et al., 2010 |  | 173-14.1_Py-6-1 | 173-14.1_Py-6-1 | [5 empty] | ore material | polished section |  | mineral separate | [5 empty] | mineralisation |  |  |  | chalcopyrite, sphalerite, pyrite | stage 1 (sediment-hosted, diagenetic), stage 2 (epigenetic hydrothermal veins) | disseminations, veins, mineralized nodules | disseminations, mineralized nodules, veins cross-cutting sedimentary bedding |  |  |  | quartz, carbonates |  | LA-ICPMS | ESI NWR213 Nd:YAG laser ablation system coupled to an Agilent 8800 QQQ ICP-MS | Montanuniversität Leoben, Austria | 50 µm spot size, 2 – 3 J/cm2 on-mineral fluency, 10 Hz repetition rate, helium carrier gas at 0.75 L/min flow rate, 30-s pre-ablation laser warm-up, 60 s dwell time, 30-s washout period | USGS pressed powder polysulfide reference material MASS-1 (Wilson et al. 2002) as external standard for chalcopyrite; sphalerite matrix-matched sinter pressed powder pellet reference material MUL-Zn S1 (Onuk et al. 2017) as external standard for sphalerite and pyrite; MASS-1 used as external standard for Te, Au, Tl, and Hg in sphalerite and pyrite | 1 |  |  |  | 0.9452 | [9 empty] | 0.30579 | [11 empty] | 14098.2907 | [17 empty] | 0.069508 |  |  |  | 0.33168 |  |  |  | 1.4098 | [17 empty] | 9.9226 | [9 empty] | 232.4452 | [5 empty] | 2.4247 | [17 empty] | 0.25762 |  |  |  | 27.4335 | [19 empty] | 4.9093 | [5 empty] | 0.036999 | [12 empty] | 2025 | Bertrandsson Erlandsson et al. (2025), Mineralium Deposita, 60, 869–894 |  | POL, COD, ZMB, NAM
| DOF |  | Basin hydrothermal | Stratiform sediment-hosted Cu | stratiform sediment-hosted Cu-Co | Cu, Co | Ag, Au, Pb, Ni, Se, Re, Zn | Cu, Co, Ag, Au, Pb, Ni, Se, Re, Zn | Bertrandsson Erlandsson et al., 2022; Foltyn et al., 2022; El Desouky et al., 2010 |  | 173-14.1_Py-7-1 | 173-14.1_Py-7-1 | [5 empty] | ore material | polished section |  | mineral separate | [5 empty] | mineralisation |  |  |  | chalcopyrite, sphalerite, pyrite | stage 1 (sediment-hosted, diagenetic), stage 2 (epigenetic hydrothermal veins) | disseminations, veins, mineralized nodules | disseminations, mineralized nodules, veins cross-cutting sedimentary bedding |  |  |  | quartz, carbonates |  | LA-ICPMS | ESI NWR213 Nd:YAG laser ablation system coupled to an Agilent 8800 QQQ ICP-MS | Montanuniversität Leoben, Austria | 50 µm spot size, 2 – 3 J/cm2 on-mineral fluency, 10 Hz repetition rate, helium carrier gas at 0.75 L/min flow rate, 30-s pre-ablation laser warm-up, 60 s dwell time, 30-s washout period | USGS pressed powder polysulfide reference material MASS-1 (Wilson et al. 2002) as external standard for chalcopyrite; sphalerite matrix-matched sinter pressed powder pellet reference material MUL-Zn S1 (Onuk et al. 2017) as external standard for sphalerite and pyrite; MASS-1 used as external standard for Te, Au, Tl, and Hg in sphalerite and pyrite | 0.53 |  |  |  | 0.59707 | [9 empty] | 0.99239 | [11 empty] | 6794.849 |  | 0.21406 |  |  |  | 5.0145 | [11 empty] | 0.045912 |  |  |  | 0.24986 | [21 empty] | 10.6082 | [9 empty] | 176.2617 | [5 empty] | 4.4811 | [21 empty] | 17.2824 | [13 empty] | 0.13687 | [5 empty] | 1.0882 | [5 empty] | 0.15205 | [12 empty] | 2025 | Bertrandsson Erlandsson et al. (2025), Mineralium Deposita, 60, 869–894 |  | POL, COD, ZMB, NAM
| DOF |  | Basin hydrothermal | Stratiform sediment-hosted Cu | stratiform sediment-hosted Cu-Co | Cu, Co | Ag, Au, Pb, Ni, Se, Re, Zn | Cu, Co, Ag, Au, Pb, Ni, Se, Re, Zn | Bertrandsson Erlandsson et al., 2022; Foltyn et al., 2022; El Desouky et al., 2010 |  | 173-14.1_Py-8-1 | 173-14.1_Py-8-1 | [5 empty] | ore material | polished section |  | mineral separate | [5 empty] | mineralisation |  |  |  | chalcopyrite, sphalerite, pyrite | stage 1 (sediment-hosted, diagenetic), stage 2 (epigenetic hydrothermal veins) | disseminations, veins, mineralized nodules | disseminations, mineralized nodules, veins cross-cutting sedimentary bedding |  |  |  | quartz, carbonates |  | LA-ICPMS | ESI NWR213 Nd:YAG laser ablation system coupled to an Agilent 8800 QQQ ICP-MS | Montanuniversität Leoben, Austria | 50 µm spot size, 2 – 3 J/cm2 on-mineral fluency, 10 Hz repetition rate, helium carrier gas at 0.75 L/min flow rate, 30-s pre-ablation laser warm-up, 60 s dwell time, 30-s washout period | USGS pressed powder polysulfide reference material MASS-1 (Wilson et al. 2002) as external standard for chalcopyrite; sphalerite matrix-matched sinter pressed powder pellet reference material MUL-Zn S1 (Onuk et al. 2017) as external standard for sphalerite and pyrite; MASS-1 used as external standard for Te, Au, Tl, and Hg in sphalerite and pyrite | 0.80478 |  |  |  | 0.97211 | [9 empty] | 1.583 | [11 empty] | 13923.624 | [5 empty] | 121.9911 | [19 empty] | 0.42441 |  |  |  | 0.015789 | [23 empty] | 288.4385 | [5 empty] | 24.6418 | [17 empty] | 0.075249 |  |  |  | 34.0781 | [5 empty] | 0.65399 | [7 empty] | 0.28437 | [5 empty] | 10.8667 | [18 empty] | 2025 | Bertrandsson Erlandsson et al. (2025), Mineralium Deposita, 60, 869–894 |  | POL, COD, ZMB, NAM
| DOF |  | Basin hydrothermal | Stratiform sediment-hosted Cu | stratiform sediment-hosted Cu-Co | Cu, Co | Ag, Au, Pb, Ni, Se, Re, Zn | Cu, Co, Ag, Au, Pb, Ni, Se, Re, Zn | Bertrandsson Erlandsson et al., 2022; Foltyn et al., 2022; El Desouky et al., 2010 |  | 173-14.1_Py-9-1 | 173-14.1_Py-9-1 | [5 empty] | ore material | polished section |  | mineral separate | [5 empty] | mineralisation |  |  |  | chalcopyrite, sphalerite, pyrite | stage 1 (sediment-hosted, diagenetic), stage 2 (epigenetic hydrothermal veins) | disseminations, veins, mineralized nodules | disseminations, mineralized nodules, veins cross-cutting sedimentary bedding |  |  |  | quartz, carbonates |  | LA-ICPMS | ESI NWR213 Nd:YAG laser ablation system coupled to an Agilent 8800 QQQ ICP-MS | Montanuniversität Leoben, Austria | 50 µm spot size, 2 – 3 J/cm2 on-mineral fluency, 10 Hz repetition rate, helium carrier gas at 0.75 L/min flow rate, 30-s pre-ablation laser warm-up, 60 s dwell time, 30-s washout period | USGS pressed powder polysulfide reference material MASS-1 (Wilson et al. 2002) as external standard for chalcopyrite; sphalerite matrix-matched sinter pressed powder pellet reference material MUL-Zn S1 (Onuk et al. 2017) as external standard for sphalerite and pyrite; MASS-1 used as external standard for Te, Au, Tl, and Hg in sphalerite and pyrite | 0.81574 |  |  |  | 1.7662 | [9 empty] | 1.4225 | [11 empty] | 15955.7367 |  | 0.22103 | [15 empty] | 0.10231 |  |  |  | 0.49611 | [7 empty] | 0.01013 | [13 empty] | 13.7941 | [9 empty] | 251.6623 | [5 empty] | 13.6638 | [17 empty] | 0.090171 |  |  |  | 34.0722 | [5 empty] | 0.49067 | [7 empty] | 0.1704 | [5 empty] | 6.3882 | [5 empty] | 0.52175 | [12 empty] | 2025 | Bertrandsson Erlandsson et al. (2025), Mineralium Deposita, 60, 869–894 |  | POL, COD, ZMB, NAM
| DOF |  | Basin hydrothermal | Stratiform sediment-hosted Cu | stratiform sediment-hosted Cu-Co | Cu, Co | Ag, Au, Pb, Ni, Se, Re, Zn | Cu, Co, Ag, Au, Pb, Ni, Se, Re, Zn | Bertrandsson Erlandsson et al., 2022; Foltyn et al., 2022; El Desouky et al., 2010 |  | 173-14.1_Py-10-1 | 173-14.1_Py-10-1 | [5 empty] | ore material | polished section |  | mineral separate | [5 empty] | mineralisation |  |  |  | chalcopyrite, sphalerite, pyrite | stage 1 (sediment-hosted, diagenetic), stage 2 (epigenetic hydrothermal veins) | disseminations, veins, mineralized nodules | disseminations, mineralized nodules, veins cross-cutting sedimentary bedding |  |  |  | quartz, carbonates |  | LA-ICPMS | ESI NWR213 Nd:YAG laser ablation system coupled to an Agilent 8800 QQQ ICP-MS | Montanuniversität Leoben, Austria | 50 µm spot size, 2 – 3 J/cm2 on-mineral fluency, 10 Hz repetition rate, helium carrier gas at 0.75 L/min flow rate, 30-s pre-ablation laser warm-up, 60 s dwell time, 30-s washout period | USGS pressed powder polysulfide reference material MASS-1 (Wilson et al. 2002) as external standard for chalcopyrite; sphalerite matrix-matched sinter pressed powder pellet reference material MUL-Zn S1 (Onuk et al. 2017) as external standard for sphalerite and pyrite; MASS-1 used as external standard for Te, Au, Tl, and Hg in sphalerite and pyrite | [14 empty] | 2.0671 | [11 empty] | 13315.0569 | [17 empty] | 0.71423 |  |  |  | 0.79461 |  |  |  | 0.90781 | [33 empty] | 20.8122 | [17 empty] | 0.15668 |  |  |  | 34.3576 | [13 empty] | 0.2715 | [5 empty] | 4.6377 | [18 empty] | 2025 | Bertrandsson Erlandsson et al. (2025), Mineralium Deposita, 60, 869–894 |  | POL, COD, ZMB, NAM
| DOF |  | Basin hydrothermal | Stratiform sediment-hosted Cu | stratiform sediment-hosted Cu-Co | Cu, Co | Ag, Au, Pb, Ni, Se, Re, Zn | Cu, Co, Ag, Au, Pb, Ni, Se, Re, Zn | Bertrandsson Erlandsson et al., 2022; Foltyn et al., 2022; El Desouky et al., 2010 |  | 200-1-1 py1-1 | 200-1-1 py1-1 | [5 empty] | ore material | polished section |  | mineral separate | [5 empty] | mineralisation |  |  |  | chalcopyrite, sphalerite, pyrite | stage 1 (sediment-hosted, diagenetic), stage 2 (epigenetic hydrothermal veins) | disseminations, veins, mineralized nodules | disseminations, mineralized nodules, veins cross-cutting sedimentary bedding |  |  |  | quartz, carbonates |  | LA-ICPMS | ESI NWR213 Nd:YAG laser ablation system coupled to an Agilent 8800 QQQ ICP-MS | Montanuniversität Leoben, Austria | 50 µm spot size, 2 – 3 J/cm2 on-mineral fluency, 10 Hz repetition rate, helium carrier gas at 0.75 L/min flow rate, 30-s pre-ablation laser warm-up, 60 s dwell time, 30-s washout period | USGS pressed powder polysulfide reference material MASS-1 (Wilson et al. 2002) as external standard for chalcopyrite; sphalerite matrix-matched sinter pressed powder pellet reference material MUL-Zn S1 (Onuk et al. 2017) as external standard for sphalerite and pyrite; MASS-1 used as external standard for Te, Au, Tl, and Hg in sphalerite and pyrite | 0.24489 | [13 empty] | 2.5292 | [11 empty] | 4436.129 | [21 empty] | 0.34098 |  |  |  | 0.30851 | [17 empty] | 54.3981 |  | 0.10282 | [7 empty] | 29.2676 | [5 empty] | 15.9261 | [21 empty] | 9.1844 | [19 empty] | 0.027406 | [5 empty] | 0.07653 | [12 empty] | 2025 | Bertrandsson Erlandsson et al. (2025), Mineralium Deposita, 60, 869–894 |  | POL, COD, ZMB, NAM
| DOF |  | Basin hydrothermal | Stratiform sediment-hosted Cu | stratiform sediment-hosted Cu-Co | Cu, Co | Ag, Au, Pb, Ni, Se, Re, Zn | Cu, Co, Ag, Au, Pb, Ni, Se, Re, Zn | Bertrandsson Erlandsson et al., 2022; Foltyn et al., 2022; El Desouky et al., 2010 |  | 200-1-1 py2-1 | 200-1-1 py2-1 | [5 empty] | ore material | polished section |  | mineral separate | [5 empty] | mineralisation |  |  |  | chalcopyrite, sphalerite, pyrite | stage 1 (sediment-hosted, diagenetic), stage 2 (epigenetic hydrothermal veins) | disseminations, veins, mineralized nodules | disseminations, mineralized nodules, veins cross-cutting sedimentary bedding |  |  |  | quartz, carbonates |  | LA-ICPMS | ESI NWR213 Nd:YAG laser ablation system coupled to an Agilent 8800 QQQ ICP-MS | Montanuniversität Leoben, Austria | 50 µm spot size, 2 – 3 J/cm2 on-mineral fluency, 10 Hz repetition rate, helium carrier gas at 0.75 L/min flow rate, 30-s pre-ablation laser warm-up, 60 s dwell time, 30-s washout period | USGS pressed powder polysulfide reference material MASS-1 (Wilson et al. 2002) as external standard for chalcopyrite; sphalerite matrix-matched sinter pressed powder pellet reference material MUL-Zn S1 (Onuk et al. 2017) as external standard for sphalerite and pyrite; MASS-1 used as external standard for Te, Au, Tl, and Hg in sphalerite and pyrite | 0.088673 | [13 empty] | 1.4494 | [11 empty] | 4031.3529 | [21 empty] | 0.12686 | [23 empty] | 0.041359 | [7 empty] | 16.3596 | [5 empty] | 8.7128 | [21 empty] | 7.7497 | [25 empty] | 0.091165 | [12 empty] | 2025 | Bertrandsson Erlandsson et al. (2025), Mineralium Deposita, 60, 869–894 |  | POL, COD, ZMB, NAM
| DOF |  | Basin hydrothermal | Stratiform sediment-hosted Cu | stratiform sediment-hosted Cu-Co | Cu, Co | Ag, Au, Pb, Ni, Se, Re, Zn | Cu, Co, Ag, Au, Pb, Ni, Se, Re, Zn | Bertrandsson Erlandsson et al., 2022; Foltyn et al., 2022; El Desouky et al., 2010 |  | 200-1-1 py3-1 | 200-1-1 py3-1 | [5 empty] | ore material | polished section |  | mineral separate | [5 empty] | mineralisation |  |  |  | chalcopyrite, sphalerite, pyrite | stage 1 (sediment-hosted, diagenetic), stage 2 (epigenetic hydrothermal veins) | disseminations, veins, mineralized nodules | disseminations, mineralized nodules, veins cross-cutting sedimentary bedding |  |  |  | quartz, carbonates |  | LA-ICPMS | ESI NWR213 Nd:YAG laser ablation system coupled to an Agilent 8800 QQQ ICP-MS | Montanuniversität Leoben, Austria | 50 µm spot size, 2 – 3 J/cm2 on-mineral fluency, 10 Hz repetition rate, helium carrier gas at 0.75 L/min flow rate, 30-s pre-ablation laser warm-up, 60 s dwell time, 30-s washout period | USGS pressed powder polysulfide reference material MASS-1 (Wilson et al. 2002) as external standard for chalcopyrite; sphalerite matrix-matched sinter pressed powder pellet reference material MUL-Zn S1 (Onuk et al. 2017) as external standard for sphalerite and pyrite; MASS-1 used as external standard for Te, Au, Tl, and Hg in sphalerite and pyrite | 0.38414 | [25 empty] | 14138.4617 | [17 empty] | 0.070815 |  |  |  | 0.15498 | [23 empty] | 0.06525 | [7 empty] | 259.0844 | [5 empty] | 28.6172 | [21 empty] | 19.1885 | [38 empty] | 2025 | Bertrandsson Erlandsson et al. (2025), Mineralium Deposita, 60, 869–894 |  | POL, COD, ZMB, NAM
| DOF |  | Basin hydrothermal | Stratiform sediment-hosted Cu | stratiform sediment-hosted Cu-Co | Cu, Co | Ag, Au, Pb, Ni, Se, Re, Zn | Cu, Co, Ag, Au, Pb, Ni, Se, Re, Zn | Bertrandsson Erlandsson et al., 2022; Foltyn et al., 2022; El Desouky et al., 2010 |  | 200-1-1 py4-1 | 200-1-1 py4-1 | [5 empty] | ore material | polished section |  | mineral separate | [5 empty] | mineralisation |  |  |  | chalcopyrite, sphalerite, pyrite | stage 1 (sediment-hosted, diagenetic), stage 2 (epigenetic hydrothermal veins) | disseminations, veins, mineralized nodules | disseminations, mineralized nodules, veins cross-cutting sedimentary bedding |  |  |  | quartz, carbonates |  | LA-ICPMS | ESI NWR213 Nd:YAG laser ablation system coupled to an Agilent 8800 QQQ ICP-MS | Montanuniversität Leoben, Austria | 50 µm spot size, 2 – 3 J/cm2 on-mineral fluency, 10 Hz repetition rate, helium carrier gas at 0.75 L/min flow rate, 30-s pre-ablation laser warm-up, 60 s dwell time, 30-s washout period | USGS pressed powder polysulfide reference material MASS-1 (Wilson et al. 2002) as external standard for chalcopyrite; sphalerite matrix-matched sinter pressed powder pellet reference material MUL-Zn S1 (Onuk et al. 2017) as external standard for sphalerite and pyrite; MASS-1 used as external standard for Te, Au, Tl, and Hg in sphalerite and pyrite | 0.3387 | [13 empty] | 1.4256 | [11 empty] | 12402.16 | [17 empty] | 0.045444 |  |  |  | 0.21978 | [23 empty] | 0.027158 | [7 empty] | 71.4264 | [5 empty] | 41.0115 | [21 empty] | 19.8627 | [19 empty] | 0.019077 | [5 empty] | 0.09512 | [12 empty] | 2025 | Bertrandsson Erlandsson et al. (2025), Mineralium Deposita, 60, 869–894 |  | POL, COD, ZMB, NAM
| DOF |  | Basin hydrothermal | Stratiform sediment-hosted Cu | stratiform sediment-hosted Cu-Co | Cu, Co | Ag, Au, Pb, Ni, Se, Re, Zn | Cu, Co, Ag, Au, Pb, Ni, Se, Re, Zn | Bertrandsson Erlandsson et al., 2022; Foltyn et al., 2022; El Desouky et al., 2010 |  | 200-1-1 py6-1 | 200-1-1 py6-1 | [5 empty] | ore material | polished section |  | mineral separate | [5 empty] | mineralisation |  |  |  | chalcopyrite, sphalerite, pyrite | stage 1 (sediment-hosted, diagenetic), stage 2 (epigenetic hydrothermal veins) | disseminations, veins, mineralized nodules | disseminations, mineralized nodules, veins cross-cutting sedimentary bedding |  |  |  | quartz, carbonates |  | LA-ICPMS | ESI NWR213 Nd:YAG laser ablation system coupled to an Agilent 8800 QQQ ICP-MS | Montanuniversität Leoben, Austria | 50 µm spot size, 2 – 3 J/cm2 on-mineral fluency, 10 Hz repetition rate, helium carrier gas at 0.75 L/min flow rate, 30-s pre-ablation laser warm-up, 60 s dwell time, 30-s washout period | USGS pressed powder polysulfide reference material MASS-1 (Wilson et al. 2002) as external standard for chalcopyrite; sphalerite matrix-matched sinter pressed powder pellet reference material MUL-Zn S1 (Onuk et al. 2017) as external standard for sphalerite and pyrite; MASS-1 used as external standard for Te, Au, Tl, and Hg in sphalerite and pyrite | [26 empty] | 8152.6723 | [5 empty] | 2.4249 | [11 empty] | 0.06224 | [7 empty] | 0.4952 | [27 empty] | 192.1609 | [5 empty] | 117.4301 | [60 empty] | 2025 | Bertrandsson Erlandsson et al. (2025), Mineralium Deposita, 60, 869–894 |  | POL, COD, ZMB, NAM
| DOF |  | Basin hydrothermal | Stratiform sediment-hosted Cu | stratiform sediment-hosted Cu-Co | Cu, Co | Ag, Au, Pb, Ni, Se, Re, Zn | Cu, Co, Ag, Au, Pb, Ni, Se, Re, Zn | Bertrandsson Erlandsson et al., 2022; Foltyn et al., 2022; El Desouky et al., 2010 |  | 200-1-1 py7-1 | 200-1-1 py7-1 | [5 empty] | ore material | polished section |  | mineral separate | [5 empty] | mineralisation |  |  |  | chalcopyrite, sphalerite, pyrite | stage 1 (sediment-hosted, diagenetic), stage 2 (epigenetic hydrothermal veins) | disseminations, veins, mineralized nodules | disseminations, mineralized nodules, veins cross-cutting sedimentary bedding |  |  |  | quartz, carbonates |  | LA-ICPMS | ESI NWR213 Nd:YAG laser ablation system coupled to an Agilent 8800 QQQ ICP-MS | Montanuniversität Leoben, Austria | 50 µm spot size, 2 – 3 J/cm2 on-mineral fluency, 10 Hz repetition rate, helium carrier gas at 0.75 L/min flow rate, 30-s pre-ablation laser warm-up, 60 s dwell time, 30-s washout period | USGS pressed powder polysulfide reference material MASS-1 (Wilson et al. 2002) as external standard for chalcopyrite; sphalerite matrix-matched sinter pressed powder pellet reference material MUL-Zn S1 (Onuk et al. 2017) as external standard for sphalerite and pyrite; MASS-1 used as external standard for Te, Au, Tl, and Hg in sphalerite and pyrite | [26 empty] | 16041.9689 | [17 empty] | 0.062015 |  |  |  | 0.22559 |  |  |  | 0.30999 | [27 empty] | 498.1036 | [5 empty] | 57.2218 | [21 empty] | 22.8826 | [38 empty] | 2025 | Bertrandsson Erlandsson et al. (2025), Mineralium Deposita, 60, 869–894 |  | POL, COD, ZMB, NAM
| DOF |  | Basin hydrothermal | Stratiform sediment-hosted Cu | stratiform sediment-hosted Cu-Co | Cu, Co | Ag, Au, Pb, Ni, Se, Re, Zn | Cu, Co, Ag, Au, Pb, Ni, Se, Re, Zn | Bertrandsson Erlandsson et al., 2022; Foltyn et al., 2022; El Desouky et al., 2010 |  | 200-1-1 py9-1 | 200-1-1 py9-1 | [5 empty] | ore material | polished section |  | mineral separate | [5 empty] | mineralisation |  |  |  | chalcopyrite, sphalerite, pyrite | stage 1 (sediment-hosted, diagenetic), stage 2 (epigenetic hydrothermal veins) | disseminations, veins, mineralized nodules | disseminations, mineralized nodules, veins cross-cutting sedimentary bedding |  |  |  | quartz, carbonates |  | LA-ICPMS | ESI NWR213 Nd:YAG laser ablation system coupled to an Agilent 8800 QQQ ICP-MS | Montanuniversität Leoben, Austria | 50 µm spot size, 2 – 3 J/cm2 on-mineral fluency, 10 Hz repetition rate, helium carrier gas at 0.75 L/min flow rate, 30-s pre-ablation laser warm-up, 60 s dwell time, 30-s washout period | USGS pressed powder polysulfide reference material MASS-1 (Wilson et al. 2002) as external standard for chalcopyrite; sphalerite matrix-matched sinter pressed powder pellet reference material MUL-Zn S1 (Onuk et al. 2017) as external standard for sphalerite and pyrite; MASS-1 used as external standard for Te, Au, Tl, and Hg in sphalerite and pyrite | 0.1224 | [25 empty] | 5239.5984 | [21 empty] | 0.23797 | [21 empty] | 136.1647 | [9 empty] | 37.1125 | [23 empty] | 0.052393 |  |  |  | 8.5394 | [25 empty] | 0.068275 | [12 empty] | 2025 | Bertrandsson Erlandsson et al. (2025), Mineralium Deposita, 60, 869–894 |  | POL, COD, ZMB, NAM
| DOF |  | Basin hydrothermal | Stratiform sediment-hosted Cu | stratiform sediment-hosted Cu-Co | Cu, Co | Ag, Au, Pb, Ni, Se, Re, Zn | Cu, Co, Ag, Au, Pb, Ni, Se, Re, Zn | Bertrandsson Erlandsson et al., 2022; Foltyn et al., 2022; El Desouky et al., 2010 |  | 200-1-1 py10-1 | 200-1-1 py10-1 | [5 empty] | ore material | polished section |  | mineral separate | [5 empty] | mineralisation |  |  |  | chalcopyrite, sphalerite, pyrite | stage 1 (sediment-hosted, diagenetic), stage 2 (epigenetic hydrothermal veins) | disseminations, veins, mineralized nodules | disseminations, mineralized nodules, veins cross-cutting sedimentary bedding |  |  |  | quartz, carbonates |  | LA-ICPMS | ESI NWR213 Nd:YAG laser ablation system coupled to an Agilent 8800 QQQ ICP-MS | Montanuniversität Leoben, Austria | 50 µm spot size, 2 – 3 J/cm2 on-mineral fluency, 10 Hz repetition rate, helium carrier gas at 0.75 L/min flow rate, 30-s pre-ablation laser warm-up, 60 s dwell time, 30-s washout period | USGS pressed powder polysulfide reference material MASS-1 (Wilson et al. 2002) as external standard for chalcopyrite; sphalerite matrix-matched sinter pressed powder pellet reference material MUL-Zn S1 (Onuk et al. 2017) as external standard for sphalerite and pyrite; MASS-1 used as external standard for Te, Au, Tl, and Hg in sphalerite and pyrite | [26 empty] | 8109.1391 | [21 empty] | 0.17833 | [31 empty] | 234.1891 | [27 empty] | 14.5665 | [38 empty] | 2025 | Bertrandsson Erlandsson et al. (2025), Mineralium Deposita, 60, 869–894 |  | POL, COD, ZMB, NAM
| DOF |  | Basin hydrothermal | Stratiform sediment-hosted Cu | stratiform sediment-hosted Cu-Co | Cu, Co | Ag, Au, Pb, Ni, Se, Re, Zn | Cu, Co, Ag, Au, Pb, Ni, Se, Re, Zn | Bertrandsson Erlandsson et al., 2022; Foltyn et al., 2022; El Desouky et al., 2010 |  | 200-1-1 py12-1 | 200-1-1 py12-1 | [5 empty] | ore material | polished section |  | mineral separate | [5 empty] | mineralisation |  |  |  | chalcopyrite, sphalerite, pyrite | stage 1 (sediment-hosted, diagenetic), stage 2 (epigenetic hydrothermal veins) | disseminations, veins, mineralized nodules | disseminations, mineralized nodules, veins cross-cutting sedimentary bedding |  |  |  | quartz, carbonates |  | LA-ICPMS | ESI NWR213 Nd:YAG laser ablation system coupled to an Agilent 8800 QQQ ICP-MS | Montanuniversität Leoben, Austria | 50 µm spot size, 2 – 3 J/cm2 on-mineral fluency, 10 Hz repetition rate, helium carrier gas at 0.75 L/min flow rate, 30-s pre-ablation laser warm-up, 60 s dwell time, 30-s washout period | USGS pressed powder polysulfide reference material MASS-1 (Wilson et al. 2002) as external standard for chalcopyrite; sphalerite matrix-matched sinter pressed powder pellet reference material MUL-Zn S1 (Onuk et al. 2017) as external standard for sphalerite and pyrite; MASS-1 used as external standard for Te, Au, Tl, and Hg in sphalerite and pyrite | [26 empty] | 9939.5717 | [21 empty] | 0.32651 | [31 empty] | 88.6978 | [23 empty] | 0.084571 |  |  |  | 15.0714 | [38 empty] | 2025 | Bertrandsson Erlandsson et al. (2025), Mineralium Deposita, 60, 869–894 |  | POL, COD, ZMB, NAM
| DOF |  | Basin hydrothermal | Stratiform sediment-hosted Cu | stratiform sediment-hosted Cu-Co | Cu, Co | Ag, Au, Pb, Ni, Se, Re, Zn | Cu, Co, Ag, Au, Pb, Ni, Se, Re, Zn | Bertrandsson Erlandsson et al., 2022; Foltyn et al., 2022; El Desouky et al., 2010 |  | 200-1-1 py13-1 | 200-1-1 py13-1 | [5 empty] | ore material | polished section |  | mineral separate | [5 empty] | mineralisation |  |  |  | chalcopyrite, sphalerite, pyrite | stage 1 (sediment-hosted, diagenetic), stage 2 (epigenetic hydrothermal veins) | disseminations, veins, mineralized nodules | disseminations, mineralized nodules, veins cross-cutting sedimentary bedding |  |  |  | quartz, carbonates |  | LA-ICPMS | ESI NWR213 Nd:YAG laser ablation system coupled to an Agilent 8800 QQQ ICP-MS | Montanuniversität Leoben, Austria | 50 µm spot size, 2 – 3 J/cm2 on-mineral fluency, 10 Hz repetition rate, helium carrier gas at 0.75 L/min flow rate, 30-s pre-ablation laser warm-up, 60 s dwell time, 30-s washout period | USGS pressed powder polysulfide reference material MASS-1 (Wilson et al. 2002) as external standard for chalcopyrite; sphalerite matrix-matched sinter pressed powder pellet reference material MUL-Zn S1 (Onuk et al. 2017) as external standard for sphalerite and pyrite; MASS-1 used as external standard for Te, Au, Tl, and Hg in sphalerite and pyrite | [26 empty] | 5015.6288 | [21 empty] | 0.40186 | [23 empty] | 0.1067 | [7 empty] | 53.1639 | [23 empty] | 0.15454 |  |  |  | 23.1087 | [38 empty] | 2025 | Bertrandsson Erlandsson et al. (2025), Mineralium Deposita, 60, 869–894 |  | POL, COD, ZMB, NAM
| DOF |  | Basin hydrothermal | Stratiform sediment-hosted Cu | stratiform sediment-hosted Cu-Co | Cu, Co | Ag, Au, Pb, Ni, Se, Re, Zn | Cu, Co, Ag, Au, Pb, Ni, Se, Re, Zn | Bertrandsson Erlandsson et al., 2022; Foltyn et al., 2022; El Desouky et al., 2010 |  | 200-1-1 py14-1 | 200-1-1 py14-1 | [5 empty] | ore material | polished section |  | mineral separate | [5 empty] | mineralisation |  |  |  | chalcopyrite, sphalerite, pyrite | stage 1 (sediment-hosted, diagenetic), stage 2 (epigenetic hydrothermal veins) | disseminations, veins, mineralized nodules | disseminations, mineralized nodules, veins cross-cutting sedimentary bedding |  |  |  | quartz, carbonates |  | LA-ICPMS | ESI NWR213 Nd:YAG laser ablation system coupled to an Agilent 8800 QQQ ICP-MS | Montanuniversität Leoben, Austria | 50 µm spot size, 2 – 3 J/cm2 on-mineral fluency, 10 Hz repetition rate, helium carrier gas at 0.75 L/min flow rate, 30-s pre-ablation laser warm-up, 60 s dwell time, 30-s washout period | USGS pressed powder polysulfide reference material MASS-1 (Wilson et al. 2002) as external standard for chalcopyrite; sphalerite matrix-matched sinter pressed powder pellet reference material MUL-Zn S1 (Onuk et al. 2017) as external standard for sphalerite and pyrite; MASS-1 used as external standard for Te, Au, Tl, and Hg in sphalerite and pyrite | [26 empty] | 8244.8409 | [5 empty] | 125.042 | [15 empty] | 0.3293 |  |  |  | 0.43952 |  |  |  | 0.021265 | [15 empty] | 0.078688 | [7 empty] | 227.2982 | [5 empty] | 33.3311 | [17 empty] | 0.095024 |  |  |  | 17.1747 | [38 empty] | 2025 | Bertrandsson Erlandsson et al. (2025), Mineralium Deposita, 60, 869–894 |  | POL, COD, ZMB, NAM
| DOF |  | Basin hydrothermal | Stratiform sediment-hosted Cu | stratiform sediment-hosted Cu-Co | Cu, Co | Ag, Au, Pb, Ni, Se, Re, Zn | Cu, Co, Ag, Au, Pb, Ni, Se, Re, Zn | Bertrandsson Erlandsson et al., 2022; Foltyn et al., 2022; El Desouky et al., 2010 |  | 200-1-1 py16-1 | 200-1-1 py16-1 | [5 empty] | ore material | polished section |  | mineral separate | [5 empty] | mineralisation |  |  |  | chalcopyrite, sphalerite, pyrite | stage 1 (sediment-hosted, diagenetic), stage 2 (epigenetic hydrothermal veins) | disseminations, veins, mineralized nodules | disseminations, mineralized nodules, veins cross-cutting sedimentary bedding |  |  |  | quartz, carbonates |  | LA-ICPMS | ESI NWR213 Nd:YAG laser ablation system coupled to an Agilent 8800 QQQ ICP-MS | Montanuniversität Leoben, Austria | 50 µm spot size, 2 – 3 J/cm2 on-mineral fluency, 10 Hz repetition rate, helium carrier gas at 0.75 L/min flow rate, 30-s pre-ablation laser warm-up, 60 s dwell time, 30-s washout period | USGS pressed powder polysulfide reference material MASS-1 (Wilson et al. 2002) as external standard for chalcopyrite; sphalerite matrix-matched sinter pressed powder pellet reference material MUL-Zn S1 (Onuk et al. 2017) as external standard for sphalerite and pyrite; MASS-1 used as external standard for Te, Au, Tl, and Hg in sphalerite and pyrite | [26 empty] | 4493.7111 |  | 0.59405 | [19 empty] | 0.21264 | [31 empty] | 86.1973 | [5 empty] | 23.336 | [21 empty] | 12.378 | [38 empty] | 2025 | Bertrandsson Erlandsson et al. (2025), Mineralium Deposita, 60, 869–894 |  | POL, COD, ZMB, NAM
| DOF |  | Basin hydrothermal | Stratiform sediment-hosted Cu | stratiform sediment-hosted Cu-Co | Cu, Co | Ag, Au, Pb, Ni, Se, Re, Zn | Cu, Co, Ag, Au, Pb, Ni, Se, Re, Zn | Bertrandsson Erlandsson et al., 2022; Foltyn et al., 2022; El Desouky et al., 2010 |  | 200-1-1 py17-1 | 200-1-1 py17-1 | [5 empty] | ore material | polished section |  | mineral separate | [5 empty] | mineralisation |  |  |  | chalcopyrite, sphalerite, pyrite | stage 1 (sediment-hosted, diagenetic), stage 2 (epigenetic hydrothermal veins) | disseminations, veins, mineralized nodules | disseminations, mineralized nodules, veins cross-cutting sedimentary bedding |  |  |  | quartz, carbonates |  | LA-ICPMS | ESI NWR213 Nd:YAG laser ablation system coupled to an Agilent 8800 QQQ ICP-MS | Montanuniversität Leoben, Austria | 50 µm spot size, 2 – 3 J/cm2 on-mineral fluency, 10 Hz repetition rate, helium carrier gas at 0.75 L/min flow rate, 30-s pre-ablation laser warm-up, 60 s dwell time, 30-s washout period | USGS pressed powder polysulfide reference material MASS-1 (Wilson et al. 2002) as external standard for chalcopyrite; sphalerite matrix-matched sinter pressed powder pellet reference material MUL-Zn S1 (Onuk et al. 2017) as external standard for sphalerite and pyrite; MASS-1 used as external standard for Te, Au, Tl, and Hg in sphalerite and pyrite | [14 empty] | 4.3286 | [11 empty] | 7213.4518 |  | 0.72741 | [19 empty] | 0.34144 | [31 empty] | 170.1561 | [5 empty] | 28.4207 | [17 empty] | 0.10572 |  |  |  | 17.0753 | [19 empty] | 0.23342 | [18 empty] | 2025 | Bertrandsson Erlandsson et al. (2025), Mineralium Deposita, 60, 869–894 |  | POL, COD, ZMB, NAM
| DOF |  | Basin hydrothermal | Stratiform sediment-hosted Cu | stratiform sediment-hosted Cu-Co | Cu, Co | Ag, Au, Pb, Ni, Se, Re, Zn | Cu, Co, Ag, Au, Pb, Ni, Se, Re, Zn | Bertrandsson Erlandsson et al., 2022; Foltyn et al., 2022; El Desouky et al., 2010 |  | 200-1-1 py18-1 | 200-1-1 py18-1 | [5 empty] | ore material | polished section |  | mineral separate | [5 empty] | mineralisation |  |  |  | chalcopyrite, sphalerite, pyrite | stage 1 (sediment-hosted, diagenetic), stage 2 (epigenetic hydrothermal veins) | disseminations, veins, mineralized nodules | disseminations, mineralized nodules, veins cross-cutting sedimentary bedding |  |  |  | quartz, carbonates |  | LA-ICPMS | ESI NWR213 Nd:YAG laser ablation system coupled to an Agilent 8800 QQQ ICP-MS | Montanuniversität Leoben, Austria | 50 µm spot size, 2 – 3 J/cm2 on-mineral fluency, 10 Hz repetition rate, helium carrier gas at 0.75 L/min flow rate, 30-s pre-ablation laser warm-up, 60 s dwell time, 30-s washout period | USGS pressed powder polysulfide reference material MASS-1 (Wilson et al. 2002) as external standard for chalcopyrite; sphalerite matrix-matched sinter pressed powder pellet reference material MUL-Zn S1 (Onuk et al. 2017) as external standard for sphalerite and pyrite; MASS-1 used as external standard for Te, Au, Tl, and Hg in sphalerite and pyrite | [26 empty] | 17358.6955 |  | 0.75731 |  |  |  | 230.1157 | [15 empty] | 0.3764 | [23 empty] | 0.053643 | [7 empty] | 2054.0027 | [5 empty] | 62.1176 | [17 empty] | 0.090721 |  |  |  | 13.8214 | [19 empty] | 0.28586 | [18 empty] | 2025 | Bertrandsson Erlandsson et al. (2025), Mineralium Deposita, 60, 869–894 |  | POL, COD, ZMB, NAM
| DOF |  | Basin hydrothermal | Stratiform sediment-hosted Cu | stratiform sediment-hosted Cu-Co | Cu, Co | Ag, Au, Pb, Ni, Se, Re, Zn | Cu, Co, Ag, Au, Pb, Ni, Se, Re, Zn | Bertrandsson Erlandsson et al., 2022; Foltyn et al., 2022; El Desouky et al., 2010 |  | 277-15-1C-py1-1 | 277-15-1C-py1-1 | [5 empty] | ore material | polished section |  | mineral separate | [5 empty] | mineralisation |  |  |  | chalcopyrite, sphalerite, pyrite | stage 1 (sediment-hosted, diagenetic), stage 2 (epigenetic hydrothermal veins) | disseminations, veins, mineralized nodules | disseminations, mineralized nodules, veins cross-cutting sedimentary bedding |  |  |  | quartz, carbonates |  | LA-ICPMS | ESI NWR213 Nd:YAG laser ablation system coupled to an Agilent 8800 QQQ ICP-MS | Montanuniversität Leoben, Austria | 50 µm spot size, 2 – 3 J/cm2 on-mineral fluency, 10 Hz repetition rate, helium carrier gas at 0.75 L/min flow rate, 30-s pre-ablation laser warm-up, 60 s dwell time, 30-s washout period | USGS pressed powder polysulfide reference material MASS-1 (Wilson et al. 2002) as external standard for chalcopyrite; sphalerite matrix-matched sinter pressed powder pellet reference material MUL-Zn S1 (Onuk et al. 2017) as external standard for sphalerite and pyrite; MASS-1 used as external standard for Te, Au, Tl, and Hg in sphalerite and pyrite |  |  |  |  | 9917.4624 | [9 empty] | 0.12383 | [11 empty] | 4453.3358 | [17 empty] | 0.039515 |  |  |  | 0.68928 | [21 empty] | 8.8062 | [9 empty] | 5892.6698 | [5 empty] | 0.22705 | [21 empty] | 84.2344 | [38 empty] | 2025 | Bertrandsson Erlandsson et al. (2025), Mineralium Deposita, 60, 869–894 |  | POL, COD, ZMB, NAM
| DOF |  | Basin hydrothermal | Stratiform sediment-hosted Cu | stratiform sediment-hosted Cu-Co | Cu, Co | Ag, Au, Pb, Ni, Se, Re, Zn | Cu, Co, Ag, Au, Pb, Ni, Se, Re, Zn | Bertrandsson Erlandsson et al., 2022; Foltyn et al., 2022; El Desouky et al., 2010 |  | 277-15-1C-py10-1 | 277-15-1C-py10-1 | [5 empty] | ore material | polished section |  | mineral separate | [5 empty] | mineralisation |  |  |  | chalcopyrite, sphalerite, pyrite | stage 1 (sediment-hosted, diagenetic), stage 2 (epigenetic hydrothermal veins) | disseminations, veins, mineralized nodules | disseminations, mineralized nodules, veins cross-cutting sedimentary bedding |  |  |  | quartz, carbonates |  | LA-ICPMS | ESI NWR213 Nd:YAG laser ablation system coupled to an Agilent 8800 QQQ ICP-MS | Montanuniversität Leoben, Austria | 50 µm spot size, 2 – 3 J/cm2 on-mineral fluency, 10 Hz repetition rate, helium carrier gas at 0.75 L/min flow rate, 30-s pre-ablation laser warm-up, 60 s dwell time, 30-s washout period | USGS pressed powder polysulfide reference material MASS-1 (Wilson et al. 2002) as external standard for chalcopyrite; sphalerite matrix-matched sinter pressed powder pellet reference material MUL-Zn S1 (Onuk et al. 2017) as external standard for sphalerite and pyrite; MASS-1 used as external standard for Te, Au, Tl, and Hg in sphalerite and pyrite |  |  |  |  | 12.977 | [9 empty] | 0.012921 | [11 empty] | 1317.7629 | [17 empty] | 0.034471 |  |  |  | 0.62464 | [21 empty] | 9.4127 | [9 empty] | 1032.9365 | [27 empty] | 109.3618 | [5 empty] | 0.16804 | [32 empty] | 2025 | Bertrandsson Erlandsson et al. (2025), Mineralium Deposita, 60, 869–894 |  | POL, COD, ZMB, NAM
| DOF |  | Basin hydrothermal | Stratiform sediment-hosted Cu | stratiform sediment-hosted Cu-Co | Cu, Co | Ag, Au, Pb, Ni, Se, Re, Zn | Cu, Co, Ag, Au, Pb, Ni, Se, Re, Zn | Bertrandsson Erlandsson et al., 2022; Foltyn et al., 2022; El Desouky et al., 2010 |  | 277-15-1C-py2-1 | 277-15-1C-py2-1 | [5 empty] | ore material | polished section |  | mineral separate | [5 empty] | mineralisation |  |  |  | chalcopyrite, sphalerite, pyrite | stage 1 (sediment-hosted, diagenetic), stage 2 (epigenetic hydrothermal veins) | disseminations, veins, mineralized nodules | disseminations, mineralized nodules, veins cross-cutting sedimentary bedding |  |  |  | quartz, carbonates |  | LA-ICPMS | ESI NWR213 Nd:YAG laser ablation system coupled to an Agilent 8800 QQQ ICP-MS | Montanuniversität Leoben, Austria | 50 µm spot size, 2 – 3 J/cm2 on-mineral fluency, 10 Hz repetition rate, helium carrier gas at 0.75 L/min flow rate, 30-s pre-ablation laser warm-up, 60 s dwell time, 30-s washout period | USGS pressed powder polysulfide reference material MASS-1 (Wilson et al. 2002) as external standard for chalcopyrite; sphalerite matrix-matched sinter pressed powder pellet reference material MUL-Zn S1 (Onuk et al. 2017) as external standard for sphalerite and pyrite; MASS-1 used as external standard for Te, Au, Tl, and Hg in sphalerite and pyrite |  |  |  |  | 1045.1834 | [21 empty] | 317.9938 | [17 empty] | 0.03172 |  |  |  | 0.28983 | [21 empty] | 9.0043 | [9 empty] | 573.4431 | [27 empty] | 37.5219 | [38 empty] | 2025 | Bertrandsson Erlandsson et al. (2025), Mineralium Deposita, 60, 869–894 |  | POL, COD, ZMB, NAM
| DOF |  | Basin hydrothermal | Stratiform sediment-hosted Cu | stratiform sediment-hosted Cu-Co | Cu, Co | Ag, Au, Pb, Ni, Se, Re, Zn | Cu, Co, Ag, Au, Pb, Ni, Se, Re, Zn | Bertrandsson Erlandsson et al., 2022; Foltyn et al., 2022; El Desouky et al., 2010 |  | 277-15-1C-py4-1 | 277-15-1C-py4-1 | [5 empty] | ore material | polished section |  | mineral separate | [5 empty] | mineralisation |  |  |  | chalcopyrite, sphalerite, pyrite | stage 1 (sediment-hosted, diagenetic), stage 2 (epigenetic hydrothermal veins) | disseminations, veins, mineralized nodules | disseminations, mineralized nodules, veins cross-cutting sedimentary bedding |  |  |  | quartz, carbonates |  | LA-ICPMS | ESI NWR213 Nd:YAG laser ablation system coupled to an Agilent 8800 QQQ ICP-MS | Montanuniversität Leoben, Austria | 50 µm spot size, 2 – 3 J/cm2 on-mineral fluency, 10 Hz repetition rate, helium carrier gas at 0.75 L/min flow rate, 30-s pre-ablation laser warm-up, 60 s dwell time, 30-s washout period | USGS pressed powder polysulfide reference material MASS-1 (Wilson et al. 2002) as external standard for chalcopyrite; sphalerite matrix-matched sinter pressed powder pellet reference material MUL-Zn S1 (Onuk et al. 2017) as external standard for sphalerite and pyrite; MASS-1 used as external standard for Te, Au, Tl, and Hg in sphalerite and pyrite |  |  |  |  | 9771.9695 | [9 empty] | 0.031772 | [11 empty] | 546.0272 | [17 empty] | 0.038419 |  |  |  | 0.64015 | [21 empty] | 8.7976 | [9 empty] | 5770.2952 | [5 empty] | 0.043871 | [21 empty] | 88.5574 | [13 empty] | 0.15272 | [24 empty] | 2025 | Bertrandsson Erlandsson et al. (2025), Mineralium Deposita, 60, 869–894 |  | POL, COD, ZMB, NAM
| DOF |  | Basin hydrothermal | Stratiform sediment-hosted Cu | stratiform sediment-hosted Cu-Co | Cu, Co | Ag, Au, Pb, Ni, Se, Re, Zn | Cu, Co, Ag, Au, Pb, Ni, Se, Re, Zn | Bertrandsson Erlandsson et al., 2022; Foltyn et al., 2022; El Desouky et al., 2010 |  | 277-15-1C-py5-1 | 277-15-1C-py5-1 | [5 empty] | ore material | polished section |  | mineral separate | [5 empty] | mineralisation |  |  |  | chalcopyrite, sphalerite, pyrite | stage 1 (sediment-hosted, diagenetic), stage 2 (epigenetic hydrothermal veins) | disseminations, veins, mineralized nodules | disseminations, mineralized nodules, veins cross-cutting sedimentary bedding |  |  |  | quartz, carbonates |  | LA-ICPMS | ESI NWR213 Nd:YAG laser ablation system coupled to an Agilent 8800 QQQ ICP-MS | Montanuniversität Leoben, Austria | 50 µm spot size, 2 – 3 J/cm2 on-mineral fluency, 10 Hz repetition rate, helium carrier gas at 0.75 L/min flow rate, 30-s pre-ablation laser warm-up, 60 s dwell time, 30-s washout period | USGS pressed powder polysulfide reference material MASS-1 (Wilson et al. 2002) as external standard for chalcopyrite; sphalerite matrix-matched sinter pressed powder pellet reference material MUL-Zn S1 (Onuk et al. 2017) as external standard for sphalerite and pyrite; MASS-1 used as external standard for Te, Au, Tl, and Hg in sphalerite and pyrite |  |  |  |  | 5.2394 | [21 empty] | 534.5422 | [17 empty] | 0.047406 |  |  |  | 0.89363 | [21 empty] | 8.9013 | [9 empty] | 2320.7911 | [23 empty] | 0.034201 |  |  |  | 144.7418 | [38 empty] | 2025 | Bertrandsson Erlandsson et al. (2025), Mineralium Deposita, 60, 869–894 |  | POL, COD, ZMB, NAM
| DOF |  | Basin hydrothermal | Stratiform sediment-hosted Cu | stratiform sediment-hosted Cu-Co | Cu, Co | Ag, Au, Pb, Ni, Se, Re, Zn | Cu, Co, Ag, Au, Pb, Ni, Se, Re, Zn | Bertrandsson Erlandsson et al., 2022; Foltyn et al., 2022; El Desouky et al., 2010 |  | 277-15-1C-py6-1 | 277-15-1C-py6-1 | [5 empty] | ore material | polished section |  | mineral separate | [5 empty] | mineralisation |  |  |  | chalcopyrite, sphalerite, pyrite | stage 1 (sediment-hosted, diagenetic), stage 2 (epigenetic hydrothermal veins) | disseminations, veins, mineralized nodules | disseminations, mineralized nodules, veins cross-cutting sedimentary bedding |  |  |  | quartz, carbonates |  | LA-ICPMS | ESI NWR213 Nd:YAG laser ablation system coupled to an Agilent 8800 QQQ ICP-MS | Montanuniversität Leoben, Austria | 50 µm spot size, 2 – 3 J/cm2 on-mineral fluency, 10 Hz repetition rate, helium carrier gas at 0.75 L/min flow rate, 30-s pre-ablation laser warm-up, 60 s dwell time, 30-s washout period | USGS pressed powder polysulfide reference material MASS-1 (Wilson et al. 2002) as external standard for chalcopyrite; sphalerite matrix-matched sinter pressed powder pellet reference material MUL-Zn S1 (Onuk et al. 2017) as external standard for sphalerite and pyrite; MASS-1 used as external standard for Te, Au, Tl, and Hg in sphalerite and pyrite |  |  |  |  | 1487.1661 | [21 empty] | 870.875 | [17 empty] | 0.048771 |  |  |  | 0.28324 | [21 empty] | 9.0335 | [9 empty] | 1652.9348 | [27 empty] | 34.8144 | [38 empty] | 2025 | Bertrandsson Erlandsson et al. (2025), Mineralium Deposita, 60, 869–894 |  | POL, COD, ZMB, NAM
| DOF |  | Basin hydrothermal | Stratiform sediment-hosted Cu | stratiform sediment-hosted Cu-Co | Cu, Co | Ag, Au, Pb, Ni, Se, Re, Zn | Cu, Co, Ag, Au, Pb, Ni, Se, Re, Zn | Bertrandsson Erlandsson et al., 2022; Foltyn et al., 2022; El Desouky et al., 2010 |  | 277-15-1C-py7-1 | 277-15-1C-py7-1 | [5 empty] | ore material | polished section |  | mineral separate | [5 empty] | mineralisation |  |  |  | chalcopyrite, sphalerite, pyrite | stage 1 (sediment-hosted, diagenetic), stage 2 (epigenetic hydrothermal veins) | disseminations, veins, mineralized nodules | disseminations, mineralized nodules, veins cross-cutting sedimentary bedding |  |  |  | quartz, carbonates |  | LA-ICPMS | ESI NWR213 Nd:YAG laser ablation system coupled to an Agilent 8800 QQQ ICP-MS | Montanuniversität Leoben, Austria | 50 µm spot size, 2 – 3 J/cm2 on-mineral fluency, 10 Hz repetition rate, helium carrier gas at 0.75 L/min flow rate, 30-s pre-ablation laser warm-up, 60 s dwell time, 30-s washout period | USGS pressed powder polysulfide reference material MASS-1 (Wilson et al. 2002) as external standard for chalcopyrite; sphalerite matrix-matched sinter pressed powder pellet reference material MUL-Zn S1 (Onuk et al. 2017) as external standard for sphalerite and pyrite; MASS-1 used as external standard for Te, Au, Tl, and Hg in sphalerite and pyrite |  |  |  |  | 1476.0297 | [9 empty] | 0.008778 | [11 empty] | 144.5226 | [17 empty] | 0.04455 |  |  |  | 0.24735 | [21 empty] | 9.1141 | [9 empty] | 2646.1941 | [27 empty] | 34.2759 | [38 empty] | 2025 | Bertrandsson Erlandsson et al. (2025), Mineralium Deposita, 60, 869–894 |  | POL, COD, ZMB, NAM
| DOF |  | Basin hydrothermal | Stratiform sediment-hosted Cu | stratiform sediment-hosted Cu-Co | Cu, Co | Ag, Au, Pb, Ni, Se, Re, Zn | Cu, Co, Ag, Au, Pb, Ni, Se, Re, Zn | Bertrandsson Erlandsson et al., 2022; Foltyn et al., 2022; El Desouky et al., 2010 |  | 277-15-1C-py8-1 | 277-15-1C-py8-1 | [5 empty] | ore material | polished section |  | mineral separate | [5 empty] | mineralisation |  |  |  | chalcopyrite, sphalerite, pyrite | stage 1 (sediment-hosted, diagenetic), stage 2 (epigenetic hydrothermal veins) | disseminations, veins, mineralized nodules | disseminations, mineralized nodules, veins cross-cutting sedimentary bedding |  |  |  | quartz, carbonates |  | LA-ICPMS | ESI NWR213 Nd:YAG laser ablation system coupled to an Agilent 8800 QQQ ICP-MS | Montanuniversität Leoben, Austria | 50 µm spot size, 2 – 3 J/cm2 on-mineral fluency, 10 Hz repetition rate, helium carrier gas at 0.75 L/min flow rate, 30-s pre-ablation laser warm-up, 60 s dwell time, 30-s washout period | USGS pressed powder polysulfide reference material MASS-1 (Wilson et al. 2002) as external standard for chalcopyrite; sphalerite matrix-matched sinter pressed powder pellet reference material MUL-Zn S1 (Onuk et al. 2017) as external standard for sphalerite and pyrite; MASS-1 used as external standard for Te, Au, Tl, and Hg in sphalerite and pyrite |  |  |  |  | 129.7158 | [21 empty] | 7459.07 | [17 empty] | 0.044183 |  |  |  | 0.58004 | [21 empty] | 8.9939 | [9 empty] | 662.8772 | [27 empty] | 90.1268 | [38 empty] | 2025 | Bertrandsson Erlandsson et al. (2025), Mineralium Deposita, 60, 869–894 |  | POL, COD, ZMB, NAM
| DOF |  | Basin hydrothermal | Stratiform sediment-hosted Cu | stratiform sediment-hosted Cu-Co | Cu, Co | Ag, Au, Pb, Ni, Se, Re, Zn | Cu, Co, Ag, Au, Pb, Ni, Se, Re, Zn | Bertrandsson Erlandsson et al., 2022; Foltyn et al., 2022; El Desouky et al., 2010 |  | 277-15-1C-py9-1 | 277-15-1C-py9-1 | [5 empty] | ore material | polished section |  | mineral separate | [5 empty] | mineralisation |  |  |  | chalcopyrite, sphalerite, pyrite | stage 1 (sediment-hosted, diagenetic), stage 2 (epigenetic hydrothermal veins) | disseminations, veins, mineralized nodules | disseminations, mineralized nodules, veins cross-cutting sedimentary bedding |  |  |  | quartz, carbonates |  | LA-ICPMS | ESI NWR213 Nd:YAG laser ablation system coupled to an Agilent 8800 QQQ ICP-MS | Montanuniversität Leoben, Austria | 50 µm spot size, 2 – 3 J/cm2 on-mineral fluency, 10 Hz repetition rate, helium carrier gas at 0.75 L/min flow rate, 30-s pre-ablation laser warm-up, 60 s dwell time, 30-s washout period | USGS pressed powder polysulfide reference material MASS-1 (Wilson et al. 2002) as external standard for chalcopyrite; sphalerite matrix-matched sinter pressed powder pellet reference material MUL-Zn S1 (Onuk et al. 2017) as external standard for sphalerite and pyrite; MASS-1 used as external standard for Te, Au, Tl, and Hg in sphalerite and pyrite |  |  |  |  | 524.871 | [21 empty] | 3545.8359 | [17 empty] | 0.044239 |  |  |  | 0.9688 | [21 empty] | 8.9868 | [9 empty] | 2055.9571 | [27 empty] | 174.7252 | [38 empty] | 2025 | Bertrandsson Erlandsson et al. (2025), Mineralium Deposita, 60, 869–894 |  | POL, COD, ZMB, NAM
| DOF |  | Basin hydrothermal | Stratiform sediment-hosted Cu | stratiform sediment-hosted Cu-Co | Cu, Co | Ag, Au, Pb, Ni, Se, Re, Zn | Cu, Co, Ag, Au, Pb, Ni, Se, Re, Zn | Bertrandsson Erlandsson et al., 2022; Foltyn et al., 2022; El Desouky et al., 2010 |  | 077-31-1B-py1-1 | 077-31-1B-py1-1 | [5 empty] | ore material | polished section |  | mineral separate | [5 empty] | mineralisation |  |  |  | chalcopyrite, sphalerite, pyrite | stage 1 (sediment-hosted, diagenetic), stage 2 (epigenetic hydrothermal veins) | disseminations, veins, mineralized nodules | disseminations, mineralized nodules, veins cross-cutting sedimentary bedding |  |  |  | quartz, carbonates |  | LA-ICPMS | ESI NWR213 Nd:YAG laser ablation system coupled to an Agilent 8800 QQQ ICP-MS | Montanuniversität Leoben, Austria | 50 µm spot size, 2 – 3 J/cm2 on-mineral fluency, 10 Hz repetition rate, helium carrier gas at 0.75 L/min flow rate, 30-s pre-ablation laser warm-up, 60 s dwell time, 30-s washout period | USGS pressed powder polysulfide reference material MASS-1 (Wilson et al. 2002) as external standard for chalcopyrite; sphalerite matrix-matched sinter pressed powder pellet reference material MUL-Zn S1 (Onuk et al. 2017) as external standard for sphalerite and pyrite; MASS-1 used as external standard for Te, Au, Tl, and Hg in sphalerite and pyrite | 0.15601 |  |  |  | 0.61172 | [9 empty] | 0.033523 | [11 empty] | 8729.9935 | [17 empty] | 0.042237 |  |  |  | 0.45978 | [7 empty] | 0.005565 | [13 empty] | 9.9265 |  | 0.58375 | [7 empty] | 951.4749 | [5 empty] | 0.21617 | [21 empty] | 65.4287 | [5 empty] | 1.4402 | [7 empty] | 0.30904 | [5 empty] | 0.93325 | [5 empty] | 0.038412 | [12 empty] | 2025 | Bertrandsson Erlandsson et al. (2025), Mineralium Deposita, 60, 869–894 |  | POL, COD, ZMB, NAM
| DOF |  | Basin hydrothermal | Stratiform sediment-hosted Cu | stratiform sediment-hosted Cu-Co | Cu, Co | Ag, Au, Pb, Ni, Se, Re, Zn | Cu, Co, Ag, Au, Pb, Ni, Se, Re, Zn | Bertrandsson Erlandsson et al., 2022; Foltyn et al., 2022; El Desouky et al., 2010 |  | 077-31-1B-py2-1 | 077-31-1B-py2-1 | [5 empty] | ore material | polished section |  | mineral separate | [5 empty] | mineralisation |  |  |  | chalcopyrite, sphalerite, pyrite | stage 1 (sediment-hosted, diagenetic), stage 2 (epigenetic hydrothermal veins) | disseminations, veins, mineralized nodules | disseminations, mineralized nodules, veins cross-cutting sedimentary bedding |  |  |  | quartz, carbonates |  | LA-ICPMS | ESI NWR213 Nd:YAG laser ablation system coupled to an Agilent 8800 QQQ ICP-MS | Montanuniversität Leoben, Austria | 50 µm spot size, 2 – 3 J/cm2 on-mineral fluency, 10 Hz repetition rate, helium carrier gas at 0.75 L/min flow rate, 30-s pre-ablation laser warm-up, 60 s dwell time, 30-s washout period | USGS pressed powder polysulfide reference material MASS-1 (Wilson et al. 2002) as external standard for chalcopyrite; sphalerite matrix-matched sinter pressed powder pellet reference material MUL-Zn S1 (Onuk et al. 2017) as external standard for sphalerite and pyrite; MASS-1 used as external standard for Te, Au, Tl, and Hg in sphalerite and pyrite | 0.14998 |  |  |  | 0.48613 | [9 empty] | 0.04416 | [11 empty] | 9247.2599 | [17 empty] | 0.027246 |  |  |  | 0.404 | [21 empty] | 10.2596 |  | 0.55208 | [7 empty] | 863.8532 | [5 empty] | 0.21463 | [21 empty] | 64.3297 | [5 empty] | 0.85357 | [13 empty] | 0.80179 | [5 empty] | 0.031034 | [12 empty] | 2025 | Bertrandsson Erlandsson et al. (2025), Mineralium Deposita, 60, 869–894 |  | POL, COD, ZMB, NAM
| DOF |  | Basin hydrothermal | Stratiform sediment-hosted Cu | stratiform sediment-hosted Cu-Co | Cu, Co | Ag, Au, Pb, Ni, Se, Re, Zn | Cu, Co, Ag, Au, Pb, Ni, Se, Re, Zn | Bertrandsson Erlandsson et al., 2022; Foltyn et al., 2022; El Desouky et al., 2010 |  | 077-31-1B-py3-1 | 077-31-1B-py3-1 | [5 empty] | ore material | polished section |  | mineral separate | [5 empty] | mineralisation |  |  |  | chalcopyrite, sphalerite, pyrite | stage 1 (sediment-hosted, diagenetic), stage 2 (epigenetic hydrothermal veins) | disseminations, veins, mineralized nodules | disseminations, mineralized nodules, veins cross-cutting sedimentary bedding |  |  |  | quartz, carbonates |  | LA-ICPMS | ESI NWR213 Nd:YAG laser ablation system coupled to an Agilent 8800 QQQ ICP-MS | Montanuniversität Leoben, Austria | 50 µm spot size, 2 – 3 J/cm2 on-mineral fluency, 10 Hz repetition rate, helium carrier gas at 0.75 L/min flow rate, 30-s pre-ablation laser warm-up, 60 s dwell time, 30-s washout period | USGS pressed powder polysulfide reference material MASS-1 (Wilson et al. 2002) as external standard for chalcopyrite; sphalerite matrix-matched sinter pressed powder pellet reference material MUL-Zn S1 (Onuk et al. 2017) as external standard for sphalerite and pyrite; MASS-1 used as external standard for Te, Au, Tl, and Hg in sphalerite and pyrite | 0.68015 |  |  |  | 0.60221 | [9 empty] | 0.27786 | [11 empty] | 7702.0734 | [17 empty] | 0.050509 |  |  |  | 0.73042 |  |  |  | 0.93164 |  |  |  | 0.042308 | [13 empty] | 9.7928 |  | 0.31659 | [7 empty] | 611.9636 | [5 empty] | 2.9093 | [17 empty] | 0.4545 |  |  |  | 70.3746 | [5 empty] | 8.0173 | [7 empty] | 0.32647 | [5 empty] | 3.8358 | [5 empty] | 0.040841 | [12 empty] | 2025 | Bertrandsson Erlandsson et al. (2025), Mineralium Deposita, 60, 869–894 |  | POL, COD, ZMB, NAM
| DOF |  | Basin hydrothermal | Stratiform sediment-hosted Cu | stratiform sediment-hosted Cu-Co | Cu, Co | Ag, Au, Pb, Ni, Se, Re, Zn | Cu, Co, Ag, Au, Pb, Ni, Se, Re, Zn | Bertrandsson Erlandsson et al., 2022; Foltyn et al., 2022; El Desouky et al., 2010 |  | 077-31-1B-py4-1 | 077-31-1B-py4-1 | [5 empty] | ore material | polished section |  | mineral separate | [5 empty] | mineralisation |  |  |  | chalcopyrite, sphalerite, pyrite | stage 1 (sediment-hosted, diagenetic), stage 2 (epigenetic hydrothermal veins) | disseminations, veins, mineralized nodules | disseminations, mineralized nodules, veins cross-cutting sedimentary bedding |  |  |  | quartz, carbonates |  | LA-ICPMS | ESI NWR213 Nd:YAG laser ablation system coupled to an Agilent 8800 QQQ ICP-MS | Montanuniversität Leoben, Austria | 50 µm spot size, 2 – 3 J/cm2 on-mineral fluency, 10 Hz repetition rate, helium carrier gas at 0.75 L/min flow rate, 30-s pre-ablation laser warm-up, 60 s dwell time, 30-s washout period | USGS pressed powder polysulfide reference material MASS-1 (Wilson et al. 2002) as external standard for chalcopyrite; sphalerite matrix-matched sinter pressed powder pellet reference material MUL-Zn S1 (Onuk et al. 2017) as external standard for sphalerite and pyrite; MASS-1 used as external standard for Te, Au, Tl, and Hg in sphalerite and pyrite |  |  |  |  | 0.37537 | [9 empty] | 0.48801 | [11 empty] | 7049.9907 | [17 empty] | 0.052674 |  |  |  | 0.44789 |  |  |  | 0.72245 | [17 empty] | 12.5108 |  | 0.94328 | [7 empty] | 1185.6725 | [5 empty] | 4.6285 | [17 empty] | 0.27894 |  |  |  | 60.0436 | [5 empty] | 0.30286 | [7 empty] | 0.50665 | [5 empty] | 2.1921 | [5 empty] | 0.11278 | [12 empty] | 2025 | Bertrandsson Erlandsson et al. (2025), Mineralium Deposita, 60, 869–894 |  | POL, COD, ZMB, NAM
| DOF |  | Basin hydrothermal | Stratiform sediment-hosted Cu | stratiform sediment-hosted Cu-Co | Cu, Co | Ag, Au, Pb, Ni, Se, Re, Zn | Cu, Co, Ag, Au, Pb, Ni, Se, Re, Zn | Bertrandsson Erlandsson et al., 2022; Foltyn et al., 2022; El Desouky et al., 2010 |  | 077-31-1B-py5-1 | 077-31-1B-py5-1 | [5 empty] | ore material | polished section |  | mineral separate | [5 empty] | mineralisation |  |  |  | chalcopyrite, sphalerite, pyrite | stage 1 (sediment-hosted, diagenetic), stage 2 (epigenetic hydrothermal veins) | disseminations, veins, mineralized nodules | disseminations, mineralized nodules, veins cross-cutting sedimentary bedding |  |  |  | quartz, carbonates |  | LA-ICPMS | ESI NWR213 Nd:YAG laser ablation system coupled to an Agilent 8800 QQQ ICP-MS | Montanuniversität Leoben, Austria | 50 µm spot size, 2 – 3 J/cm2 on-mineral fluency, 10 Hz repetition rate, helium carrier gas at 0.75 L/min flow rate, 30-s pre-ablation laser warm-up, 60 s dwell time, 30-s washout period | USGS pressed powder polysulfide reference material MASS-1 (Wilson et al. 2002) as external standard for chalcopyrite; sphalerite matrix-matched sinter pressed powder pellet reference material MUL-Zn S1 (Onuk et al. 2017) as external standard for sphalerite and pyrite; MASS-1 used as external standard for Te, Au, Tl, and Hg in sphalerite and pyrite | 0.24102 |  |  |  | 0.51217 | [9 empty] | 0.86642 | [11 empty] | 5845.2039 | [17 empty] | 0.1035 |  |  |  | 0.54185 |  |  |  | 0.84222 | [19 empty] | 0.92792 | [7 empty] | 923.9788 | [5 empty] | 11.9225 | [17 empty] | 0.25856 |  |  |  | 65.9783 | [5 empty] | 0.31042 | [7 empty] | 0.53682 | [5 empty] | 3.717 | [18 empty] | 2025 | Bertrandsson Erlandsson et al. (2025), Mineralium Deposita, 60, 869–894 |  | POL, COD, ZMB, NAM
| DOF |  | Basin hydrothermal | Stratiform sediment-hosted Cu | stratiform sediment-hosted Cu-Co | Cu, Co | Ag, Au, Pb, Ni, Se, Re, Zn | Cu, Co, Ag, Au, Pb, Ni, Se, Re, Zn | Bertrandsson Erlandsson et al., 2022; Foltyn et al., 2022; El Desouky et al., 2010 |  | 077-31-1B-py6-1 | 077-31-1B-py6-1 | [5 empty] | ore material | polished section |  | mineral separate | [5 empty] | mineralisation |  |  |  | chalcopyrite, sphalerite, pyrite | stage 1 (sediment-hosted, diagenetic), stage 2 (epigenetic hydrothermal veins) | disseminations, veins, mineralized nodules | disseminations, mineralized nodules, veins cross-cutting sedimentary bedding |  |  |  | quartz, carbonates |  | LA-ICPMS | ESI NWR213 Nd:YAG laser ablation system coupled to an Agilent 8800 QQQ ICP-MS | Montanuniversität Leoben, Austria | 50 µm spot size, 2 – 3 J/cm2 on-mineral fluency, 10 Hz repetition rate, helium carrier gas at 0.75 L/min flow rate, 30-s pre-ablation laser warm-up, 60 s dwell time, 30-s washout period | USGS pressed powder polysulfide reference material MASS-1 (Wilson et al. 2002) as external standard for chalcopyrite; sphalerite matrix-matched sinter pressed powder pellet reference material MUL-Zn S1 (Onuk et al. 2017) as external standard for sphalerite and pyrite; MASS-1 used as external standard for Te, Au, Tl, and Hg in sphalerite and pyrite | 2.0147 |  |  |  | 0.81169 | [9 empty] | 1.3266 | [17 empty] | 1.1401 | [11 empty] | 0.064089 |  |  |  | 0.44754 |  |  |  | 0.99057 | [17 empty] | 10.2999 |  | 0.58042 | [13 empty] | 21.284 | [17 empty] | 0.069146 |  |  |  | 58.3476 | [5 empty] | 0.23959 | [7 empty] | 0.46979 | [5 empty] | 0.5214 | [5 empty] | 0.077132 | [12 empty] | 2025 | Bertrandsson Erlandsson et al. (2025), Mineralium Deposita, 60, 869–894 |  | POL, COD, ZMB, NAM
| DOF |  | Basin hydrothermal | Stratiform sediment-hosted Cu | stratiform sediment-hosted Cu-Co | Cu, Co | Ag, Au, Pb, Ni, Se, Re, Zn | Cu, Co, Ag, Au, Pb, Ni, Se, Re, Zn | Bertrandsson Erlandsson et al., 2022; Foltyn et al., 2022; El Desouky et al., 2010 |  | 077-31-1B-py7-1 | 077-31-1B-py7-1 | [5 empty] | ore material | polished section |  | mineral separate | [5 empty] | mineralisation |  |  |  | chalcopyrite, sphalerite, pyrite | stage 1 (sediment-hosted, diagenetic), stage 2 (epigenetic hydrothermal veins) | disseminations, veins, mineralized nodules | disseminations, mineralized nodules, veins cross-cutting sedimentary bedding |  |  |  | quartz, carbonates |  | LA-ICPMS | ESI NWR213 Nd:YAG laser ablation system coupled to an Agilent 8800 QQQ ICP-MS | Montanuniversität Leoben, Austria | 50 µm spot size, 2 – 3 J/cm2 on-mineral fluency, 10 Hz repetition rate, helium carrier gas at 0.75 L/min flow rate, 30-s pre-ablation laser warm-up, 60 s dwell time, 30-s washout period | USGS pressed powder polysulfide reference material MASS-1 (Wilson et al. 2002) as external standard for chalcopyrite; sphalerite matrix-matched sinter pressed powder pellet reference material MUL-Zn S1 (Onuk et al. 2017) as external standard for sphalerite and pyrite; MASS-1 used as external standard for Te, Au, Tl, and Hg in sphalerite and pyrite | 2.1235 |  |  |  | 0.55602 | [9 empty] | 1.1611 | [17 empty] | 0.79579 | [11 empty] | 0.28885 |  |  |  | 0.71489 |  |  |  | 0.82984 | [19 empty] | 0.8314 | [13 empty] | 24.266 | [17 empty] | 0.12976 |  |  |  | 81.5725 | [5 empty] | 0.30548 | [7 empty] | 0.35765 | [5 empty] | 0.76537 | [18 empty] | 2025 | Bertrandsson Erlandsson et al. (2025), Mineralium Deposita, 60, 869–894 |  | POL, COD, ZMB, NAM
| DOF |  | Basin hydrothermal | Stratiform sediment-hosted Cu | stratiform sediment-hosted Cu-Co | Cu, Co | Ag, Au, Pb, Ni, Se, Re, Zn | Cu, Co, Ag, Au, Pb, Ni, Se, Re, Zn | Bertrandsson Erlandsson et al., 2022; Foltyn et al., 2022; El Desouky et al., 2010 |  | 077-31-1B-py8-1 | 077-31-1B-py8-1 | [5 empty] | ore material | polished section |  | mineral separate | [5 empty] | mineralisation |  |  |  | chalcopyrite, sphalerite, pyrite | stage 1 (sediment-hosted, diagenetic), stage 2 (epigenetic hydrothermal veins) | disseminations, veins, mineralized nodules | disseminations, mineralized nodules, veins cross-cutting sedimentary bedding |  |  |  | quartz, carbonates |  | LA-ICPMS | ESI NWR213 Nd:YAG laser ablation system coupled to an Agilent 8800 QQQ ICP-MS | Montanuniversität Leoben, Austria | 50 µm spot size, 2 – 3 J/cm2 on-mineral fluency, 10 Hz repetition rate, helium carrier gas at 0.75 L/min flow rate, 30-s pre-ablation laser warm-up, 60 s dwell time, 30-s washout period | USGS pressed powder polysulfide reference material MASS-1 (Wilson et al. 2002) as external standard for chalcopyrite; sphalerite matrix-matched sinter pressed powder pellet reference material MUL-Zn S1 (Onuk et al. 2017) as external standard for sphalerite and pyrite; MASS-1 used as external standard for Te, Au, Tl, and Hg in sphalerite and pyrite | 1.6183 |  |  |  | 0.82196 | [9 empty] | 0.87298 | [29 empty] | 0.041278 |  |  |  | 0.53006 |  |  |  | 0.67504 | [17 empty] | 16.39 |  | 0.90475 | [13 empty] | 11.4455 | [17 empty] | 0.078576 |  |  |  | 59.977 | [5 empty] | 0.1928 | [7 empty] | 0.31564 | [5 empty] | 0.54906 | [5 empty] | 0.061004 | [12 empty] | 2025 | Bertrandsson Erlandsson et al. (2025), Mineralium Deposita, 60, 869–894 |  | POL, COD, ZMB, NAM
| DOF |  | Basin hydrothermal | Stratiform sediment-hosted Cu | stratiform sediment-hosted Cu-Co | Cu, Co | Ag, Au, Pb, Ni, Se, Re, Zn | Cu, Co, Ag, Au, Pb, Ni, Se, Re, Zn | Bertrandsson Erlandsson et al., 2022; Foltyn et al., 2022; El Desouky et al., 2010 |  | 077-31-1B-py9-1 | 077-31-1B-py9-1 | [5 empty] | ore material | polished section |  | mineral separate | [5 empty] | mineralisation |  |  |  | chalcopyrite, sphalerite, pyrite | stage 1 (sediment-hosted, diagenetic), stage 2 (epigenetic hydrothermal veins) | disseminations, veins, mineralized nodules | disseminations, mineralized nodules, veins cross-cutting sedimentary bedding |  |  |  | quartz, carbonates |  | LA-ICPMS | ESI NWR213 Nd:YAG laser ablation system coupled to an Agilent 8800 QQQ ICP-MS | Montanuniversität Leoben, Austria | 50 µm spot size, 2 – 3 J/cm2 on-mineral fluency, 10 Hz repetition rate, helium carrier gas at 0.75 L/min flow rate, 30-s pre-ablation laser warm-up, 60 s dwell time, 30-s washout period | USGS pressed powder polysulfide reference material MASS-1 (Wilson et al. 2002) as external standard for chalcopyrite; sphalerite matrix-matched sinter pressed powder pellet reference material MUL-Zn S1 (Onuk et al. 2017) as external standard for sphalerite and pyrite; MASS-1 used as external standard for Te, Au, Tl, and Hg in sphalerite and pyrite | 0.85308 |  |  |  | 0.58239 | [9 empty] | 0.40166 | [11 empty] | 6960.4918 | [17 empty] | 0.042782 |  |  |  | 0.50657 |  |  |  | 0.95626 | [17 empty] | 15.9358 |  | 0.6654 | [7 empty] | 823.5253 | [5 empty] | 6.1185 | [17 empty] | 0.15251 |  |  |  | 65.0979 | [13 empty] | 0.35229 | [5 empty] | 0.63522 | [5 empty] | 0.046935 | [12 empty] | 2025 | Bertrandsson Erlandsson et al. (2025), Mineralium Deposita, 60, 869–894 |  | POL, COD, ZMB, NAM
| DOF |  | Basin hydrothermal | Stratiform sediment-hosted Cu | stratiform sediment-hosted Cu-Co | Cu, Co | Ag, Au, Pb, Ni, Se, Re, Zn | Cu, Co, Ag, Au, Pb, Ni, Se, Re, Zn | Bertrandsson Erlandsson et al., 2022; Foltyn et al., 2022; El Desouky et al., 2010 |  | 077-31-1B-py10-1 | 077-31-1B-py10-1 | [5 empty] | ore material | polished section |  | mineral separate | [5 empty] | mineralisation |  |  |  | chalcopyrite, sphalerite, pyrite | stage 1 (sediment-hosted, diagenetic), stage 2 (epigenetic hydrothermal veins) | disseminations, veins, mineralized nodules | disseminations, mineralized nodules, veins cross-cutting sedimentary bedding |  |  |  | quartz, carbonates |  | LA-ICPMS | ESI NWR213 Nd:YAG laser ablation system coupled to an Agilent 8800 QQQ ICP-MS | Montanuniversität Leoben, Austria | 50 µm spot size, 2 – 3 J/cm2 on-mineral fluency, 10 Hz repetition rate, helium carrier gas at 0.75 L/min flow rate, 30-s pre-ablation laser warm-up, 60 s dwell time, 30-s washout period | USGS pressed powder polysulfide reference material MASS-1 (Wilson et al. 2002) as external standard for chalcopyrite; sphalerite matrix-matched sinter pressed powder pellet reference material MUL-Zn S1 (Onuk et al. 2017) as external standard for sphalerite and pyrite; MASS-1 used as external standard for Te, Au, Tl, and Hg in sphalerite and pyrite | 1.8815 | [13 empty] | 2.4846 | [11 empty] | 8920.2002 | [25 empty] | 1.6731 | [19 empty] | 0.40381 | [13 empty] | 23.9091 | [17 empty] | 0.077272 |  |  |  | 57.9236 | [5 empty] | 0.2151 | [7 empty] | 0.86244 | [5 empty] | 1.1031 | [5 empty] | 0.06302 | [12 empty] | 2025 | Bertrandsson Erlandsson et al. (2025), Mineralium Deposita, 60, 869–894 |  | POL, COD, ZMB, NAM
| DOF |  | Basin hydrothermal | Stratiform sediment-hosted Cu | stratiform sediment-hosted Cu-Co | Cu, Co | Ag, Au, Pb, Ni, Se, Re, Zn | Cu, Co, Ag, Au, Pb, Ni, Se, Re, Zn | Bertrandsson Erlandsson et al., 2022; Foltyn et al., 2022; El Desouky et al., 2010 |  | 077-31-1B-py11-1 | 077-31-1B-py11-1 | [5 empty] | ore material | polished section |  | mineral separate | [5 empty] | mineralisation |  |  |  | chalcopyrite, sphalerite, pyrite | stage 1 (sediment-hosted, diagenetic), stage 2 (epigenetic hydrothermal veins) | disseminations, veins, mineralized nodules | disseminations, mineralized nodules, veins cross-cutting sedimentary bedding |  |  |  | quartz, carbonates |  | LA-ICPMS | ESI NWR213 Nd:YAG laser ablation system coupled to an Agilent 8800 QQQ ICP-MS | Montanuniversität Leoben, Austria | 50 µm spot size, 2 – 3 J/cm2 on-mineral fluency, 10 Hz repetition rate, helium carrier gas at 0.75 L/min flow rate, 30-s pre-ablation laser warm-up, 60 s dwell time, 30-s washout period | USGS pressed powder polysulfide reference material MASS-1 (Wilson et al. 2002) as external standard for chalcopyrite; sphalerite matrix-matched sinter pressed powder pellet reference material MUL-Zn S1 (Onuk et al. 2017) as external standard for sphalerite and pyrite; MASS-1 used as external standard for Te, Au, Tl, and Hg in sphalerite and pyrite | 2.1641 | [13 empty] | 0.57972 | [13 empty] | 0.13536 |  |  |  | 0.66338 | [11 empty] | 0.04115 |  |  |  | 0.42121 |  |  |  | 1.3127 |  |  |  | 0.008695 | [13 empty] | 9.4656 |  | 0.87773 | [13 empty] | 15.2309 | [21 empty] | 60.4115 | [13 empty] | 0.58718 | [5 empty] | 0.31914 | [5 empty] | 0.055778 | [12 empty] | 2025 | Bertrandsson Erlandsson et al. (2025), Mineralium Deposita, 60, 869–894 |  | POL, COD, ZMB, NAM
| DOF |  | Basin hydrothermal | Stratiform sediment-hosted Cu | stratiform sediment-hosted Cu-Co | Cu, Co | Ag, Au, Pb, Ni, Se, Re, Zn | Cu, Co, Ag, Au, Pb, Ni, Se, Re, Zn | Bertrandsson Erlandsson et al., 2022; Foltyn et al., 2022; El Desouky et al., 2010 |  | 077-31-1B-py12-1 | 077-31-1B-py12-1 | [5 empty] | ore material | polished section |  | mineral separate | [5 empty] | mineralisation |  |  |  | chalcopyrite, sphalerite, pyrite | stage 1 (sediment-hosted, diagenetic), stage 2 (epigenetic hydrothermal veins) | disseminations, veins, mineralized nodules | disseminations, mineralized nodules, veins cross-cutting sedimentary bedding |  |  |  | quartz, carbonates |  | LA-ICPMS | ESI NWR213 Nd:YAG laser ablation system coupled to an Agilent 8800 QQQ ICP-MS | Montanuniversität Leoben, Austria | 50 µm spot size, 2 – 3 J/cm2 on-mineral fluency, 10 Hz repetition rate, helium carrier gas at 0.75 L/min flow rate, 30-s pre-ablation laser warm-up, 60 s dwell time, 30-s washout period | USGS pressed powder polysulfide reference material MASS-1 (Wilson et al. 2002) as external standard for chalcopyrite; sphalerite matrix-matched sinter pressed powder pellet reference material MUL-Zn S1 (Onuk et al. 2017) as external standard for sphalerite and pyrite; MASS-1 used as external standard for Te, Au, Tl, and Hg in sphalerite and pyrite | 0.19209 |  |  |  | 0.61627 | [9 empty] | 0.034522 | [11 empty] | 8267.7091 | [17 empty] | 0.036436 |  |  |  | 0.39125 |  |  |  | 1.2959 | [17 empty] | 9.9311 |  | 0.7405 | [7 empty] | 735.0907 | [5 empty] | 0.67365 | [21 empty] | 45.1209 | [13 empty] | 0.62807 | [5 empty] | 0.37875 | [5 empty] | 0.071022 | [12 empty] | 2025 | Bertrandsson Erlandsson et al. (2025), Mineralium Deposita, 60, 869–894 |  | POL, COD, ZMB, NAM
| DOF |  | Basin hydrothermal | Stratiform sediment-hosted Cu | stratiform sediment-hosted Cu-Co | Cu, Co | Ag, Au, Pb, Ni, Se, Re, Zn | Cu, Co, Ag, Au, Pb, Ni, Se, Re, Zn | Bertrandsson Erlandsson et al., 2022; Foltyn et al., 2022; El Desouky et al., 2010 |  | 077-31-1B-py13-1 | 077-31-1B-py13-1 | [5 empty] | ore material | polished section |  | mineral separate | [5 empty] | mineralisation |  |  |  | chalcopyrite, sphalerite, pyrite | stage 1 (sediment-hosted, diagenetic), stage 2 (epigenetic hydrothermal veins) | disseminations, veins, mineralized nodules | disseminations, mineralized nodules, veins cross-cutting sedimentary bedding |  |  |  | quartz, carbonates |  | LA-ICPMS | ESI NWR213 Nd:YAG laser ablation system coupled to an Agilent 8800 QQQ ICP-MS | Montanuniversität Leoben, Austria | 50 µm spot size, 2 – 3 J/cm2 on-mineral fluency, 10 Hz repetition rate, helium carrier gas at 0.75 L/min flow rate, 30-s pre-ablation laser warm-up, 60 s dwell time, 30-s washout period | USGS pressed powder polysulfide reference material MASS-1 (Wilson et al. 2002) as external standard for chalcopyrite; sphalerite matrix-matched sinter pressed powder pellet reference material MUL-Zn S1 (Onuk et al. 2017) as external standard for sphalerite and pyrite; MASS-1 used as external standard for Te, Au, Tl, and Hg in sphalerite and pyrite | 0.1863 | [13 empty] | 0.026631 | [29 empty] | 0.045799 |  |  |  | 0.37076 |  |  |  | 0.99632 |  |  |  | 0.006363 | [13 empty] | 9.3273 | [15 empty] | 0.75422 | [21 empty] | 42.301 | [13 empty] | 0.29735 | [5 empty] | 0.77778 | [5 empty] | 0.053848 | [12 empty] | 2025 | Bertrandsson Erlandsson et al. (2025), Mineralium Deposita, 60, 869–894 |  | POL, COD, ZMB, NAM
| DOF |  | Basin hydrothermal | Stratiform sediment-hosted Cu | stratiform sediment-hosted Cu-Co | Cu, Co | Ag, Au, Pb, Ni, Se, Re, Zn | Cu, Co, Ag, Au, Pb, Ni, Se, Re, Zn | Bertrandsson Erlandsson et al., 2022; Foltyn et al., 2022; El Desouky et al., 2010 |  | 077-31-1B-py14-1 | 077-31-1B-py14-1 | [5 empty] | ore material | polished section |  | mineral separate | [5 empty] | mineralisation |  |  |  | chalcopyrite, sphalerite, pyrite | stage 1 (sediment-hosted, diagenetic), stage 2 (epigenetic hydrothermal veins) | disseminations, veins, mineralized nodules | disseminations, mineralized nodules, veins cross-cutting sedimentary bedding |  |  |  | quartz, carbonates |  | LA-ICPMS | ESI NWR213 Nd:YAG laser ablation system coupled to an Agilent 8800 QQQ ICP-MS | Montanuniversität Leoben, Austria | 50 µm spot size, 2 – 3 J/cm2 on-mineral fluency, 10 Hz repetition rate, helium carrier gas at 0.75 L/min flow rate, 30-s pre-ablation laser warm-up, 60 s dwell time, 30-s washout period | USGS pressed powder polysulfide reference material MASS-1 (Wilson et al. 2002) as external standard for chalcopyrite; sphalerite matrix-matched sinter pressed powder pellet reference material MUL-Zn S1 (Onuk et al. 2017) as external standard for sphalerite and pyrite; MASS-1 used as external standard for Te, Au, Tl, and Hg in sphalerite and pyrite | 0.94577 |  |  |  | 0.73312 | [9 empty] | 0.29797 | [17 empty] | 1.848 | [11 empty] | 0.030703 |  |  |  | 0.5022 |  |  |  | 0.68115 | [17 empty] | 10.5164 |  | 0.38069 | [13 empty] | 27.3432 | [17 empty] | 0.23591 |  |  |  | 84.2032 | [5 empty] | 0.32048 | [7 empty] | 0.49589 | [5 empty] | 1.3611 | [5 empty] | 0.069628 | [12 empty] | 2025 | Bertrandsson Erlandsson et al. (2025), Mineralium Deposita, 60, 869–894 |  | POL, COD, ZMB, NAM
| DOF |  | Basin hydrothermal | Stratiform sediment-hosted Cu | stratiform sediment-hosted Cu-Co | Cu, Co | Ag, Au, Pb, Ni, Se, Re, Zn | Cu, Co, Ag, Au, Pb, Ni, Se, Re, Zn | Bertrandsson Erlandsson et al., 2022; Foltyn et al., 2022; El Desouky et al., 2010 |  | 077-31-1B-py15-1 | 077-31-1B-py15-1 | [5 empty] | ore material | polished section |  | mineral separate | [5 empty] | mineralisation |  |  |  | chalcopyrite, sphalerite, pyrite | stage 1 (sediment-hosted, diagenetic), stage 2 (epigenetic hydrothermal veins) | disseminations, veins, mineralized nodules | disseminations, mineralized nodules, veins cross-cutting sedimentary bedding |  |  |  | quartz, carbonates |  | LA-ICPMS | ESI NWR213 Nd:YAG laser ablation system coupled to an Agilent 8800 QQQ ICP-MS | Montanuniversität Leoben, Austria | 50 µm spot size, 2 – 3 J/cm2 on-mineral fluency, 10 Hz repetition rate, helium carrier gas at 0.75 L/min flow rate, 30-s pre-ablation laser warm-up, 60 s dwell time, 30-s washout period | USGS pressed powder polysulfide reference material MASS-1 (Wilson et al. 2002) as external standard for chalcopyrite; sphalerite matrix-matched sinter pressed powder pellet reference material MUL-Zn S1 (Onuk et al. 2017) as external standard for sphalerite and pyrite; MASS-1 used as external standard for Te, Au, Tl, and Hg in sphalerite and pyrite | 0.62983 | [13 empty] | 0.12362 | [11 empty] | 4481.2587 |  | 0.46868 | [15 empty] | 0.18047 |  |  |  | 0.36947 |  |  |  | 0.65067 | [19 empty] | 0.36023 | [7 empty] | 473.3829 | [5 empty] | 2.4107 | [21 empty] | 48.1623 | [13 empty] | 0.41052 | [5 empty] | 0.56123 | [5 empty] | 0.15367 | [12 empty] | 2025 | Bertrandsson Erlandsson et al. (2025), Mineralium Deposita, 60, 869–894 |  | POL, COD, ZMB, NAM
| DOF |  | Basin hydrothermal | Stratiform sediment-hosted Cu | stratiform sediment-hosted Cu-Co | Cu, Co | Ag, Au, Pb, Ni, Se, Re, Zn | Cu, Co, Ag, Au, Pb, Ni, Se, Re, Zn | Bertrandsson Erlandsson et al., 2022; Foltyn et al., 2022; El Desouky et al., 2010 |  | 103-08-1 ccp18-1 | 103-08-1 ccp18-1 | [5 empty] | ore material | polished section |  | mineral separate | [5 empty] | mineralisation |  |  |  | chalcopyrite, sphalerite, pyrite | stage 1 (sediment-hosted, diagenetic), stage 2 (epigenetic hydrothermal veins) | disseminations, veins, mineralized nodules | disseminations, mineralized nodules, veins cross-cutting sedimentary bedding |  |  |  | quartz, carbonates |  | LA-ICPMS | ESI NWR213 Nd:YAG laser ablation system coupled to an Agilent 8800 QQQ ICP-MS | Montanuniversität Leoben, Austria | 50 µm spot size, 2 – 3 J/cm2 on-mineral fluency, 10 Hz repetition rate, helium carrier gas at 0.75 L/min flow rate, 30-s pre-ablation laser warm-up, 60 s dwell time, 30-s washout period | USGS pressed powder polysulfide reference material MASS-1 (Wilson et al. 2002) as external standard for chalcopyrite; sphalerite matrix-matched sinter pressed powder pellet reference material MUL-Zn S1 (Onuk et al. 2017) as external standard for sphalerite and pyrite; MASS-1 used as external standard for Te, Au, Tl, and Hg in sphalerite and pyrite | 2.292 |  |  |  | 19.0573 | [21 empty] | 1.2533 | [5 empty] | 21.7244 | [11 empty] | 0.075806 | [7 empty] | 12.6027 | [17 empty] | 318.6952 | [15 empty] | 0.16439 | [41 empty] | 0.71689 | [13 empty] | 5.3548 |  |  |  |  | 2025 | Bertrandsson Erlandsson et al. (2025), Mineralium Deposita, 60, 869–894 |  | POL, COD, ZMB, NAM
| DOF |  | Basin hydrothermal | Stratiform sediment-hosted Cu | stratiform sediment-hosted Cu-Co | Cu, Co | Ag, Au, Pb, Ni, Se, Re, Zn | Cu, Co, Ag, Au, Pb, Ni, Se, Re, Zn | Bertrandsson Erlandsson et al., 2022; Foltyn et al., 2022; El Desouky et al., 2010 |  | 103-08-1 ccp19-1 | 103-08-1 ccp19-1 | [5 empty] | ore material | polished section |  | mineral separate | [5 empty] | mineralisation |  |  |  | chalcopyrite, sphalerite, pyrite | stage 1 (sediment-hosted, diagenetic), stage 2 (epigenetic hydrothermal veins) | disseminations, veins, mineralized nodules | disseminations, mineralized nodules, veins cross-cutting sedimentary bedding |  |  |  | quartz, carbonates |  | LA-ICPMS | ESI NWR213 Nd:YAG laser ablation system coupled to an Agilent 8800 QQQ ICP-MS | Montanuniversität Leoben, Austria | 50 µm spot size, 2 – 3 J/cm2 on-mineral fluency, 10 Hz repetition rate, helium carrier gas at 0.75 L/min flow rate, 30-s pre-ablation laser warm-up, 60 s dwell time, 30-s washout period | USGS pressed powder polysulfide reference material MASS-1 (Wilson et al. 2002) as external standard for chalcopyrite; sphalerite matrix-matched sinter pressed powder pellet reference material MUL-Zn S1 (Onuk et al. 2017) as external standard for sphalerite and pyrite; MASS-1 used as external standard for Te, Au, Tl, and Hg in sphalerite and pyrite | 2.8961 |  |  |  | 17.7635 | [21 empty] | 3.5836 | [5 empty] | 27.3523 | [19 empty] | 22.2232 | [17 empty] | 191.3328 | [9 empty] | 3.3449 | [5 empty] | 0.41694 | [41 empty] | 1.7439 | [18 empty] | 2025 | Bertrandsson Erlandsson et al. (2025), Mineralium Deposita, 60, 869–894 |  | POL, COD, ZMB, NAM
| DOF |  | Basin hydrothermal | Stratiform sediment-hosted Cu | stratiform sediment-hosted Cu-Co | Cu, Co | Ag, Au, Pb, Ni, Se, Re, Zn | Cu, Co, Ag, Au, Pb, Ni, Se, Re, Zn | Bertrandsson Erlandsson et al., 2022; Foltyn et al., 2022; El Desouky et al., 2010 |  | 103-08-1 ccp20-1 | 103-08-1 ccp20-1 | [5 empty] | ore material | polished section |  | mineral separate | [5 empty] | mineralisation |  |  |  | chalcopyrite, sphalerite, pyrite | stage 1 (sediment-hosted, diagenetic), stage 2 (epigenetic hydrothermal veins) | disseminations, veins, mineralized nodules | disseminations, mineralized nodules, veins cross-cutting sedimentary bedding |  |  |  | quartz, carbonates |  | LA-ICPMS | ESI NWR213 Nd:YAG laser ablation system coupled to an Agilent 8800 QQQ ICP-MS | Montanuniversität Leoben, Austria | 50 µm spot size, 2 – 3 J/cm2 on-mineral fluency, 10 Hz repetition rate, helium carrier gas at 0.75 L/min flow rate, 30-s pre-ablation laser warm-up, 60 s dwell time, 30-s washout period | USGS pressed powder polysulfide reference material MASS-1 (Wilson et al. 2002) as external standard for chalcopyrite; sphalerite matrix-matched sinter pressed powder pellet reference material MUL-Zn S1 (Onuk et al. 2017) as external standard for sphalerite and pyrite; MASS-1 used as external standard for Te, Au, Tl, and Hg in sphalerite and pyrite |  |  |  |  | 21.42 | [21 empty] | 3.5013 | [5 empty] | 7.0395 | [19 empty] | 6.3291 | [19 empty] | 0.42525 | [7 empty] | 0.71067 | [5 empty] | 0.18684 | [41 empty] | 0.53022 | [13 empty] | 8.5024 |  |  |  |  | 2025 | Bertrandsson Erlandsson et al. (2025), Mineralium Deposita, 60, 869–894 |  | POL, COD, ZMB, NAM
| DOF |  | Basin hydrothermal | Stratiform sediment-hosted Cu | stratiform sediment-hosted Cu-Co | Cu, Co | Ag, Au, Pb, Ni, Se, Re, Zn | Cu, Co, Ag, Au, Pb, Ni, Se, Re, Zn | Bertrandsson Erlandsson et al., 2022; Foltyn et al., 2022; El Desouky et al., 2010 |  | 103-15-1 py2-1 | 103-15-1 py2-1 | [5 empty] | ore material | polished section |  | mineral separate | [5 empty] | mineralisation |  |  |  | chalcopyrite, sphalerite, pyrite | stage 1 (sediment-hosted, diagenetic), stage 2 (epigenetic hydrothermal veins) | disseminations, veins, mineralized nodules | disseminations, mineralized nodules, veins cross-cutting sedimentary bedding |  |  |  | quartz, carbonates |  | LA-ICPMS | ESI NWR213 Nd:YAG laser ablation system coupled to an Agilent 8800 QQQ ICP-MS | Montanuniversität Leoben, Austria | 50 µm spot size, 2 – 3 J/cm2 on-mineral fluency, 10 Hz repetition rate, helium carrier gas at 0.75 L/min flow rate, 30-s pre-ablation laser warm-up, 60 s dwell time, 30-s washout period | USGS pressed powder polysulfide reference material MASS-1 (Wilson et al. 2002) as external standard for chalcopyrite; sphalerite matrix-matched sinter pressed powder pellet reference material MUL-Zn S1 (Onuk et al. 2017) as external standard for sphalerite and pyrite; MASS-1 used as external standard for Te, Au, Tl, and Hg in sphalerite and pyrite | [26 empty] | 9791.6533 | [21 empty] | 0.35352 | [21 empty] | 0.96888 | [9 empty] | 16.8147 | [5 empty] | 1.0845 | [21 empty] | 34.226 | [19 empty] | 0.17433 | [18 empty] | 2025 | Bertrandsson Erlandsson et al. (2025), Mineralium Deposita, 60, 869–894 |  | POL, COD, ZMB, NAM
| DOF |  | Basin hydrothermal | Stratiform sediment-hosted Cu | stratiform sediment-hosted Cu-Co | Cu, Co | Ag, Au, Pb, Ni, Se, Re, Zn | Cu, Co, Ag, Au, Pb, Ni, Se, Re, Zn | Bertrandsson Erlandsson et al., 2022; Foltyn et al., 2022; El Desouky et al., 2010 |  | 103-15-1 py3-1 | 103-15-1 py3-1 | [5 empty] | ore material | polished section |  | mineral separate | [5 empty] | mineralisation |  |  |  | chalcopyrite, sphalerite, pyrite | stage 1 (sediment-hosted, diagenetic), stage 2 (epigenetic hydrothermal veins) | disseminations, veins, mineralized nodules | disseminations, mineralized nodules, veins cross-cutting sedimentary bedding |  |  |  | quartz, carbonates |  | LA-ICPMS | ESI NWR213 Nd:YAG laser ablation system coupled to an Agilent 8800 QQQ ICP-MS | Montanuniversität Leoben, Austria | 50 µm spot size, 2 – 3 J/cm2 on-mineral fluency, 10 Hz repetition rate, helium carrier gas at 0.75 L/min flow rate, 30-s pre-ablation laser warm-up, 60 s dwell time, 30-s washout period | USGS pressed powder polysulfide reference material MASS-1 (Wilson et al. 2002) as external standard for chalcopyrite; sphalerite matrix-matched sinter pressed powder pellet reference material MUL-Zn S1 (Onuk et al. 2017) as external standard for sphalerite and pyrite; MASS-1 used as external standard for Te, Au, Tl, and Hg in sphalerite and pyrite | 0.6853 | [13 empty] | 0.079137 | [11 empty] | 27757.597 | [21 empty] | 0.6679 | [21 empty] | 0.93064 | [9 empty] | 153.563 | [5 empty] | 17.8103 | [17 empty] | 0.069671 |  |  |  | 47.0007 | [19 empty] | 0.26922 | [13 empty] | 8.0128 |  |  |  |  | 2025 | Bertrandsson Erlandsson et al. (2025), Mineralium Deposita, 60, 869–894 |  | POL, COD, ZMB, NAM
| DOF |  | Basin hydrothermal | Stratiform sediment-hosted Cu | stratiform sediment-hosted Cu-Co | Cu, Co | Ag, Au, Pb, Ni, Se, Re, Zn | Cu, Co, Ag, Au, Pb, Ni, Se, Re, Zn | Bertrandsson Erlandsson et al., 2022; Foltyn et al., 2022; El Desouky et al., 2010 |  | 103-15-1 py4-1 | 103-15-1 py4-1 | [5 empty] | ore material | polished section |  | mineral separate | [5 empty] | mineralisation |  |  |  | chalcopyrite, sphalerite, pyrite | stage 1 (sediment-hosted, diagenetic), stage 2 (epigenetic hydrothermal veins) | disseminations, veins, mineralized nodules | disseminations, mineralized nodules, veins cross-cutting sedimentary bedding |  |  |  | quartz, carbonates |  | LA-ICPMS | ESI NWR213 Nd:YAG laser ablation system coupled to an Agilent 8800 QQQ ICP-MS | Montanuniversität Leoben, Austria | 50 µm spot size, 2 – 3 J/cm2 on-mineral fluency, 10 Hz repetition rate, helium carrier gas at 0.75 L/min flow rate, 30-s pre-ablation laser warm-up, 60 s dwell time, 30-s washout period | USGS pressed powder polysulfide reference material MASS-1 (Wilson et al. 2002) as external standard for chalcopyrite; sphalerite matrix-matched sinter pressed powder pellet reference material MUL-Zn S1 (Onuk et al. 2017) as external standard for sphalerite and pyrite; MASS-1 used as external standard for Te, Au, Tl, and Hg in sphalerite and pyrite | 0.59876 | [13 empty] | 0.23408 | [11 empty] | 8474.4805 | [21 empty] | 0.4515 |  |  |  | 0.38877 | [17 empty] | 0.89239 | [9 empty] | 181.9743 | [5 empty] | 2.2371 | [21 empty] | 23.8696 | [19 empty] | 0.54474 | [18 empty] | 2025 | Bertrandsson Erlandsson et al. (2025), Mineralium Deposita, 60, 869–894 |  | POL, COD, ZMB, NAM
| DOF |  | Basin hydrothermal | Stratiform sediment-hosted Cu | stratiform sediment-hosted Cu-Co | Cu, Co | Ag, Au, Pb, Ni, Se, Re, Zn | Cu, Co, Ag, Au, Pb, Ni, Se, Re, Zn | Bertrandsson Erlandsson et al., 2022; Foltyn et al., 2022; El Desouky et al., 2010 |  | 103-15-1 py6-1 | 103-15-1 py6-1 | [5 empty] | ore material | polished section |  | mineral separate | [5 empty] | mineralisation |  |  |  | chalcopyrite, sphalerite, pyrite | stage 1 (sediment-hosted, diagenetic), stage 2 (epigenetic hydrothermal veins) | disseminations, veins, mineralized nodules | disseminations, mineralized nodules, veins cross-cutting sedimentary bedding |  |  |  | quartz, carbonates |  | LA-ICPMS | ESI NWR213 Nd:YAG laser ablation system coupled to an Agilent 8800 QQQ ICP-MS | Montanuniversität Leoben, Austria | 50 µm spot size, 2 – 3 J/cm2 on-mineral fluency, 10 Hz repetition rate, helium carrier gas at 0.75 L/min flow rate, 30-s pre-ablation laser warm-up, 60 s dwell time, 30-s washout period | USGS pressed powder polysulfide reference material MASS-1 (Wilson et al. 2002) as external standard for chalcopyrite; sphalerite matrix-matched sinter pressed powder pellet reference material MUL-Zn S1 (Onuk et al. 2017) as external standard for sphalerite and pyrite; MASS-1 used as external standard for Te, Au, Tl, and Hg in sphalerite and pyrite | 1.8799 | [13 empty] | 0.56361 | [11 empty] | 15316.3792 | [21 empty] | 0.61208 |  |  |  | 0.96966 | [17 empty] | 0.92153 | [9 empty] | 179.2853 | [5 empty] | 13.753 | [21 empty] | 31.8162 | [19 empty] | 0.49621 | [18 empty] | 2025 | Bertrandsson Erlandsson et al. (2025), Mineralium Deposita, 60, 869–894 |  | POL, COD, ZMB, NAM
| DOF |  | Basin hydrothermal | Stratiform sediment-hosted Cu | stratiform sediment-hosted Cu-Co | Cu, Co | Ag, Au, Pb, Ni, Se, Re, Zn | Cu, Co, Ag, Au, Pb, Ni, Se, Re, Zn | Bertrandsson Erlandsson et al., 2022; Foltyn et al., 2022; El Desouky et al., 2010 |  | 103-15-1 py7-1 | 103-15-1 py7-1 | [5 empty] | ore material | polished section |  | mineral separate | [5 empty] | mineralisation |  |  |  | chalcopyrite, sphalerite, pyrite | stage 1 (sediment-hosted, diagenetic), stage 2 (epigenetic hydrothermal veins) | disseminations, veins, mineralized nodules | disseminations, mineralized nodules, veins cross-cutting sedimentary bedding |  |  |  | quartz, carbonates |  | LA-ICPMS | ESI NWR213 Nd:YAG laser ablation system coupled to an Agilent 8800 QQQ ICP-MS | Montanuniversität Leoben, Austria | 50 µm spot size, 2 – 3 J/cm2 on-mineral fluency, 10 Hz repetition rate, helium carrier gas at 0.75 L/min flow rate, 30-s pre-ablation laser warm-up, 60 s dwell time, 30-s washout period | USGS pressed powder polysulfide reference material MASS-1 (Wilson et al. 2002) as external standard for chalcopyrite; sphalerite matrix-matched sinter pressed powder pellet reference material MUL-Zn S1 (Onuk et al. 2017) as external standard for sphalerite and pyrite; MASS-1 used as external standard for Te, Au, Tl, and Hg in sphalerite and pyrite | 0.16507 | [25 empty] | 4650.4518 | [21 empty] | 0.26665 | [21 empty] | 0.85532 | [9 empty] | 28.965 | [5 empty] | 7.87 | [21 empty] | 26.8776 | [19 empty] | 0.36143 | [5 empty] | 0.016849 | [12 empty] | 2025 | Bertrandsson Erlandsson et al. (2025), Mineralium Deposita, 60, 869–894 |  | POL, COD, ZMB, NAM
| DOF |  | Basin hydrothermal | Stratiform sediment-hosted Cu | stratiform sediment-hosted Cu-Co | Cu, Co | Ag, Au, Pb, Ni, Se, Re, Zn | Cu, Co, Ag, Au, Pb, Ni, Se, Re, Zn | Bertrandsson Erlandsson et al., 2022; Foltyn et al., 2022; El Desouky et al., 2010 |  | 103-15-1 py9-1 | 103-15-1 py9-1 | [5 empty] | ore material | polished section |  | mineral separate | [5 empty] | mineralisation |  |  |  | chalcopyrite, sphalerite, pyrite | stage 1 (sediment-hosted, diagenetic), stage 2 (epigenetic hydrothermal veins) | disseminations, veins, mineralized nodules | disseminations, mineralized nodules, veins cross-cutting sedimentary bedding |  |  |  | quartz, carbonates |  | LA-ICPMS | ESI NWR213 Nd:YAG laser ablation system coupled to an Agilent 8800 QQQ ICP-MS | Montanuniversität Leoben, Austria | 50 µm spot size, 2 – 3 J/cm2 on-mineral fluency, 10 Hz repetition rate, helium carrier gas at 0.75 L/min flow rate, 30-s pre-ablation laser warm-up, 60 s dwell time, 30-s washout period | USGS pressed powder polysulfide reference material MASS-1 (Wilson et al. 2002) as external standard for chalcopyrite; sphalerite matrix-matched sinter pressed powder pellet reference material MUL-Zn S1 (Onuk et al. 2017) as external standard for sphalerite and pyrite; MASS-1 used as external standard for Te, Au, Tl, and Hg in sphalerite and pyrite | 0.54693 | [13 empty] | 0.60942 | [11 empty] | 8277.1885 | [21 empty] | 0.54222 | [21 empty] | 1.1032 | [9 empty] | 239.1725 | [5 empty] | 8.697 | [21 empty] | 23.721 | [19 empty] | 0.90705 | [5 empty] | 0.013536 | [12 empty] | 2025 | Bertrandsson Erlandsson et al. (2025), Mineralium Deposita, 60, 869–894 |  | POL, COD, ZMB, NAM
| DOF |  | Basin hydrothermal | Stratiform sediment-hosted Cu | stratiform sediment-hosted Cu-Co | Cu, Co | Ag, Au, Pb, Ni, Se, Re, Zn | Cu, Co, Ag, Au, Pb, Ni, Se, Re, Zn | Bertrandsson Erlandsson et al., 2022; Foltyn et al., 2022; El Desouky et al., 2010 |  | 103-15-1 py10-1 | 103-15-1 py10-1 | [5 empty] | ore material | polished section |  | mineral separate | [5 empty] | mineralisation |  |  |  | chalcopyrite, sphalerite, pyrite | stage 1 (sediment-hosted, diagenetic), stage 2 (epigenetic hydrothermal veins) | disseminations, veins, mineralized nodules | disseminations, mineralized nodules, veins cross-cutting sedimentary bedding |  |  |  | quartz, carbonates |  | LA-ICPMS | ESI NWR213 Nd:YAG laser ablation system coupled to an Agilent 8800 QQQ ICP-MS | Montanuniversität Leoben, Austria | 50 µm spot size, 2 – 3 J/cm2 on-mineral fluency, 10 Hz repetition rate, helium carrier gas at 0.75 L/min flow rate, 30-s pre-ablation laser warm-up, 60 s dwell time, 30-s washout period | USGS pressed powder polysulfide reference material MASS-1 (Wilson et al. 2002) as external standard for chalcopyrite; sphalerite matrix-matched sinter pressed powder pellet reference material MUL-Zn S1 (Onuk et al. 2017) as external standard for sphalerite and pyrite; MASS-1 used as external standard for Te, Au, Tl, and Hg in sphalerite and pyrite | 0.91321 | [13 empty] | 0.22567 | [11 empty] | 7420.6636 | [17 empty] | 0.077544 |  |  |  | 1.2143 | [31 empty] | 45.0985 | [5 empty] | 8.1856 | [21 empty] | 32.178 | [19 empty] | 0.25546 | [5 empty] | 0.01697 | [12 empty] | 2025 | Bertrandsson Erlandsson et al. (2025), Mineralium Deposita, 60, 869–894 |  | POL, COD, ZMB, NAM
| DOF |  | Basin hydrothermal | Stratiform sediment-hosted Cu | stratiform sediment-hosted Cu-Co | Cu, Co | Ag, Au, Pb, Ni, Se, Re, Zn | Cu, Co, Ag, Au, Pb, Ni, Se, Re, Zn | Bertrandsson Erlandsson et al., 2022; Foltyn et al., 2022; El Desouky et al., 2010 |  | 103-15-1 py11-1 | 103-15-1 py11-1 | [5 empty] | ore material | polished section |  | mineral separate | [5 empty] | mineralisation |  |  |  | chalcopyrite, sphalerite, pyrite | stage 1 (sediment-hosted, diagenetic), stage 2 (epigenetic hydrothermal veins) | disseminations, veins, mineralized nodules | disseminations, mineralized nodules, veins cross-cutting sedimentary bedding |  |  |  | quartz, carbonates |  | LA-ICPMS | ESI NWR213 Nd:YAG laser ablation system coupled to an Agilent 8800 QQQ ICP-MS | Montanuniversität Leoben, Austria | 50 µm spot size, 2 – 3 J/cm2 on-mineral fluency, 10 Hz repetition rate, helium carrier gas at 0.75 L/min flow rate, 30-s pre-ablation laser warm-up, 60 s dwell time, 30-s washout period | USGS pressed powder polysulfide reference material MASS-1 (Wilson et al. 2002) as external standard for chalcopyrite; sphalerite matrix-matched sinter pressed powder pellet reference material MUL-Zn S1 (Onuk et al. 2017) as external standard for sphalerite and pyrite; MASS-1 used as external standard for Te, Au, Tl, and Hg in sphalerite and pyrite | 2.8163 | [13 empty] | 0.82065 | [11 empty] | 8459.6446 | [5 empty] | 3.2008 | [15 empty] | 1.0736 |  |  |  | 3.6633 | [27 empty] | 64.9945 | [5 empty] | 65.9719 | [17 empty] | 0.48199 |  |  |  | 35.3632 | [19 empty] | 2.3301 | [18 empty] | 2025 | Bertrandsson Erlandsson et al. (2025), Mineralium Deposita, 60, 869–894 |  | POL, COD, ZMB, NAM
| DOF |  | Basin hydrothermal | Stratiform sediment-hosted Cu | stratiform sediment-hosted Cu-Co | Cu, Co | Ag, Au, Pb, Ni, Se, Re, Zn | Cu, Co, Ag, Au, Pb, Ni, Se, Re, Zn | Bertrandsson Erlandsson et al., 2022; Foltyn et al., 2022; El Desouky et al., 2010 |  | 103-15-1 py12-1 | 103-15-1 py12-1 | [5 empty] | ore material | polished section |  | mineral separate | [5 empty] | mineralisation |  |  |  | chalcopyrite, sphalerite, pyrite | stage 1 (sediment-hosted, diagenetic), stage 2 (epigenetic hydrothermal veins) | disseminations, veins, mineralized nodules | disseminations, mineralized nodules, veins cross-cutting sedimentary bedding |  |  |  | quartz, carbonates |  | LA-ICPMS | ESI NWR213 Nd:YAG laser ablation system coupled to an Agilent 8800 QQQ ICP-MS | Montanuniversität Leoben, Austria | 50 µm spot size, 2 – 3 J/cm2 on-mineral fluency, 10 Hz repetition rate, helium carrier gas at 0.75 L/min flow rate, 30-s pre-ablation laser warm-up, 60 s dwell time, 30-s washout period | USGS pressed powder polysulfide reference material MASS-1 (Wilson et al. 2002) as external standard for chalcopyrite; sphalerite matrix-matched sinter pressed powder pellet reference material MUL-Zn S1 (Onuk et al. 2017) as external standard for sphalerite and pyrite; MASS-1 used as external standard for Te, Au, Tl, and Hg in sphalerite and pyrite | 1.0675 | [13 empty] | 0.36269 | [11 empty] | 3699.4775 | [5 empty] | 1.8683 | [15 empty] | 0.97744 |  |  |  | 5.1432 | [17 empty] | 2.6589 | [9 empty] | 45.7087 | [5 empty] | 11.6136 | [17 empty] | 0.08285 |  |  |  | 29.7209 | [19 empty] | 2.8368 | [18 empty] | 2025 | Bertrandsson Erlandsson et al. (2025), Mineralium Deposita, 60, 869–894 |  | POL, COD, ZMB, NAM
| DOF |  | Basin hydrothermal | Stratiform sediment-hosted Cu | stratiform sediment-hosted Cu-Co | Cu, Co | Ag, Au, Pb, Ni, Se, Re, Zn | Cu, Co, Ag, Au, Pb, Ni, Se, Re, Zn | Bertrandsson Erlandsson et al., 2022; Foltyn et al., 2022; El Desouky et al., 2010 |  | 103-15-1 py13-1 | 103-15-1 py13-1 | [5 empty] | ore material | polished section |  | mineral separate | [5 empty] | mineralisation |  |  |  | chalcopyrite, sphalerite, pyrite | stage 1 (sediment-hosted, diagenetic), stage 2 (epigenetic hydrothermal veins) | disseminations, veins, mineralized nodules | disseminations, mineralized nodules, veins cross-cutting sedimentary bedding |  |  |  | quartz, carbonates |  | LA-ICPMS | ESI NWR213 Nd:YAG laser ablation system coupled to an Agilent 8800 QQQ ICP-MS | Montanuniversität Leoben, Austria | 50 µm spot size, 2 – 3 J/cm2 on-mineral fluency, 10 Hz repetition rate, helium carrier gas at 0.75 L/min flow rate, 30-s pre-ablation laser warm-up, 60 s dwell time, 30-s washout period | USGS pressed powder polysulfide reference material MASS-1 (Wilson et al. 2002) as external standard for chalcopyrite; sphalerite matrix-matched sinter pressed powder pellet reference material MUL-Zn S1 (Onuk et al. 2017) as external standard for sphalerite and pyrite; MASS-1 used as external standard for Te, Au, Tl, and Hg in sphalerite and pyrite | 2.8233 | [13 empty] | 0.32757 | [11 empty] | 14793.986 | [21 empty] | 0.68309 |  |  |  | 2.6074 | [27 empty] | 93.5281 | [5 empty] | 61.9675 | [17 empty] | 0.14456 |  |  |  | 36.1997 | [5 empty] | 1.0024 | [13 empty] | 1.9663 | [18 empty] | 2025 | Bertrandsson Erlandsson et al. (2025), Mineralium Deposita, 60, 869–894 |  | POL, COD, ZMB, NAM
| DOF |  | Basin hydrothermal | Stratiform sediment-hosted Cu | stratiform sediment-hosted Cu-Co | Cu, Co | Ag, Au, Pb, Ni, Se, Re, Zn | Cu, Co, Ag, Au, Pb, Ni, Se, Re, Zn | Bertrandsson Erlandsson et al., 2022; Foltyn et al., 2022; El Desouky et al., 2010 |  | 103-15-1 py14-1 | 103-15-1 py14-1 | [5 empty] | ore material | polished section |  | mineral separate | [5 empty] | mineralisation |  |  |  | chalcopyrite, sphalerite, pyrite | stage 1 (sediment-hosted, diagenetic), stage 2 (epigenetic hydrothermal veins) | disseminations, veins, mineralized nodules | disseminations, mineralized nodules, veins cross-cutting sedimentary bedding |  |  |  | quartz, carbonates |  | LA-ICPMS | ESI NWR213 Nd:YAG laser ablation system coupled to an Agilent 8800 QQQ ICP-MS | Montanuniversität Leoben, Austria | 50 µm spot size, 2 – 3 J/cm2 on-mineral fluency, 10 Hz repetition rate, helium carrier gas at 0.75 L/min flow rate, 30-s pre-ablation laser warm-up, 60 s dwell time, 30-s washout period | USGS pressed powder polysulfide reference material MASS-1 (Wilson et al. 2002) as external standard for chalcopyrite; sphalerite matrix-matched sinter pressed powder pellet reference material MUL-Zn S1 (Onuk et al. 2017) as external standard for sphalerite and pyrite; MASS-1 used as external standard for Te, Au, Tl, and Hg in sphalerite and pyrite | 1.8203 | [13 empty] | 0.22256 | [11 empty] | 11087.6574 | [5 empty] | 6.7616 | [11 empty] | 0.072615 |  |  |  | 1.5181 |  |  |  | 5.455 | [17 empty] | 2.1793 | [9 empty] | 198.7332 | [5 empty] | 37.1304 | [17 empty] | 0.28781 |  |  |  | 31.2287 | [5 empty] | 0.4394 | [13 empty] | 2.6245 | [5 empty] | 0.057741 | [12 empty] | 2025 | Bertrandsson Erlandsson et al. (2025), Mineralium Deposita, 60, 869–894 |  | POL, COD, ZMB, NAM
| DOF |  | Basin hydrothermal | Stratiform sediment-hosted Cu | stratiform sediment-hosted Cu-Co | Cu, Co | Ag, Au, Pb, Ni, Se, Re, Zn | Cu, Co, Ag, Au, Pb, Ni, Se, Re, Zn | Bertrandsson Erlandsson et al., 2022; Foltyn et al., 2022; El Desouky et al., 2010 |  | 103-15-1 py15-1 | 103-15-1 py15-1 | [5 empty] | ore material | polished section |  | mineral separate | [5 empty] | mineralisation |  |  |  | chalcopyrite, sphalerite, pyrite | stage 1 (sediment-hosted, diagenetic), stage 2 (epigenetic hydrothermal veins) | disseminations, veins, mineralized nodules | disseminations, mineralized nodules, veins cross-cutting sedimentary bedding |  |  |  | quartz, carbonates |  | LA-ICPMS | ESI NWR213 Nd:YAG laser ablation system coupled to an Agilent 8800 QQQ ICP-MS | Montanuniversität Leoben, Austria | 50 µm spot size, 2 – 3 J/cm2 on-mineral fluency, 10 Hz repetition rate, helium carrier gas at 0.75 L/min flow rate, 30-s pre-ablation laser warm-up, 60 s dwell time, 30-s washout period | USGS pressed powder polysulfide reference material MASS-1 (Wilson et al. 2002) as external standard for chalcopyrite; sphalerite matrix-matched sinter pressed powder pellet reference material MUL-Zn S1 (Onuk et al. 2017) as external standard for sphalerite and pyrite; MASS-1 used as external standard for Te, Au, Tl, and Hg in sphalerite and pyrite | 0.21023 | [13 empty] | 0.24396 | [11 empty] | 7577.6109 | [5 empty] | 3.6325 | [15 empty] | 0.31838 |  |  |  | 1.3405 | [17 empty] | 1.325 | [9 empty] | 37.4361 | [5 empty] | 18.3428 | [17 empty] | 0.15896 |  |  |  | 17.7833 | [19 empty] | 2.831 | [5 empty] | 0.047924 | [12 empty] | 2025 | Bertrandsson Erlandsson et al. (2025), Mineralium Deposita, 60, 869–894 |  | POL, COD, ZMB, NAM
| DOF |  | Basin hydrothermal | Stratiform sediment-hosted Cu | stratiform sediment-hosted Cu-Co | Cu, Co | Ag, Au, Pb, Ni, Se, Re, Zn | Cu, Co, Ag, Au, Pb, Ni, Se, Re, Zn | Bertrandsson Erlandsson et al., 2022; Foltyn et al., 2022; El Desouky et al., 2010 |  | 103-15-1 py16-1 | 103-15-1 py16-1 | [5 empty] | ore material | polished section |  | mineral separate | [5 empty] | mineralisation |  |  |  | chalcopyrite, sphalerite, pyrite | stage 1 (sediment-hosted, diagenetic), stage 2 (epigenetic hydrothermal veins) | disseminations, veins, mineralized nodules | disseminations, mineralized nodules, veins cross-cutting sedimentary bedding |  |  |  | quartz, carbonates |  | LA-ICPMS | ESI NWR213 Nd:YAG laser ablation system coupled to an Agilent 8800 QQQ ICP-MS | Montanuniversität Leoben, Austria | 50 µm spot size, 2 – 3 J/cm2 on-mineral fluency, 10 Hz repetition rate, helium carrier gas at 0.75 L/min flow rate, 30-s pre-ablation laser warm-up, 60 s dwell time, 30-s washout period | USGS pressed powder polysulfide reference material MASS-1 (Wilson et al. 2002) as external standard for chalcopyrite; sphalerite matrix-matched sinter pressed powder pellet reference material MUL-Zn S1 (Onuk et al. 2017) as external standard for sphalerite and pyrite; MASS-1 used as external standard for Te, Au, Tl, and Hg in sphalerite and pyrite | 2.4531 | [13 empty] | 0.13622 | [11 empty] | 7403.9133 | [5 empty] | 2.9019 | [15 empty] | 0.64383 |  |  |  | 5.9677 | [17 empty] | 1.4796 | [9 empty] | 25.3691 | [5 empty] | 89.947 | [17 empty] | 0.66714 |  |  |  | 39.7748 | [5 empty] | 1.6017 | [13 empty] | 2.8354 | [18 empty] | 2025 | Bertrandsson Erlandsson et al. (2025), Mineralium Deposita, 60, 869–894 |  | POL, COD, ZMB, NAM
| DOF |  | Basin hydrothermal | Stratiform sediment-hosted Cu | stratiform sediment-hosted Cu-Co | Cu, Co | Ag, Au, Pb, Ni, Se, Re, Zn | Cu, Co, Ag, Au, Pb, Ni, Se, Re, Zn | Bertrandsson Erlandsson et al., 2022; Foltyn et al., 2022; El Desouky et al., 2010 |  | 103-15-1 py17-1 | 103-15-1 py17-1 | [5 empty] | ore material | polished section |  | mineral separate | [5 empty] | mineralisation |  |  |  | chalcopyrite, sphalerite, pyrite | stage 1 (sediment-hosted, diagenetic), stage 2 (epigenetic hydrothermal veins) | disseminations, veins, mineralized nodules | disseminations, mineralized nodules, veins cross-cutting sedimentary bedding |  |  |  | quartz, carbonates |  | LA-ICPMS | ESI NWR213 Nd:YAG laser ablation system coupled to an Agilent 8800 QQQ ICP-MS | Montanuniversität Leoben, Austria | 50 µm spot size, 2 – 3 J/cm2 on-mineral fluency, 10 Hz repetition rate, helium carrier gas at 0.75 L/min flow rate, 30-s pre-ablation laser warm-up, 60 s dwell time, 30-s washout period | USGS pressed powder polysulfide reference material MASS-1 (Wilson et al. 2002) as external standard for chalcopyrite; sphalerite matrix-matched sinter pressed powder pellet reference material MUL-Zn S1 (Onuk et al. 2017) as external standard for sphalerite and pyrite; MASS-1 used as external standard for Te, Au, Tl, and Hg in sphalerite and pyrite | 2.3931 | [13 empty] | 0.46079 | [11 empty] | 13790.2146 | [21 empty] | 0.37223 |  |  |  | 6.1408 | [17 empty] | 0.7876 | [9 empty] | 239.0206 | [5 empty] | 30.8044 | [17 empty] | 0.22331 |  |  |  | 20.8588 | [5 empty] | 2.3728 | [13 empty] | 2.8832 | [18 empty] | 2025 | Bertrandsson Erlandsson et al. (2025), Mineralium Deposita, 60, 869–894 |  | POL, COD, ZMB, NAM
| DOF |  | Basin hydrothermal | Stratiform sediment-hosted Cu | stratiform sediment-hosted Cu-Co | Cu, Co | Ag, Au, Pb, Ni, Se, Re, Zn | Cu, Co, Ag, Au, Pb, Ni, Se, Re, Zn | Bertrandsson Erlandsson et al., 2022; Foltyn et al., 2022; El Desouky et al., 2010 |  | 103-15-1 py18-1 | 103-15-1 py18-1 | [5 empty] | ore material | polished section |  | mineral separate | [5 empty] | mineralisation |  |  |  | chalcopyrite, sphalerite, pyrite | stage 1 (sediment-hosted, diagenetic), stage 2 (epigenetic hydrothermal veins) | disseminations, veins, mineralized nodules | disseminations, mineralized nodules, veins cross-cutting sedimentary bedding |  |  |  | quartz, carbonates |  | LA-ICPMS | ESI NWR213 Nd:YAG laser ablation system coupled to an Agilent 8800 QQQ ICP-MS | Montanuniversität Leoben, Austria | 50 µm spot size, 2 – 3 J/cm2 on-mineral fluency, 10 Hz repetition rate, helium carrier gas at 0.75 L/min flow rate, 30-s pre-ablation laser warm-up, 60 s dwell time, 30-s washout period | USGS pressed powder polysulfide reference material MASS-1 (Wilson et al. 2002) as external standard for chalcopyrite; sphalerite matrix-matched sinter pressed powder pellet reference material MUL-Zn S1 (Onuk et al. 2017) as external standard for sphalerite and pyrite; MASS-1 used as external standard for Te, Au, Tl, and Hg in sphalerite and pyrite | [14 empty] | 0.079249 | [11 empty] | 2413.6445 | [21 empty] | 0.2642 |  |  |  | 4.1008 | [17 empty] | 1.4598 | [9 empty] | 20.2067 | [5 empty] | 5.8335 | [21 empty] | 18.993 | [5 empty] | 0.45903 | [13 empty] | 3.4862 | [5 empty] | 0.062324 | [12 empty] | 2025 | Bertrandsson Erlandsson et al. (2025), Mineralium Deposita, 60, 869–894 |  | POL, COD, ZMB, NAM
| DOF |  | Basin hydrothermal | Stratiform sediment-hosted Cu | stratiform sediment-hosted Cu-Co | Cu, Co | Ag, Au, Pb, Ni, Se, Re, Zn | Cu, Co, Ag, Au, Pb, Ni, Se, Re, Zn | Bertrandsson Erlandsson et al., 2022; Foltyn et al., 2022; El Desouky et al., 2010 |  | 277-20-1B-py1-1 | 277-20-1B-py1-1 | [5 empty] | ore material | polished section |  | mineral separate | [5 empty] | mineralisation |  |  |  | chalcopyrite, sphalerite, pyrite | stage 1 (sediment-hosted, diagenetic), stage 2 (epigenetic hydrothermal veins) | disseminations, veins, mineralized nodules | disseminations, mineralized nodules, veins cross-cutting sedimentary bedding |  |  |  | quartz, carbonates |  | LA-ICPMS | ESI NWR213 Nd:YAG laser ablation system coupled to an Agilent 8800 QQQ ICP-MS | Montanuniversität Leoben, Austria | 50 µm spot size, 2 – 3 J/cm2 on-mineral fluency, 10 Hz repetition rate, helium carrier gas at 0.75 L/min flow rate, 30-s pre-ablation laser warm-up, 60 s dwell time, 30-s washout period | USGS pressed powder polysulfide reference material MASS-1 (Wilson et al. 2002) as external standard for chalcopyrite; sphalerite matrix-matched sinter pressed powder pellet reference material MUL-Zn S1 (Onuk et al. 2017) as external standard for sphalerite and pyrite; MASS-1 used as external standard for Te, Au, Tl, and Hg in sphalerite and pyrite | 0.028763 |  |  |  | 5.1591 | [9 empty] | 0.046422 | [11 empty] | 126.3308 | [5 empty] | 8.4793 | [11 empty] | 0.095761 |  |  |  | 0.12801 |  |  |  | 1.2792 |  |  |  | 0.005998 | [15 empty] | 0.022108 | [7 empty] | 107.1207 | [5 empty] | 173.5879 | [17 empty] | 11.4663 |  |  |  | 5.5497 | [19 empty] | 0.017974 | [18 empty] | 2025 | Bertrandsson Erlandsson et al. (2025), Mineralium Deposita, 60, 869–894 |  | POL, COD, ZMB, NAM
| DOF |  | Basin hydrothermal | Stratiform sediment-hosted Cu | stratiform sediment-hosted Cu-Co | Cu, Co | Ag, Au, Pb, Ni, Se, Re, Zn | Cu, Co, Ag, Au, Pb, Ni, Se, Re, Zn | Bertrandsson Erlandsson et al., 2022; Foltyn et al., 2022; El Desouky et al., 2010 |  | 277-20-1B-py10-1 | 277-20-1B-py10-1 | [5 empty] | ore material | polished section |  | mineral separate | [5 empty] | mineralisation |  |  |  | chalcopyrite, sphalerite, pyrite | stage 1 (sediment-hosted, diagenetic), stage 2 (epigenetic hydrothermal veins) | disseminations, veins, mineralized nodules | disseminations, mineralized nodules, veins cross-cutting sedimentary bedding |  |  |  | quartz, carbonates |  | LA-ICPMS | ESI NWR213 Nd:YAG laser ablation system coupled to an Agilent 8800 QQQ ICP-MS | Montanuniversität Leoben, Austria | 50 µm spot size, 2 – 3 J/cm2 on-mineral fluency, 10 Hz repetition rate, helium carrier gas at 0.75 L/min flow rate, 30-s pre-ablation laser warm-up, 60 s dwell time, 30-s washout period | USGS pressed powder polysulfide reference material MASS-1 (Wilson et al. 2002) as external standard for chalcopyrite; sphalerite matrix-matched sinter pressed powder pellet reference material MUL-Zn S1 (Onuk et al. 2017) as external standard for sphalerite and pyrite; MASS-1 used as external standard for Te, Au, Tl, and Hg in sphalerite and pyrite | 0.23585 |  |  |  | 6.781 | [9 empty] | 0.055311 | [11 empty] | 138.4653 | [5 empty] | 15.2536 | [11 empty] | 0.024466 | [27 empty] | 0.74122 | [7 empty] | 103.6483 | [5 empty] | 292.8398 | [17 empty] | 19.9936 |  |  |  | 4.74 | [19 empty] | 0.018079 | [5 empty] | 0.21277 | [12 empty] | 2025 | Bertrandsson Erlandsson et al. (2025), Mineralium Deposita, 60, 869–894 |  | POL, COD, ZMB, NAM
| DOF |  | Basin hydrothermal | Stratiform sediment-hosted Cu | stratiform sediment-hosted Cu-Co | Cu, Co | Ag, Au, Pb, Ni, Se, Re, Zn | Cu, Co, Ag, Au, Pb, Ni, Se, Re, Zn | Bertrandsson Erlandsson et al., 2022; Foltyn et al., 2022; El Desouky et al., 2010 |  | 277-20-1B-py11-1 | 277-20-1B-py11-1 | [5 empty] | ore material | polished section |  | mineral separate | [5 empty] | mineralisation |  |  |  | chalcopyrite, sphalerite, pyrite | stage 1 (sediment-hosted, diagenetic), stage 2 (epigenetic hydrothermal veins) | disseminations, veins, mineralized nodules | disseminations, mineralized nodules, veins cross-cutting sedimentary bedding |  |  |  | quartz, carbonates |  | LA-ICPMS | ESI NWR213 Nd:YAG laser ablation system coupled to an Agilent 8800 QQQ ICP-MS | Montanuniversität Leoben, Austria | 50 µm spot size, 2 – 3 J/cm2 on-mineral fluency, 10 Hz repetition rate, helium carrier gas at 0.75 L/min flow rate, 30-s pre-ablation laser warm-up, 60 s dwell time, 30-s washout period | USGS pressed powder polysulfide reference material MASS-1 (Wilson et al. 2002) as external standard for chalcopyrite; sphalerite matrix-matched sinter pressed powder pellet reference material MUL-Zn S1 (Onuk et al. 2017) as external standard for sphalerite and pyrite; MASS-1 used as external standard for Te, Au, Tl, and Hg in sphalerite and pyrite | 0.97217 |  |  |  | 3.5629 | [9 empty] | 0.81693 | [11 empty] | 1482.1623 |  | 0.4329 | [15 empty] | 0.082765 |  |  |  | 0.13906 | [23 empty] | 0.18211 | [7 empty] | 145.8638 | [5 empty] | 119.7139 | [17 empty] | 7.2665 |  |  |  | 10.1942 | [38 empty] | 2025 | Bertrandsson Erlandsson et al. (2025), Mineralium Deposita, 60, 869–894 |  | POL, COD, ZMB, NAM
| DOF |  | Basin hydrothermal | Stratiform sediment-hosted Cu | stratiform sediment-hosted Cu-Co | Cu, Co | Ag, Au, Pb, Ni, Se, Re, Zn | Cu, Co, Ag, Au, Pb, Ni, Se, Re, Zn | Bertrandsson Erlandsson et al., 2022; Foltyn et al., 2022; El Desouky et al., 2010 |  | 277-20-1B-py12-1 | 277-20-1B-py12-1 | [5 empty] | ore material | polished section |  | mineral separate | [5 empty] | mineralisation |  |  |  | chalcopyrite, sphalerite, pyrite | stage 1 (sediment-hosted, diagenetic), stage 2 (epigenetic hydrothermal veins) | disseminations, veins, mineralized nodules | disseminations, mineralized nodules, veins cross-cutting sedimentary bedding |  |  |  | quartz, carbonates |  | LA-ICPMS | ESI NWR213 Nd:YAG laser ablation system coupled to an Agilent 8800 QQQ ICP-MS | Montanuniversität Leoben, Austria | 50 µm spot size, 2 – 3 J/cm2 on-mineral fluency, 10 Hz repetition rate, helium carrier gas at 0.75 L/min flow rate, 30-s pre-ablation laser warm-up, 60 s dwell time, 30-s washout period | USGS pressed powder polysulfide reference material MASS-1 (Wilson et al. 2002) as external standard for chalcopyrite; sphalerite matrix-matched sinter pressed powder pellet reference material MUL-Zn S1 (Onuk et al. 2017) as external standard for sphalerite and pyrite; MASS-1 used as external standard for Te, Au, Tl, and Hg in sphalerite and pyrite | 0.14374 |  |  |  | 12.1157 | [9 empty] | 6.3954 | [11 empty] | 213.8223 | [5 empty] | 22.3473 | [11 empty] | 0.060412 | [11 empty] | 0.049502 | [23 empty] | 979.3874 | [5 empty] | 413.6826 | [17 empty] | 20.8623 |  |  |  | 7.1167 | [19 empty] | 0.01144 | [5 empty] | 0.11938 | [12 empty] | 2025 | Bertrandsson Erlandsson et al. (2025), Mineralium Deposita, 60, 869–894 |  | POL, COD, ZMB, NAM
| DOF |  | Basin hydrothermal | Stratiform sediment-hosted Cu | stratiform sediment-hosted Cu-Co | Cu, Co | Ag, Au, Pb, Ni, Se, Re, Zn | Cu, Co, Ag, Au, Pb, Ni, Se, Re, Zn | Bertrandsson Erlandsson et al., 2022; Foltyn et al., 2022; El Desouky et al., 2010 |  | 277-20-1B-py13-1 | 277-20-1B-py13-1 | [5 empty] | ore material | polished section |  | mineral separate | [5 empty] | mineralisation |  |  |  | chalcopyrite, sphalerite, pyrite | stage 1 (sediment-hosted, diagenetic), stage 2 (epigenetic hydrothermal veins) | disseminations, veins, mineralized nodules | disseminations, mineralized nodules, veins cross-cutting sedimentary bedding |  |  |  | quartz, carbonates |  | LA-ICPMS | ESI NWR213 Nd:YAG laser ablation system coupled to an Agilent 8800 QQQ ICP-MS | Montanuniversität Leoben, Austria | 50 µm spot size, 2 – 3 J/cm2 on-mineral fluency, 10 Hz repetition rate, helium carrier gas at 0.75 L/min flow rate, 30-s pre-ablation laser warm-up, 60 s dwell time, 30-s washout period | USGS pressed powder polysulfide reference material MASS-1 (Wilson et al. 2002) as external standard for chalcopyrite; sphalerite matrix-matched sinter pressed powder pellet reference material MUL-Zn S1 (Onuk et al. 2017) as external standard for sphalerite and pyrite; MASS-1 used as external standard for Te, Au, Tl, and Hg in sphalerite and pyrite | 0.95321 |  |  |  | 3.4916 |  | 0.058162 | [7 empty] | 3.8361 | [29 empty] | 0.043681 |  |  |  | 0.37689 | [7 empty] | 0.007318 | [13 empty] | 11.4829 | [15 empty] | 2260.7378 | [17 empty] | 121.4311 |  |  |  | 15.1354 | [5 empty] | 0.24753 | [13 empty] | 0.077762 | [18 empty] | 2025 | Bertrandsson Erlandsson et al. (2025), Mineralium Deposita, 60, 869–894 |  | POL, COD, ZMB, NAM
| DOF |  | Basin hydrothermal | Stratiform sediment-hosted Cu | stratiform sediment-hosted Cu-Co | Cu, Co | Ag, Au, Pb, Ni, Se, Re, Zn | Cu, Co, Ag, Au, Pb, Ni, Se, Re, Zn | Bertrandsson Erlandsson et al., 2022; Foltyn et al., 2022; El Desouky et al., 2010 |  | 277-20-1B-py14-1 | 277-20-1B-py14-1 | [5 empty] | ore material | polished section |  | mineral separate | [5 empty] | mineralisation |  |  |  | chalcopyrite, sphalerite, pyrite | stage 1 (sediment-hosted, diagenetic), stage 2 (epigenetic hydrothermal veins) | disseminations, veins, mineralized nodules | disseminations, mineralized nodules, veins cross-cutting sedimentary bedding |  |  |  | quartz, carbonates |  | LA-ICPMS | ESI NWR213 Nd:YAG laser ablation system coupled to an Agilent 8800 QQQ ICP-MS | Montanuniversität Leoben, Austria | 50 µm spot size, 2 – 3 J/cm2 on-mineral fluency, 10 Hz repetition rate, helium carrier gas at 0.75 L/min flow rate, 30-s pre-ablation laser warm-up, 60 s dwell time, 30-s washout period | USGS pressed powder polysulfide reference material MASS-1 (Wilson et al. 2002) as external standard for chalcopyrite; sphalerite matrix-matched sinter pressed powder pellet reference material MUL-Zn S1 (Onuk et al. 2017) as external standard for sphalerite and pyrite; MASS-1 used as external standard for Te, Au, Tl, and Hg in sphalerite and pyrite | 0.34223 |  |  |  | 9.033 |  | 0.025214 | [7 empty] | 2.5447 | [11 empty] | 434.6372 |  | 0.96828 |  |  |  | 73.8659 | [11 empty] | 0.08031 | [11 empty] | 0.25971 | [23 empty] | 544.6424 | [5 empty] | 1215.285 | [17 empty] | 66.9335 |  |  |  | 12.6298 | [13 empty] | 0.24442 | [5 empty] | 0.056201 | [5 empty] | 0.24518 | [12 empty] | 2025 | Bertrandsson Erlandsson et al. (2025), Mineralium Deposita, 60, 869–894 |  | POL, COD, ZMB, NAM
| DOF |  | Basin hydrothermal | Stratiform sediment-hosted Cu | stratiform sediment-hosted Cu-Co | Cu, Co | Ag, Au, Pb, Ni, Se, Re, Zn | Cu, Co, Ag, Au, Pb, Ni, Se, Re, Zn | Bertrandsson Erlandsson et al., 2022; Foltyn et al., 2022; El Desouky et al., 2010 |  | 277-20-1B-py2-1 | 277-20-1B-py2-1 | [5 empty] | ore material | polished section |  | mineral separate | [5 empty] | mineralisation |  |  |  | chalcopyrite, sphalerite, pyrite | stage 1 (sediment-hosted, diagenetic), stage 2 (epigenetic hydrothermal veins) | disseminations, veins, mineralized nodules | disseminations, mineralized nodules, veins cross-cutting sedimentary bedding |  |  |  | quartz, carbonates |  | LA-ICPMS | ESI NWR213 Nd:YAG laser ablation system coupled to an Agilent 8800 QQQ ICP-MS | Montanuniversität Leoben, Austria | 50 µm spot size, 2 – 3 J/cm2 on-mineral fluency, 10 Hz repetition rate, helium carrier gas at 0.75 L/min flow rate, 30-s pre-ablation laser warm-up, 60 s dwell time, 30-s washout period | USGS pressed powder polysulfide reference material MASS-1 (Wilson et al. 2002) as external standard for chalcopyrite; sphalerite matrix-matched sinter pressed powder pellet reference material MUL-Zn S1 (Onuk et al. 2017) as external standard for sphalerite and pyrite; MASS-1 used as external standard for Te, Au, Tl, and Hg in sphalerite and pyrite | 0.71557 |  |  |  | 17.2156 |  | 0.051114 | [7 empty] | 0.51961 | [11 empty] | 743.1402 | [5 empty] | 144.9729 | [11 empty] | 0.51551 |  |  |  | 0.50427 |  |  |  | 1.2576 |  |  |  | 0.026851 | [15 empty] | 2.1743 | [7 empty] | 282.9305 | [5 empty] | 3653.1288 | [17 empty] | 183.9525 |  |  |  | 14.6998 | [5 empty] | 0.36715 | [13 empty] | 0.18435 | [18 empty] | 2025 | Bertrandsson Erlandsson et al. (2025), Mineralium Deposita, 60, 869–894 |  | POL, COD, ZMB, NAM
| DOF |  | Basin hydrothermal | Stratiform sediment-hosted Cu | stratiform sediment-hosted Cu-Co | Cu, Co | Ag, Au, Pb, Ni, Se, Re, Zn | Cu, Co, Ag, Au, Pb, Ni, Se, Re, Zn | Bertrandsson Erlandsson et al., 2022; Foltyn et al., 2022; El Desouky et al., 2010 |  | 277-20-1B-py3-1 | 277-20-1B-py3-1 | [5 empty] | ore material | polished section |  | mineral separate | [5 empty] | mineralisation |  |  |  | chalcopyrite, sphalerite, pyrite | stage 1 (sediment-hosted, diagenetic), stage 2 (epigenetic hydrothermal veins) | disseminations, veins, mineralized nodules | disseminations, mineralized nodules, veins cross-cutting sedimentary bedding |  |  |  | quartz, carbonates |  | LA-ICPMS | ESI NWR213 Nd:YAG laser ablation system coupled to an Agilent 8800 QQQ ICP-MS | Montanuniversität Leoben, Austria | 50 µm spot size, 2 – 3 J/cm2 on-mineral fluency, 10 Hz repetition rate, helium carrier gas at 0.75 L/min flow rate, 30-s pre-ablation laser warm-up, 60 s dwell time, 30-s washout period | USGS pressed powder polysulfide reference material MASS-1 (Wilson et al. 2002) as external standard for chalcopyrite; sphalerite matrix-matched sinter pressed powder pellet reference material MUL-Zn S1 (Onuk et al. 2017) as external standard for sphalerite and pyrite; MASS-1 used as external standard for Te, Au, Tl, and Hg in sphalerite and pyrite | 0.70435 |  |  |  | 21.3632 |  | 0.051396 | [7 empty] | 0.20432 | [11 empty] | 139.497 | [5 empty] | 165.6505 | [11 empty] | 0.049926 |  |  |  | 0.18015 | [21 empty] | 11.1381 |  | 3.1387 | [7 empty] | 65.065 | [5 empty] | 3870.5972 | [17 empty] | 196.4718 |  |  |  | 11.9908 | [19 empty] | 0.091537 | [18 empty] | 2025 | Bertrandsson Erlandsson et al. (2025), Mineralium Deposita, 60, 869–894 |  | POL, COD, ZMB, NAM
| DOF |  | Basin hydrothermal | Stratiform sediment-hosted Cu | stratiform sediment-hosted Cu-Co | Cu, Co | Ag, Au, Pb, Ni, Se, Re, Zn | Cu, Co, Ag, Au, Pb, Ni, Se, Re, Zn | Bertrandsson Erlandsson et al., 2022; Foltyn et al., 2022; El Desouky et al., 2010 |  | 277-20-1B-py4-1 | 277-20-1B-py4-1 | [5 empty] | ore material | polished section |  | mineral separate | [5 empty] | mineralisation |  |  |  | chalcopyrite, sphalerite, pyrite | stage 1 (sediment-hosted, diagenetic), stage 2 (epigenetic hydrothermal veins) | disseminations, veins, mineralized nodules | disseminations, mineralized nodules, veins cross-cutting sedimentary bedding |  |  |  | quartz, carbonates |  | LA-ICPMS | ESI NWR213 Nd:YAG laser ablation system coupled to an Agilent 8800 QQQ ICP-MS | Montanuniversität Leoben, Austria | 50 µm spot size, 2 – 3 J/cm2 on-mineral fluency, 10 Hz repetition rate, helium carrier gas at 0.75 L/min flow rate, 30-s pre-ablation laser warm-up, 60 s dwell time, 30-s washout period | USGS pressed powder polysulfide reference material MASS-1 (Wilson et al. 2002) as external standard for chalcopyrite; sphalerite matrix-matched sinter pressed powder pellet reference material MUL-Zn S1 (Onuk et al. 2017) as external standard for sphalerite and pyrite; MASS-1 used as external standard for Te, Au, Tl, and Hg in sphalerite and pyrite |  |  |  |  | 10.8687 |  | 0.064827 | [7 empty] | 7.884 | [11 empty] | 4574.4488 | [5 empty] | 161.1473 | [11 empty] | 0.89102 |  |  |  | 0.60298 |  |  |  | 1.1168 |  |  |  | 0.14475 | [15 empty] | 0.045271 | [7 empty] | 559.2471 | [5 empty] | 3380.2772 | [17 empty] | 173.947 |  |  |  | 17.8374 | [5 empty] | 0.40365 | [7 empty] | 0.18601 | [5 empty] | 0.29751 | [18 empty] | 2025 | Bertrandsson Erlandsson et al. (2025), Mineralium Deposita, 60, 869–894 |  | POL, COD, ZMB, NAM
| DOF |  | Basin hydrothermal | Stratiform sediment-hosted Cu | stratiform sediment-hosted Cu-Co | Cu, Co | Ag, Au, Pb, Ni, Se, Re, Zn | Cu, Co, Ag, Au, Pb, Ni, Se, Re, Zn | Bertrandsson Erlandsson et al., 2022; Foltyn et al., 2022; El Desouky et al., 2010 |  | 277-20-1B-py5-1 | 277-20-1B-py5-1 | [5 empty] | ore material | polished section |  | mineral separate | [5 empty] | mineralisation |  |  |  | chalcopyrite, sphalerite, pyrite | stage 1 (sediment-hosted, diagenetic), stage 2 (epigenetic hydrothermal veins) | disseminations, veins, mineralized nodules | disseminations, mineralized nodules, veins cross-cutting sedimentary bedding |  |  |  | quartz, carbonates |  | LA-ICPMS | ESI NWR213 Nd:YAG laser ablation system coupled to an Agilent 8800 QQQ ICP-MS | Montanuniversität Leoben, Austria | 50 µm spot size, 2 – 3 J/cm2 on-mineral fluency, 10 Hz repetition rate, helium carrier gas at 0.75 L/min flow rate, 30-s pre-ablation laser warm-up, 60 s dwell time, 30-s washout period | USGS pressed powder polysulfide reference material MASS-1 (Wilson et al. 2002) as external standard for chalcopyrite; sphalerite matrix-matched sinter pressed powder pellet reference material MUL-Zn S1 (Onuk et al. 2017) as external standard for sphalerite and pyrite; MASS-1 used as external standard for Te, Au, Tl, and Hg in sphalerite and pyrite |  |  |  |  | 19.9381 |  | 0.04764 | [7 empty] | 1.1805 | [11 empty] | 154.3142 | [5 empty] | 143.847 | [11 empty] | 0.10406 |  |  |  | 0.1949 | [7 empty] | 0.045423 | [13 empty] | 13.2719 | [9 empty] | 879.269 | [5 empty] | 2654.8117 | [17 empty] | 139.4252 |  |  |  | 13.8675 | [13 empty] | 0.098915 | [5 empty] | 0.10558 | [18 empty] | 2025 | Bertrandsson Erlandsson et al. (2025), Mineralium Deposita, 60, 869–894 |  | POL, COD, ZMB, NAM
| DOF |  | Basin hydrothermal | Stratiform sediment-hosted Cu | stratiform sediment-hosted Cu-Co | Cu, Co | Ag, Au, Pb, Ni, Se, Re, Zn | Cu, Co, Ag, Au, Pb, Ni, Se, Re, Zn | Bertrandsson Erlandsson et al., 2022; Foltyn et al., 2022; El Desouky et al., 2010 |  | 277-20-1B-py6-1 | 277-20-1B-py6-1 | [5 empty] | ore material | polished section |  | mineral separate | [5 empty] | mineralisation |  |  |  | chalcopyrite, sphalerite, pyrite | stage 1 (sediment-hosted, diagenetic), stage 2 (epigenetic hydrothermal veins) | disseminations, veins, mineralized nodules | disseminations, mineralized nodules, veins cross-cutting sedimentary bedding |  |  |  | quartz, carbonates |  | LA-ICPMS | ESI NWR213 Nd:YAG laser ablation system coupled to an Agilent 8800 QQQ ICP-MS | Montanuniversität Leoben, Austria | 50 µm spot size, 2 – 3 J/cm2 on-mineral fluency, 10 Hz repetition rate, helium carrier gas at 0.75 L/min flow rate, 30-s pre-ablation laser warm-up, 60 s dwell time, 30-s washout period | USGS pressed powder polysulfide reference material MASS-1 (Wilson et al. 2002) as external standard for chalcopyrite; sphalerite matrix-matched sinter pressed powder pellet reference material MUL-Zn S1 (Onuk et al. 2017) as external standard for sphalerite and pyrite; MASS-1 used as external standard for Te, Au, Tl, and Hg in sphalerite and pyrite | 0.84196 |  |  |  | 15.3036 |  | 0.11856 | [7 empty] | 0.25494 | [11 empty] | 8.5267 | [5 empty] | 183.4534 | [11 empty] | 0.022162 |  |  |  | 0.14231 |  |  |  | 0.69584 | [17 empty] | 11.9501 |  | 0.035802 | [7 empty] | 310.5888 | [5 empty] | 4404.0813 | [17 empty] | 235.2599 |  |  |  | 9.0243 | [5 empty] | 0.28302 | [13 empty] | 0.10642 | [18 empty] | 2025 | Bertrandsson Erlandsson et al. (2025), Mineralium Deposita, 60, 869–894 |  | POL, COD, ZMB, NAM
| DOF |  | Basin hydrothermal | Stratiform sediment-hosted Cu | stratiform sediment-hosted Cu-Co | Cu, Co | Ag, Au, Pb, Ni, Se, Re, Zn | Cu, Co, Ag, Au, Pb, Ni, Se, Re, Zn | Bertrandsson Erlandsson et al., 2022; Foltyn et al., 2022; El Desouky et al., 2010 |  | 277-20-1B-py7-1 | 277-20-1B-py7-1 | [5 empty] | ore material | polished section |  | mineral separate | [5 empty] | mineralisation |  |  |  | chalcopyrite, sphalerite, pyrite | stage 1 (sediment-hosted, diagenetic), stage 2 (epigenetic hydrothermal veins) | disseminations, veins, mineralized nodules | disseminations, mineralized nodules, veins cross-cutting sedimentary bedding |  |  |  | quartz, carbonates |  | LA-ICPMS | ESI NWR213 Nd:YAG laser ablation system coupled to an Agilent 8800 QQQ ICP-MS | Montanuniversität Leoben, Austria | 50 µm spot size, 2 – 3 J/cm2 on-mineral fluency, 10 Hz repetition rate, helium carrier gas at 0.75 L/min flow rate, 30-s pre-ablation laser warm-up, 60 s dwell time, 30-s washout period | USGS pressed powder polysulfide reference material MASS-1 (Wilson et al. 2002) as external standard for chalcopyrite; sphalerite matrix-matched sinter pressed powder pellet reference material MUL-Zn S1 (Onuk et al. 2017) as external standard for sphalerite and pyrite; MASS-1 used as external standard for Te, Au, Tl, and Hg in sphalerite and pyrite | 0.59694 |  |  |  | 17.8653 |  | 0.039289 | [7 empty] | 0.59479 | [11 empty] | 29.3986 |  | 0.66792 |  |  |  | 139.1952 | [11 empty] | 0.20064 |  |  |  | 0.17599 | [7 empty] | 0.14174 | [13 empty] | 13.1891 |  | 0.25849 | [7 empty] | 24.4833 | [5 empty] | 3458.3165 | [17 empty] | 168.7363 |  |  |  | 8.9391 | [5 empty] | 0.37166 | [13 empty] | 0.12389 | [18 empty] | 2025 | Bertrandsson Erlandsson et al. (2025), Mineralium Deposita, 60, 869–894 |  | POL, COD, ZMB, NAM
| DOF |  | Basin hydrothermal | Stratiform sediment-hosted Cu | stratiform sediment-hosted Cu-Co | Cu, Co | Ag, Au, Pb, Ni, Se, Re, Zn | Cu, Co, Ag, Au, Pb, Ni, Se, Re, Zn | Bertrandsson Erlandsson et al., 2022; Foltyn et al., 2022; El Desouky et al., 2010 |  | 277-20-1B-py8-1 | 277-20-1B-py8-1 | [5 empty] | ore material | polished section |  | mineral separate | [5 empty] | mineralisation |  |  |  | chalcopyrite, sphalerite, pyrite | stage 1 (sediment-hosted, diagenetic), stage 2 (epigenetic hydrothermal veins) | disseminations, veins, mineralized nodules | disseminations, mineralized nodules, veins cross-cutting sedimentary bedding |  |  |  | quartz, carbonates |  | LA-ICPMS | ESI NWR213 Nd:YAG laser ablation system coupled to an Agilent 8800 QQQ ICP-MS | Montanuniversität Leoben, Austria | 50 µm spot size, 2 – 3 J/cm2 on-mineral fluency, 10 Hz repetition rate, helium carrier gas at 0.75 L/min flow rate, 30-s pre-ablation laser warm-up, 60 s dwell time, 30-s washout period | USGS pressed powder polysulfide reference material MASS-1 (Wilson et al. 2002) as external standard for chalcopyrite; sphalerite matrix-matched sinter pressed powder pellet reference material MUL-Zn S1 (Onuk et al. 2017) as external standard for sphalerite and pyrite; MASS-1 used as external standard for Te, Au, Tl, and Hg in sphalerite and pyrite | 1.0154 |  |  |  | 13.9767 |  | 0.023847 | [19 empty] | 102748.2312 |  | 0.71957 | [15 empty] | 0.05555 |  |  |  | 0.1524 | [7 empty] | 0.029072 | [15 empty] | 0.097375 | [7 empty] | 82.6763 | [23 empty] | 4.6787 |  |  |  | 21.6555 | [13 empty] | 0.70423 | [5 empty] | 0.11179 | [13 empty] | 4.4865 |  |  |  |  | 2025 | Bertrandsson Erlandsson et al. (2025), Mineralium Deposita, 60, 869–894 |  | POL, COD, ZMB, NAM
| DOF |  | Basin hydrothermal | Stratiform sediment-hosted Cu | stratiform sediment-hosted Cu-Co | Cu, Co | Ag, Au, Pb, Ni, Se, Re, Zn | Cu, Co, Ag, Au, Pb, Ni, Se, Re, Zn | Bertrandsson Erlandsson et al., 2022; Foltyn et al., 2022; El Desouky et al., 2010 |  | 277-20-1B-py9-1 | 277-20-1B-py9-1 | [5 empty] | ore material | polished section |  | mineral separate | [5 empty] | mineralisation |  |  |  | chalcopyrite, sphalerite, pyrite | stage 1 (sediment-hosted, diagenetic), stage 2 (epigenetic hydrothermal veins) | disseminations, veins, mineralized nodules | disseminations, mineralized nodules, veins cross-cutting sedimentary bedding |  |  |  | quartz, carbonates |  | LA-ICPMS | ESI NWR213 Nd:YAG laser ablation system coupled to an Agilent 8800 QQQ ICP-MS | Montanuniversität Leoben, Austria | 50 µm spot size, 2 – 3 J/cm2 on-mineral fluency, 10 Hz repetition rate, helium carrier gas at 0.75 L/min flow rate, 30-s pre-ablation laser warm-up, 60 s dwell time, 30-s washout period | USGS pressed powder polysulfide reference material MASS-1 (Wilson et al. 2002) as external standard for chalcopyrite; sphalerite matrix-matched sinter pressed powder pellet reference material MUL-Zn S1 (Onuk et al. 2017) as external standard for sphalerite and pyrite; MASS-1 used as external standard for Te, Au, Tl, and Hg in sphalerite and pyrite | 0.27616 |  |  |  | 17.7239 |  | 0.036807 | [7 empty] | 1.087 | [11 empty] | 114.4879 |  | 0.73503 |  |  |  | 74.5433 | [11 empty] | 0.50807 |  |  |  | 0.21649 | [23 empty] | 0.12177 | [7 empty] | 32.9172 | [5 empty] | 1481.7888 | [17 empty] | 94.9688 |  |  |  | 6.5969 | [19 empty] | 0.042063 | [18 empty] | 2025 | Bertrandsson Erlandsson et al. (2025), Mineralium Deposita, 60, 869–894 |  | POL, COD, ZMB, NAM
| DOF |  | Basin hydrothermal | Stratiform sediment-hosted Cu | stratiform sediment-hosted Cu-Co | Cu, Co | Ag, Au, Pb, Ni, Se, Re, Zn | Cu, Co, Ag, Au, Pb, Ni, Se, Re, Zn | Bertrandsson Erlandsson et al., 2022; Foltyn et al., 2022; El Desouky et al., 2010 |  | 277-21-1B-py1-1 | 277-21-1B-py1-1 | [5 empty] | ore material | polished section |  | mineral separate | [5 empty] | mineralisation |  |  |  | chalcopyrite, sphalerite, pyrite | stage 1 (sediment-hosted, diagenetic), stage 2 (epigenetic hydrothermal veins) | disseminations, veins, mineralized nodules | disseminations, mineralized nodules, veins cross-cutting sedimentary bedding |  |  |  | quartz, carbonates |  | LA-ICPMS | ESI NWR213 Nd:YAG laser ablation system coupled to an Agilent 8800 QQQ ICP-MS | Montanuniversität Leoben, Austria | 50 µm spot size, 2 – 3 J/cm2 on-mineral fluency, 10 Hz repetition rate, helium carrier gas at 0.75 L/min flow rate, 30-s pre-ablation laser warm-up, 60 s dwell time, 30-s washout period | USGS pressed powder polysulfide reference material MASS-1 (Wilson et al. 2002) as external standard for chalcopyrite; sphalerite matrix-matched sinter pressed powder pellet reference material MUL-Zn S1 (Onuk et al. 2017) as external standard for sphalerite and pyrite; MASS-1 used as external standard for Te, Au, Tl, and Hg in sphalerite and pyrite | 0.56268 |  |  |  | 33.2213 |  | 0.077037 | [7 empty] | 5.5098 | [11 empty] | 3326.4668 |  | 0.90112 |  |  |  | 141.9301 | [11 empty] | 0.073656 |  |  |  | 0.19642 |  |  |  | 0.75065 |  |  |  | 0.084822 | [23 empty] | 84.8025 | [5 empty] | 2682.268 | [17 empty] | 112.2064 |  |  |  | 18.0692 | [5 empty] | 0.26094 | [7 empty] | 1.3782 | [5 empty] | 0.05649 | [18 empty] | 2025 | Bertrandsson Erlandsson et al. (2025), Mineralium Deposita, 60, 869–894 |  | POL, COD, ZMB, NAM
| DOF |  | Basin hydrothermal | Stratiform sediment-hosted Cu | stratiform sediment-hosted Cu-Co | Cu, Co | Ag, Au, Pb, Ni, Se, Re, Zn | Cu, Co, Ag, Au, Pb, Ni, Se, Re, Zn | Bertrandsson Erlandsson et al., 2022; Foltyn et al., 2022; El Desouky et al., 2010 |  | 277-21-1B-py2-1 | 277-21-1B-py2-1 | [5 empty] | ore material | polished section |  | mineral separate | [5 empty] | mineralisation |  |  |  | chalcopyrite, sphalerite, pyrite | stage 1 (sediment-hosted, diagenetic), stage 2 (epigenetic hydrothermal veins) | disseminations, veins, mineralized nodules | disseminations, mineralized nodules, veins cross-cutting sedimentary bedding |  |  |  | quartz, carbonates |  | LA-ICPMS | ESI NWR213 Nd:YAG laser ablation system coupled to an Agilent 8800 QQQ ICP-MS | Montanuniversität Leoben, Austria | 50 µm spot size, 2 – 3 J/cm2 on-mineral fluency, 10 Hz repetition rate, helium carrier gas at 0.75 L/min flow rate, 30-s pre-ablation laser warm-up, 60 s dwell time, 30-s washout period | USGS pressed powder polysulfide reference material MASS-1 (Wilson et al. 2002) as external standard for chalcopyrite; sphalerite matrix-matched sinter pressed powder pellet reference material MUL-Zn S1 (Onuk et al. 2017) as external standard for sphalerite and pyrite; MASS-1 used as external standard for Te, Au, Tl, and Hg in sphalerite and pyrite | 0.55893 |  |  |  | 75.495 |  | 0.052122 | [7 empty] | 28.8077 | [11 empty] | 4417.6302 |  | 0.32571 |  |  |  | 148.7215 | [11 empty] | 0.049829 |  |  |  | 0.26931 |  |  |  | 0.83567 |  |  |  | 0.02491 | [13 empty] | 13.6029 | [9 empty] | 344.9809 | [5 empty] | 2866.4043 | [17 empty] | 112.0403 |  |  |  | 30.4941 | [5 empty] | 0.38826 | [7 empty] | 2.6453 | [5 empty] | 0.062881 | [5 empty] | 0.13534 | [12 empty] | 2025 | Bertrandsson Erlandsson et al. (2025), Mineralium Deposita, 60, 869–894 |  | POL, COD, ZMB, NAM
| DOF |  | Basin hydrothermal | Stratiform sediment-hosted Cu | stratiform sediment-hosted Cu-Co | Cu, Co | Ag, Au, Pb, Ni, Se, Re, Zn | Cu, Co, Ag, Au, Pb, Ni, Se, Re, Zn | Bertrandsson Erlandsson et al., 2022; Foltyn et al., 2022; El Desouky et al., 2010 |  | 277-21-1B-py3-1 | 277-21-1B-py3-1 | [5 empty] | ore material | polished section |  | mineral separate | [5 empty] | mineralisation |  |  |  | chalcopyrite, sphalerite, pyrite | stage 1 (sediment-hosted, diagenetic), stage 2 (epigenetic hydrothermal veins) | disseminations, veins, mineralized nodules | disseminations, mineralized nodules, veins cross-cutting sedimentary bedding |  |  |  | quartz, carbonates |  | LA-ICPMS | ESI NWR213 Nd:YAG laser ablation system coupled to an Agilent 8800 QQQ ICP-MS | Montanuniversität Leoben, Austria | 50 µm spot size, 2 – 3 J/cm2 on-mineral fluency, 10 Hz repetition rate, helium carrier gas at 0.75 L/min flow rate, 30-s pre-ablation laser warm-up, 60 s dwell time, 30-s washout period | USGS pressed powder polysulfide reference material MASS-1 (Wilson et al. 2002) as external standard for chalcopyrite; sphalerite matrix-matched sinter pressed powder pellet reference material MUL-Zn S1 (Onuk et al. 2017) as external standard for sphalerite and pyrite; MASS-1 used as external standard for Te, Au, Tl, and Hg in sphalerite and pyrite | 0.41913 |  |  |  | 314.2685 |  | 0.064949 | [7 empty] | 3.8702 | [11 empty] | 6445.0334 | [5 empty] | 145.9823 | [11 empty] | 0.042141 |  |  |  | 0.22944 |  |  |  | 0.92727 |  |  |  | 0.021066 | [23 empty] | 46.4413 | [5 empty] | 2586.8746 | [17 empty] | 104.1269 |  |  |  | 28.3232 | [13 empty] | 1.4706 | [5 empty] | 0.048092 | [5 empty] | 0.020781 | [12 empty] | 2025 | Bertrandsson Erlandsson et al. (2025), Mineralium Deposita, 60, 869–894 |  | POL, COD, ZMB, NAM
| DOF |  | Basin hydrothermal | Stratiform sediment-hosted Cu | stratiform sediment-hosted Cu-Co | Cu, Co | Ag, Au, Pb, Ni, Se, Re, Zn | Cu, Co, Ag, Au, Pb, Ni, Se, Re, Zn | Bertrandsson Erlandsson et al., 2022; Foltyn et al., 2022; El Desouky et al., 2010 |  | 277-21-1B-py4-1 | 277-21-1B-py4-1 | [5 empty] | ore material | polished section |  | mineral separate | [5 empty] | mineralisation |  |  |  | chalcopyrite, sphalerite, pyrite | stage 1 (sediment-hosted, diagenetic), stage 2 (epigenetic hydrothermal veins) | disseminations, veins, mineralized nodules | disseminations, mineralized nodules, veins cross-cutting sedimentary bedding |  |  |  | quartz, carbonates |  | LA-ICPMS | ESI NWR213 Nd:YAG laser ablation system coupled to an Agilent 8800 QQQ ICP-MS | Montanuniversität Leoben, Austria | 50 µm spot size, 2 – 3 J/cm2 on-mineral fluency, 10 Hz repetition rate, helium carrier gas at 0.75 L/min flow rate, 30-s pre-ablation laser warm-up, 60 s dwell time, 30-s washout period | USGS pressed powder polysulfide reference material MASS-1 (Wilson et al. 2002) as external standard for chalcopyrite; sphalerite matrix-matched sinter pressed powder pellet reference material MUL-Zn S1 (Onuk et al. 2017) as external standard for sphalerite and pyrite; MASS-1 used as external standard for Te, Au, Tl, and Hg in sphalerite and pyrite | 0.40835 |  |  |  | 279.4583 |  | 0.05193 | [7 empty] | 4.8004 | [11 empty] | 2651.5877 | [5 empty] | 128.6886 | [11 empty] | 0.027564 |  |  |  | 0.17152 |  |  |  | 0.74207 |  |  |  | 0.018285 | [23 empty] | 93.8455 | [5 empty] | 2288.4034 | [17 empty] | 100.8902 |  |  |  | 24.4934 | [13 empty] | 1.336 | [5 empty] | 0.040148 | [5 empty] | 0.033907 | [12 empty] | 2025 | Bertrandsson Erlandsson et al. (2025), Mineralium Deposita, 60, 869–894 |  | POL, COD, ZMB, NAM
| DOF |  | Basin hydrothermal | Stratiform sediment-hosted Cu | stratiform sediment-hosted Cu-Co | Cu, Co | Ag, Au, Pb, Ni, Se, Re, Zn | Cu, Co, Ag, Au, Pb, Ni, Se, Re, Zn | Bertrandsson Erlandsson et al., 2022; Foltyn et al., 2022; El Desouky et al., 2010 |  | 277-21-1B-py5-1 | 277-21-1B-py5-1 | [5 empty] | ore material | polished section |  | mineral separate | [5 empty] | mineralisation |  |  |  | chalcopyrite, sphalerite, pyrite | stage 1 (sediment-hosted, diagenetic), stage 2 (epigenetic hydrothermal veins) | disseminations, veins, mineralized nodules | disseminations, mineralized nodules, veins cross-cutting sedimentary bedding |  |  |  | quartz, carbonates |  | LA-ICPMS | ESI NWR213 Nd:YAG laser ablation system coupled to an Agilent 8800 QQQ ICP-MS | Montanuniversität Leoben, Austria | 50 µm spot size, 2 – 3 J/cm2 on-mineral fluency, 10 Hz repetition rate, helium carrier gas at 0.75 L/min flow rate, 30-s pre-ablation laser warm-up, 60 s dwell time, 30-s washout period | USGS pressed powder polysulfide reference material MASS-1 (Wilson et al. 2002) as external standard for chalcopyrite; sphalerite matrix-matched sinter pressed powder pellet reference material MUL-Zn S1 (Onuk et al. 2017) as external standard for sphalerite and pyrite; MASS-1 used as external standard for Te, Au, Tl, and Hg in sphalerite and pyrite | 0.25297 |  |  |  | 157.3083 |  | 0.046696 | [7 empty] | 14.5512 | [11 empty] | 1694.2573 | [5 empty] | 86.4325 | [11 empty] | 0.03749 |  |  |  | 0.109 |  |  |  | 0.89269 |  |  |  | 0.020195 | [23 empty] | 29.623 | [5 empty] | 1344.601 | [17 empty] | 68.3568 |  |  |  | 15.085 | [13 empty] | 0.91441 | [5 empty] | 0.024852 | [5 empty] | 0.19538 | [7 empty] | 18.2681 |  |  |  |  | 2025 | Bertrandsson Erlandsson et al. (2025), Mineralium Deposita, 60, 869–894 |  | POL, COD, ZMB, NAM
| DOF |  | Basin hydrothermal | Stratiform sediment-hosted Cu | stratiform sediment-hosted Cu-Co | Cu, Co | Ag, Au, Pb, Ni, Se, Re, Zn | Cu, Co, Ag, Au, Pb, Ni, Se, Re, Zn | Bertrandsson Erlandsson et al., 2022; Foltyn et al., 2022; El Desouky et al., 2010 |  | 277-21-1B-py6-1 | 277-21-1B-py6-1 | [5 empty] | ore material | polished section |  | mineral separate | [5 empty] | mineralisation |  |  |  | chalcopyrite, sphalerite, pyrite | stage 1 (sediment-hosted, diagenetic), stage 2 (epigenetic hydrothermal veins) | disseminations, veins, mineralized nodules | disseminations, mineralized nodules, veins cross-cutting sedimentary bedding |  |  |  | quartz, carbonates |  | LA-ICPMS | ESI NWR213 Nd:YAG laser ablation system coupled to an Agilent 8800 QQQ ICP-MS | Montanuniversität Leoben, Austria | 50 µm spot size, 2 – 3 J/cm2 on-mineral fluency, 10 Hz repetition rate, helium carrier gas at 0.75 L/min flow rate, 30-s pre-ablation laser warm-up, 60 s dwell time, 30-s washout period | USGS pressed powder polysulfide reference material MASS-1 (Wilson et al. 2002) as external standard for chalcopyrite; sphalerite matrix-matched sinter pressed powder pellet reference material MUL-Zn S1 (Onuk et al. 2017) as external standard for sphalerite and pyrite; MASS-1 used as external standard for Te, Au, Tl, and Hg in sphalerite and pyrite | 0.35047 |  |  |  | 108.8776 |  | 0.042587 | [7 empty] | 1.9803 | [11 empty] | 524.2036 | [5 empty] | 128.4973 | [11 empty] | 0.043607 |  |  |  | 0.19643 |  |  |  | 0.69722 |  |  |  | 0.033869 | [23 empty] | 11.1479 | [5 empty] | 2259.8764 | [17 empty] | 109.6027 |  |  |  | 17.1599 | [13 empty] | 0.62611 | [5 empty] | 0.050588 | [5 empty] | 0.021291 | [12 empty] | 2025 | Bertrandsson Erlandsson et al. (2025), Mineralium Deposita, 60, 869–894 |  | POL, COD, ZMB, NAM
| DOF |  | Basin hydrothermal | Stratiform sediment-hosted Cu | stratiform sediment-hosted Cu-Co | Cu, Co | Ag, Au, Pb, Ni, Se, Re, Zn | Cu, Co, Ag, Au, Pb, Ni, Se, Re, Zn | Bertrandsson Erlandsson et al., 2022; Foltyn et al., 2022; El Desouky et al., 2010 |  | 277-22-3B-py2-1 | 277-22-3B-py2-1 | [5 empty] | ore material | polished section |  | mineral separate | [5 empty] | mineralisation |  |  |  | chalcopyrite, sphalerite, pyrite | stage 1 (sediment-hosted, diagenetic), stage 2 (epigenetic hydrothermal veins) | disseminations, veins, mineralized nodules | disseminations, mineralized nodules, veins cross-cutting sedimentary bedding |  |  |  | quartz, carbonates |  | LA-ICPMS | ESI NWR213 Nd:YAG laser ablation system coupled to an Agilent 8800 QQQ ICP-MS | Montanuniversität Leoben, Austria | 50 µm spot size, 2 – 3 J/cm2 on-mineral fluency, 10 Hz repetition rate, helium carrier gas at 0.75 L/min flow rate, 30-s pre-ablation laser warm-up, 60 s dwell time, 30-s washout period | USGS pressed powder polysulfide reference material MASS-1 (Wilson et al. 2002) as external standard for chalcopyrite; sphalerite matrix-matched sinter pressed powder pellet reference material MUL-Zn S1 (Onuk et al. 2017) as external standard for sphalerite and pyrite; MASS-1 used as external standard for Te, Au, Tl, and Hg in sphalerite and pyrite | 0.62352 |  |  |  | 145.3432 |  | 0.050339 | [7 empty] | 0.10845 | [11 empty] | 38.0046 | [5 empty] | 152.9732 | [11 empty] | 1.2139 |  |  |  | 0.45827 | [7 empty] | 0.016253 | [23 empty] | 3.3663 | [5 empty] | 2702.7469 | [17 empty] | 196.0747 |  |  |  | 16.7774 | [5 empty] | 0.33598 | [13 empty] | 0.24562 | [13 empty] | 8.4787 |  |  |  |  | 2025 | Bertrandsson Erlandsson et al. (2025), Mineralium Deposita, 60, 869–894 |  | POL, COD, ZMB, NAM
| DOF |  | Basin hydrothermal | Stratiform sediment-hosted Cu | stratiform sediment-hosted Cu-Co | Cu, Co | Ag, Au, Pb, Ni, Se, Re, Zn | Cu, Co, Ag, Au, Pb, Ni, Se, Re, Zn | Bertrandsson Erlandsson et al., 2022; Foltyn et al., 2022; El Desouky et al., 2010 |  | 277-22-3B-py3-1 | 277-22-3B-py3-1 | [5 empty] | ore material | polished section |  | mineral separate | [5 empty] | mineralisation |  |  |  | chalcopyrite, sphalerite, pyrite | stage 1 (sediment-hosted, diagenetic), stage 2 (epigenetic hydrothermal veins) | disseminations, veins, mineralized nodules | disseminations, mineralized nodules, veins cross-cutting sedimentary bedding |  |  |  | quartz, carbonates |  | LA-ICPMS | ESI NWR213 Nd:YAG laser ablation system coupled to an Agilent 8800 QQQ ICP-MS | Montanuniversität Leoben, Austria | 50 µm spot size, 2 – 3 J/cm2 on-mineral fluency, 10 Hz repetition rate, helium carrier gas at 0.75 L/min flow rate, 30-s pre-ablation laser warm-up, 60 s dwell time, 30-s washout period | USGS pressed powder polysulfide reference material MASS-1 (Wilson et al. 2002) as external standard for chalcopyrite; sphalerite matrix-matched sinter pressed powder pellet reference material MUL-Zn S1 (Onuk et al. 2017) as external standard for sphalerite and pyrite; MASS-1 used as external standard for Te, Au, Tl, and Hg in sphalerite and pyrite | 0.63961 |  |  |  | 83.8931 |  | 0.055462 | [7 empty] | 0.1334 | [11 empty] | 183.0272 | [5 empty] | 138.0978 | [11 empty] | 0.34837 |  |  |  | 0.30458 | [7 empty] | 0.019548 | [23 empty] | 3.7959 | [5 empty] | 2411.8887 | [17 empty] | 172.2923 |  |  |  | 22.7862 | [5 empty] | 0.19994 | [13 empty] | 0.18548 | [18 empty] | 2025 | Bertrandsson Erlandsson et al. (2025), Mineralium Deposita, 60, 869–894 |  | POL, COD, ZMB, NAM