## Sheet1
Uploaded | deposit_name | deposit_local_id | deposit_environment | deposit_group | deposit_type | primary_commodities | secondary_commodities | all_commodities | deposit_source | sample_uid | sample_name | sample_local_id | feature_type | feature_name | feature_uid | top_depth_m | bottom_depth_m | sample_deposit_relation | sample_type | sampling_method | material_class | material_class_comments | province | strat_unit_name | strat_unit_uid | strat_grouping | earth_material_group | earth_material_qualifier | earth_material | metamorphic_grade | mineral | paragenetic_stage | mode_of_occurrence | texture | color | alteration | sample_description | associated_minerals | sample_preparation | analytical_method | instrument_type_model | laboratory_location/if reported | operating_conditions/if reported | standards_used/if reported | ag_ppm | ag_detection_limit | al_ppm | al_detection_limit | as_ppm | as_detection_limit | au_ppm | au_detection_limit | b_ppm | b_detection_limit | ba_ppm | ba_detection_limit | be_ppm | be_detection_limit | bi_ppm | bi_detection_limit | br_ppm | br_detection_limit | ca_ppm | ca_detection_limit | cd_ppm | cd_detection_limit | ce_ppm | ce_detection_limit | cl_ppm | cl_detection_limit | co_ppm | co_detection_limit | cr_ppm | cr_detection_limit | cs_ppm | cs_detection_limit | cu_ppm | cu_detection_limit | dy_ppm | dy_detection_limit | er_ppm | er_detection_limit | eu_ppm | eu_detection_limit | f_ppm | f_detection_limit | fe_ppm | fe_detection_limit | ga_ppm | ga_detection_limit | gd_ppm | gd_detection_limit | ge_ppm | ge_detection_limit | hf_ppm | hf_detection_limit | hg_ppm | hg_detection_limit | ho_ppm | ho_detection_limit | in_ppm | in_detection_limit | ir_ppm | ir_detection_limit | k_ppm | k_detection_limit | la_ppm | la_detection_limit | li_ppm | li_detection_limit | lu_ppm | lu_detection_limit | mg_ppm | mg_detection_limit | mn_ppm | mn_detection_limit | mo_ppm | mo_detection_limit | na_ppm | na_detection_limit | nb_ppm | nb_detection_limit | nd_ppm | nd_detection_limit | ni_ppm | ni_detection_limit | os_ppm | os_detection_limit | p_ppm | p_detection_limit | pb_ppm | pb_detection_limit | pd_ppm | pd_detection_limit | pr_ppm | pr_detection_limit | pt_ppm | pt_detection_limit | rb_ppm | rb_detection_limit | re_ppm | re_detection_limit | rh_ppm | rh_detection_limit | ru_ppm | ru_detection_limit | s_ppm | s_detection_limit | sb_ppm | sb_detection_limit | sc_ppm | sc_detection_limit | se_ppm | se_detection_limit | si_ppm | si_detection_limit | sm_ppm | sm_detection_limit | sn_ppm | sn_detection_limit | sr_ppm | sr_detection_limit | ta_ppm | ta_detection_limit | tb_ppm | tb_detection_limit | te_ppm | te_detection_limit | th_ppm | th_detection_limit | ti_ppm | ti_detection_limit | tl_ppm | tl_detection_limit | tm_ppm | tm_detection_limit | u_ppm | u_detection_limit | v_ppm | v_detection_limit | w_ppm | w_detection_limit | y_ppm | y_detection_limit | yb_ppm | yb_detection_limit | zn_ppm | zn_detection_limit | zr_ppm | zr_detection_limit | analysis_datetime | publication_date | sample_source | submitter | country | state | deposit_longitude_wgs84 | deposit_latitude_wgs84 | sample_longitude_wgs84 | sample_latitude_wgs84 | sample_easting | sample_northing | sample_utm_zone | sample_location_description | location_source | location_accuracy | comments | last_update
| DG | DG | Basin hydrothermal | Mississippi Valley-type (MVT) | MVT zinc-lead | Zn, Pb | Ga | Zn, Pb, Ga | Šoster et al., 2023 |  | DG006-sph11.d |  | underground mine |  |  |  |  | ore material | grab | grab | mineral separate | [5 empty] | mineralisation |  |  |  | sphalerite | [6 empty] | galena, pyrite, quartz, dolomite, calcite, organic matter | Polished sections coated with 20 nm of carbon for SEM analysis; polished sections for LA-ICP-MS in-situ analysis | LA-ICPMS, SEM-EDS | ESI NWR213 Nd:YAG laser ablation system coupled to an Agilent 8800 triple quadrupole ICP-MS; Thermo Fisher Scientific Quattro S field emission scanning electron microscope (FEG-SEM) equipped with an Oxford Instruments-Ultim Max 65 energy dispersive (EDS) detector | Department of Applied Geosciences and Geophysics, Montanuniversität Leoben, Austria; Faculty of Natural Sciences and Engineering, University of Ljubljana, Slovenia | Spot size of 50 µm; fluency 5 J/cm2; repetition rate 10 Hz; He carrier gas at 0.75 L/min; 30 s pre-ablation background, 60 s laser ablation data collection, 30 s wash out delay; mapping: line scans of 25 µm at scan speed of 10 µm/s; SEM: acceleration voltage 15 kV, beam current 10 nA, 10 mm working distance, 60 s acquisition time | MUL-Zn S1 (Onuk et al., 2017) as external standard with S as internal standard; USGS MASS1 (Wilson et al., 2002) as secondary standard and external standard for Te, Au, Tl and Hg | 7.2499 |  |  |  | 2.8004 | [9 empty] | 0.10761 | [5 empty] | 1837.2182 | [5 empty] | 2.7994 |  | 0.53042 |  |  |  | 464.3844 | [9 empty] | 2041.9131 |  | 183.0255 |  |  |  | 121.2616 |  |  |  | 283.1969 |  |  |  | 0.3903 | [13 empty] | 7.3595 |  | 0 | [13 empty] | 54.1686 | [17 empty] | 5.067 |  |  |  | 7.8396 | [5 empty] | 4.0963 | [7 empty] | 6e-06 | [5 empty] | 0.027753 | [5 empty] | 0.31438 | [12 empty] | 2023 | Šoster, A., Bertrandsson Erlandsson, V., Velojić, M., Gopon, P. (2023). Ultraviolet-photoluminescence and trace element analyses in Ga-rich sphalerite from the Djebel Gustar Zn-Pb deposit, Algeria. Ore Geology Reviews, 157, 105474. |  | DZA | Sétif
| DG | DG | Basin hydrothermal | Mississippi Valley-type (MVT) | MVT zinc-lead | Zn, Pb | Ga | Zn, Pb, Ga | Šoster et al., 2023 |  | DG006-sph12.d |  | underground mine |  |  |  |  | ore material | grab | grab | mineral separate | [5 empty] | mineralisation |  |  |  | sphalerite | [6 empty] | galena, pyrite, quartz, dolomite, calcite, organic matter | Polished sections coated with 20 nm of carbon for SEM analysis; polished sections for LA-ICP-MS in-situ analysis | LA-ICPMS, SEM-EDS | ESI NWR213 Nd:YAG laser ablation system coupled to an Agilent 8800 triple quadrupole ICP-MS; Thermo Fisher Scientific Quattro S field emission scanning electron microscope (FEG-SEM) equipped with an Oxford Instruments-Ultim Max 65 energy dispersive (EDS) detector | Department of Applied Geosciences and Geophysics, Montanuniversität Leoben, Austria; Faculty of Natural Sciences and Engineering, University of Ljubljana, Slovenia | Spot size of 50 µm; fluency 5 J/cm2; repetition rate 10 Hz; He carrier gas at 0.75 L/min; 30 s pre-ablation background, 60 s laser ablation data collection, 30 s wash out delay; mapping: line scans of 25 µm at scan speed of 10 µm/s; SEM: acceleration voltage 15 kV, beam current 10 nA, 10 mm working distance, 60 s acquisition time | MUL-Zn S1 (Onuk et al., 2017) as external standard with S as internal standard; USGS MASS1 (Wilson et al., 2002) as secondary standard and external standard for Te, Au, Tl and Hg | 3.3426 |  |  |  | 11.4747 | [9 empty] | 0.1924 | [5 empty] | 2203.7127 | [5 empty] | 0.044893 |  | 0.48049 |  |  |  | 754.5304 | [9 empty] | 488.436 |  | 133.021 |  |  |  | 296.4865 |  |  |  | 171.0393 |  |  |  | 0.022397 | [13 empty] | 9.6312 |  | 0.007887 | [13 empty] | 31.2136 | [17 empty] | 5.8029 |  |  |  | 7.0927 | [5 empty] | 0.43038 | [7 empty] | 5e-06 | [5 empty] | 0.025127 | [5 empty] | 0.4692 | [12 empty] | 2023 | Šoster, A., Bertrandsson Erlandsson, V., Velojić, M., Gopon, P. (2023). Ultraviolet-photoluminescence and trace element analyses in Ga-rich sphalerite from the Djebel Gustar Zn-Pb deposit, Algeria. Ore Geology Reviews, 157, 105474. |  | DZA | Sétif
| DG | DG | Basin hydrothermal | Mississippi Valley-type (MVT) | MVT zinc-lead | Zn, Pb | Ga | Zn, Pb, Ga | Šoster et al., 2023 |  | DG006-sph13.d |  | underground mine |  |  |  |  | ore material | grab | grab | mineral separate | [5 empty] | mineralisation |  |  |  | sphalerite | [6 empty] | galena, pyrite, quartz, dolomite, calcite, organic matter | Polished sections coated with 20 nm of carbon for SEM analysis; polished sections for LA-ICP-MS in-situ analysis | LA-ICPMS, SEM-EDS | ESI NWR213 Nd:YAG laser ablation system coupled to an Agilent 8800 triple quadrupole ICP-MS; Thermo Fisher Scientific Quattro S field emission scanning electron microscope (FEG-SEM) equipped with an Oxford Instruments-Ultim Max 65 energy dispersive (EDS) detector | Department of Applied Geosciences and Geophysics, Montanuniversität Leoben, Austria; Faculty of Natural Sciences and Engineering, University of Ljubljana, Slovenia | Spot size of 50 µm; fluency 5 J/cm2; repetition rate 10 Hz; He carrier gas at 0.75 L/min; 30 s pre-ablation background, 60 s laser ablation data collection, 30 s wash out delay; mapping: line scans of 25 µm at scan speed of 10 µm/s; SEM: acceleration voltage 15 kV, beam current 10 nA, 10 mm working distance, 60 s acquisition time | MUL-Zn S1 (Onuk et al., 2017) as external standard with S as internal standard; USGS MASS1 (Wilson et al., 2002) as secondary standard and external standard for Te, Au, Tl and Hg | 0.96732 |  |  |  | 0.65301 | [9 empty] | 0.60207 | [5 empty] | 1580.6424 | [5 empty] | 0.057728 |  | 0.66986 |  |  |  | 1023.6122 | [9 empty] | 2185.0551 |  | 212.329 |  |  |  | 381.6958 |  |  |  | 139.3639 |  |  |  | 0.022359 | [13 empty] | 3.494 |  | 0 | [13 empty] | 0.89163 | [17 empty] | 0.096479 |  |  |  | 5.5729 | [5 empty] | 0.7926 | [7 empty] | 4e-06 | [5 empty] | 0.023501 | [5 empty] | 0.019911 | [12 empty] | 2023 | Šoster, A., Bertrandsson Erlandsson, V., Velojić, M., Gopon, P. (2023). Ultraviolet-photoluminescence and trace element analyses in Ga-rich sphalerite from the Djebel Gustar Zn-Pb deposit, Algeria. Ore Geology Reviews, 157, 105474. |  | DZA | Sétif
| DG | DG | Basin hydrothermal | Mississippi Valley-type (MVT) | MVT zinc-lead | Zn, Pb | Ga | Zn, Pb, Ga | Šoster et al., 2023 |  | DG006-sph14.d |  | underground mine |  |  |  |  | ore material | grab | grab | mineral separate | [5 empty] | mineralisation |  |  |  | sphalerite | [6 empty] | galena, pyrite, quartz, dolomite, calcite, organic matter | Polished sections coated with 20 nm of carbon for SEM analysis; polished sections for LA-ICP-MS in-situ analysis | LA-ICPMS, SEM-EDS | ESI NWR213 Nd:YAG laser ablation system coupled to an Agilent 8800 triple quadrupole ICP-MS; Thermo Fisher Scientific Quattro S field emission scanning electron microscope (FEG-SEM) equipped with an Oxford Instruments-Ultim Max 65 energy dispersive (EDS) detector | Department of Applied Geosciences and Geophysics, Montanuniversität Leoben, Austria; Faculty of Natural Sciences and Engineering, University of Ljubljana, Slovenia | Spot size of 50 µm; fluency 5 J/cm2; repetition rate 10 Hz; He carrier gas at 0.75 L/min; 30 s pre-ablation background, 60 s laser ablation data collection, 30 s wash out delay; mapping: line scans of 25 µm at scan speed of 10 µm/s; SEM: acceleration voltage 15 kV, beam current 10 nA, 10 mm working distance, 60 s acquisition time | MUL-Zn S1 (Onuk et al., 2017) as external standard with S as internal standard; USGS MASS1 (Wilson et al., 2002) as secondary standard and external standard for Te, Au, Tl and Hg | 2.0077 |  |  |  | 0.48044 | [9 empty] | 0.011718 | [5 empty] | 1480.6688 | [5 empty] | 1.9694 |  | 0.57253 |  |  |  | 1635.8922 | [9 empty] | 2154.149 |  | 168.618 |  |  |  | 673.2919 |  |  |  | 162.4982 |  |  |  | 0.029157 | [13 empty] | 1.968 |  | 0.065509 | [7 empty] | 0.83629 | [5 empty] | 2.3899 | [17 empty] | 0.07983 |  |  |  | 5.8214 | [5 empty] | 0.34894 | [7 empty] | 0.26767 | [5 empty] | 0.020017 | [5 empty] | 0.032767 | [12 empty] | 2023 | Šoster, A., Bertrandsson Erlandsson, V., Velojić, M., Gopon, P. (2023). Ultraviolet-photoluminescence and trace element analyses in Ga-rich sphalerite from the Djebel Gustar Zn-Pb deposit, Algeria. Ore Geology Reviews, 157, 105474. |  | DZA | Sétif
| DG | DG | Basin hydrothermal | Mississippi Valley-type (MVT) | MVT zinc-lead | Zn, Pb | Ga | Zn, Pb, Ga | Šoster et al., 2023 |  | DG006-sph1.d |  | underground mine |  |  |  |  | ore material | grab | grab | mineral separate | [5 empty] | mineralisation |  |  |  | sphalerite | [6 empty] | galena, pyrite, quartz, dolomite, calcite, organic matter | Polished sections coated with 20 nm of carbon for SEM analysis; polished sections for LA-ICP-MS in-situ analysis | LA-ICPMS, SEM-EDS | ESI NWR213 Nd:YAG laser ablation system coupled to an Agilent 8800 triple quadrupole ICP-MS; Thermo Fisher Scientific Quattro S field emission scanning electron microscope (FEG-SEM) equipped with an Oxford Instruments-Ultim Max 65 energy dispersive (EDS) detector | Department of Applied Geosciences and Geophysics, Montanuniversität Leoben, Austria; Faculty of Natural Sciences and Engineering, University of Ljubljana, Slovenia | Spot size of 50 µm; fluency 5 J/cm2; repetition rate 10 Hz; He carrier gas at 0.75 L/min; 30 s pre-ablation background, 60 s laser ablation data collection, 30 s wash out delay; mapping: line scans of 25 µm at scan speed of 10 µm/s; SEM: acceleration voltage 15 kV, beam current 10 nA, 10 mm working distance, 60 s acquisition time | MUL-Zn S1 (Onuk et al., 2017) as external standard with S as internal standard; USGS MASS1 (Wilson et al., 2002) as secondary standard and external standard for Te, Au, Tl and Hg | 0.13009 |  |  |  | 0.6174 | [9 empty] | 0.033269 | [5 empty] | 3478.2445 | [5 empty] | 0.041799 |  | 0.6594 |  |  |  | 178.2154 | [9 empty] | 292.4193 |  | 127.0961 |  |  |  | 25.8804 |  |  |  | 347.5593 |  |  |  | 0.04189 | [13 empty] | 8.0673 |  | 0.081707 | [13 empty] | 1.0843 | [17 empty] | 0.14796 |  |  |  | 4.6233 | [5 empty] | 0.55449 | [7 empty] | 4e-06 | [5 empty] | 0.030391 | [5 empty] | 0.048235 | [12 empty] | 2023 | Šoster, A., Bertrandsson Erlandsson, V., Velojić, M., Gopon, P. (2023). Ultraviolet-photoluminescence and trace element analyses in Ga-rich sphalerite from the Djebel Gustar Zn-Pb deposit, Algeria. Ore Geology Reviews, 157, 105474. |  | DZA | Sétif
| DG | DG | Basin hydrothermal | Mississippi Valley-type (MVT) | MVT zinc-lead | Zn, Pb | Ga | Zn, Pb, Ga | Šoster et al., 2023 |  | DG006-sph4.d |  | underground mine |  |  |  |  | ore material | grab | grab | mineral separate | [5 empty] | mineralisation |  |  |  | sphalerite | [6 empty] | galena, pyrite, quartz, dolomite, calcite, organic matter | Polished sections coated with 20 nm of carbon for SEM analysis; polished sections for LA-ICP-MS in-situ analysis | LA-ICPMS, SEM-EDS | ESI NWR213 Nd:YAG laser ablation system coupled to an Agilent 8800 triple quadrupole ICP-MS; Thermo Fisher Scientific Quattro S field emission scanning electron microscope (FEG-SEM) equipped with an Oxford Instruments-Ultim Max 65 energy dispersive (EDS) detector | Department of Applied Geosciences and Geophysics, Montanuniversität Leoben, Austria; Faculty of Natural Sciences and Engineering, University of Ljubljana, Slovenia | Spot size of 50 µm; fluency 5 J/cm2; repetition rate 10 Hz; He carrier gas at 0.75 L/min; 30 s pre-ablation background, 60 s laser ablation data collection, 30 s wash out delay; mapping: line scans of 25 µm at scan speed of 10 µm/s; SEM: acceleration voltage 15 kV, beam current 10 nA, 10 mm working distance, 60 s acquisition time | MUL-Zn S1 (Onuk et al., 2017) as external standard with S as internal standard; USGS MASS1 (Wilson et al., 2002) as secondary standard and external standard for Te, Au, Tl and Hg | 0.48696 |  |  |  | 0.3985 | [9 empty] | 0.008511 | [5 empty] | 2187.7646 | [5 empty] | 0.037565 |  | 0.61162 |  |  |  | 230.3056 | [9 empty] | 177.0267 |  | 59.9478 |  |  |  | 72.8202 |  |  |  | 279.2062 |  |  |  | 0.055533 | [13 empty] | 5.8842 |  | 0.088135 | [13 empty] | 2.9947 | [17 empty] | 0.39302 |  |  |  | 5.668 | [5 empty] | 0.61975 | [7 empty] | 3e-06 | [5 empty] | 0.018197 | [5 empty] | 0.016341 | [12 empty] | 2023 | Šoster, A., Bertrandsson Erlandsson, V., Velojić, M., Gopon, P. (2023). Ultraviolet-photoluminescence and trace element analyses in Ga-rich sphalerite from the Djebel Gustar Zn-Pb deposit, Algeria. Ore Geology Reviews, 157, 105474. |  | DZA | Sétif
| DG | DG | Basin hydrothermal | Mississippi Valley-type (MVT) | MVT zinc-lead | Zn, Pb | Ga | Zn, Pb, Ga | Šoster et al., 2023 |  | DG006-sph5.d |  | underground mine |  |  |  |  | ore material | grab | grab | mineral separate | [5 empty] | mineralisation |  |  |  | sphalerite | [6 empty] | galena, pyrite, quartz, dolomite, calcite, organic matter | Polished sections coated with 20 nm of carbon for SEM analysis; polished sections for LA-ICP-MS in-situ analysis | LA-ICPMS, SEM-EDS | ESI NWR213 Nd:YAG laser ablation system coupled to an Agilent 8800 triple quadrupole ICP-MS; Thermo Fisher Scientific Quattro S field emission scanning electron microscope (FEG-SEM) equipped with an Oxford Instruments-Ultim Max 65 energy dispersive (EDS) detector | Department of Applied Geosciences and Geophysics, Montanuniversität Leoben, Austria; Faculty of Natural Sciences and Engineering, University of Ljubljana, Slovenia | Spot size of 50 µm; fluency 5 J/cm2; repetition rate 10 Hz; He carrier gas at 0.75 L/min; 30 s pre-ablation background, 60 s laser ablation data collection, 30 s wash out delay; mapping: line scans of 25 µm at scan speed of 10 µm/s; SEM: acceleration voltage 15 kV, beam current 10 nA, 10 mm working distance, 60 s acquisition time | MUL-Zn S1 (Onuk et al., 2017) as external standard with S as internal standard; USGS MASS1 (Wilson et al., 2002) as secondary standard and external standard for Te, Au, Tl and Hg | 0.47731 |  |  |  | 1.5682 | [9 empty] | 0.014527 | [5 empty] | 2171.2303 | [5 empty] | 0.051166 |  | 0.2966 |  |  |  | 41.9024 | [9 empty] | 533.7328 |  | 7.9661 |  |  |  | 12.596 |  |  |  | 222.7491 |  |  |  | 0.054028 | [13 empty] | 2.0458 |  | 0 | [13 empty] | 2.6214 | [17 empty] | 1.0352 |  |  |  | 5.5781 | [5 empty] | 0.59025 | [7 empty] | 3e-06 | [5 empty] | 0.036317 | [5 empty] | 0.054959 | [12 empty] | 2023 | Šoster, A., Bertrandsson Erlandsson, V., Velojić, M., Gopon, P. (2023). Ultraviolet-photoluminescence and trace element analyses in Ga-rich sphalerite from the Djebel Gustar Zn-Pb deposit, Algeria. Ore Geology Reviews, 157, 105474. |  | DZA | Sétif
| DG | DG | Basin hydrothermal | Mississippi Valley-type (MVT) | MVT zinc-lead | Zn, Pb | Ga | Zn, Pb, Ga | Šoster et al., 2023 |  | DG006-sph6.d |  | underground mine |  |  |  |  | ore material | grab | grab | mineral separate | [5 empty] | mineralisation |  |  |  | sphalerite | [6 empty] | galena, pyrite, quartz, dolomite, calcite, organic matter | Polished sections coated with 20 nm of carbon for SEM analysis; polished sections for LA-ICP-MS in-situ analysis | LA-ICPMS, SEM-EDS | ESI NWR213 Nd:YAG laser ablation system coupled to an Agilent 8800 triple quadrupole ICP-MS; Thermo Fisher Scientific Quattro S field emission scanning electron microscope (FEG-SEM) equipped with an Oxford Instruments-Ultim Max 65 energy dispersive (EDS) detector | Department of Applied Geosciences and Geophysics, Montanuniversität Leoben, Austria; Faculty of Natural Sciences and Engineering, University of Ljubljana, Slovenia | Spot size of 50 µm; fluency 5 J/cm2; repetition rate 10 Hz; He carrier gas at 0.75 L/min; 30 s pre-ablation background, 60 s laser ablation data collection, 30 s wash out delay; mapping: line scans of 25 µm at scan speed of 10 µm/s; SEM: acceleration voltage 15 kV, beam current 10 nA, 10 mm working distance, 60 s acquisition time | MUL-Zn S1 (Onuk et al., 2017) as external standard with S as internal standard; USGS MASS1 (Wilson et al., 2002) as secondary standard and external standard for Te, Au, Tl and Hg | 1.4048 |  |  |  | 1.5959 | [9 empty] | 0.014786 | [5 empty] | 2353.6026 | [5 empty] | 0.013206 |  | 0.30194 |  |  |  | 256.5393 | [9 empty] | 186.8719 |  | 189.2929 |  |  |  | 37.9539 |  |  |  | 261.0396 |  |  |  | 0.012981 | [13 empty] | 6.5608 |  | 0 | [13 empty] | 13.7061 | [17 empty] | 2.7482 |  |  |  | 5.6712 | [5 empty] | 0.6001 | [7 empty] | 3e-06 | [5 empty] | 0.036951 | [5 empty] | 0.18854 | [12 empty] | 2023 | Šoster, A., Bertrandsson Erlandsson, V., Velojić, M., Gopon, P. (2023). Ultraviolet-photoluminescence and trace element analyses in Ga-rich sphalerite from the Djebel Gustar Zn-Pb deposit, Algeria. Ore Geology Reviews, 157, 105474. |  | DZA | Sétif
| DG | DG | Basin hydrothermal | Mississippi Valley-type (MVT) | MVT zinc-lead | Zn, Pb | Ga | Zn, Pb, Ga | Šoster et al., 2023 |  | DG006-sph7.d |  | underground mine |  |  |  |  | ore material | grab | grab | mineral separate | [5 empty] | mineralisation |  |  |  | sphalerite | [6 empty] | galena, pyrite, quartz, dolomite, calcite, organic matter | Polished sections coated with 20 nm of carbon for SEM analysis; polished sections for LA-ICP-MS in-situ analysis | LA-ICPMS, SEM-EDS | ESI NWR213 Nd:YAG laser ablation system coupled to an Agilent 8800 triple quadrupole ICP-MS; Thermo Fisher Scientific Quattro S field emission scanning electron microscope (FEG-SEM) equipped with an Oxford Instruments-Ultim Max 65 energy dispersive (EDS) detector | Department of Applied Geosciences and Geophysics, Montanuniversität Leoben, Austria; Faculty of Natural Sciences and Engineering, University of Ljubljana, Slovenia | Spot size of 50 µm; fluency 5 J/cm2; repetition rate 10 Hz; He carrier gas at 0.75 L/min; 30 s pre-ablation background, 60 s laser ablation data collection, 30 s wash out delay; mapping: line scans of 25 µm at scan speed of 10 µm/s; SEM: acceleration voltage 15 kV, beam current 10 nA, 10 mm working distance, 60 s acquisition time | MUL-Zn S1 (Onuk et al., 2017) as external standard with S as internal standard; USGS MASS1 (Wilson et al., 2002) as secondary standard and external standard for Te, Au, Tl and Hg | 0.99649 |  |  |  | 2.1047 | [9 empty] | 0.011058 | [5 empty] | 1868.9694 | [5 empty] | 0.049223 |  | 0.70031 |  |  |  | 200.6265 | [9 empty] | 19.1974 |  | 177.7348 |  |  |  | 3.8289 |  |  |  | 191.4566 |  |  |  | 3.2293 | [13 empty] | 42.0914 |  | 0.12832 | [13 empty] | 3.7356 | [17 empty] | 0.26642 |  |  |  | 9.2232 | [5 empty] | 15.7947 | [7 empty] | 3e-06 | [5 empty] | 0.019572 | [5 empty] | 0.056461 | [12 empty] | 2023 | Šoster, A., Bertrandsson Erlandsson, V., Velojić, M., Gopon, P. (2023). Ultraviolet-photoluminescence and trace element analyses in Ga-rich sphalerite from the Djebel Gustar Zn-Pb deposit, Algeria. Ore Geology Reviews, 157, 105474. |  | DZA | Sétif
| DG | DG | Basin hydrothermal | Mississippi Valley-type (MVT) | MVT zinc-lead | Zn, Pb | Ga | Zn, Pb, Ga | Šoster et al., 2023 |  | DG006-sph8.d |  | underground mine |  |  |  |  | ore material | grab | grab | mineral separate | [5 empty] | mineralisation |  |  |  | sphalerite | [6 empty] | galena, pyrite, quartz, dolomite, calcite, organic matter | Polished sections coated with 20 nm of carbon for SEM analysis; polished sections for LA-ICP-MS in-situ analysis | LA-ICPMS, SEM-EDS | ESI NWR213 Nd:YAG laser ablation system coupled to an Agilent 8800 triple quadrupole ICP-MS; Thermo Fisher Scientific Quattro S field emission scanning electron microscope (FEG-SEM) equipped with an Oxford Instruments-Ultim Max 65 energy dispersive (EDS) detector | Department of Applied Geosciences and Geophysics, Montanuniversität Leoben, Austria; Faculty of Natural Sciences and Engineering, University of Ljubljana, Slovenia | Spot size of 50 µm; fluency 5 J/cm2; repetition rate 10 Hz; He carrier gas at 0.75 L/min; 30 s pre-ablation background, 60 s laser ablation data collection, 30 s wash out delay; mapping: line scans of 25 µm at scan speed of 10 µm/s; SEM: acceleration voltage 15 kV, beam current 10 nA, 10 mm working distance, 60 s acquisition time | MUL-Zn S1 (Onuk et al., 2017) as external standard with S as internal standard; USGS MASS1 (Wilson et al., 2002) as secondary standard and external standard for Te, Au, Tl and Hg | 1.6562 |  |  |  | 7.0302 | [9 empty] | 0.011161 | [5 empty] | 1996.1831 | [5 empty] | 0.082637 |  | 0.64992 |  |  |  | 241.8234 | [9 empty] | 10.6313 |  | 237.8707 |  |  |  | 7.4816 |  |  |  | 195.7376 |  |  |  | 2.437 | [13 empty] | 53.3366 |  | 0 | [13 empty] | 7.1445 | [17 empty] | 0.65079 |  |  |  | 5.5052 | [5 empty] | 10.306 | [7 empty] | 4e-06 | [5 empty] | 0.021366 | [5 empty] | 0.077897 | [12 empty] | 2023 | Šoster, A., Bertrandsson Erlandsson, V., Velojić, M., Gopon, P. (2023). Ultraviolet-photoluminescence and trace element analyses in Ga-rich sphalerite from the Djebel Gustar Zn-Pb deposit, Algeria. Ore Geology Reviews, 157, 105474. |  | DZA | Sétif
| DG | DG | Basin hydrothermal | Mississippi Valley-type (MVT) | MVT zinc-lead | Zn, Pb | Ga | Zn, Pb, Ga | Šoster et al., 2023 |  | DG006-sph9.d |  | underground mine |  |  |  |  | ore material | grab | grab | mineral separate | [5 empty] | mineralisation |  |  |  | sphalerite | [6 empty] | galena, pyrite, quartz, dolomite, calcite, organic matter | Polished sections coated with 20 nm of carbon for SEM analysis; polished sections for LA-ICP-MS in-situ analysis | LA-ICPMS, SEM-EDS | ESI NWR213 Nd:YAG laser ablation system coupled to an Agilent 8800 triple quadrupole ICP-MS; Thermo Fisher Scientific Quattro S field emission scanning electron microscope (FEG-SEM) equipped with an Oxford Instruments-Ultim Max 65 energy dispersive (EDS) detector | Department of Applied Geosciences and Geophysics, Montanuniversität Leoben, Austria; Faculty of Natural Sciences and Engineering, University of Ljubljana, Slovenia | Spot size of 50 µm; fluency 5 J/cm2; repetition rate 10 Hz; He carrier gas at 0.75 L/min; 30 s pre-ablation background, 60 s laser ablation data collection, 30 s wash out delay; mapping: line scans of 25 µm at scan speed of 10 µm/s; SEM: acceleration voltage 15 kV, beam current 10 nA, 10 mm working distance, 60 s acquisition time | MUL-Zn S1 (Onuk et al., 2017) as external standard with S as internal standard; USGS MASS1 (Wilson et al., 2002) as secondary standard and external standard for Te, Au, Tl and Hg | 0.60875 |  |  |  | 1.3416 | [9 empty] | 0.16152 | [5 empty] | 2008.0648 | [5 empty] | 0.066415 |  | 0.50909 |  |  |  | 55.7852 | [9 empty] | 502.7341 |  | 13.5412 |  |  |  | 15.92 |  |  |  | 238.9371 |  |  |  | 0.13687 | [13 empty] | 2.9343 |  | 1.5802 | [13 empty] | 61.8191 | [17 empty] | 1.9243 |  |  |  | 7.6901 | [5 empty] | 1.5234 | [7 empty] | 4e-06 | [5 empty] | 0.021822 | [5 empty] | 0.076082 | [12 empty] | 2023 | Šoster, A., Bertrandsson Erlandsson, V., Velojić, M., Gopon, P. (2023). Ultraviolet-photoluminescence and trace element analyses in Ga-rich sphalerite from the Djebel Gustar Zn-Pb deposit, Algeria. Ore Geology Reviews, 157, 105474. |  | DZA | Sétif
| DG | DG | Basin hydrothermal | Mississippi Valley-type (MVT) | MVT zinc-lead | Zn, Pb | Ga | Zn, Pb, Ga | Šoster et al., 2023 |  | DG006-sph22.d |  | underground mine |  |  |  |  | ore material | grab | grab | mineral separate | [5 empty] | mineralisation |  |  |  | sphalerite | [6 empty] | galena, pyrite, quartz, dolomite, calcite, organic matter | Polished sections coated with 20 nm of carbon for SEM analysis; polished sections for LA-ICP-MS in-situ analysis | LA-ICPMS, SEM-EDS | ESI NWR213 Nd:YAG laser ablation system coupled to an Agilent 8800 triple quadrupole ICP-MS; Thermo Fisher Scientific Quattro S field emission scanning electron microscope (FEG-SEM) equipped with an Oxford Instruments-Ultim Max 65 energy dispersive (EDS) detector | Department of Applied Geosciences and Geophysics, Montanuniversität Leoben, Austria; Faculty of Natural Sciences and Engineering, University of Ljubljana, Slovenia | Spot size of 50 µm; fluency 5 J/cm2; repetition rate 10 Hz; He carrier gas at 0.75 L/min; 30 s pre-ablation background, 60 s laser ablation data collection, 30 s wash out delay; mapping: line scans of 25 µm at scan speed of 10 µm/s; SEM: acceleration voltage 15 kV, beam current 10 nA, 10 mm working distance, 60 s acquisition time | MUL-Zn S1 (Onuk et al., 2017) as external standard with S as internal standard; USGS MASS1 (Wilson et al., 2002) as secondary standard and external standard for Te, Au, Tl and Hg | 6.2425 |  |  |  | 28.5963 | [9 empty] | 0.021414 | [5 empty] | 2339.0435 | [5 empty] | 0.082041 |  | 0.58544 |  |  |  | 457.6238 | [9 empty] | 156.021 |  | 249.4175 |  |  |  | 36.7772 |  |  |  | 494.5667 |  |  |  | 2.7003 | [13 empty] | 33.6876 |  | 0.078215 | [13 empty] | 59.0731 | [17 empty] | 35.6458 |  |  |  | 7.8437 | [5 empty] | 20.4594 | [7 empty] | 6e-06 | [5 empty] | 0.019958 | [5 empty] | 1.8988 | [12 empty] | 2023 | Šoster, A., Bertrandsson Erlandsson, V., Velojić, M., Gopon, P. (2023). Ultraviolet-photoluminescence and trace element analyses in Ga-rich sphalerite from the Djebel Gustar Zn-Pb deposit, Algeria. Ore Geology Reviews, 157, 105474. |  | DZA | Sétif
| DG | DG | Basin hydrothermal | Mississippi Valley-type (MVT) | MVT zinc-lead | Zn, Pb | Ga | Zn, Pb, Ga | Šoster et al., 2023 |  | DG006-sph23.d |  | underground mine |  |  |  |  | ore material | grab | grab | mineral separate | [5 empty] | mineralisation |  |  |  | sphalerite | [6 empty] | galena, pyrite, quartz, dolomite, calcite, organic matter | Polished sections coated with 20 nm of carbon for SEM analysis; polished sections for LA-ICP-MS in-situ analysis | LA-ICPMS, SEM-EDS | ESI NWR213 Nd:YAG laser ablation system coupled to an Agilent 8800 triple quadrupole ICP-MS; Thermo Fisher Scientific Quattro S field emission scanning electron microscope (FEG-SEM) equipped with an Oxford Instruments-Ultim Max 65 energy dispersive (EDS) detector | Department of Applied Geosciences and Geophysics, Montanuniversität Leoben, Austria; Faculty of Natural Sciences and Engineering, University of Ljubljana, Slovenia | Spot size of 50 µm; fluency 5 J/cm2; repetition rate 10 Hz; He carrier gas at 0.75 L/min; 30 s pre-ablation background, 60 s laser ablation data collection, 30 s wash out delay; mapping: line scans of 25 µm at scan speed of 10 µm/s; SEM: acceleration voltage 15 kV, beam current 10 nA, 10 mm working distance, 60 s acquisition time | MUL-Zn S1 (Onuk et al., 2017) as external standard with S as internal standard; USGS MASS1 (Wilson et al., 2002) as secondary standard and external standard for Te, Au, Tl and Hg | 1.7332 |  |  |  | 1.026 | [9 empty] | 0.020562 | [5 empty] | 1473.2141 | [5 empty] | 0.078985 |  | 0.5621 |  |  |  | 293.3019 | [9 empty] | 15.3757 |  | 206.7854 |  |  |  | 34.046 |  |  |  | 266.2315 |  |  |  | 4.5389 | [13 empty] | 33.9494 |  | 0.075105 | [13 empty] | 3.729 | [17 empty] | 0.49669 |  |  |  | 7.5287 | [5 empty] | 12.859 | [7 empty] | 6e-06 | [5 empty] | 0.019166 | [5 empty] | 0.045377 | [12 empty] | 2023 | Šoster, A., Bertrandsson Erlandsson, V., Velojić, M., Gopon, P. (2023). Ultraviolet-photoluminescence and trace element analyses in Ga-rich sphalerite from the Djebel Gustar Zn-Pb deposit, Algeria. Ore Geology Reviews, 157, 105474. |  | DZA | Sétif
| DG | DG | Basin hydrothermal | Mississippi Valley-type (MVT) | MVT zinc-lead | Zn, Pb | Ga | Zn, Pb, Ga | Šoster et al., 2023 |  | DG006-sph24.d |  | underground mine |  |  |  |  | ore material | grab | grab | mineral separate | [5 empty] | mineralisation |  |  |  | sphalerite | [6 empty] | galena, pyrite, quartz, dolomite, calcite, organic matter | Polished sections coated with 20 nm of carbon for SEM analysis; polished sections for LA-ICP-MS in-situ analysis | LA-ICPMS, SEM-EDS | ESI NWR213 Nd:YAG laser ablation system coupled to an Agilent 8800 triple quadrupole ICP-MS; Thermo Fisher Scientific Quattro S field emission scanning electron microscope (FEG-SEM) equipped with an Oxford Instruments-Ultim Max 65 energy dispersive (EDS) detector | Department of Applied Geosciences and Geophysics, Montanuniversität Leoben, Austria; Faculty of Natural Sciences and Engineering, University of Ljubljana, Slovenia | Spot size of 50 µm; fluency 5 J/cm2; repetition rate 10 Hz; He carrier gas at 0.75 L/min; 30 s pre-ablation background, 60 s laser ablation data collection, 30 s wash out delay; mapping: line scans of 25 µm at scan speed of 10 µm/s; SEM: acceleration voltage 15 kV, beam current 10 nA, 10 mm working distance, 60 s acquisition time | MUL-Zn S1 (Onuk et al., 2017) as external standard with S as internal standard; USGS MASS1 (Wilson et al., 2002) as secondary standard and external standard for Te, Au, Tl and Hg | 1.3664 |  |  |  | 7.385 | [9 empty] | 0.015699 | [5 empty] | 1673.4877 | [5 empty] | 0.077185 |  | 0.49811 |  |  |  | 361.2476 | [9 empty] | 11.7414 |  | 322.6172 |  |  |  | 27.556 |  |  |  | 211.0845 |  |  |  | 1.6885 | [13 empty] | 33.9209 |  | 0 | [13 empty] | 10.4246 | [17 empty] | 0.97642 |  |  |  | 6.6362 | [5 empty] | 5.0784 | [7 empty] | 7e-06 | [5 empty] | 0.023499 | [5 empty] | 0.054538 | [12 empty] | 2023 | Šoster, A., Bertrandsson Erlandsson, V., Velojić, M., Gopon, P. (2023). Ultraviolet-photoluminescence and trace element analyses in Ga-rich sphalerite from the Djebel Gustar Zn-Pb deposit, Algeria. Ore Geology Reviews, 157, 105474. |  | DZA | Sétif
| DG | DG | Basin hydrothermal | Mississippi Valley-type (MVT) | MVT zinc-lead | Zn, Pb | Ga | Zn, Pb, Ga | Šoster et al., 2023 |  | DG006-sph25.d |  | underground mine |  |  |  |  | ore material | grab | grab | mineral separate | [5 empty] | mineralisation |  |  |  | sphalerite | [6 empty] | galena, pyrite, quartz, dolomite, calcite, organic matter | Polished sections coated with 20 nm of carbon for SEM analysis; polished sections for LA-ICP-MS in-situ analysis | LA-ICPMS, SEM-EDS | ESI NWR213 Nd:YAG laser ablation system coupled to an Agilent 8800 triple quadrupole ICP-MS; Thermo Fisher Scientific Quattro S field emission scanning electron microscope (FEG-SEM) equipped with an Oxford Instruments-Ultim Max 65 energy dispersive (EDS) detector | Department of Applied Geosciences and Geophysics, Montanuniversität Leoben, Austria; Faculty of Natural Sciences and Engineering, University of Ljubljana, Slovenia | Spot size of 50 µm; fluency 5 J/cm2; repetition rate 10 Hz; He carrier gas at 0.75 L/min; 30 s pre-ablation background, 60 s laser ablation data collection, 30 s wash out delay; mapping: line scans of 25 µm at scan speed of 10 µm/s; SEM: acceleration voltage 15 kV, beam current 10 nA, 10 mm working distance, 60 s acquisition time | MUL-Zn S1 (Onuk et al., 2017) as external standard with S as internal standard; USGS MASS1 (Wilson et al., 2002) as secondary standard and external standard for Te, Au, Tl and Hg | 1.1227 |  |  |  | 6.2974 | [9 empty] | 0.017445 | [5 empty] | 1818.1161 | [5 empty] | 0.085974 |  | 0.55346 |  |  |  | 206.672 | [9 empty] | 91.5668 |  | 164.3183 |  |  |  | 17.5777 |  |  |  | 267.8239 |  |  |  | 2.2471 | [13 empty] | 28.7347 |  | 0.10313 | [13 empty] | 9.6198 | [17 empty] | 2.4241 |  |  |  | 7.3722 | [5 empty] | 6.4882 | [7 empty] | 8e-06 | [5 empty] | 0.026118 | [5 empty] | 0.060594 | [12 empty] | 2023 | Šoster, A., Bertrandsson Erlandsson, V., Velojić, M., Gopon, P. (2023). Ultraviolet-photoluminescence and trace element analyses in Ga-rich sphalerite from the Djebel Gustar Zn-Pb deposit, Algeria. Ore Geology Reviews, 157, 105474. |  | DZA | Sétif
| DG | DG | Basin hydrothermal | Mississippi Valley-type (MVT) | MVT zinc-lead | Zn, Pb | Ga | Zn, Pb, Ga | Šoster et al., 2023 |  | DG006-sph26.d |  | underground mine |  |  |  |  | ore material | grab | grab | mineral separate | [5 empty] | mineralisation |  |  |  | sphalerite | [6 empty] | galena, pyrite, quartz, dolomite, calcite, organic matter | Polished sections coated with 20 nm of carbon for SEM analysis; polished sections for LA-ICP-MS in-situ analysis | LA-ICPMS, SEM-EDS | ESI NWR213 Nd:YAG laser ablation system coupled to an Agilent 8800 triple quadrupole ICP-MS; Thermo Fisher Scientific Quattro S field emission scanning electron microscope (FEG-SEM) equipped with an Oxford Instruments-Ultim Max 65 energy dispersive (EDS) detector | Department of Applied Geosciences and Geophysics, Montanuniversität Leoben, Austria; Faculty of Natural Sciences and Engineering, University of Ljubljana, Slovenia | Spot size of 50 µm; fluency 5 J/cm2; repetition rate 10 Hz; He carrier gas at 0.75 L/min; 30 s pre-ablation background, 60 s laser ablation data collection, 30 s wash out delay; mapping: line scans of 25 µm at scan speed of 10 µm/s; SEM: acceleration voltage 15 kV, beam current 10 nA, 10 mm working distance, 60 s acquisition time | MUL-Zn S1 (Onuk et al., 2017) as external standard with S as internal standard; USGS MASS1 (Wilson et al., 2002) as secondary standard and external standard for Te, Au, Tl and Hg | 2.4295 |  |  |  | 16.8068 | [9 empty] | 0.02151 | [5 empty] | 1663.3901 | [5 empty] | 0.065359 |  | 0.63718 |  |  |  | 536.6483 | [9 empty] | 19.6033 |  | 431.0567 |  |  |  | 80.8576 |  |  |  | 191.1564 |  |  |  | 2.5305 | [13 empty] | 36.6108 |  | 0.18169 | [13 empty] | 17.9636 | [17 empty] | 2.0542 |  |  |  | 5.0063 | [5 empty] | 4.5627 | [7 empty] | 0.34079 | [5 empty] | 0.13139 | [5 empty] | 0.050624 | [12 empty] | 2023 | Šoster, A., Bertrandsson Erlandsson, V., Velojić, M., Gopon, P. (2023). Ultraviolet-photoluminescence and trace element analyses in Ga-rich sphalerite from the Djebel Gustar Zn-Pb deposit, Algeria. Ore Geology Reviews, 157, 105474. |  | DZA | Sétif
| DG | DG | Basin hydrothermal | Mississippi Valley-type (MVT) | MVT zinc-lead | Zn, Pb | Ga | Zn, Pb, Ga | Šoster et al., 2023 |  | DG006-sph27.d |  | underground mine |  |  |  |  | ore material | grab | grab | mineral separate | [5 empty] | mineralisation |  |  |  | sphalerite | [6 empty] | galena, pyrite, quartz, dolomite, calcite, organic matter | Polished sections coated with 20 nm of carbon for SEM analysis; polished sections for LA-ICP-MS in-situ analysis | LA-ICPMS, SEM-EDS | ESI NWR213 Nd:YAG laser ablation system coupled to an Agilent 8800 triple quadrupole ICP-MS; Thermo Fisher Scientific Quattro S field emission scanning electron microscope (FEG-SEM) equipped with an Oxford Instruments-Ultim Max 65 energy dispersive (EDS) detector | Department of Applied Geosciences and Geophysics, Montanuniversität Leoben, Austria; Faculty of Natural Sciences and Engineering, University of Ljubljana, Slovenia | Spot size of 50 µm; fluency 5 J/cm2; repetition rate 10 Hz; He carrier gas at 0.75 L/min; 30 s pre-ablation background, 60 s laser ablation data collection, 30 s wash out delay; mapping: line scans of 25 µm at scan speed of 10 µm/s; SEM: acceleration voltage 15 kV, beam current 10 nA, 10 mm working distance, 60 s acquisition time | MUL-Zn S1 (Onuk et al., 2017) as external standard with S as internal standard; USGS MASS1 (Wilson et al., 2002) as secondary standard and external standard for Te, Au, Tl and Hg | 0.81634 |  |  |  | 9.0413 | [9 empty] | 0.050731 | [5 empty] | 1743.6327 | [5 empty] | 0.067627 |  | 0.39375 |  |  |  | 528.3977 | [9 empty] | 15.4841 |  | 565.1363 |  |  |  | 10.1861 |  |  |  | 198.3556 |  |  |  | 2.2747 | [13 empty] | 35.1035 |  | 0.093987 | [13 empty] | 9.7037 | [17 empty] | 1.0537 |  |  |  | 9.2157 | [5 empty] | 5.9949 | [7 empty] | 5e-06 | [5 empty] | 0.044032 | [5 empty] | 0.15254 | [12 empty] | 2023 | Šoster, A., Bertrandsson Erlandsson, V., Velojić, M., Gopon, P. (2023). Ultraviolet-photoluminescence and trace element analyses in Ga-rich sphalerite from the Djebel Gustar Zn-Pb deposit, Algeria. Ore Geology Reviews, 157, 105474. |  | DZA | Sétif
| DG | DG | Basin hydrothermal | Mississippi Valley-type (MVT) | MVT zinc-lead | Zn, Pb | Ga | Zn, Pb, Ga | Šoster et al., 2023 |  | DG009-sph5.d |  | underground mine |  |  |  |  | ore material | grab | grab | mineral separate | [5 empty] | mineralisation |  |  |  | sphalerite | [6 empty] | galena, pyrite, quartz, dolomite, calcite, organic matter | Polished sections coated with 20 nm of carbon for SEM analysis; polished sections for LA-ICP-MS in-situ analysis | LA-ICPMS, SEM-EDS | ESI NWR213 Nd:YAG laser ablation system coupled to an Agilent 8800 triple quadrupole ICP-MS; Thermo Fisher Scientific Quattro S field emission scanning electron microscope (FEG-SEM) equipped with an Oxford Instruments-Ultim Max 65 energy dispersive (EDS) detector | Department of Applied Geosciences and Geophysics, Montanuniversität Leoben, Austria; Faculty of Natural Sciences and Engineering, University of Ljubljana, Slovenia | Spot size of 50 µm; fluency 5 J/cm2; repetition rate 10 Hz; He carrier gas at 0.75 L/min; 30 s pre-ablation background, 60 s laser ablation data collection, 30 s wash out delay; mapping: line scans of 25 µm at scan speed of 10 µm/s; SEM: acceleration voltage 15 kV, beam current 10 nA, 10 mm working distance, 60 s acquisition time | MUL-Zn S1 (Onuk et al., 2017) as external standard with S as internal standard; USGS MASS1 (Wilson et al., 2002) as secondary standard and external standard for Te, Au, Tl and Hg | 0.76836 |  |  |  | 4.4109 | [9 empty] | 0.021432 | [5 empty] | 4026.0448 | [5 empty] | 0.18783 |  | 0.73079 |  |  |  | 82.7126 | [9 empty] | 297.8313 |  | 4.1261 |  |  |  | 26.9937 |  |  |  | 159.416 |  |  |  | 0.024609 | [13 empty] | 8.9471 |  | 0.72295 | [13 empty] | 4.4714 | [17 empty] | 6.3053 |  |  |  | 13.573 | [5 empty] | 0.58162 | [7 empty] | 4e-06 | [5 empty] | 0.015335 | [5 empty] | 0.077281 | [12 empty] | 2023 | Šoster, A., Bertrandsson Erlandsson, V., Velojić, M., Gopon, P. (2023). Ultraviolet-photoluminescence and trace element analyses in Ga-rich sphalerite from the Djebel Gustar Zn-Pb deposit, Algeria. Ore Geology Reviews, 157, 105474. |  | DZA | Sétif
| DG | DG | Basin hydrothermal | Mississippi Valley-type (MVT) | MVT zinc-lead | Zn, Pb | Ga | Zn, Pb, Ga | Šoster et al., 2023 |  | DG006-sph2.d |  | underground mine |  |  |  |  | ore material | grab | grab | mineral separate | [5 empty] | mineralisation |  |  |  | sphalerite | [6 empty] | galena, pyrite, quartz, dolomite, calcite, organic matter | Polished sections coated with 20 nm of carbon for SEM analysis; polished sections for LA-ICP-MS in-situ analysis | LA-ICPMS, SEM-EDS | ESI NWR213 Nd:YAG laser ablation system coupled to an Agilent 8800 triple quadrupole ICP-MS; Thermo Fisher Scientific Quattro S field emission scanning electron microscope (FEG-SEM) equipped with an Oxford Instruments-Ultim Max 65 energy dispersive (EDS) detector | Department of Applied Geosciences and Geophysics, Montanuniversität Leoben, Austria; Faculty of Natural Sciences and Engineering, University of Ljubljana, Slovenia | Spot size of 50 µm; fluency 5 J/cm2; repetition rate 10 Hz; He carrier gas at 0.75 L/min; 30 s pre-ablation background, 60 s laser ablation data collection, 30 s wash out delay; mapping: line scans of 25 µm at scan speed of 10 µm/s; SEM: acceleration voltage 15 kV, beam current 10 nA, 10 mm working distance, 60 s acquisition time | MUL-Zn S1 (Onuk et al., 2017) as external standard with S as internal standard; USGS MASS1 (Wilson et al., 2002) as secondary standard and external standard for Te, Au, Tl and Hg | 0.56522 |  |  |  | 3.821 | [9 empty] | 0.024369 | [5 empty] | 3937.7726 | [5 empty] | 0.078185 |  | 0.6928 |  |  |  | 277.603 | [9 empty] | 277.3961 |  | 133.4089 |  |  |  | 55.5916 |  |  |  | 345.0163 |  |  |  | 0.031277 | [13 empty] | 8.5822 |  | 0.24983 | [13 empty] | 4.0354 | [17 empty] | 8.6083 |  |  |  | 5.8408 | [5 empty] | 0.63004 | [7 empty] | 3e-06 | [5 empty] | 0.037933 | [5 empty] | 0.034156 | [12 empty] | 2023 | Šoster, A., Bertrandsson Erlandsson, V., Velojić, M., Gopon, P. (2023). Ultraviolet-photoluminescence and trace element analyses in Ga-rich sphalerite from the Djebel Gustar Zn-Pb deposit, Algeria. Ore Geology Reviews, 157, 105474. |  | DZA | Sétif
| DG | DG | Basin hydrothermal | Mississippi Valley-type (MVT) | MVT zinc-lead | Zn, Pb | Ga | Zn, Pb, Ga | Šoster et al., 2023 |  | DG006-sph3.d |  | underground mine |  |  |  |  | ore material | grab | grab | mineral separate | [5 empty] | mineralisation |  |  |  | sphalerite | [6 empty] | galena, pyrite, quartz, dolomite, calcite, organic matter | Polished sections coated with 20 nm of carbon for SEM analysis; polished sections for LA-ICP-MS in-situ analysis | LA-ICPMS, SEM-EDS | ESI NWR213 Nd:YAG laser ablation system coupled to an Agilent 8800 triple quadrupole ICP-MS; Thermo Fisher Scientific Quattro S field emission scanning electron microscope (FEG-SEM) equipped with an Oxford Instruments-Ultim Max 65 energy dispersive (EDS) detector | Department of Applied Geosciences and Geophysics, Montanuniversität Leoben, Austria; Faculty of Natural Sciences and Engineering, University of Ljubljana, Slovenia | Spot size of 50 µm; fluency 5 J/cm2; repetition rate 10 Hz; He carrier gas at 0.75 L/min; 30 s pre-ablation background, 60 s laser ablation data collection, 30 s wash out delay; mapping: line scans of 25 µm at scan speed of 10 µm/s; SEM: acceleration voltage 15 kV, beam current 10 nA, 10 mm working distance, 60 s acquisition time | MUL-Zn S1 (Onuk et al., 2017) as external standard with S as internal standard; USGS MASS1 (Wilson et al., 2002) as secondary standard and external standard for Te, Au, Tl and Hg | 4.9348 |  |  |  | 37.3225 | [9 empty] | 0.008167 | [5 empty] | 3598.3189 | [5 empty] | 0.035967 |  | 0.58686 |  |  |  | 699.4239 | [9 empty] | 260.1189 |  | 288.5897 |  |  |  | 164.941 |  |  |  | 328.7141 |  |  |  | 2.4e-05 | [13 empty] | 7.9654 |  | 0.061303 | [13 empty] | 18.1074 | [17 empty] | 53.5536 |  |  |  | 5.4447 | [5 empty] | 0.56005 | [7 empty] | 3e-06 | [5 empty] | 0.05522 | [5 empty] | 0.008482 | [12 empty] | 2023 | Šoster, A., Bertrandsson Erlandsson, V., Velojić, M., Gopon, P. (2023). Ultraviolet-photoluminescence and trace element analyses in Ga-rich sphalerite from the Djebel Gustar Zn-Pb deposit, Algeria. Ore Geology Reviews, 157, 105474. |  | DZA | Sétif
| DG | DG | Basin hydrothermal | Mississippi Valley-type (MVT) | MVT zinc-lead | Zn, Pb | Ga | Zn, Pb, Ga | Šoster et al., 2023 |  | DG006-sph16.d |  | underground mine |  |  |  |  | ore material | grab | grab | mineral separate | [5 empty] | mineralisation |  |  |  | sphalerite | [6 empty] | galena, pyrite, quartz, dolomite, calcite, organic matter | Polished sections coated with 20 nm of carbon for SEM analysis; polished sections for LA-ICP-MS in-situ analysis | LA-ICPMS, SEM-EDS | ESI NWR213 Nd:YAG laser ablation system coupled to an Agilent 8800 triple quadrupole ICP-MS; Thermo Fisher Scientific Quattro S field emission scanning electron microscope (FEG-SEM) equipped with an Oxford Instruments-Ultim Max 65 energy dispersive (EDS) detector | Department of Applied Geosciences and Geophysics, Montanuniversität Leoben, Austria; Faculty of Natural Sciences and Engineering, University of Ljubljana, Slovenia | Spot size of 50 µm; fluency 5 J/cm2; repetition rate 10 Hz; He carrier gas at 0.75 L/min; 30 s pre-ablation background, 60 s laser ablation data collection, 30 s wash out delay; mapping: line scans of 25 µm at scan speed of 10 µm/s; SEM: acceleration voltage 15 kV, beam current 10 nA, 10 mm working distance, 60 s acquisition time | MUL-Zn S1 (Onuk et al., 2017) as external standard with S as internal standard; USGS MASS1 (Wilson et al., 2002) as secondary standard and external standard for Te, Au, Tl and Hg | 5.7925 |  |  |  | 251.1922 | [9 empty] | 0.011198 | [5 empty] | 3187.3215 | [5 empty] | 0.081843 |  | 0.50883 |  |  |  | 1555.4581 | [9 empty] | 257.9893 |  | 60.9412 |  |  |  | 342.9736 |  |  |  | 342.3673 |  |  |  | 0.056617 | [13 empty] | 7.3269 |  | 0.018711 | [13 empty] | 71.9707 | [17 empty] | 297.5483 |  |  |  | 6.2166 | [5 empty] | 0.66116 | [7 empty] | 6e-06 | [5 empty] | 0.047059 | [5 empty] | 0.073532 | [12 empty] | 2023 | Šoster, A., Bertrandsson Erlandsson, V., Velojić, M., Gopon, P. (2023). Ultraviolet-photoluminescence and trace element analyses in Ga-rich sphalerite from the Djebel Gustar Zn-Pb deposit, Algeria. Ore Geology Reviews, 157, 105474. |  | DZA | Sétif
| DG | DG | Basin hydrothermal | Mississippi Valley-type (MVT) | MVT zinc-lead | Zn, Pb | Ga | Zn, Pb, Ga | Šoster et al., 2023 |  | DG006-sph17.d |  | underground mine |  |  |  |  | ore material | grab | grab | mineral separate | [5 empty] | mineralisation |  |  |  | sphalerite | [6 empty] | galena, pyrite, quartz, dolomite, calcite, organic matter | Polished sections coated with 20 nm of carbon for SEM analysis; polished sections for LA-ICP-MS in-situ analysis | LA-ICPMS, SEM-EDS | ESI NWR213 Nd:YAG laser ablation system coupled to an Agilent 8800 triple quadrupole ICP-MS; Thermo Fisher Scientific Quattro S field emission scanning electron microscope (FEG-SEM) equipped with an Oxford Instruments-Ultim Max 65 energy dispersive (EDS) detector | Department of Applied Geosciences and Geophysics, Montanuniversität Leoben, Austria; Faculty of Natural Sciences and Engineering, University of Ljubljana, Slovenia | Spot size of 50 µm; fluency 5 J/cm2; repetition rate 10 Hz; He carrier gas at 0.75 L/min; 30 s pre-ablation background, 60 s laser ablation data collection, 30 s wash out delay; mapping: line scans of 25 µm at scan speed of 10 µm/s; SEM: acceleration voltage 15 kV, beam current 10 nA, 10 mm working distance, 60 s acquisition time | MUL-Zn S1 (Onuk et al., 2017) as external standard with S as internal standard; USGS MASS1 (Wilson et al., 2002) as secondary standard and external standard for Te, Au, Tl and Hg | 4.9576 |  |  |  | 142.5776 | [9 empty] | 0.010666 | [5 empty] | 2751.1323 | [5 empty] | 0.078175 |  | 0.4847 |  |  |  | 1860.3006 | [9 empty] | 251.4823 |  | 418.801 |  |  |  | 496.5426 |  |  |  | 287.472 |  |  |  | 0.02387 | [13 empty] | 6.5512 |  | 0.38941 | [13 empty] | 50.2443 | [17 empty] | 174.1424 |  |  |  | 5.9162 | [5 empty] | 0.62913 | [7 empty] | 6e-06 | [5 empty] | 0.044811 | [5 empty] | 0.070008 | [12 empty] | 2023 | Šoster, A., Bertrandsson Erlandsson, V., Velojić, M., Gopon, P. (2023). Ultraviolet-photoluminescence and trace element analyses in Ga-rich sphalerite from the Djebel Gustar Zn-Pb deposit, Algeria. Ore Geology Reviews, 157, 105474. |  | DZA | Sétif
| DG | DG | Basin hydrothermal | Mississippi Valley-type (MVT) | MVT zinc-lead | Zn, Pb | Ga | Zn, Pb, Ga | Šoster et al., 2023 |  | DG006-sph18.d |  | underground mine |  |  |  |  | ore material | grab | grab | mineral separate | [5 empty] | mineralisation |  |  |  | sphalerite | [6 empty] | galena, pyrite, quartz, dolomite, calcite, organic matter | Polished sections coated with 20 nm of carbon for SEM analysis; polished sections for LA-ICP-MS in-situ analysis | LA-ICPMS, SEM-EDS | ESI NWR213 Nd:YAG laser ablation system coupled to an Agilent 8800 triple quadrupole ICP-MS; Thermo Fisher Scientific Quattro S field emission scanning electron microscope (FEG-SEM) equipped with an Oxford Instruments-Ultim Max 65 energy dispersive (EDS) detector | Department of Applied Geosciences and Geophysics, Montanuniversität Leoben, Austria; Faculty of Natural Sciences and Engineering, University of Ljubljana, Slovenia | Spot size of 50 µm; fluency 5 J/cm2; repetition rate 10 Hz; He carrier gas at 0.75 L/min; 30 s pre-ablation background, 60 s laser ablation data collection, 30 s wash out delay; mapping: line scans of 25 µm at scan speed of 10 µm/s; SEM: acceleration voltage 15 kV, beam current 10 nA, 10 mm working distance, 60 s acquisition time | MUL-Zn S1 (Onuk et al., 2017) as external standard with S as internal standard; USGS MASS1 (Wilson et al., 2002) as secondary standard and external standard for Te, Au, Tl and Hg | 8.54 |  |  |  | 139.8954 | [9 empty] | 0.031244 | [5 empty] | 3339.1356 | [5 empty] | 0.052369 |  | 0.67458 |  |  |  | 1674.1984 | [9 empty] | 329.8358 |  | 297.667 |  |  |  | 448.9762 |  |  |  | 300.3894 |  |  |  | 0.018264 | [13 empty] | 7.5232 |  | 0.23369 | [13 empty] | 65.9304 | [17 empty] | 185.9303 |  |  |  | 6.0724 | [5 empty] | 0.68258 | [7 empty] | 0.46437 | [5 empty] | 0.036909 | [5 empty] | 0.032414 | [12 empty] | 2023 | Šoster, A., Bertrandsson Erlandsson, V., Velojić, M., Gopon, P. (2023). Ultraviolet-photoluminescence and trace element analyses in Ga-rich sphalerite from the Djebel Gustar Zn-Pb deposit, Algeria. Ore Geology Reviews, 157, 105474. |  | DZA | Sétif
| DG | DG | Basin hydrothermal | Mississippi Valley-type (MVT) | MVT zinc-lead | Zn, Pb | Ga | Zn, Pb, Ga | Šoster et al., 2023 |  | DG006-sph28.d |  | underground mine |  |  |  |  | ore material | grab | grab | mineral separate | [5 empty] | mineralisation |  |  |  | sphalerite | [6 empty] | galena, pyrite, quartz, dolomite, calcite, organic matter | Polished sections coated with 20 nm of carbon for SEM analysis; polished sections for LA-ICP-MS in-situ analysis | LA-ICPMS, SEM-EDS | ESI NWR213 Nd:YAG laser ablation system coupled to an Agilent 8800 triple quadrupole ICP-MS; Thermo Fisher Scientific Quattro S field emission scanning electron microscope (FEG-SEM) equipped with an Oxford Instruments-Ultim Max 65 energy dispersive (EDS) detector | Department of Applied Geosciences and Geophysics, Montanuniversität Leoben, Austria; Faculty of Natural Sciences and Engineering, University of Ljubljana, Slovenia | Spot size of 50 µm; fluency 5 J/cm2; repetition rate 10 Hz; He carrier gas at 0.75 L/min; 30 s pre-ablation background, 60 s laser ablation data collection, 30 s wash out delay; mapping: line scans of 25 µm at scan speed of 10 µm/s; SEM: acceleration voltage 15 kV, beam current 10 nA, 10 mm working distance, 60 s acquisition time | MUL-Zn S1 (Onuk et al., 2017) as external standard with S as internal standard; USGS MASS1 (Wilson et al., 2002) as secondary standard and external standard for Te, Au, Tl and Hg | 2.0225 |  |  |  | 21.9621 | [9 empty] | 0.00651 | [5 empty] | 2380.7905 | [5 empty] | 0.066144 |  | 0.3841 |  |  |  | 882.6734 | [9 empty] | 153.1522 |  | 72.256 |  |  |  | 335.9944 |  |  |  | 282.3772 |  |  |  | 0.009464 | [13 empty] | 6.4276 |  | 0.091705 | [13 empty] | 5.6865 | [17 empty] | 26.3129 |  |  |  | 8.9891 | [5 empty] | 0.38767 | [7 empty] | 5e-06 | [5 empty] | 0.016353 | [5 empty] | 0.040266 | [12 empty] | 2023 | Šoster, A., Bertrandsson Erlandsson, V., Velojić, M., Gopon, P. (2023). Ultraviolet-photoluminescence and trace element analyses in Ga-rich sphalerite from the Djebel Gustar Zn-Pb deposit, Algeria. Ore Geology Reviews, 157, 105474. |  | DZA | Sétif
| DG | DG | Basin hydrothermal | Mississippi Valley-type (MVT) | MVT zinc-lead | Zn, Pb | Ga | Zn, Pb, Ga | Šoster et al., 2023 |  | DG006-sph29.d |  | underground mine |  |  |  |  | ore material | grab | grab | mineral separate | [5 empty] | mineralisation |  |  |  | sphalerite | [6 empty] | galena, pyrite, quartz, dolomite, calcite, organic matter | Polished sections coated with 20 nm of carbon for SEM analysis; polished sections for LA-ICP-MS in-situ analysis | LA-ICPMS, SEM-EDS | ESI NWR213 Nd:YAG laser ablation system coupled to an Agilent 8800 triple quadrupole ICP-MS; Thermo Fisher Scientific Quattro S field emission scanning electron microscope (FEG-SEM) equipped with an Oxford Instruments-Ultim Max 65 energy dispersive (EDS) detector | Department of Applied Geosciences and Geophysics, Montanuniversität Leoben, Austria; Faculty of Natural Sciences and Engineering, University of Ljubljana, Slovenia | Spot size of 50 µm; fluency 5 J/cm2; repetition rate 10 Hz; He carrier gas at 0.75 L/min; 30 s pre-ablation background, 60 s laser ablation data collection, 30 s wash out delay; mapping: line scans of 25 µm at scan speed of 10 µm/s; SEM: acceleration voltage 15 kV, beam current 10 nA, 10 mm working distance, 60 s acquisition time | MUL-Zn S1 (Onuk et al., 2017) as external standard with S as internal standard; USGS MASS1 (Wilson et al., 2002) as secondary standard and external standard for Te, Au, Tl and Hg | 5.0316 |  |  |  | 197.9514 | [9 empty] | 0.011278 | [5 empty] | 2791.6832 | [5 empty] | 0.096161 |  | 0.47862 |  |  |  | 2061.0583 | [9 empty] | 249.5139 |  | 210.0334 |  |  |  | 562.1752 |  |  |  | 262.8796 |  |  |  | 0.024076 | [13 empty] | 6.4054 |  | 0.30145 | [13 empty] | 61.4076 | [17 empty] | 227.9319 |  |  |  | 7.0186 | [5 empty] | 0.6641 | [7 empty] | 7e-06 | [5 empty] | 0.029704 | [5 empty] | 0.049404 | [12 empty] | 2023 | Šoster, A., Bertrandsson Erlandsson, V., Velojić, M., Gopon, P. (2023). Ultraviolet-photoluminescence and trace element analyses in Ga-rich sphalerite from the Djebel Gustar Zn-Pb deposit, Algeria. Ore Geology Reviews, 157, 105474. |  | DZA | Sétif
| DG | DG | Basin hydrothermal | Mississippi Valley-type (MVT) | MVT zinc-lead | Zn, Pb | Ga | Zn, Pb, Ga | Šoster et al., 2023 |  | DG006-sph30.d |  | underground mine |  |  |  |  | ore material | grab | grab | mineral separate | [5 empty] | mineralisation |  |  |  | sphalerite | [6 empty] | galena, pyrite, quartz, dolomite, calcite, organic matter | Polished sections coated with 20 nm of carbon for SEM analysis; polished sections for LA-ICP-MS in-situ analysis | LA-ICPMS, SEM-EDS | ESI NWR213 Nd:YAG laser ablation system coupled to an Agilent 8800 triple quadrupole ICP-MS; Thermo Fisher Scientific Quattro S field emission scanning electron microscope (FEG-SEM) equipped with an Oxford Instruments-Ultim Max 65 energy dispersive (EDS) detector | Department of Applied Geosciences and Geophysics, Montanuniversität Leoben, Austria; Faculty of Natural Sciences and Engineering, University of Ljubljana, Slovenia | Spot size of 50 µm; fluency 5 J/cm2; repetition rate 10 Hz; He carrier gas at 0.75 L/min; 30 s pre-ablation background, 60 s laser ablation data collection, 30 s wash out delay; mapping: line scans of 25 µm at scan speed of 10 µm/s; SEM: acceleration voltage 15 kV, beam current 10 nA, 10 mm working distance, 60 s acquisition time | MUL-Zn S1 (Onuk et al., 2017) as external standard with S as internal standard; USGS MASS1 (Wilson et al., 2002) as secondary standard and external standard for Te, Au, Tl and Hg | 5.1533 |  |  |  | 196.5332 | [9 empty] | 0.000386 | [5 empty] | 2837.6403 | [5 empty] | 0.076673 |  | 0.45586 |  |  |  | 2291.8531 | [9 empty] | 278.3986 |  | 339.4117 |  |  |  | 689.3848 |  |  |  | 272.3934 |  |  |  | 0.003461 | [13 empty] | 6.3821 |  | 0.12374 | [13 empty] | 56.7059 | [17 empty] | 218.2608 |  |  |  | 10.5962 | [5 empty] | 0.5399 | [7 empty] | 5e-06 | [5 empty] | 0.066467 | [5 empty] | 0.034283 | [12 empty] | 2023 | Šoster, A., Bertrandsson Erlandsson, V., Velojić, M., Gopon, P. (2023). Ultraviolet-photoluminescence and trace element analyses in Ga-rich sphalerite from the Djebel Gustar Zn-Pb deposit, Algeria. Ore Geology Reviews, 157, 105474. |  | DZA | Sétif
| DG | DG | Basin hydrothermal | Mississippi Valley-type (MVT) | MVT zinc-lead | Zn, Pb | Ga | Zn, Pb, Ga | Šoster et al., 2023 |  | DG009-sph1.d |  | underground mine |  |  |  |  | ore material | grab | grab | mineral separate | [5 empty] | mineralisation |  |  |  | sphalerite | [6 empty] | galena, pyrite, quartz, dolomite, calcite, organic matter | Polished sections coated with 20 nm of carbon for SEM analysis; polished sections for LA-ICP-MS in-situ analysis | LA-ICPMS, SEM-EDS | ESI NWR213 Nd:YAG laser ablation system coupled to an Agilent 8800 triple quadrupole ICP-MS; Thermo Fisher Scientific Quattro S field emission scanning electron microscope (FEG-SEM) equipped with an Oxford Instruments-Ultim Max 65 energy dispersive (EDS) detector | Department of Applied Geosciences and Geophysics, Montanuniversität Leoben, Austria; Faculty of Natural Sciences and Engineering, University of Ljubljana, Slovenia | Spot size of 50 µm; fluency 5 J/cm2; repetition rate 10 Hz; He carrier gas at 0.75 L/min; 30 s pre-ablation background, 60 s laser ablation data collection, 30 s wash out delay; mapping: line scans of 25 µm at scan speed of 10 µm/s; SEM: acceleration voltage 15 kV, beam current 10 nA, 10 mm working distance, 60 s acquisition time | MUL-Zn S1 (Onuk et al., 2017) as external standard with S as internal standard; USGS MASS1 (Wilson et al., 2002) as secondary standard and external standard for Te, Au, Tl and Hg | 0.36694 |  |  |  | 6.6056 | [9 empty] | 0.016118 | [5 empty] | 3581.1834 | [5 empty] | 0.084534 |  | 0.50131 |  |  |  | 352.6455 | [9 empty] | 276.776 |  | 34.4529 |  |  |  | 116.6136 |  |  |  | 141.7418 |  |  |  | 1.4e-05 | [13 empty] | 7.8124 |  | 0.40837 | [13 empty] | 2.1032 | [17 empty] | 6.495 |  |  |  | 11.6532 | [5 empty] | 0.59342 | [7 empty] | 5e-06 | [5 empty] | 0.073156 | [5 empty] | 0.037703 | [12 empty] | 2023 | Šoster, A., Bertrandsson Erlandsson, V., Velojić, M., Gopon, P. (2023). Ultraviolet-photoluminescence and trace element analyses in Ga-rich sphalerite from the Djebel Gustar Zn-Pb deposit, Algeria. Ore Geology Reviews, 157, 105474. |  | DZA | Sétif
| DG | DG | Basin hydrothermal | Mississippi Valley-type (MVT) | MVT zinc-lead | Zn, Pb | Ga | Zn, Pb, Ga | Šoster et al., 2023 |  | DG009-sph2.d |  | underground mine |  |  |  |  | ore material | grab | grab | mineral separate | [5 empty] | mineralisation |  |  |  | sphalerite | [6 empty] | galena, pyrite, quartz, dolomite, calcite, organic matter | Polished sections coated with 20 nm of carbon for SEM analysis; polished sections for LA-ICP-MS in-situ analysis | LA-ICPMS, SEM-EDS | ESI NWR213 Nd:YAG laser ablation system coupled to an Agilent 8800 triple quadrupole ICP-MS; Thermo Fisher Scientific Quattro S field emission scanning electron microscope (FEG-SEM) equipped with an Oxford Instruments-Ultim Max 65 energy dispersive (EDS) detector | Department of Applied Geosciences and Geophysics, Montanuniversität Leoben, Austria; Faculty of Natural Sciences and Engineering, University of Ljubljana, Slovenia | Spot size of 50 µm; fluency 5 J/cm2; repetition rate 10 Hz; He carrier gas at 0.75 L/min; 30 s pre-ablation background, 60 s laser ablation data collection, 30 s wash out delay; mapping: line scans of 25 µm at scan speed of 10 µm/s; SEM: acceleration voltage 15 kV, beam current 10 nA, 10 mm working distance, 60 s acquisition time | MUL-Zn S1 (Onuk et al., 2017) as external standard with S as internal standard; USGS MASS1 (Wilson et al., 2002) as secondary standard and external standard for Te, Au, Tl and Hg | 0.36552 |  |  |  | 9.5695 | [9 empty] | 0.024079 | [5 empty] | 2693.0636 | [5 empty] | 0.083949 |  | 0.49659 |  |  |  | 400.0322 | [9 empty] | 393.6246 |  | 46.9334 |  |  |  | 130.2225 |  |  |  | 110.2691 |  |  |  | 0.007331 | [13 empty] | 5.7689 |  | 0.085141 | [13 empty] | 4.0822 | [17 empty] | 9.4835 |  |  |  | 11.5445 | [5 empty] | 0.58754 | [7 empty] | 5e-06 | [5 empty] | 0.072504 | [5 empty] | 0.03735 | [12 empty] | 2023 | Šoster, A., Bertrandsson Erlandsson, V., Velojić, M., Gopon, P. (2023). Ultraviolet-photoluminescence and trace element analyses in Ga-rich sphalerite from the Djebel Gustar Zn-Pb deposit, Algeria. Ore Geology Reviews, 157, 105474. |  | DZA | Sétif
| DG | DG | Basin hydrothermal | Mississippi Valley-type (MVT) | MVT zinc-lead | Zn, Pb | Ga | Zn, Pb, Ga | Šoster et al., 2023 |  | DG009-sph4.d |  | underground mine |  |  |  |  | ore material | grab | grab | mineral separate | [5 empty] | mineralisation |  |  |  | sphalerite | [6 empty] | galena, pyrite, quartz, dolomite, calcite, organic matter | Polished sections coated with 20 nm of carbon for SEM analysis; polished sections for LA-ICP-MS in-situ analysis | LA-ICPMS, SEM-EDS | ESI NWR213 Nd:YAG laser ablation system coupled to an Agilent 8800 triple quadrupole ICP-MS; Thermo Fisher Scientific Quattro S field emission scanning electron microscope (FEG-SEM) equipped with an Oxford Instruments-Ultim Max 65 energy dispersive (EDS) detector | Department of Applied Geosciences and Geophysics, Montanuniversität Leoben, Austria; Faculty of Natural Sciences and Engineering, University of Ljubljana, Slovenia | Spot size of 50 µm; fluency 5 J/cm2; repetition rate 10 Hz; He carrier gas at 0.75 L/min; 30 s pre-ablation background, 60 s laser ablation data collection, 30 s wash out delay; mapping: line scans of 25 µm at scan speed of 10 µm/s; SEM: acceleration voltage 15 kV, beam current 10 nA, 10 mm working distance, 60 s acquisition time | MUL-Zn S1 (Onuk et al., 2017) as external standard with S as internal standard; USGS MASS1 (Wilson et al., 2002) as secondary standard and external standard for Te, Au, Tl and Hg | 0.88313 |  |  |  | 16.2965 | [9 empty] | 0.023707 | [5 empty] | 2530.6937 | [5 empty] | 0.035026 |  | 0.30579 |  |  |  | 856.709 | [9 empty] | 246.8553 |  | 65.3469 |  |  |  | 327.261 |  |  |  | 106.4041 |  |  |  | 0.025292 | [13 empty] | 6.0135 |  | 0.10178 | [13 empty] | 5.8842 | [17 empty] | 18.2884 |  |  |  | 8.5786 | [5 empty] | 0.36954 | [7 empty] | 5e-06 | [5 empty] | 0.039086 | [5 empty] | 0.022337 | [12 empty] | 2023 | Šoster, A., Bertrandsson Erlandsson, V., Velojić, M., Gopon, P. (2023). Ultraviolet-photoluminescence and trace element analyses in Ga-rich sphalerite from the Djebel Gustar Zn-Pb deposit, Algeria. Ore Geology Reviews, 157, 105474. |  | DZA | Sétif
| DG | DG | Basin hydrothermal | Mississippi Valley-type (MVT) | MVT zinc-lead | Zn, Pb | Ga | Zn, Pb, Ga | Šoster et al., 2023 |  | DG009-sph7.d |  | underground mine |  |  |  |  | ore material | grab | grab | mineral separate | [5 empty] | mineralisation |  |  |  | sphalerite | [6 empty] | galena, pyrite, quartz, dolomite, calcite, organic matter | Polished sections coated with 20 nm of carbon for SEM analysis; polished sections for LA-ICP-MS in-situ analysis | LA-ICPMS, SEM-EDS | ESI NWR213 Nd:YAG laser ablation system coupled to an Agilent 8800 triple quadrupole ICP-MS; Thermo Fisher Scientific Quattro S field emission scanning electron microscope (FEG-SEM) equipped with an Oxford Instruments-Ultim Max 65 energy dispersive (EDS) detector | Department of Applied Geosciences and Geophysics, Montanuniversität Leoben, Austria; Faculty of Natural Sciences and Engineering, University of Ljubljana, Slovenia | Spot size of 50 µm; fluency 5 J/cm2; repetition rate 10 Hz; He carrier gas at 0.75 L/min; 30 s pre-ablation background, 60 s laser ablation data collection, 30 s wash out delay; mapping: line scans of 25 µm at scan speed of 10 µm/s; SEM: acceleration voltage 15 kV, beam current 10 nA, 10 mm working distance, 60 s acquisition time | MUL-Zn S1 (Onuk et al., 2017) as external standard with S as internal standard; USGS MASS1 (Wilson et al., 2002) as secondary standard and external standard for Te, Au, Tl and Hg | 2.7935 |  |  |  | 113.4168 | [9 empty] | 0.01039 | [5 empty] | 2743.7314 | [5 empty] | 0.10159 |  | 0.44199 |  |  |  | 2367.6359 | [9 empty] | 759.9093 |  | 930.8103 |  |  |  | 564.3594 |  |  |  | 96.5202 |  |  |  | 0.043894 | [13 empty] | 4.3549 |  | 0.73175 | [13 empty] | 45.6387 | [17 empty] | 135.5302 |  |  |  | 6.7487 | [5 empty] | 0.83005 | [7 empty] | 4e-06 | [5 empty] | 0.048548 | [5 empty] | 0.0322 | [12 empty] | 2023 | Šoster, A., Bertrandsson Erlandsson, V., Velojić, M., Gopon, P. (2023). Ultraviolet-photoluminescence and trace element analyses in Ga-rich sphalerite from the Djebel Gustar Zn-Pb deposit, Algeria. Ore Geology Reviews, 157, 105474. |  | DZA | Sétif
| DG | DG | Basin hydrothermal | Mississippi Valley-type (MVT) | MVT zinc-lead | Zn, Pb | Ga | Zn, Pb, Ga | Šoster et al., 2023 |  | DG009-sph8.d |  | underground mine |  |  |  |  | ore material | grab | grab | mineral separate | [5 empty] | mineralisation |  |  |  | sphalerite | [6 empty] | galena, pyrite, quartz, dolomite, calcite, organic matter | Polished sections coated with 20 nm of carbon for SEM analysis; polished sections for LA-ICP-MS in-situ analysis | LA-ICPMS, SEM-EDS | ESI NWR213 Nd:YAG laser ablation system coupled to an Agilent 8800 triple quadrupole ICP-MS; Thermo Fisher Scientific Quattro S field emission scanning electron microscope (FEG-SEM) equipped with an Oxford Instruments-Ultim Max 65 energy dispersive (EDS) detector | Department of Applied Geosciences and Geophysics, Montanuniversität Leoben, Austria; Faculty of Natural Sciences and Engineering, University of Ljubljana, Slovenia | Spot size of 50 µm; fluency 5 J/cm2; repetition rate 10 Hz; He carrier gas at 0.75 L/min; 30 s pre-ablation background, 60 s laser ablation data collection, 30 s wash out delay; mapping: line scans of 25 µm at scan speed of 10 µm/s; SEM: acceleration voltage 15 kV, beam current 10 nA, 10 mm working distance, 60 s acquisition time | MUL-Zn S1 (Onuk et al., 2017) as external standard with S as internal standard; USGS MASS1 (Wilson et al., 2002) as secondary standard and external standard for Te, Au, Tl and Hg | 3.9564 |  |  |  | 53.1931 | [9 empty] | 0.011442 | [5 empty] | 2509.6216 | [5 empty] | 0.11209 |  | 0.48673 |  |  |  | 1623.0317 | [9 empty] | 489.704 |  | 306.0371 |  |  |  | 551.0615 |  |  |  | 456.4207 |  |  |  | 0.048346 | [13 empty] | 5.3896 |  | 0.29561 | [13 empty] | 27.3578 | [17 empty] | 66.3728 |  |  |  | 7.4336 | [5 empty] | 0.39871 | [7 empty] | 5e-06 | [5 empty] | 0.053505 | [5 empty] | 0.035462 | [12 empty] | 2023 | Šoster, A., Bertrandsson Erlandsson, V., Velojić, M., Gopon, P. (2023). Ultraviolet-photoluminescence and trace element analyses in Ga-rich sphalerite from the Djebel Gustar Zn-Pb deposit, Algeria. Ore Geology Reviews, 157, 105474. |  | DZA | Sétif
| DG | DG | Basin hydrothermal | Mississippi Valley-type (MVT) | MVT zinc-lead | Zn, Pb | Ga | Zn, Pb, Ga | Šoster et al., 2023 |  | DG009-sph9.d |  | underground mine |  |  |  |  | ore material | grab | grab | mineral separate | [5 empty] | mineralisation |  |  |  | sphalerite | [6 empty] | galena, pyrite, quartz, dolomite, calcite, organic matter | Polished sections coated with 20 nm of carbon for SEM analysis; polished sections for LA-ICP-MS in-situ analysis | LA-ICPMS, SEM-EDS | ESI NWR213 Nd:YAG laser ablation system coupled to an Agilent 8800 triple quadrupole ICP-MS; Thermo Fisher Scientific Quattro S field emission scanning electron microscope (FEG-SEM) equipped with an Oxford Instruments-Ultim Max 65 energy dispersive (EDS) detector | Department of Applied Geosciences and Geophysics, Montanuniversität Leoben, Austria; Faculty of Natural Sciences and Engineering, University of Ljubljana, Slovenia | Spot size of 50 µm; fluency 5 J/cm2; repetition rate 10 Hz; He carrier gas at 0.75 L/min; 30 s pre-ablation background, 60 s laser ablation data collection, 30 s wash out delay; mapping: line scans of 25 µm at scan speed of 10 µm/s; SEM: acceleration voltage 15 kV, beam current 10 nA, 10 mm working distance, 60 s acquisition time | MUL-Zn S1 (Onuk et al., 2017) as external standard with S as internal standard; USGS MASS1 (Wilson et al., 2002) as secondary standard and external standard for Te, Au, Tl and Hg | 2.5395 |  |  |  | 63.034 | [9 empty] | 0.017985 | [5 empty] | 3232.762 | [5 empty] | 0.17649 |  | 0.50033 |  |  |  | 1583.5981 | [9 empty] | 879.9446 |  | 863.0182 |  |  |  | 294.4217 |  |  |  | 111.0105 |  |  |  | 0.014991 | [13 empty] | 5.4891 |  | 0.47498 | [13 empty] | 27.9443 | [17 empty] | 79.2388 |  |  |  | 10.163 | [5 empty] | 0.49302 | [7 empty] | 5e-06 | [5 empty] | 0.035034 | [5 empty] | 0.055686 | [12 empty] | 2023 | Šoster, A., Bertrandsson Erlandsson, V., Velojić, M., Gopon, P. (2023). Ultraviolet-photoluminescence and trace element analyses in Ga-rich sphalerite from the Djebel Gustar Zn-Pb deposit, Algeria. Ore Geology Reviews, 157, 105474. |  | DZA | Sétif
| DG | DG | Basin hydrothermal | Mississippi Valley-type (MVT) | MVT zinc-lead | Zn, Pb | Ga | Zn, Pb, Ga | Šoster et al., 2023 |  | DG009-sph10.d |  | underground mine |  |  |  |  | ore material | grab | grab | mineral separate | [5 empty] | mineralisation |  |  |  | sphalerite | [6 empty] | galena, pyrite, quartz, dolomite, calcite, organic matter | Polished sections coated with 20 nm of carbon for SEM analysis; polished sections for LA-ICP-MS in-situ analysis | LA-ICPMS, SEM-EDS | ESI NWR213 Nd:YAG laser ablation system coupled to an Agilent 8800 triple quadrupole ICP-MS; Thermo Fisher Scientific Quattro S field emission scanning electron microscope (FEG-SEM) equipped with an Oxford Instruments-Ultim Max 65 energy dispersive (EDS) detector | Department of Applied Geosciences and Geophysics, Montanuniversität Leoben, Austria; Faculty of Natural Sciences and Engineering, University of Ljubljana, Slovenia | Spot size of 50 µm; fluency 5 J/cm2; repetition rate 10 Hz; He carrier gas at 0.75 L/min; 30 s pre-ablation background, 60 s laser ablation data collection, 30 s wash out delay; mapping: line scans of 25 µm at scan speed of 10 µm/s; SEM: acceleration voltage 15 kV, beam current 10 nA, 10 mm working distance, 60 s acquisition time | MUL-Zn S1 (Onuk et al., 2017) as external standard with S as internal standard; USGS MASS1 (Wilson et al., 2002) as secondary standard and external standard for Te, Au, Tl and Hg | 1.1575 |  |  |  | 40.5047 | [9 empty] | 0.034879 | [5 empty] | 2303.7262 | [5 empty] | 0.15852 |  | 0.57015 |  |  |  | 1302.3868 | [9 empty] | 163.456 |  | 217.7444 |  |  |  | 469.3245 |  |  |  | 171.1321 |  |  |  | 0.032076 | [13 empty] | 6.8723 |  | 0.18947 | [13 empty] | 8.4796 | [17 empty] | 38.8264 |  |  |  | 6.5492 | [5 empty] | 0.5584 | [7 empty] | 7e-06 | [5 empty] | 0.029047 | [5 empty] | 0.082635 | [12 empty] | 2023 | Šoster, A., Bertrandsson Erlandsson, V., Velojić, M., Gopon, P. (2023). Ultraviolet-photoluminescence and trace element analyses in Ga-rich sphalerite from the Djebel Gustar Zn-Pb deposit, Algeria. Ore Geology Reviews, 157, 105474. |  | DZA | Sétif
| DG | DG | Basin hydrothermal | Mississippi Valley-type (MVT) | MVT zinc-lead | Zn, Pb | Ga | Zn, Pb, Ga | Šoster et al., 2023 |  | DG009-sph11.d |  | underground mine |  |  |  |  | ore material | grab | grab | mineral separate | [5 empty] | mineralisation |  |  |  | sphalerite | [6 empty] | galena, pyrite, quartz, dolomite, calcite, organic matter | Polished sections coated with 20 nm of carbon for SEM analysis; polished sections for LA-ICP-MS in-situ analysis | LA-ICPMS, SEM-EDS | ESI NWR213 Nd:YAG laser ablation system coupled to an Agilent 8800 triple quadrupole ICP-MS; Thermo Fisher Scientific Quattro S field emission scanning electron microscope (FEG-SEM) equipped with an Oxford Instruments-Ultim Max 65 energy dispersive (EDS) detector | Department of Applied Geosciences and Geophysics, Montanuniversität Leoben, Austria; Faculty of Natural Sciences and Engineering, University of Ljubljana, Slovenia | Spot size of 50 µm; fluency 5 J/cm2; repetition rate 10 Hz; He carrier gas at 0.75 L/min; 30 s pre-ablation background, 60 s laser ablation data collection, 30 s wash out delay; mapping: line scans of 25 µm at scan speed of 10 µm/s; SEM: acceleration voltage 15 kV, beam current 10 nA, 10 mm working distance, 60 s acquisition time | MUL-Zn S1 (Onuk et al., 2017) as external standard with S as internal standard; USGS MASS1 (Wilson et al., 2002) as secondary standard and external standard for Te, Au, Tl and Hg | 2.3764 |  |  |  | 33.695 | [9 empty] | 0.016946 | [5 empty] | 2827.7287 | [5 empty] | 0.083457 |  | 0.68606 |  |  |  | 752.9371 | [9 empty] | 617.7413 |  | 288.2062 |  |  |  | 180.7571 |  |  |  | 147.6978 |  |  |  | 0.029757 | [13 empty] | 5.5657 |  | 0.067447 | [13 empty] | 16.47 | [17 empty] | 42.5379 |  |  |  | 6.4573 | [5 empty] | 0.67057 | [7 empty] | 8e-06 | [5 empty] | 0.02623 | [5 empty] | 0.032487 | [12 empty] | 2023 | Šoster, A., Bertrandsson Erlandsson, V., Velojić, M., Gopon, P. (2023). Ultraviolet-photoluminescence and trace element analyses in Ga-rich sphalerite from the Djebel Gustar Zn-Pb deposit, Algeria. Ore Geology Reviews, 157, 105474. |  | DZA | Sétif
| DG | DG | Basin hydrothermal | Mississippi Valley-type (MVT) | MVT zinc-lead | Zn, Pb | Ga | Zn, Pb, Ga | Šoster et al., 2023 |  | DG009-sph12.d |  | underground mine |  |  |  |  | ore material | grab | grab | mineral separate | [5 empty] | mineralisation |  |  |  | sphalerite | [6 empty] | galena, pyrite, quartz, dolomite, calcite, organic matter | Polished sections coated with 20 nm of carbon for SEM analysis; polished sections for LA-ICP-MS in-situ analysis | LA-ICPMS, SEM-EDS | ESI NWR213 Nd:YAG laser ablation system coupled to an Agilent 8800 triple quadrupole ICP-MS; Thermo Fisher Scientific Quattro S field emission scanning electron microscope (FEG-SEM) equipped with an Oxford Instruments-Ultim Max 65 energy dispersive (EDS) detector | Department of Applied Geosciences and Geophysics, Montanuniversität Leoben, Austria; Faculty of Natural Sciences and Engineering, University of Ljubljana, Slovenia | Spot size of 50 µm; fluency 5 J/cm2; repetition rate 10 Hz; He carrier gas at 0.75 L/min; 30 s pre-ablation background, 60 s laser ablation data collection, 30 s wash out delay; mapping: line scans of 25 µm at scan speed of 10 µm/s; SEM: acceleration voltage 15 kV, beam current 10 nA, 10 mm working distance, 60 s acquisition time | MUL-Zn S1 (Onuk et al., 2017) as external standard with S as internal standard; USGS MASS1 (Wilson et al., 2002) as secondary standard and external standard for Te, Au, Tl and Hg | 1.0446 |  |  |  | 13.0378 | [9 empty] | 0.017906 | [5 empty] | 2654.7582 | [5 empty] | 0.08831 |  | 0.72494 |  |  |  | 1087.3825 | [9 empty] | 236.5802 |  | 191.6398 |  |  |  | 401.9057 |  |  |  | 158.0841 |  |  |  | 0.031446 | [13 empty] | 7.334 |  | 0.35702 | [13 empty] | 2.203 | [17 empty] | 10.6286 |  |  |  | 6.8252 | [5 empty] | 0.70825 | [7 empty] | 8e-06 | [5 empty] | 0.027737 | [5 empty] | 0.034331 | [12 empty] | 2023 | Šoster, A., Bertrandsson Erlandsson, V., Velojić, M., Gopon, P. (2023). Ultraviolet-photoluminescence and trace element analyses in Ga-rich sphalerite from the Djebel Gustar Zn-Pb deposit, Algeria. Ore Geology Reviews, 157, 105474. |  | DZA | Sétif
| DG | DG | Basin hydrothermal | Mississippi Valley-type (MVT) | MVT zinc-lead | Zn, Pb | Ga | Zn, Pb, Ga | Šoster et al., 2023 |  | DG009-sph13.d |  | underground mine |  |  |  |  | ore material | grab | grab | mineral separate | [5 empty] | mineralisation |  |  |  | sphalerite | [6 empty] | galena, pyrite, quartz, dolomite, calcite, organic matter | Polished sections coated with 20 nm of carbon for SEM analysis; polished sections for LA-ICP-MS in-situ analysis | LA-ICPMS, SEM-EDS | ESI NWR213 Nd:YAG laser ablation system coupled to an Agilent 8800 triple quadrupole ICP-MS; Thermo Fisher Scientific Quattro S field emission scanning electron microscope (FEG-SEM) equipped with an Oxford Instruments-Ultim Max 65 energy dispersive (EDS) detector | Department of Applied Geosciences and Geophysics, Montanuniversität Leoben, Austria; Faculty of Natural Sciences and Engineering, University of Ljubljana, Slovenia | Spot size of 50 µm; fluency 5 J/cm2; repetition rate 10 Hz; He carrier gas at 0.75 L/min; 30 s pre-ablation background, 60 s laser ablation data collection, 30 s wash out delay; mapping: line scans of 25 µm at scan speed of 10 µm/s; SEM: acceleration voltage 15 kV, beam current 10 nA, 10 mm working distance, 60 s acquisition time | MUL-Zn S1 (Onuk et al., 2017) as external standard with S as internal standard; USGS MASS1 (Wilson et al., 2002) as secondary standard and external standard for Te, Au, Tl and Hg | 0.89584 |  |  |  | 1.109 | [9 empty] | 0.017696 | [5 empty] | 2437.4123 | [5 empty] | 0.088025 |  | 0.65442 |  |  |  | 1901.0781 | [9 empty] | 91.4132 |  | 1850.4972 |  |  |  | 164.0576 |  |  |  | 569.2223 |  |  |  | 0.035311 | [13 empty] | 5.9605 |  | 0.87096 | [13 empty] | 0.58889 | [17 empty] | 0.30181 |  |  |  | 8.2696 | [5 empty] | 0.61435 | [7 empty] | 7e-06 | [5 empty] | 0.020772 | [5 empty] | 0.019974 | [12 empty] | 2023 | Šoster, A., Bertrandsson Erlandsson, V., Velojić, M., Gopon, P. (2023). Ultraviolet-photoluminescence and trace element analyses in Ga-rich sphalerite from the Djebel Gustar Zn-Pb deposit, Algeria. Ore Geology Reviews, 157, 105474. |  | DZA | Sétif
| DG | DG | Basin hydrothermal | Mississippi Valley-type (MVT) | MVT zinc-lead | Zn, Pb | Ga | Zn, Pb, Ga | Šoster et al., 2023 |  | DG009-sph14.d |  | underground mine |  |  |  |  | ore material | grab | grab | mineral separate | [5 empty] | mineralisation |  |  |  | sphalerite | [6 empty] | galena, pyrite, quartz, dolomite, calcite, organic matter | Polished sections coated with 20 nm of carbon for SEM analysis; polished sections for LA-ICP-MS in-situ analysis | LA-ICPMS, SEM-EDS | ESI NWR213 Nd:YAG laser ablation system coupled to an Agilent 8800 triple quadrupole ICP-MS; Thermo Fisher Scientific Quattro S field emission scanning electron microscope (FEG-SEM) equipped with an Oxford Instruments-Ultim Max 65 energy dispersive (EDS) detector | Department of Applied Geosciences and Geophysics, Montanuniversität Leoben, Austria; Faculty of Natural Sciences and Engineering, University of Ljubljana, Slovenia | Spot size of 50 µm; fluency 5 J/cm2; repetition rate 10 Hz; He carrier gas at 0.75 L/min; 30 s pre-ablation background, 60 s laser ablation data collection, 30 s wash out delay; mapping: line scans of 25 µm at scan speed of 10 µm/s; SEM: acceleration voltage 15 kV, beam current 10 nA, 10 mm working distance, 60 s acquisition time | MUL-Zn S1 (Onuk et al., 2017) as external standard with S as internal standard; USGS MASS1 (Wilson et al., 2002) as secondary standard and external standard for Te, Au, Tl and Hg | 0.74941 |  |  |  | 5.231 | [9 empty] | 0.018392 | [5 empty] | 2598.3663 | [5 empty] | 0.091572 |  | 0.68043 |  |  |  | 1848.6253 | [9 empty] | 120.909 |  | 1347.8251 |  |  |  | 407.1314 |  |  |  | 371.7327 |  |  |  | 0.036708 | [13 empty] | 5.9563 |  | 0.19777 | [13 empty] | 3.0059 | [17 empty] | 8.9567 |  |  |  | 8.602 | [5 empty] | 0.63835 | [7 empty] | 8e-06 | [5 empty] | 0.021614 | [5 empty] | 0.078782 | [12 empty] | 2023 | Šoster, A., Bertrandsson Erlandsson, V., Velojić, M., Gopon, P. (2023). Ultraviolet-photoluminescence and trace element analyses in Ga-rich sphalerite from the Djebel Gustar Zn-Pb deposit, Algeria. Ore Geology Reviews, 157, 105474. |  | DZA | Sétif
| DG | DG | Basin hydrothermal | Mississippi Valley-type (MVT) | MVT zinc-lead | Zn, Pb | Ga | Zn, Pb, Ga | Šoster et al., 2023 |  | DG009-sph15.d |  | underground mine |  |  |  |  | ore material | grab | grab | mineral separate | [5 empty] | mineralisation |  |  |  | sphalerite | [6 empty] | galena, pyrite, quartz, dolomite, calcite, organic matter | Polished sections coated with 20 nm of carbon for SEM analysis; polished sections for LA-ICP-MS in-situ analysis | LA-ICPMS, SEM-EDS | ESI NWR213 Nd:YAG laser ablation system coupled to an Agilent 8800 triple quadrupole ICP-MS; Thermo Fisher Scientific Quattro S field emission scanning electron microscope (FEG-SEM) equipped with an Oxford Instruments-Ultim Max 65 energy dispersive (EDS) detector | Department of Applied Geosciences and Geophysics, Montanuniversität Leoben, Austria; Faculty of Natural Sciences and Engineering, University of Ljubljana, Slovenia | Spot size of 50 µm; fluency 5 J/cm2; repetition rate 10 Hz; He carrier gas at 0.75 L/min; 30 s pre-ablation background, 60 s laser ablation data collection, 30 s wash out delay; mapping: line scans of 25 µm at scan speed of 10 µm/s; SEM: acceleration voltage 15 kV, beam current 10 nA, 10 mm working distance, 60 s acquisition time | MUL-Zn S1 (Onuk et al., 2017) as external standard with S as internal standard; USGS MASS1 (Wilson et al., 2002) as secondary standard and external standard for Te, Au, Tl and Hg | 1.6189 |  |  |  | 16.1835 | [9 empty] | 0.016334 | [5 empty] | 2623.4946 | [5 empty] | 0.15728 |  | 0.46742 |  |  |  | 1515.0411 | [9 empty] | 107.1912 |  | 1170.0519 |  |  |  | 310.0672 |  |  |  | 428.9961 |  |  |  | 0.04988 | [13 empty] | 5.1678 |  | 0.52467 | [13 empty] | 7.397 | [17 empty] | 21.5657 |  |  |  | 8.2556 | [5 empty] | 0.41496 | [7 empty] | 0.71829 | [5 empty] | 0.031592 | [5 empty] | 0.04936 | [12 empty] | 2023 | Šoster, A., Bertrandsson Erlandsson, V., Velojić, M., Gopon, P. (2023). Ultraviolet-photoluminescence and trace element analyses in Ga-rich sphalerite from the Djebel Gustar Zn-Pb deposit, Algeria. Ore Geology Reviews, 157, 105474. |  | DZA | Sétif
| DG | DG | Basin hydrothermal | Mississippi Valley-type (MVT) | MVT zinc-lead | Zn, Pb | Ga | Zn, Pb, Ga | Šoster et al., 2023 |  | DG009-sph16.d |  | underground mine |  |  |  |  | ore material | grab | grab | mineral separate | [5 empty] | mineralisation |  |  |  | sphalerite | [6 empty] | galena, pyrite, quartz, dolomite, calcite, organic matter | Polished sections coated with 20 nm of carbon for SEM analysis; polished sections for LA-ICP-MS in-situ analysis | LA-ICPMS, SEM-EDS | ESI NWR213 Nd:YAG laser ablation system coupled to an Agilent 8800 triple quadrupole ICP-MS; Thermo Fisher Scientific Quattro S field emission scanning electron microscope (FEG-SEM) equipped with an Oxford Instruments-Ultim Max 65 energy dispersive (EDS) detector | Department of Applied Geosciences and Geophysics, Montanuniversität Leoben, Austria; Faculty of Natural Sciences and Engineering, University of Ljubljana, Slovenia | Spot size of 50 µm; fluency 5 J/cm2; repetition rate 10 Hz; He carrier gas at 0.75 L/min; 30 s pre-ablation background, 60 s laser ablation data collection, 30 s wash out delay; mapping: line scans of 25 µm at scan speed of 10 µm/s; SEM: acceleration voltage 15 kV, beam current 10 nA, 10 mm working distance, 60 s acquisition time | MUL-Zn S1 (Onuk et al., 2017) as external standard with S as internal standard; USGS MASS1 (Wilson et al., 2002) as secondary standard and external standard for Te, Au, Tl and Hg | 2.399 |  |  |  | 36.831 | [9 empty] | 0.016364 | [5 empty] | 2560.6379 | [5 empty] | 0.15766 |  | 10.8503 |  |  |  | 1602.2855 | [9 empty] | 159.8647 |  | 1096.3159 |  |  |  | 374.3998 |  |  |  | 384.0251 |  |  |  | 0.04998 | [13 empty] | 5.3456 |  | 0.43691 | [13 empty] | 13.8855 | [17 empty] | 45.5884 |  |  |  | 8.2772 | [5 empty] | 0.41568 | [7 empty] | 0.72141 | [5 empty] | 0.063594 | [5 empty] | 0.049466 | [12 empty] | 2023 | Šoster, A., Bertrandsson Erlandsson, V., Velojić, M., Gopon, P. (2023). Ultraviolet-photoluminescence and trace element analyses in Ga-rich sphalerite from the Djebel Gustar Zn-Pb deposit, Algeria. Ore Geology Reviews, 157, 105474. |  | DZA | Sétif
| DG | DG | Basin hydrothermal | Mississippi Valley-type (MVT) | MVT zinc-lead | Zn, Pb | Ga | Zn, Pb, Ga | Šoster et al., 2023 |  | DG009-sph17.d |  | underground mine |  |  |  |  | ore material | grab | grab | mineral separate | [5 empty] | mineralisation |  |  |  | sphalerite | [6 empty] | galena, pyrite, quartz, dolomite, calcite, organic matter | Polished sections coated with 20 nm of carbon for SEM analysis; polished sections for LA-ICP-MS in-situ analysis | LA-ICPMS, SEM-EDS | ESI NWR213 Nd:YAG laser ablation system coupled to an Agilent 8800 triple quadrupole ICP-MS; Thermo Fisher Scientific Quattro S field emission scanning electron microscope (FEG-SEM) equipped with an Oxford Instruments-Ultim Max 65 energy dispersive (EDS) detector | Department of Applied Geosciences and Geophysics, Montanuniversität Leoben, Austria; Faculty of Natural Sciences and Engineering, University of Ljubljana, Slovenia | Spot size of 50 µm; fluency 5 J/cm2; repetition rate 10 Hz; He carrier gas at 0.75 L/min; 30 s pre-ablation background, 60 s laser ablation data collection, 30 s wash out delay; mapping: line scans of 25 µm at scan speed of 10 µm/s; SEM: acceleration voltage 15 kV, beam current 10 nA, 10 mm working distance, 60 s acquisition time | MUL-Zn S1 (Onuk et al., 2017) as external standard with S as internal standard; USGS MASS1 (Wilson et al., 2002) as secondary standard and external standard for Te, Au, Tl and Hg | 1.3546 |  |  |  | 24.8255 | [9 empty] | 0.012216 | [5 empty] | 2567.0913 | [5 empty] | 0.079739 |  | 0.54519 |  |  |  | 1646.9709 | [9 empty] | 91.6047 |  | 1243.36 |  |  |  | 333.3198 |  |  |  | 377.7893 |  |  |  | 0.031425 | [13 empty] | 5.4167 |  | 0.48675 | [13 empty] | 8.463 | [17 empty] | 35.6311 |  |  |  | 8.0586 | [5 empty] | 0.78046 | [7 empty] | 7e-06 | [5 empty] | 0.058695 | [5 empty] | 0.052944 | [12 empty] | 2023 | Šoster, A., Bertrandsson Erlandsson, V., Velojić, M., Gopon, P. (2023). Ultraviolet-photoluminescence and trace element analyses in Ga-rich sphalerite from the Djebel Gustar Zn-Pb deposit, Algeria. Ore Geology Reviews, 157, 105474. |  | DZA | Sétif
| DG | DG | Basin hydrothermal | Mississippi Valley-type (MVT) | MVT zinc-lead | Zn, Pb | Ga | Zn, Pb, Ga | Šoster et al., 2023 |  | DG009-sph18.d |  | underground mine |  |  |  |  | ore material | grab | grab | mineral separate | [5 empty] | mineralisation |  |  |  | sphalerite | [6 empty] | galena, pyrite, quartz, dolomite, calcite, organic matter | Polished sections coated with 20 nm of carbon for SEM analysis; polished sections for LA-ICP-MS in-situ analysis | LA-ICPMS, SEM-EDS | ESI NWR213 Nd:YAG laser ablation system coupled to an Agilent 8800 triple quadrupole ICP-MS; Thermo Fisher Scientific Quattro S field emission scanning electron microscope (FEG-SEM) equipped with an Oxford Instruments-Ultim Max 65 energy dispersive (EDS) detector | Department of Applied Geosciences and Geophysics, Montanuniversität Leoben, Austria; Faculty of Natural Sciences and Engineering, University of Ljubljana, Slovenia | Spot size of 50 µm; fluency 5 J/cm2; repetition rate 10 Hz; He carrier gas at 0.75 L/min; 30 s pre-ablation background, 60 s laser ablation data collection, 30 s wash out delay; mapping: line scans of 25 µm at scan speed of 10 µm/s; SEM: acceleration voltage 15 kV, beam current 10 nA, 10 mm working distance, 60 s acquisition time | MUL-Zn S1 (Onuk et al., 2017) as external standard with S as internal standard; USGS MASS1 (Wilson et al., 2002) as secondary standard and external standard for Te, Au, Tl and Hg | 8.7062 |  |  |  | 5.2529 | [9 empty] | 0.011681 | [5 empty] | 3089.8346 | [5 empty] | 0.076273 |  | 0.52152 |  |  |  | 438.1193 | [9 empty] | 214.0732 |  | 425.2451 |  |  |  | 45.4077 |  |  |  | 421.4061 |  |  |  | 0.10112 | [13 empty] | 7.6082 |  | 0.10749 | [13 empty] | 10.9307 | [17 empty] | 7.2824 |  |  |  | 7.7116 | [5 empty] | 1.788 | [7 empty] | 7e-06 | [5 empty] | 0.024024 | [5 empty] | 0.050641 | [12 empty] | 2023 | Šoster, A., Bertrandsson Erlandsson, V., Velojić, M., Gopon, P. (2023). Ultraviolet-photoluminescence and trace element analyses in Ga-rich sphalerite from the Djebel Gustar Zn-Pb deposit, Algeria. Ore Geology Reviews, 157, 105474. |  | DZA | Sétif
| DG | DG | Basin hydrothermal | Mississippi Valley-type (MVT) | MVT zinc-lead | Zn, Pb | Ga | Zn, Pb, Ga | Šoster et al., 2023 |  | DG009-sph19.d |  | underground mine |  |  |  |  | ore material | grab | grab | mineral separate | [5 empty] | mineralisation |  |  |  | sphalerite | [6 empty] | galena, pyrite, quartz, dolomite, calcite, organic matter | Polished sections coated with 20 nm of carbon for SEM analysis; polished sections for LA-ICP-MS in-situ analysis | LA-ICPMS, SEM-EDS | ESI NWR213 Nd:YAG laser ablation system coupled to an Agilent 8800 triple quadrupole ICP-MS; Thermo Fisher Scientific Quattro S field emission scanning electron microscope (FEG-SEM) equipped with an Oxford Instruments-Ultim Max 65 energy dispersive (EDS) detector | Department of Applied Geosciences and Geophysics, Montanuniversität Leoben, Austria; Faculty of Natural Sciences and Engineering, University of Ljubljana, Slovenia | Spot size of 50 µm; fluency 5 J/cm2; repetition rate 10 Hz; He carrier gas at 0.75 L/min; 30 s pre-ablation background, 60 s laser ablation data collection, 30 s wash out delay; mapping: line scans of 25 µm at scan speed of 10 µm/s; SEM: acceleration voltage 15 kV, beam current 10 nA, 10 mm working distance, 60 s acquisition time | MUL-Zn S1 (Onuk et al., 2017) as external standard with S as internal standard; USGS MASS1 (Wilson et al., 2002) as secondary standard and external standard for Te, Au, Tl and Hg | 1.0055 |  |  |  | 1.826 | [9 empty] | 0.036693 | [5 empty] | 2995.6262 | [5 empty] | 0.39389 |  | 0.65579 |  |  |  | 1466.342 | [9 empty] | 85.7489 |  | 1776.7355 |  |  |  | 118.0269 |  |  |  | 306.8745 |  |  |  | 0.25956 | [13 empty] | 7.2822 |  | 0.40055 | [13 empty] | 1.2576 | [17 empty] | 0.76749 |  |  |  | 15.4987 | [5 empty] | 0.39852 | [7 empty] | 5e-06 | [5 empty] | 0.036914 | [5 empty] | 0.005297 | [12 empty] | 2023 | Šoster, A., Bertrandsson Erlandsson, V., Velojić, M., Gopon, P. (2023). Ultraviolet-photoluminescence and trace element analyses in Ga-rich sphalerite from the Djebel Gustar Zn-Pb deposit, Algeria. Ore Geology Reviews, 157, 105474. |  | DZA | Sétif
| DG | DG | Basin hydrothermal | Mississippi Valley-type (MVT) | MVT zinc-lead | Zn, Pb | Ga | Zn, Pb, Ga | Šoster et al., 2023 |  | DG009-sph22.d |  | underground mine |  |  |  |  | ore material | grab | grab | mineral separate | [5 empty] | mineralisation |  |  |  | sphalerite | [6 empty] | galena, pyrite, quartz, dolomite, calcite, organic matter | Polished sections coated with 20 nm of carbon for SEM analysis; polished sections for LA-ICP-MS in-situ analysis | LA-ICPMS, SEM-EDS | ESI NWR213 Nd:YAG laser ablation system coupled to an Agilent 8800 triple quadrupole ICP-MS; Thermo Fisher Scientific Quattro S field emission scanning electron microscope (FEG-SEM) equipped with an Oxford Instruments-Ultim Max 65 energy dispersive (EDS) detector | Department of Applied Geosciences and Geophysics, Montanuniversität Leoben, Austria; Faculty of Natural Sciences and Engineering, University of Ljubljana, Slovenia | Spot size of 50 µm; fluency 5 J/cm2; repetition rate 10 Hz; He carrier gas at 0.75 L/min; 30 s pre-ablation background, 60 s laser ablation data collection, 30 s wash out delay; mapping: line scans of 25 µm at scan speed of 10 µm/s; SEM: acceleration voltage 15 kV, beam current 10 nA, 10 mm working distance, 60 s acquisition time | MUL-Zn S1 (Onuk et al., 2017) as external standard with S as internal standard; USGS MASS1 (Wilson et al., 2002) as secondary standard and external standard for Te, Au, Tl and Hg | 5.5531 |  |  |  | 8.7252 | [9 empty] | 0.036246 | [5 empty] | 2489.3572 | [5 empty] | 0.12059 |  | 0.93084 |  |  |  | 2108.5789 | [9 empty] | 82.5911 |  | 1798.8059 |  |  |  | 312.8883 |  |  |  | 316.2616 |  |  |  | 0.035059 | [13 empty] | 6.1054 |  | 0.7621 | [13 empty] | 24.8193 | [17 empty] | 15.1439 |  |  |  | 11.9177 | [5 empty] | 0.75935 | [7 empty] | 7e-06 | [5 empty] | 0.043251 | [5 empty] | 0.14151 | [12 empty] | 2023 | Šoster, A., Bertrandsson Erlandsson, V., Velojić, M., Gopon, P. (2023). Ultraviolet-photoluminescence and trace element analyses in Ga-rich sphalerite from the Djebel Gustar Zn-Pb deposit, Algeria. Ore Geology Reviews, 157, 105474. |  | DZA | Sétif
| DG | DG | Basin hydrothermal | Mississippi Valley-type (MVT) | MVT zinc-lead | Zn, Pb | Ga | Zn, Pb, Ga | Šoster et al., 2023 |  | DG002-11.d |  | underground mine |  |  |  |  | ore material | grab | grab | mineral separate | [5 empty] | mineralisation |  |  |  | sphalerite | [6 empty] | galena, pyrite, quartz, dolomite, calcite, organic matter | Polished sections coated with 20 nm of carbon for SEM analysis; polished sections for LA-ICP-MS in-situ analysis | LA-ICPMS, SEM-EDS | ESI NWR213 Nd:YAG laser ablation system coupled to an Agilent 8800 triple quadrupole ICP-MS; Thermo Fisher Scientific Quattro S field emission scanning electron microscope (FEG-SEM) equipped with an Oxford Instruments-Ultim Max 65 energy dispersive (EDS) detector | Department of Applied Geosciences and Geophysics, Montanuniversität Leoben, Austria; Faculty of Natural Sciences and Engineering, University of Ljubljana, Slovenia | Spot size of 50 µm; fluency 5 J/cm2; repetition rate 10 Hz; He carrier gas at 0.75 L/min; 30 s pre-ablation background, 60 s laser ablation data collection, 30 s wash out delay; mapping: line scans of 25 µm at scan speed of 10 µm/s; SEM: acceleration voltage 15 kV, beam current 10 nA, 10 mm working distance, 60 s acquisition time | MUL-Zn S1 (Onuk et al., 2017) as external standard with S as internal standard; USGS MASS1 (Wilson et al., 2002) as secondary standard and external standard for Te, Au, Tl and Hg | 0.94104 |  |  |  | 4.7765 | [9 empty] | 0.024379 | [5 empty] | 2507.2837 | [5 empty] | 0.16703 |  | 0.69439 |  |  |  | 2043.9449 | [9 empty] | 46.7275 |  | 2045.8054 |  |  |  | 250.9121 |  |  |  | 496.7254 |  |  |  | 0.026956 | [13 empty] | 10.0818 |  | 1.013 | [13 empty] | 1.5529 | [17 empty] | 7.0232 |  |  |  | 5.6732 | [5 empty] | 0.54277 | [7 empty] | 7e-06 | [5 empty] | 0.028815 | [5 empty] | 0.12753 | [12 empty] | 2023 | Šoster, A., Bertrandsson Erlandsson, V., Velojić, M., Gopon, P. (2023). Ultraviolet-photoluminescence and trace element analyses in Ga-rich sphalerite from the Djebel Gustar Zn-Pb deposit, Algeria. Ore Geology Reviews, 157, 105474. |  | DZA | Sétif
| DG | DG | Basin hydrothermal | Mississippi Valley-type (MVT) | MVT zinc-lead | Zn, Pb | Ga | Zn, Pb, Ga | Šoster et al., 2023 |  | DG002-12.d |  | underground mine |  |  |  |  | ore material | grab | grab | mineral separate | [5 empty] | mineralisation |  |  |  | sphalerite | [6 empty] | galena, pyrite, quartz, dolomite, calcite, organic matter | Polished sections coated with 20 nm of carbon for SEM analysis; polished sections for LA-ICP-MS in-situ analysis | LA-ICPMS, SEM-EDS | ESI NWR213 Nd:YAG laser ablation system coupled to an Agilent 8800 triple quadrupole ICP-MS; Thermo Fisher Scientific Quattro S field emission scanning electron microscope (FEG-SEM) equipped with an Oxford Instruments-Ultim Max 65 energy dispersive (EDS) detector | Department of Applied Geosciences and Geophysics, Montanuniversität Leoben, Austria; Faculty of Natural Sciences and Engineering, University of Ljubljana, Slovenia | Spot size of 50 µm; fluency 5 J/cm2; repetition rate 10 Hz; He carrier gas at 0.75 L/min; 30 s pre-ablation background, 60 s laser ablation data collection, 30 s wash out delay; mapping: line scans of 25 µm at scan speed of 10 µm/s; SEM: acceleration voltage 15 kV, beam current 10 nA, 10 mm working distance, 60 s acquisition time | MUL-Zn S1 (Onuk et al., 2017) as external standard with S as internal standard; USGS MASS1 (Wilson et al., 2002) as secondary standard and external standard for Te, Au, Tl and Hg | 0.70971 |  |  |  | 5.5829 | [9 empty] | 0.007591 | [5 empty] | 2373.0264 | [5 empty] | 0.037613 |  | 0.56876 |  |  |  | 1919.6441 | [9 empty] | 55.2532 |  | 2108.9061 |  |  |  | 167.745 |  |  |  | 437.8309 |  |  |  | 0.091551 | [13 empty] | 9.4268 |  | 0.64514 | [13 empty] | 2.2647 | [17 empty] | 8.3715 |  |  |  | 6.4932 | [5 empty] | 0.58851 | [7 empty] | 6e-06 | [5 empty] | 0.028012 | [5 empty] | 0.14836 | [12 empty] | 2023 | Šoster, A., Bertrandsson Erlandsson, V., Velojić, M., Gopon, P. (2023). Ultraviolet-photoluminescence and trace element analyses in Ga-rich sphalerite from the Djebel Gustar Zn-Pb deposit, Algeria. Ore Geology Reviews, 157, 105474. |  | DZA | Sétif
| DG | DG | Basin hydrothermal | Mississippi Valley-type (MVT) | MVT zinc-lead | Zn, Pb | Ga | Zn, Pb, Ga | Šoster et al., 2023 |  | DG002-13.d |  | underground mine |  |  |  |  | ore material | grab | grab | mineral separate | [5 empty] | mineralisation |  |  |  | sphalerite | [6 empty] | galena, pyrite, quartz, dolomite, calcite, organic matter | Polished sections coated with 20 nm of carbon for SEM analysis; polished sections for LA-ICP-MS in-situ analysis | LA-ICPMS, SEM-EDS | ESI NWR213 Nd:YAG laser ablation system coupled to an Agilent 8800 triple quadrupole ICP-MS; Thermo Fisher Scientific Quattro S field emission scanning electron microscope (FEG-SEM) equipped with an Oxford Instruments-Ultim Max 65 energy dispersive (EDS) detector | Department of Applied Geosciences and Geophysics, Montanuniversität Leoben, Austria; Faculty of Natural Sciences and Engineering, University of Ljubljana, Slovenia | Spot size of 50 µm; fluency 5 J/cm2; repetition rate 10 Hz; He carrier gas at 0.75 L/min; 30 s pre-ablation background, 60 s laser ablation data collection, 30 s wash out delay; mapping: line scans of 25 µm at scan speed of 10 µm/s; SEM: acceleration voltage 15 kV, beam current 10 nA, 10 mm working distance, 60 s acquisition time | MUL-Zn S1 (Onuk et al., 2017) as external standard with S as internal standard; USGS MASS1 (Wilson et al., 2002) as secondary standard and external standard for Te, Au, Tl and Hg | 0.85762 |  |  |  | 10.9334 | [9 empty] | 0.018825 | [5 empty] | 2439.9851 | [5 empty] | 0.038496 |  | 0.5835 |  |  |  | 1959.14 | [9 empty] | 59.1966 |  | 1731.3885 |  |  |  | 295.0386 |  |  |  | 439.0891 |  |  |  | 0.29386 | [13 empty] | 8.1848 |  | 0.44114 | [13 empty] | 2.8767 | [17 empty] | 14.1961 |  |  |  | 13.3766 | [5 empty] | 0.6047 | [7 empty] | 6e-06 | [5 empty] | 0.028742 | [5 empty] | 0.053685 | [12 empty] | 2023 | Šoster, A., Bertrandsson Erlandsson, V., Velojić, M., Gopon, P. (2023). Ultraviolet-photoluminescence and trace element analyses in Ga-rich sphalerite from the Djebel Gustar Zn-Pb deposit, Algeria. Ore Geology Reviews, 157, 105474. |  | DZA | Sétif
| DG | DG | Basin hydrothermal | Mississippi Valley-type (MVT) | MVT zinc-lead | Zn, Pb | Ga | Zn, Pb, Ga | Šoster et al., 2023 |  | DG002-14.d |  | underground mine |  |  |  |  | ore material | grab | grab | mineral separate | [5 empty] | mineralisation |  |  |  | sphalerite | [6 empty] | galena, pyrite, quartz, dolomite, calcite, organic matter | Polished sections coated with 20 nm of carbon for SEM analysis; polished sections for LA-ICP-MS in-situ analysis | LA-ICPMS, SEM-EDS | ESI NWR213 Nd:YAG laser ablation system coupled to an Agilent 8800 triple quadrupole ICP-MS; Thermo Fisher Scientific Quattro S field emission scanning electron microscope (FEG-SEM) equipped with an Oxford Instruments-Ultim Max 65 energy dispersive (EDS) detector | Department of Applied Geosciences and Geophysics, Montanuniversität Leoben, Austria; Faculty of Natural Sciences and Engineering, University of Ljubljana, Slovenia | Spot size of 50 µm; fluency 5 J/cm2; repetition rate 10 Hz; He carrier gas at 0.75 L/min; 30 s pre-ablation background, 60 s laser ablation data collection, 30 s wash out delay; mapping: line scans of 25 µm at scan speed of 10 µm/s; SEM: acceleration voltage 15 kV, beam current 10 nA, 10 mm working distance, 60 s acquisition time | MUL-Zn S1 (Onuk et al., 2017) as external standard with S as internal standard; USGS MASS1 (Wilson et al., 2002) as secondary standard and external standard for Te, Au, Tl and Hg | 0.53095 |  |  |  | 0.84231 | [9 empty] | 0.032607 | [5 empty] | 2972.4743 | [5 empty] | 0.13999 |  | 0.83977 |  |  |  | 1396.5677 | [9 empty] | 84.3695 |  | 1702.3282 |  |  |  | 83.0655 |  |  |  | 556.263 |  |  |  | 0.19484 | [13 empty] | 11.0187 |  | 0.55466 | [13 empty] | 0.83749 | [17 empty] | 0.433 |  |  |  | 7.4967 | [5 empty] | 0.55526 | [7 empty] | 7e-06 | [5 empty] | 0.030673 | [5 empty] | 0.073239 | [12 empty] | 2023 | Šoster, A., Bertrandsson Erlandsson, V., Velojić, M., Gopon, P. (2023). Ultraviolet-photoluminescence and trace element analyses in Ga-rich sphalerite from the Djebel Gustar Zn-Pb deposit, Algeria. Ore Geology Reviews, 157, 105474. |  | DZA | Sétif
| DG | DG | Basin hydrothermal | Mississippi Valley-type (MVT) | MVT zinc-lead | Zn, Pb | Ga | Zn, Pb, Ga | Šoster et al., 2023 |  | DG002-15.d |  | underground mine |  |  |  |  | ore material | grab | grab | mineral separate | [5 empty] | mineralisation |  |  |  | sphalerite | [6 empty] | galena, pyrite, quartz, dolomite, calcite, organic matter | Polished sections coated with 20 nm of carbon for SEM analysis; polished sections for LA-ICP-MS in-situ analysis | LA-ICPMS, SEM-EDS | ESI NWR213 Nd:YAG laser ablation system coupled to an Agilent 8800 triple quadrupole ICP-MS; Thermo Fisher Scientific Quattro S field emission scanning electron microscope (FEG-SEM) equipped with an Oxford Instruments-Ultim Max 65 energy dispersive (EDS) detector | Department of Applied Geosciences and Geophysics, Montanuniversität Leoben, Austria; Faculty of Natural Sciences and Engineering, University of Ljubljana, Slovenia | Spot size of 50 µm; fluency 5 J/cm2; repetition rate 10 Hz; He carrier gas at 0.75 L/min; 30 s pre-ablation background, 60 s laser ablation data collection, 30 s wash out delay; mapping: line scans of 25 µm at scan speed of 10 µm/s; SEM: acceleration voltage 15 kV, beam current 10 nA, 10 mm working distance, 60 s acquisition time | MUL-Zn S1 (Onuk et al., 2017) as external standard with S as internal standard; USGS MASS1 (Wilson et al., 2002) as secondary standard and external standard for Te, Au, Tl and Hg | 0.34156 |  |  |  | 1.3333 | [9 empty] | 0.010498 | [5 empty] | 3337.9484 | [5 empty] | 0.18552 |  | 0.50814 |  |  |  | 415.0673 | [9 empty] | 74.8786 |  | 467.8456 |  |  |  | 40.6949 |  |  |  | 611.4277 |  |  |  | 0.038215 | [13 empty] | 12.6801 |  | 0.40241 | [13 empty] | 5.1442 | [17 empty] | 0.45793 |  |  |  | 5.7464 | [5 empty] | 0.42379 | [7 empty] | 8e-06 | [5 empty] | 0.035878 | [5 empty] | 0.090373 | [12 empty] | 2023 | Šoster, A., Bertrandsson Erlandsson, V., Velojić, M., Gopon, P. (2023). Ultraviolet-photoluminescence and trace element analyses in Ga-rich sphalerite from the Djebel Gustar Zn-Pb deposit, Algeria. Ore Geology Reviews, 157, 105474. |  | DZA | Sétif
| DG | DG | Basin hydrothermal | Mississippi Valley-type (MVT) | MVT zinc-lead | Zn, Pb | Ga | Zn, Pb, Ga | Šoster et al., 2023 |  | DG002-17.d |  | underground mine |  |  |  |  | ore material | grab | grab | mineral separate | [5 empty] | mineralisation |  |  |  | sphalerite | [6 empty] | galena, pyrite, quartz, dolomite, calcite, organic matter | Polished sections coated with 20 nm of carbon for SEM analysis; polished sections for LA-ICP-MS in-situ analysis | LA-ICPMS, SEM-EDS | ESI NWR213 Nd:YAG laser ablation system coupled to an Agilent 8800 triple quadrupole ICP-MS; Thermo Fisher Scientific Quattro S field emission scanning electron microscope (FEG-SEM) equipped with an Oxford Instruments-Ultim Max 65 energy dispersive (EDS) detector | Department of Applied Geosciences and Geophysics, Montanuniversität Leoben, Austria; Faculty of Natural Sciences and Engineering, University of Ljubljana, Slovenia | Spot size of 50 µm; fluency 5 J/cm2; repetition rate 10 Hz; He carrier gas at 0.75 L/min; 30 s pre-ablation background, 60 s laser ablation data collection, 30 s wash out delay; mapping: line scans of 25 µm at scan speed of 10 µm/s; SEM: acceleration voltage 15 kV, beam current 10 nA, 10 mm working distance, 60 s acquisition time | MUL-Zn S1 (Onuk et al., 2017) as external standard with S as internal standard; USGS MASS1 (Wilson et al., 2002) as secondary standard and external standard for Te, Au, Tl and Hg | 0.56531 |  |  |  | 19.044 | [9 empty] | 0.015286 | [5 empty] | 2493.5747 | [5 empty] | 0.080103 |  | 0.83114 |  |  |  | 1178.7493 | [9 empty] | 30.2628 |  | 498.1919 |  |  |  | 363.7734 |  |  |  | 498.8546 |  |  |  | 0.048859 | [13 empty] | 11.8773 |  | 0.32439 | [13 empty] | 3.3053 | [17 empty] | 19.4775 |  |  |  | 12.2989 | [5 empty] | 0.40895 | [7 empty] | 6e-06 | [5 empty] | 0.028495 | [5 empty] | 0.080288 | [12 empty] | 2023 | Šoster, A., Bertrandsson Erlandsson, V., Velojić, M., Gopon, P. (2023). Ultraviolet-photoluminescence and trace element analyses in Ga-rich sphalerite from the Djebel Gustar Zn-Pb deposit, Algeria. Ore Geology Reviews, 157, 105474. |  | DZA | Sétif
| DG | DG | Basin hydrothermal | Mississippi Valley-type (MVT) | MVT zinc-lead | Zn, Pb | Ga | Zn, Pb, Ga | Šoster et al., 2023 |  | DG002-18.d |  | underground mine |  |  |  |  | ore material | grab | grab | mineral separate | [5 empty] | mineralisation |  |  |  | sphalerite | [6 empty] | galena, pyrite, quartz, dolomite, calcite, organic matter | Polished sections coated with 20 nm of carbon for SEM analysis; polished sections for LA-ICP-MS in-situ analysis | LA-ICPMS, SEM-EDS | ESI NWR213 Nd:YAG laser ablation system coupled to an Agilent 8800 triple quadrupole ICP-MS; Thermo Fisher Scientific Quattro S field emission scanning electron microscope (FEG-SEM) equipped with an Oxford Instruments-Ultim Max 65 energy dispersive (EDS) detector | Department of Applied Geosciences and Geophysics, Montanuniversität Leoben, Austria; Faculty of Natural Sciences and Engineering, University of Ljubljana, Slovenia | Spot size of 50 µm; fluency 5 J/cm2; repetition rate 10 Hz; He carrier gas at 0.75 L/min; 30 s pre-ablation background, 60 s laser ablation data collection, 30 s wash out delay; mapping: line scans of 25 µm at scan speed of 10 µm/s; SEM: acceleration voltage 15 kV, beam current 10 nA, 10 mm working distance, 60 s acquisition time | MUL-Zn S1 (Onuk et al., 2017) as external standard with S as internal standard; USGS MASS1 (Wilson et al., 2002) as secondary standard and external standard for Te, Au, Tl and Hg | 0.87367 |  |  |  | 4.8804 | [9 empty] | 0.015324 | [5 empty] | 2380.4013 | [5 empty] | 3.0014 |  | 0.83486 |  |  |  | 1741.0975 | [9 empty] | 7011.4762 |  | 1918.8095 |  |  |  | 92.1793 |  |  |  | 595.0957 |  |  |  | 0.049001 | [13 empty] | 14.0002 |  | 0.30977 | [7 empty] | 5.3951 | [5 empty] | 3.9292 | [17 empty] | 3.3101 |  |  |  | 12.3649 | [5 empty] | 0.41164 | [7 empty] | 6e-06 | [5 empty] | 0.028627 | [5 empty] | 0.39728 | [12 empty] | 2023 | Šoster, A., Bertrandsson Erlandsson, V., Velojić, M., Gopon, P. (2023). Ultraviolet-photoluminescence and trace element analyses in Ga-rich sphalerite from the Djebel Gustar Zn-Pb deposit, Algeria. Ore Geology Reviews, 157, 105474. |  | DZA | Sétif
| DG | DG | Basin hydrothermal | Mississippi Valley-type (MVT) | MVT zinc-lead | Zn, Pb | Ga | Zn, Pb, Ga | Šoster et al., 2023 |  | DG002-19.d |  | underground mine |  |  |  |  | ore material | grab | grab | mineral separate | [5 empty] | mineralisation |  |  |  | sphalerite | [6 empty] | galena, pyrite, quartz, dolomite, calcite, organic matter | Polished sections coated with 20 nm of carbon for SEM analysis; polished sections for LA-ICP-MS in-situ analysis | LA-ICPMS, SEM-EDS | ESI NWR213 Nd:YAG laser ablation system coupled to an Agilent 8800 triple quadrupole ICP-MS; Thermo Fisher Scientific Quattro S field emission scanning electron microscope (FEG-SEM) equipped with an Oxford Instruments-Ultim Max 65 energy dispersive (EDS) detector | Department of Applied Geosciences and Geophysics, Montanuniversität Leoben, Austria; Faculty of Natural Sciences and Engineering, University of Ljubljana, Slovenia | Spot size of 50 µm; fluency 5 J/cm2; repetition rate 10 Hz; He carrier gas at 0.75 L/min; 30 s pre-ablation background, 60 s laser ablation data collection, 30 s wash out delay; mapping: line scans of 25 µm at scan speed of 10 µm/s; SEM: acceleration voltage 15 kV, beam current 10 nA, 10 mm working distance, 60 s acquisition time | MUL-Zn S1 (Onuk et al., 2017) as external standard with S as internal standard; USGS MASS1 (Wilson et al., 2002) as secondary standard and external standard for Te, Au, Tl and Hg | 0.82537 |  |  |  | 0.85941 | [9 empty] | 0.019901 | [5 empty] | 2494.05 | [5 empty] | 0.098209 |  | 0.49332 |  |  |  | 1660.1595 | [9 empty] | 33.0335 |  | 1846.2792 |  |  |  | 104.3379 |  |  |  | 565.9498 |  |  |  | 0.025923 | [13 empty] | 14.6296 |  | 0.46779 | [13 empty] | 0.64315 | [17 empty] | 1.8351 |  |  |  | 9.48 | [5 empty] | 0.6125 | [7 empty] | 8e-06 | [5 empty] | 0.024853 | [5 empty] | 0.33592 | [12 empty] | 2023 | Šoster, A., Bertrandsson Erlandsson, V., Velojić, M., Gopon, P. (2023). Ultraviolet-photoluminescence and trace element analyses in Ga-rich sphalerite from the Djebel Gustar Zn-Pb deposit, Algeria. Ore Geology Reviews, 157, 105474. |  | DZA | Sétif
| DG | DG | Basin hydrothermal | Mississippi Valley-type (MVT) | MVT zinc-lead | Zn, Pb | Ga | Zn, Pb, Ga | Šoster et al., 2023 |  | DG002-20.d |  | underground mine |  |  |  |  | ore material | grab | grab | mineral separate | [5 empty] | mineralisation |  |  |  | sphalerite | [6 empty] | galena, pyrite, quartz, dolomite, calcite, organic matter | Polished sections coated with 20 nm of carbon for SEM analysis; polished sections for LA-ICP-MS in-situ analysis | LA-ICPMS, SEM-EDS | ESI NWR213 Nd:YAG laser ablation system coupled to an Agilent 8800 triple quadrupole ICP-MS; Thermo Fisher Scientific Quattro S field emission scanning electron microscope (FEG-SEM) equipped with an Oxford Instruments-Ultim Max 65 energy dispersive (EDS) detector | Department of Applied Geosciences and Geophysics, Montanuniversität Leoben, Austria; Faculty of Natural Sciences and Engineering, University of Ljubljana, Slovenia | Spot size of 50 µm; fluency 5 J/cm2; repetition rate 10 Hz; He carrier gas at 0.75 L/min; 30 s pre-ablation background, 60 s laser ablation data collection, 30 s wash out delay; mapping: line scans of 25 µm at scan speed of 10 µm/s; SEM: acceleration voltage 15 kV, beam current 10 nA, 10 mm working distance, 60 s acquisition time | MUL-Zn S1 (Onuk et al., 2017) as external standard with S as internal standard; USGS MASS1 (Wilson et al., 2002) as secondary standard and external standard for Te, Au, Tl and Hg | 0.71532 |  |  |  | 1.2704 | [9 empty] | 0.011282 | [5 empty] | 2504.0894 | [5 empty] | 0.041214 |  | 0.62274 |  |  |  | 1791.1608 | [9 empty] | 13.7938 |  | 2009.2528 |  |  |  | 97.6345 |  |  |  | 587.8964 |  |  |  | 0.036905 | [13 empty] | 14.1679 |  | 0.79191 | [13 empty] | 0.36079 | [17 empty] | 0.55814 |  |  |  | 10.0073 | [5 empty] | 0.56799 | [7 empty] | 1e-05 | [5 empty] | 0.036715 | [5 empty] | 0.51589 | [12 empty] | 2023 | Šoster, A., Bertrandsson Erlandsson, V., Velojić, M., Gopon, P. (2023). Ultraviolet-photoluminescence and trace element analyses in Ga-rich sphalerite from the Djebel Gustar Zn-Pb deposit, Algeria. Ore Geology Reviews, 157, 105474. |  | DZA | Sétif
| DG | DG | Basin hydrothermal | Mississippi Valley-type (MVT) | MVT zinc-lead | Zn, Pb | Ga | Zn, Pb, Ga | Šoster et al., 2023 |  | DG002-1.d |  | underground mine |  |  |  |  | ore material | grab | grab | mineral separate | [5 empty] | mineralisation |  |  |  | sphalerite | [6 empty] | galena, pyrite, quartz, dolomite, calcite, organic matter | Polished sections coated with 20 nm of carbon for SEM analysis; polished sections for LA-ICP-MS in-situ analysis | LA-ICPMS, SEM-EDS | ESI NWR213 Nd:YAG laser ablation system coupled to an Agilent 8800 triple quadrupole ICP-MS; Thermo Fisher Scientific Quattro S field emission scanning electron microscope (FEG-SEM) equipped with an Oxford Instruments-Ultim Max 65 energy dispersive (EDS) detector | Department of Applied Geosciences and Geophysics, Montanuniversität Leoben, Austria; Faculty of Natural Sciences and Engineering, University of Ljubljana, Slovenia | Spot size of 50 µm; fluency 5 J/cm2; repetition rate 10 Hz; He carrier gas at 0.75 L/min; 30 s pre-ablation background, 60 s laser ablation data collection, 30 s wash out delay; mapping: line scans of 25 µm at scan speed of 10 µm/s; SEM: acceleration voltage 15 kV, beam current 10 nA, 10 mm working distance, 60 s acquisition time | MUL-Zn S1 (Onuk et al., 2017) as external standard with S as internal standard; USGS MASS1 (Wilson et al., 2002) as secondary standard and external standard for Te, Au, Tl and Hg | 0.30384 |  |  |  | 1.3152 | [9 empty] | 0.01717 | [5 empty] | 2399.8984 | [5 empty] | 0.16689 |  | 0.61257 |  |  |  | 478.9649 | [9 empty] | 20.9065 |  | 576.0293 |  |  |  | 6.8479 |  |  |  | 962.2738 |  |  |  | 0.03604 | [13 empty] | 21.1426 |  | 0.025129 | [13 empty] | 0.42096 | [17 empty] | 0.064898 |  |  |  | 6.8533 | [5 empty] | 0.64503 | [7 empty] | 0.46958 | [5 empty] | 0.020348 | [5 empty] | 0.30896 | [12 empty] | 2023 | Šoster, A., Bertrandsson Erlandsson, V., Velojić, M., Gopon, P. (2023). Ultraviolet-photoluminescence and trace element analyses in Ga-rich sphalerite from the Djebel Gustar Zn-Pb deposit, Algeria. Ore Geology Reviews, 157, 105474. |  | DZA | Sétif
| DG | DG | Basin hydrothermal | Mississippi Valley-type (MVT) | MVT zinc-lead | Zn, Pb | Ga | Zn, Pb, Ga | Šoster et al., 2023 |  | DG002-2.d |  | underground mine |  |  |  |  | ore material | grab | grab | mineral separate | [5 empty] | mineralisation |  |  |  | sphalerite | [6 empty] | galena, pyrite, quartz, dolomite, calcite, organic matter | Polished sections coated with 20 nm of carbon for SEM analysis; polished sections for LA-ICP-MS in-situ analysis | LA-ICPMS, SEM-EDS | ESI NWR213 Nd:YAG laser ablation system coupled to an Agilent 8800 triple quadrupole ICP-MS; Thermo Fisher Scientific Quattro S field emission scanning electron microscope (FEG-SEM) equipped with an Oxford Instruments-Ultim Max 65 energy dispersive (EDS) detector | Department of Applied Geosciences and Geophysics, Montanuniversität Leoben, Austria; Faculty of Natural Sciences and Engineering, University of Ljubljana, Slovenia | Spot size of 50 µm; fluency 5 J/cm2; repetition rate 10 Hz; He carrier gas at 0.75 L/min; 30 s pre-ablation background, 60 s laser ablation data collection, 30 s wash out delay; mapping: line scans of 25 µm at scan speed of 10 µm/s; SEM: acceleration voltage 15 kV, beam current 10 nA, 10 mm working distance, 60 s acquisition time | MUL-Zn S1 (Onuk et al., 2017) as external standard with S as internal standard; USGS MASS1 (Wilson et al., 2002) as secondary standard and external standard for Te, Au, Tl and Hg | 0.37211 |  |  |  | 0.62769 | [9 empty] | 0.005413 | [5 empty] | 2435.5571 | [5 empty] | 0.17725 |  | 0.38414 |  |  |  | 403.4595 | [9 empty] | 14.167 |  | 487.7601 |  |  |  | 4.8159 |  |  |  | 804.9126 |  |  |  | 0.000107 | [13 empty] | 21.5571 |  | 0 | [13 empty] | 0.48413 | [17 empty] | 0.096454 |  |  |  | 9.5629 | [5 empty] | 0.5231 | [7 empty] | 8e-06 | [5 empty] | 0.023958 | [5 empty] | 0.087374 | [12 empty] | 2023 | Šoster, A., Bertrandsson Erlandsson, V., Velojić, M., Gopon, P. (2023). Ultraviolet-photoluminescence and trace element analyses in Ga-rich sphalerite from the Djebel Gustar Zn-Pb deposit, Algeria. Ore Geology Reviews, 157, 105474. |  | DZA | Sétif
| DG | DG | Basin hydrothermal | Mississippi Valley-type (MVT) | MVT zinc-lead | Zn, Pb | Ga | Zn, Pb, Ga | Šoster et al., 2023 |  | DG002-3.d |  | underground mine |  |  |  |  | ore material | grab | grab | mineral separate | [5 empty] | mineralisation |  |  |  | sphalerite | [6 empty] | galena, pyrite, quartz, dolomite, calcite, organic matter | Polished sections coated with 20 nm of carbon for SEM analysis; polished sections for LA-ICP-MS in-situ analysis | LA-ICPMS, SEM-EDS | ESI NWR213 Nd:YAG laser ablation system coupled to an Agilent 8800 triple quadrupole ICP-MS; Thermo Fisher Scientific Quattro S field emission scanning electron microscope (FEG-SEM) equipped with an Oxford Instruments-Ultim Max 65 energy dispersive (EDS) detector | Department of Applied Geosciences and Geophysics, Montanuniversität Leoben, Austria; Faculty of Natural Sciences and Engineering, University of Ljubljana, Slovenia | Spot size of 50 µm; fluency 5 J/cm2; repetition rate 10 Hz; He carrier gas at 0.75 L/min; 30 s pre-ablation background, 60 s laser ablation data collection, 30 s wash out delay; mapping: line scans of 25 µm at scan speed of 10 µm/s; SEM: acceleration voltage 15 kV, beam current 10 nA, 10 mm working distance, 60 s acquisition time | MUL-Zn S1 (Onuk et al., 2017) as external standard with S as internal standard; USGS MASS1 (Wilson et al., 2002) as secondary standard and external standard for Te, Au, Tl and Hg | 0.35731 |  |  |  | 0.603 | [9 empty] | 0.005183 | [5 empty] | 2279.3561 | [5 empty] | 0.16969 |  | 0.36807 |  |  |  | 638.5981 | [9 empty] | 13.5865 |  | 800.6387 |  |  |  | 9.6816 |  |  |  | 660.068 |  |  |  | 0.047666 | [13 empty] | 19.943 |  | 0.015387 | [13 empty] | 0.53659 | [17 empty] | 0.09248 |  |  |  | 9.1672 | [5 empty] | 0.50119 | [7 empty] | 8e-06 | [5 empty] | 0.022963 | [5 empty] | 0.31143 | [12 empty] | 2023 | Šoster, A., Bertrandsson Erlandsson, V., Velojić, M., Gopon, P. (2023). Ultraviolet-photoluminescence and trace element analyses in Ga-rich sphalerite from the Djebel Gustar Zn-Pb deposit, Algeria. Ore Geology Reviews, 157, 105474. |  | DZA | Sétif
| DG | DG | Basin hydrothermal | Mississippi Valley-type (MVT) | MVT zinc-lead | Zn, Pb | Ga | Zn, Pb, Ga | Šoster et al., 2023 |  | DG002-4.d |  | underground mine |  |  |  |  | ore material | grab | grab | mineral separate | [5 empty] | mineralisation |  |  |  | sphalerite | [6 empty] | galena, pyrite, quartz, dolomite, calcite, organic matter | Polished sections coated with 20 nm of carbon for SEM analysis; polished sections for LA-ICP-MS in-situ analysis | LA-ICPMS, SEM-EDS | ESI NWR213 Nd:YAG laser ablation system coupled to an Agilent 8800 triple quadrupole ICP-MS; Thermo Fisher Scientific Quattro S field emission scanning electron microscope (FEG-SEM) equipped with an Oxford Instruments-Ultim Max 65 energy dispersive (EDS) detector | Department of Applied Geosciences and Geophysics, Montanuniversität Leoben, Austria; Faculty of Natural Sciences and Engineering, University of Ljubljana, Slovenia | Spot size of 50 µm; fluency 5 J/cm2; repetition rate 10 Hz; He carrier gas at 0.75 L/min; 30 s pre-ablation background, 60 s laser ablation data collection, 30 s wash out delay; mapping: line scans of 25 µm at scan speed of 10 µm/s; SEM: acceleration voltage 15 kV, beam current 10 nA, 10 mm working distance, 60 s acquisition time | MUL-Zn S1 (Onuk et al., 2017) as external standard with S as internal standard; USGS MASS1 (Wilson et al., 2002) as secondary standard and external standard for Te, Au, Tl and Hg | 0.41669 |  |  |  | 0.73847 | [9 empty] | 0.015156 | [5 empty] | 2816.9148 | [5 empty] | 0.12402 |  | 0.62634 |  |  |  | 528.8964 | [9 empty] | 16.9974 |  | 691.9918 |  |  |  | 1.632 |  |  |  | 958.6091 |  |  |  | 0.060076 | [13 empty] | 22.1888 |  | 0.48504 | [13 empty] | 0.80583 | [17 empty] | 0.10479 |  |  |  | 6.2763 | [5 empty] | 0.66685 | [7 empty] | 6e-06 | [5 empty] | 0.033106 | [5 empty] | 1.9076 | [12 empty] | 2023 | Šoster, A., Bertrandsson Erlandsson, V., Velojić, M., Gopon, P. (2023). Ultraviolet-photoluminescence and trace element analyses in Ga-rich sphalerite from the Djebel Gustar Zn-Pb deposit, Algeria. Ore Geology Reviews, 157, 105474. |  | DZA | Sétif
| DG | DG | Basin hydrothermal | Mississippi Valley-type (MVT) | MVT zinc-lead | Zn, Pb | Ga | Zn, Pb, Ga | Šoster et al., 2023 |  | DG002-5.d |  | underground mine |  |  |  |  | ore material | grab | grab | mineral separate | [5 empty] | mineralisation |  |  |  | sphalerite | [6 empty] | galena, pyrite, quartz, dolomite, calcite, organic matter | Polished sections coated with 20 nm of carbon for SEM analysis; polished sections for LA-ICP-MS in-situ analysis | LA-ICPMS, SEM-EDS | ESI NWR213 Nd:YAG laser ablation system coupled to an Agilent 8800 triple quadrupole ICP-MS; Thermo Fisher Scientific Quattro S field emission scanning electron microscope (FEG-SEM) equipped with an Oxford Instruments-Ultim Max 65 energy dispersive (EDS) detector | Department of Applied Geosciences and Geophysics, Montanuniversität Leoben, Austria; Faculty of Natural Sciences and Engineering, University of Ljubljana, Slovenia | Spot size of 50 µm; fluency 5 J/cm2; repetition rate 10 Hz; He carrier gas at 0.75 L/min; 30 s pre-ablation background, 60 s laser ablation data collection, 30 s wash out delay; mapping: line scans of 25 µm at scan speed of 10 µm/s; SEM: acceleration voltage 15 kV, beam current 10 nA, 10 mm working distance, 60 s acquisition time | MUL-Zn S1 (Onuk et al., 2017) as external standard with S as internal standard; USGS MASS1 (Wilson et al., 2002) as secondary standard and external standard for Te, Au, Tl and Hg | 0.53152 |  |  |  | 0.70088 | [9 empty] | 0.014336 | [5 empty] | 3034.3196 | [5 empty] | 0.11729 |  | 0.59294 |  |  |  | 598.0864 | [9 empty] | 16.1029 |  | 713.2705 |  |  |  | 1.1063 |  |  |  | 946.7849 |  |  |  | 0.056839 | [13 empty] | 24.5196 |  | 0.35273 | [13 empty] | 0.58799 | [17 empty] | 0.099266 |  |  |  | 5.9443 | [5 empty] | 0.63133 | [7 empty] | 6e-06 | [5 empty] | 0.031347 | [5 empty] | 1.9945 | [12 empty] | 2023 | Šoster, A., Bertrandsson Erlandsson, V., Velojić, M., Gopon, P. (2023). Ultraviolet-photoluminescence and trace element analyses in Ga-rich sphalerite from the Djebel Gustar Zn-Pb deposit, Algeria. Ore Geology Reviews, 157, 105474. |  | DZA | Sétif
| DG | DG | Basin hydrothermal | Mississippi Valley-type (MVT) | MVT zinc-lead | Zn, Pb | Ga | Zn, Pb, Ga | Šoster et al., 2023 |  | DG002-6.d |  | underground mine |  |  |  |  | ore material | grab | grab | mineral separate | [5 empty] | mineralisation |  |  |  | sphalerite | [6 empty] | galena, pyrite, quartz, dolomite, calcite, organic matter | Polished sections coated with 20 nm of carbon for SEM analysis; polished sections for LA-ICP-MS in-situ analysis | LA-ICPMS, SEM-EDS | ESI NWR213 Nd:YAG laser ablation system coupled to an Agilent 8800 triple quadrupole ICP-MS; Thermo Fisher Scientific Quattro S field emission scanning electron microscope (FEG-SEM) equipped with an Oxford Instruments-Ultim Max 65 energy dispersive (EDS) detector | Department of Applied Geosciences and Geophysics, Montanuniversität Leoben, Austria; Faculty of Natural Sciences and Engineering, University of Ljubljana, Slovenia | Spot size of 50 µm; fluency 5 J/cm2; repetition rate 10 Hz; He carrier gas at 0.75 L/min; 30 s pre-ablation background, 60 s laser ablation data collection, 30 s wash out delay; mapping: line scans of 25 µm at scan speed of 10 µm/s; SEM: acceleration voltage 15 kV, beam current 10 nA, 10 mm working distance, 60 s acquisition time | MUL-Zn S1 (Onuk et al., 2017) as external standard with S as internal standard; USGS MASS1 (Wilson et al., 2002) as secondary standard and external standard for Te, Au, Tl and Hg | 0.32512 |  |  |  | 0.43434 | [9 empty] | 0.019732 | [5 empty] | 2946.9498 | [5 empty] | 0.093097 |  | 0.48993 |  |  |  | 500.5142 | [9 empty] | 13.6598 |  | 645.5932 |  |  |  | 1.3593 |  |  |  | 894.2313 |  |  |  | 0.013172 | [13 empty] | 21.7496 |  | 0.29672 | [13 empty] | 0.60985 | [17 empty] | 0.1017 |  |  |  | 9.6123 | [5 empty] | 0.54071 | [7 empty] | 6e-06 | [5 empty] | 0.023114 | [5 empty] | 1.4962 | [12 empty] | 2023 | Šoster, A., Bertrandsson Erlandsson, V., Velojić, M., Gopon, P. (2023). Ultraviolet-photoluminescence and trace element analyses in Ga-rich sphalerite from the Djebel Gustar Zn-Pb deposit, Algeria. Ore Geology Reviews, 157, 105474. |  | DZA | Sétif
| DG | DG | Basin hydrothermal | Mississippi Valley-type (MVT) | MVT zinc-lead | Zn, Pb | Ga | Zn, Pb, Ga | Šoster et al., 2023 |  | DG002-7.d |  | underground mine |  |  |  |  | ore material | grab | grab | mineral separate | [5 empty] | mineralisation |  |  |  | sphalerite | [6 empty] | galena, pyrite, quartz, dolomite, calcite, organic matter | Polished sections coated with 20 nm of carbon for SEM analysis; polished sections for LA-ICP-MS in-situ analysis | LA-ICPMS, SEM-EDS | ESI NWR213 Nd:YAG laser ablation system coupled to an Agilent 8800 triple quadrupole ICP-MS; Thermo Fisher Scientific Quattro S field emission scanning electron microscope (FEG-SEM) equipped with an Oxford Instruments-Ultim Max 65 energy dispersive (EDS) detector | Department of Applied Geosciences and Geophysics, Montanuniversität Leoben, Austria; Faculty of Natural Sciences and Engineering, University of Ljubljana, Slovenia | Spot size of 50 µm; fluency 5 J/cm2; repetition rate 10 Hz; He carrier gas at 0.75 L/min; 30 s pre-ablation background, 60 s laser ablation data collection, 30 s wash out delay; mapping: line scans of 25 µm at scan speed of 10 µm/s; SEM: acceleration voltage 15 kV, beam current 10 nA, 10 mm working distance, 60 s acquisition time | MUL-Zn S1 (Onuk et al., 2017) as external standard with S as internal standard; USGS MASS1 (Wilson et al., 2002) as secondary standard and external standard for Te, Au, Tl and Hg | 0.57604 |  |  |  | 1.7179 | [9 empty] | 0.011035 | [5 empty] | 3039.8147 | [5 empty] | 0.22184 |  | 1.0964 |  |  |  | 552.7965 | [9 empty] | 21.4785 |  | 712.96 |  |  |  | 2.1708 |  |  |  | 992.563 |  |  |  | 0.029763 | [13 empty] | 22.8348 |  | 0.66015 | [13 empty] | 0.64296 | [17 empty] | 0.014398 |  |  |  | 8.9954 | [5 empty] | 0.61179 | [7 empty] | 5e-06 | [5 empty] | 3e-06 | [5 empty] | 1.8103 | [12 empty] | 2023 | Šoster, A., Bertrandsson Erlandsson, V., Velojić, M., Gopon, P. (2023). Ultraviolet-photoluminescence and trace element analyses in Ga-rich sphalerite from the Djebel Gustar Zn-Pb deposit, Algeria. Ore Geology Reviews, 157, 105474. |  | DZA | Sétif
| DG | DG | Basin hydrothermal | Mississippi Valley-type (MVT) | MVT zinc-lead | Zn, Pb | Ga | Zn, Pb, Ga | Šoster et al., 2023 |  | DG002-8.d |  | underground mine |  |  |  |  | ore material | grab | grab | mineral separate | [5 empty] | mineralisation |  |  |  | sphalerite | [6 empty] | galena, pyrite, quartz, dolomite, calcite, organic matter | Polished sections coated with 20 nm of carbon for SEM analysis; polished sections for LA-ICP-MS in-situ analysis | LA-ICPMS, SEM-EDS | ESI NWR213 Nd:YAG laser ablation system coupled to an Agilent 8800 triple quadrupole ICP-MS; Thermo Fisher Scientific Quattro S field emission scanning electron microscope (FEG-SEM) equipped with an Oxford Instruments-Ultim Max 65 energy dispersive (EDS) detector | Department of Applied Geosciences and Geophysics, Montanuniversität Leoben, Austria; Faculty of Natural Sciences and Engineering, University of Ljubljana, Slovenia | Spot size of 50 µm; fluency 5 J/cm2; repetition rate 10 Hz; He carrier gas at 0.75 L/min; 30 s pre-ablation background, 60 s laser ablation data collection, 30 s wash out delay; mapping: line scans of 25 µm at scan speed of 10 µm/s; SEM: acceleration voltage 15 kV, beam current 10 nA, 10 mm working distance, 60 s acquisition time | MUL-Zn S1 (Onuk et al., 2017) as external standard with S as internal standard; USGS MASS1 (Wilson et al., 2002) as secondary standard and external standard for Te, Au, Tl and Hg | 0.30059 |  |  |  | 0.90679 | [9 empty] | 0.01096 | [5 empty] | 2262.1145 | [5 empty] | 0.12772 |  | 0.58275 |  |  |  | 253.6843 | [9 empty] | 17.8022 |  | 298.6222 |  |  |  | 2.2452 |  |  |  | 665.759 |  |  |  | 0.029928 | [13 empty] | 16.9502 |  | 0.15532 | [13 empty] | 0.57511 | [17 empty] | 0.12634 |  |  |  | 7.303 | [5 empty] | 0.39612 | [7 empty] | 0.3436 | [5 empty] | 0.026744 | [5 empty] | 0.054976 | [12 empty] | 2023 | Šoster, A., Bertrandsson Erlandsson, V., Velojić, M., Gopon, P. (2023). Ultraviolet-photoluminescence and trace element analyses in Ga-rich sphalerite from the Djebel Gustar Zn-Pb deposit, Algeria. Ore Geology Reviews, 157, 105474. |  | DZA | Sétif
| DG | DG | Basin hydrothermal | Mississippi Valley-type (MVT) | MVT zinc-lead | Zn, Pb | Ga | Zn, Pb, Ga | Šoster et al., 2023 |  | DG002-9.d |  | underground mine |  |  |  |  | ore material | grab | grab | mineral separate | [5 empty] | mineralisation |  |  |  | sphalerite | [6 empty] | galena, pyrite, quartz, dolomite, calcite, organic matter | Polished sections coated with 20 nm of carbon for SEM analysis; polished sections for LA-ICP-MS in-situ analysis | LA-ICPMS, SEM-EDS | ESI NWR213 Nd:YAG laser ablation system coupled to an Agilent 8800 triple quadrupole ICP-MS; Thermo Fisher Scientific Quattro S field emission scanning electron microscope (FEG-SEM) equipped with an Oxford Instruments-Ultim Max 65 energy dispersive (EDS) detector | Department of Applied Geosciences and Geophysics, Montanuniversität Leoben, Austria; Faculty of Natural Sciences and Engineering, University of Ljubljana, Slovenia | Spot size of 50 µm; fluency 5 J/cm2; repetition rate 10 Hz; He carrier gas at 0.75 L/min; 30 s pre-ablation background, 60 s laser ablation data collection, 30 s wash out delay; mapping: line scans of 25 µm at scan speed of 10 µm/s; SEM: acceleration voltage 15 kV, beam current 10 nA, 10 mm working distance, 60 s acquisition time | MUL-Zn S1 (Onuk et al., 2017) as external standard with S as internal standard; USGS MASS1 (Wilson et al., 2002) as secondary standard and external standard for Te, Au, Tl and Hg | 0.30202 |  |  |  | 0.89175 | [9 empty] | 0.010704 | [5 empty] | 2333.2633 | [5 empty] | 0.12465 |  | 0.57014 |  |  |  | 328.3897 | [9 empty] | 17.4293 |  | 392.9797 |  |  |  | 9.3216 |  |  |  | 704.5986 |  |  |  | 0.02924 | [13 empty] | 16.4303 |  | 0.15196 | [13 empty] | 0.40067 | [17 empty] | 0.39623 |  |  |  | 7.151 | [5 empty] | 0.38808 | [7 empty] | 0.33736 | [5 empty] | 0.026171 | [5 empty] | 0.05376 | [12 empty] | 2023 | Šoster, A., Bertrandsson Erlandsson, V., Velojić, M., Gopon, P. (2023). Ultraviolet-photoluminescence and trace element analyses in Ga-rich sphalerite from the Djebel Gustar Zn-Pb deposit, Algeria. Ore Geology Reviews, 157, 105474. |  | DZA | Sétif
| DG | DG | Basin hydrothermal | Mississippi Valley-type (MVT) | MVT zinc-lead | Zn, Pb | Ga | Zn, Pb, Ga | Šoster et al., 2023 |  | DG002-10.d |  | underground mine |  |  |  |  | ore material | grab | grab | mineral separate | [5 empty] | mineralisation |  |  |  | sphalerite | [6 empty] | galena, pyrite, quartz, dolomite, calcite, organic matter | Polished sections coated with 20 nm of carbon for SEM analysis; polished sections for LA-ICP-MS in-situ analysis | LA-ICPMS, SEM-EDS | ESI NWR213 Nd:YAG laser ablation system coupled to an Agilent 8800 triple quadrupole ICP-MS; Thermo Fisher Scientific Quattro S field emission scanning electron microscope (FEG-SEM) equipped with an Oxford Instruments-Ultim Max 65 energy dispersive (EDS) detector | Department of Applied Geosciences and Geophysics, Montanuniversität Leoben, Austria; Faculty of Natural Sciences and Engineering, University of Ljubljana, Slovenia | Spot size of 50 µm; fluency 5 J/cm2; repetition rate 10 Hz; He carrier gas at 0.75 L/min; 30 s pre-ablation background, 60 s laser ablation data collection, 30 s wash out delay; mapping: line scans of 25 µm at scan speed of 10 µm/s; SEM: acceleration voltage 15 kV, beam current 10 nA, 10 mm working distance, 60 s acquisition time | MUL-Zn S1 (Onuk et al., 2017) as external standard with S as internal standard; USGS MASS1 (Wilson et al., 2002) as secondary standard and external standard for Te, Au, Tl and Hg | 0.34124 |  |  |  | 0.66949 | [9 empty] | 0.009299 | [5 empty] | 2329.5604 | [5 empty] | 0.093065 |  | 0.81366 |  |  |  | 508.2041 | [9 empty] | 18.0274 |  | 563.8545 |  |  |  | 16.5666 |  |  |  | 680.2876 |  |  |  | 0.016435 | [13 empty] | 15.5128 |  | 0 | [13 empty] | 0.65543 | [17 empty] | 0.1305 |  |  |  | 8.8454 | [5 empty] | 0.43855 | [7 empty] | 0.44093 | [5 empty] | 0.024499 | [5 empty] | 0.14979 | [12 empty] | 2023 | Šoster, A., Bertrandsson Erlandsson, V., Velojić, M., Gopon, P. (2023). Ultraviolet-photoluminescence and trace element analyses in Ga-rich sphalerite from the Djebel Gustar Zn-Pb deposit, Algeria. Ore Geology Reviews, 157, 105474. |  | DZA | Sétif
| DG | DG | Basin hydrothermal | Mississippi Valley-type (MVT) | MVT zinc-lead | Zn, Pb | Ga | Zn, Pb, Ga | Šoster et al., 2023 |  | DG006-sph10.d |  | underground mine |  |  |  |  | ore material | grab | grab | mineral separate | [5 empty] | mineralisation |  |  |  | sphalerite | [6 empty] | galena, pyrite, quartz, dolomite, calcite, organic matter | Polished sections coated with 20 nm of carbon for SEM analysis; polished sections for LA-ICP-MS in-situ analysis | LA-ICPMS, SEM-EDS | ESI NWR213 Nd:YAG laser ablation system coupled to an Agilent 8800 triple quadrupole ICP-MS; Thermo Fisher Scientific Quattro S field emission scanning electron microscope (FEG-SEM) equipped with an Oxford Instruments-Ultim Max 65 energy dispersive (EDS) detector | Department of Applied Geosciences and Geophysics, Montanuniversität Leoben, Austria; Faculty of Natural Sciences and Engineering, University of Ljubljana, Slovenia | Spot size of 50 µm; fluency 5 J/cm2; repetition rate 10 Hz; He carrier gas at 0.75 L/min; 30 s pre-ablation background, 60 s laser ablation data collection, 30 s wash out delay; mapping: line scans of 25 µm at scan speed of 10 µm/s; SEM: acceleration voltage 15 kV, beam current 10 nA, 10 mm working distance, 60 s acquisition time | MUL-Zn S1 (Onuk et al., 2017) as external standard with S as internal standard; USGS MASS1 (Wilson et al., 2002) as secondary standard and external standard for Te, Au, Tl and Hg | 2.6065 |  |  |  | 3.0158 | [9 empty] | 0.04446 | [5 empty] | 1634.3404 | [5 empty] | 0.07437 |  | 0.56844 |  |  |  | 503.3253 | [9 empty] | 2034.6411 |  | 144.8436 |  |  |  | 139.3658 |  |  |  | 204.2289 |  |  |  | 0.024794 | [13 empty] | 5.8838 |  | 0.09377 | [13 empty] | 27.0154 | [17 empty] | 2.1972 |  |  |  | 8.5755 | [5 empty] | 0.56059 | [7 empty] | 4e-06 | [5 empty] | 0.024352 | [5 empty] | 0.13567 | [12 empty] | 2023 | Šoster, A., Bertrandsson Erlandsson, V., Velojić, M., Gopon, P. (2023). Ultraviolet-photoluminescence and trace element analyses in Ga-rich sphalerite from the Djebel Gustar Zn-Pb deposit, Algeria. Ore Geology Reviews, 157, 105474. |  | DZA | Sétif