## Sheet1
Uploaded | deposit_name | deposit_local_id | deposit_environment | deposit_group | deposit_type | primary_commodities | secondary_commodities | all_commodities | deposit_source | sample_uid | sample_name | sample_local_id | feature_type | feature_name | feature_uid | top_depth_m | bottom_depth_m | sample_deposit_relation | sample_type | sampling_method | material_class | material_class_comments | province | strat_unit_name | strat_unit_uid | strat_grouping | earth_material_group | earth_material_qualifier | earth_material | metamorphic_grade | mineral | paragenetic_stage | mode_of_occurrence | texture | color | alteration | sample_description | associated_minerals | sample_preparation | analytical_method | instrument_type_model | laboratory_location/if reported | operating_conditions/if reported | standards_used/if reported | ag_ppm | ag_detection_limit | al_ppm | al_detection_limit | as_ppm | as_detection_limit | au_ppm | au_detection_limit | b_ppm | b_detection_limit | ba_ppm | ba_detection_limit | be_ppm | be_detection_limit | bi_ppm | bi_detection_limit | br_ppm | br_detection_limit | ca_ppm | ca_detection_limit | cd_ppm | cd_detection_limit | ce_ppm | ce_detection_limit | cl_ppm | cl_detection_limit | co_ppm | co_detection_limit | cr_ppm | cr_detection_limit | cs_ppm | cs_detection_limit | cu_ppm | cu_detection_limit | dy_ppm | dy_detection_limit | er_ppm | er_detection_limit | eu_ppm | eu_detection_limit | f_ppm | f_detection_limit | fe_ppm | fe_detection_limit | ga_ppm | ga_detection_limit | gd_ppm | gd_detection_limit | ge_ppm | ge_detection_limit | hf_ppm | hf_detection_limit | hg_ppm | hg_detection_limit | ho_ppm | ho_detection_limit | in_ppm | in_detection_limit | ir_ppm | ir_detection_limit | k_ppm | k_detection_limit | la_ppm | la_detection_limit | li_ppm | li_detection_limit | lu_ppm | lu_detection_limit | mg_ppm | mg_detection_limit | mn_ppm | mn_detection_limit | mo_ppm | mo_detection_limit | na_ppm | na_detection_limit | nb_ppm | nb_detection_limit | nd_ppm | nd_detection_limit | ni_ppm | ni_detection_limit | os_ppm | os_detection_limit | p_ppm | p_detection_limit | pb_ppm | pb_detection_limit | pd_ppm | pd_detection_limit | pr_ppm | pr_detection_limit | pt_ppm | pt_detection_limit | rb_ppm | rb_detection_limit | re_ppm | re_detection_limit | rh_ppm | rh_detection_limit | ru_ppm | ru_detection_limit | s_ppm | s_detection_limit | sb_ppm | sb_detection_limit | sc_ppm | sc_detection_limit | se_ppm | se_detection_limit | si_ppm | si_detection_limit | sm_ppm | sm_detection_limit | sn_ppm | sn_detection_limit | sr_ppm | sr_detection_limit | ta_ppm | ta_detection_limit | tb_ppm | tb_detection_limit | te_ppm | te_detection_limit | th_ppm | th_detection_limit | ti_ppm | ti_detection_limit | tl_ppm | tl_detection_limit | tm_ppm | tm_detection_limit | u_ppm | u_detection_limit | v_ppm | v_detection_limit | w_ppm | w_detection_limit | y_ppm | y_detection_limit | yb_ppm | yb_detection_limit | zn_ppm | zn_detection_limit | zr_ppm | zr_detection_limit | analysis_datetime | publication_date | sample_source | submitter | country | state | deposit_longitude_wgs84 | deposit_latitude_wgs84 | sample_longitude_wgs84 | sample_latitude_wgs84 | sample_easting | sample_northing | sample_utm_zone | sample_location_description | location_source | location_accuracy | comments | last_update
| Rudna | Lubin-Sieroszowice ore district | Basin hydrothermal | Stratiform sediment-hosted Cu | stratiform sediment-hosted Cu-Ag | Cu, Ag | Ge | Cu, Ag, Ge | Foltyn et al., 2025 |  | L-RU-W-1-ccp1.d |  | underground mine |  |  |  |  | ore material | polished section | grab | mineral separate | [5 empty] | mineralisation | epigenetic sulfide-calcite veins and breccias |  |  | chalcopyrite, bornite, sphalerite, galena, tennantite | epigenetic | epigenetic sulfide-calcite veins and breccias | massive, epigenetic chalcopyrite-calcite veins; dendrite-like; apparent oscillatory zoning |  |  |  | calcite, anhydrite, luzonite, gersdorffite, betekhtinite, anilite, famatinite, tetrahedrite |  | EMPA, LA-ICPMS, SEM-EDS | TESCAN Integrated Mineral Analyzer (TIMA); laser ablation inductively coupled plasma mass spectrometry (LA-ICP-MS); electron microprobe microanalysis (EPMA); micro X-ray fluorescence (micro-XRF) | AGH University of Kraków, Faculty of Geology, Geophysics and Environmental Protection, 30 Mickiewicza Av., 30-059 Krakow, Poland; Montanuniversität Leoben, Department of Applied Geosciences and Geophysics, Peter-Tunner-Straße 5, 8700 Leoben, Austria | [6 empty] | 2.2917 | [9 empty] | 0.063822 | [11 empty] | 0.81727 | [15 empty] | 320085.6395 |  | 0.36352 |  |  |  | 59.3383 | [7 empty] | 0.096452 | [13 empty] | 5.266 | [15 empty] | 10.53 | [15 empty] | 363717.0996 |  | 1.9041 | [9 empty] | 3.5321 | [13 empty] | 0.12559 | [18 empty] | 2025 | Foltyn, K., Węgrzynek, D., Bertrandsson Erlandsson, V., Gugała, E., Kozub-Budzyń, G.A., Melcher, F., Szczerbowska-Boruchowska, M., Piestrzyński, A. (2025). Geochemical and mineralogical investigation of germanium-rich chalcopyrite veins from the Cu-Ag Kupferschiefer deposit, Poland. Ore Geology Reviews, 181, 106636. |  | POL | Fore-Sudetic Monocline, SW Poland
| Lubin-Sieroszowice (Rudna) | Lubin-Sieroszowice ore district | Basin hydrothermal | Stratiform sediment-hosted Cu | stratiform sediment-hosted Cu-Ag | Cu, Ag | Ge | Cu, Ag, Ge | Foltyn et al., 2025 |  | L-RU-W-1-ccp10.d |  | underground mine |  |  |  |  | ore material | polished section | grab | mineral separate | [5 empty] | mineralisation | epigenetic sulfide-calcite veins and breccias |  |  | chalcopyrite, bornite, sphalerite, galena, tennantite | epigenetic | epigenetic sulfide-calcite veins and breccias | massive, epigenetic chalcopyrite-calcite veins; dendrite-like; apparent oscillatory zoning |  |  |  | calcite, anhydrite, luzonite, gersdorffite, betekhtinite, anilite, famatinite, tetrahedrite |  | EMPA, LA-ICPMS, SEM-EDS | TESCAN Integrated Mineral Analyzer (TIMA); laser ablation inductively coupled plasma mass spectrometry (LA-ICP-MS); electron microprobe microanalysis (EPMA); micro X-ray fluorescence (micro-XRF) | AGH University of Kraków, Faculty of Geology, Geophysics and Environmental Protection, 30 Mickiewicza Av., 30-059 Krakow, Poland; Montanuniversität Leoben, Department of Applied Geosciences and Geophysics, Peter-Tunner-Straße 5, 8700 Leoben, Austria |  |  | 2.7865 |  |  |  | 3.0839 | [9 empty] | 0.077956 | [11 empty] | 0.80122 | [15 empty] | 311282.3132 |  | 0.39603 |  |  |  | 51.3298 |  |  |  | 0.61082 |  |  |  | 0.070846 | [13 empty] | 4.7986 | [15 empty] | 9.6342 | [15 empty] | 347495.2472 |  | 2.2627 | [9 empty] | 2.3654 | [13 empty] | 0.12374 | [18 empty] | 2025 | Foltyn, K., Węgrzynek, D., Bertrandsson Erlandsson, V., Gugała, E., Kozub-Budzyń, G.A., Melcher, F., Szczerbowska-Boruchowska, M., Piestrzyński, A. (2025). Geochemical and mineralogical investigation of germanium-rich chalcopyrite veins from the Cu-Ag Kupferschiefer deposit, Poland. Ore Geology Reviews, 181, 106636. |  | POL | Fore-Sudetic Monocline, SW Poland
| Lubin-Sieroszowice (Rudna) | Lubin-Sieroszowice ore district | Basin hydrothermal | Stratiform sediment-hosted Cu | stratiform sediment-hosted Cu-Ag | Cu, Ag | Ge | Cu, Ag, Ge | Foltyn et al., 2025 |  | L-RU-W-1-ccp2.d |  | underground mine |  |  |  |  | ore material | polished section | grab | mineral separate | [5 empty] | mineralisation | epigenetic sulfide-calcite veins and breccias |  |  | chalcopyrite, bornite, sphalerite, galena, tennantite | epigenetic | epigenetic sulfide-calcite veins and breccias | massive, epigenetic chalcopyrite-calcite veins; dendrite-like; apparent oscillatory zoning |  |  |  | calcite, anhydrite, luzonite, gersdorffite, betekhtinite, anilite, famatinite, tetrahedrite |  | EMPA, LA-ICPMS, SEM-EDS | TESCAN Integrated Mineral Analyzer (TIMA); laser ablation inductively coupled plasma mass spectrometry (LA-ICP-MS); electron microprobe microanalysis (EPMA); micro X-ray fluorescence (micro-XRF) | AGH University of Kraków, Faculty of Geology, Geophysics and Environmental Protection, 30 Mickiewicza Av., 30-059 Krakow, Poland; Montanuniversität Leoben, Department of Applied Geosciences and Geophysics, Peter-Tunner-Straße 5, 8700 Leoben, Austria |  |  | 1.6179 | [13 empty] | 0.031322 | [11 empty] | 3.5809 | [15 empty] | 312431.1933 |  | 0.36499 |  |  |  | 302.459 | [7 empty] | 0.075436 | [13 empty] | 4.8902 | [15 empty] | 6.1498 | [15 empty] | 362762.8603 |  | 0.32466 | [9 empty] | 1.6779 | [13 empty] | 0.063411 | [18 empty] | 2025 | Foltyn, K., Węgrzynek, D., Bertrandsson Erlandsson, V., Gugała, E., Kozub-Budzyń, G.A., Melcher, F., Szczerbowska-Boruchowska, M., Piestrzyński, A. (2025). Geochemical and mineralogical investigation of germanium-rich chalcopyrite veins from the Cu-Ag Kupferschiefer deposit, Poland. Ore Geology Reviews, 181, 106636. |  | POL | Fore-Sudetic Monocline, SW Poland
| Lubin-Sieroszowice (Rudna) | Lubin-Sieroszowice ore district | Basin hydrothermal | Stratiform sediment-hosted Cu | stratiform sediment-hosted Cu-Ag | Cu, Ag | Ge | Cu, Ag, Ge | Foltyn et al., 2025 |  | L-RU-W-1-ccp3.d |  | underground mine |  |  |  |  | ore material | polished section | grab | mineral separate | [5 empty] | mineralisation | epigenetic sulfide-calcite veins and breccias |  |  | chalcopyrite, bornite, sphalerite, galena, tennantite | epigenetic | epigenetic sulfide-calcite veins and breccias | massive, epigenetic chalcopyrite-calcite veins; dendrite-like; apparent oscillatory zoning |  |  |  | calcite, anhydrite, luzonite, gersdorffite, betekhtinite, anilite, famatinite, tetrahedrite |  | EMPA, LA-ICPMS, SEM-EDS | TESCAN Integrated Mineral Analyzer (TIMA); laser ablation inductively coupled plasma mass spectrometry (LA-ICP-MS); electron microprobe microanalysis (EPMA); micro X-ray fluorescence (micro-XRF) | AGH University of Kraków, Faculty of Geology, Geophysics and Environmental Protection, 30 Mickiewicza Av., 30-059 Krakow, Poland; Montanuniversität Leoben, Department of Applied Geosciences and Geophysics, Peter-Tunner-Straße 5, 8700 Leoben, Austria |  |  | 0.99059 | [13 empty] | 0.035296 | [11 empty] | 8.1766 | [15 empty] | 298353.0948 |  | 0.51892 |  |  |  | 679.5796 | [7 empty] | 0.062934 | [13 empty] | 4.6762 | [15 empty] | 2.7931 | [15 empty] | 352225.3952 |  | 0.14783 | [23 empty] | 0.053088 | [18 empty] | 2025 | Foltyn, K., Węgrzynek, D., Bertrandsson Erlandsson, V., Gugała, E., Kozub-Budzyń, G.A., Melcher, F., Szczerbowska-Boruchowska, M., Piestrzyński, A. (2025). Geochemical and mineralogical investigation of germanium-rich chalcopyrite veins from the Cu-Ag Kupferschiefer deposit, Poland. Ore Geology Reviews, 181, 106636. |  | POL | Fore-Sudetic Monocline, SW Poland
| Lubin-Sieroszowice (Rudna) | Lubin-Sieroszowice ore district | Basin hydrothermal | Stratiform sediment-hosted Cu | stratiform sediment-hosted Cu-Ag | Cu, Ag | Ge | Cu, Ag, Ge | Foltyn et al., 2025 |  | L-RU-W-1-ccp4.d |  | underground mine |  |  |  |  | ore material | polished section | grab | mineral separate | [5 empty] | mineralisation | epigenetic sulfide-calcite veins and breccias |  |  | chalcopyrite, bornite, sphalerite, galena, tennantite | epigenetic | epigenetic sulfide-calcite veins and breccias | massive, epigenetic chalcopyrite-calcite veins; dendrite-like; apparent oscillatory zoning |  |  |  | calcite, anhydrite, luzonite, gersdorffite, betekhtinite, anilite, famatinite, tetrahedrite |  | EMPA, LA-ICPMS, SEM-EDS | TESCAN Integrated Mineral Analyzer (TIMA); laser ablation inductively coupled plasma mass spectrometry (LA-ICP-MS); electron microprobe microanalysis (EPMA); micro X-ray fluorescence (micro-XRF) | AGH University of Kraków, Faculty of Geology, Geophysics and Environmental Protection, 30 Mickiewicza Av., 30-059 Krakow, Poland; Montanuniversität Leoben, Department of Applied Geosciences and Geophysics, Peter-Tunner-Straße 5, 8700 Leoben, Austria |  |  | 1.4022 | [13 empty] | 0.052028 | [11 empty] | 3.5697 | [15 empty] | 315164.3933 |  | 0.46879 |  |  |  | 297.0183 | [7 empty] | 0.089694 | [13 empty] | 4.651 | [15 empty] | 2.7067 | [15 empty] | 352073.1755 |  | 0.4016 | [9 empty] | 2.9836 | [13 empty] | 0.062594 | [18 empty] | 2025 | Foltyn, K., Węgrzynek, D., Bertrandsson Erlandsson, V., Gugała, E., Kozub-Budzyń, G.A., Melcher, F., Szczerbowska-Boruchowska, M., Piestrzyński, A. (2025). Geochemical and mineralogical investigation of germanium-rich chalcopyrite veins from the Cu-Ag Kupferschiefer deposit, Poland. Ore Geology Reviews, 181, 106636. |  | POL | Fore-Sudetic Monocline, SW Poland
| Lubin-Sieroszowice (Rudna) | Lubin-Sieroszowice ore district | Basin hydrothermal | Stratiform sediment-hosted Cu | stratiform sediment-hosted Cu-Ag | Cu, Ag | Ge | Cu, Ag, Ge | Foltyn et al., 2025 |  | L-RU-W-1-ccp5.d |  | underground mine |  |  |  |  | ore material | polished section | grab | mineral separate | [5 empty] | mineralisation | epigenetic sulfide-calcite veins and breccias |  |  | chalcopyrite, bornite, sphalerite, galena, tennantite | epigenetic | epigenetic sulfide-calcite veins and breccias | massive, epigenetic chalcopyrite-calcite veins; dendrite-like; apparent oscillatory zoning |  |  |  | calcite, anhydrite, luzonite, gersdorffite, betekhtinite, anilite, famatinite, tetrahedrite |  | EMPA, LA-ICPMS, SEM-EDS | TESCAN Integrated Mineral Analyzer (TIMA); laser ablation inductively coupled plasma mass spectrometry (LA-ICP-MS); electron microprobe microanalysis (EPMA); micro X-ray fluorescence (micro-XRF) | AGH University of Kraków, Faculty of Geology, Geophysics and Environmental Protection, 30 Mickiewicza Av., 30-059 Krakow, Poland; Montanuniversität Leoben, Department of Applied Geosciences and Geophysics, Peter-Tunner-Straße 5, 8700 Leoben, Austria |  |  | 6.427 |  |  |  | 5.5952 | [9 empty] | 0.14806 | [11 empty] | 0.77391 | [15 empty] | 307750.8832 |  | 0.35295 |  |  |  | 35.2085 | [7 empty] | 0.15157 | [13 empty] | 5.3774 | [15 empty] | 21.3186 | [15 empty] | 339648.1824 |  | 4.4451 | [9 empty] | 21.724 | [13 empty] | 0.24836 | [18 empty] | 2025 | Foltyn, K., Węgrzynek, D., Bertrandsson Erlandsson, V., Gugała, E., Kozub-Budzyń, G.A., Melcher, F., Szczerbowska-Boruchowska, M., Piestrzyński, A. (2025). Geochemical and mineralogical investigation of germanium-rich chalcopyrite veins from the Cu-Ag Kupferschiefer deposit, Poland. Ore Geology Reviews, 181, 106636. |  | POL | Fore-Sudetic Monocline, SW Poland
| Lubin-Sieroszowice (Rudna) | Lubin-Sieroszowice ore district | Basin hydrothermal | Stratiform sediment-hosted Cu | stratiform sediment-hosted Cu-Ag | Cu, Ag | Ge | Cu, Ag, Ge | Foltyn et al., 2025 |  | L-RU-W-1-ccp6.d |  | underground mine |  |  |  |  | ore material | polished section | grab | mineral separate | [5 empty] | mineralisation | epigenetic sulfide-calcite veins and breccias |  |  | chalcopyrite, bornite, sphalerite, galena, tennantite | epigenetic | epigenetic sulfide-calcite veins and breccias | massive, epigenetic chalcopyrite-calcite veins; dendrite-like; apparent oscillatory zoning |  |  |  | calcite, anhydrite, luzonite, gersdorffite, betekhtinite, anilite, famatinite, tetrahedrite |  | EMPA, LA-ICPMS, SEM-EDS | TESCAN Integrated Mineral Analyzer (TIMA); laser ablation inductively coupled plasma mass spectrometry (LA-ICP-MS); electron microprobe microanalysis (EPMA); micro X-ray fluorescence (micro-XRF) | AGH University of Kraków, Faculty of Geology, Geophysics and Environmental Protection, 30 Mickiewicza Av., 30-059 Krakow, Poland; Montanuniversität Leoben, Department of Applied Geosciences and Geophysics, Peter-Tunner-Straße 5, 8700 Leoben, Austria |  |  | 4.132 |  |  |  | 6.7177 | [9 empty] | 0.1407 | [11 empty] | 0.86919 | [15 empty] | 309621.3547 |  | 0.3377 |  |  |  | 36.9942 |  |  |  | 0.83648 |  |  |  | 0.085184 | [13 empty] | 5.3543 | [15 empty] | 28.9246 | [15 empty] | 355236.4284 |  | 4.641 | [9 empty] | 9.301 | [13 empty] | 0.25787 | [18 empty] | 2025 | Foltyn, K., Węgrzynek, D., Bertrandsson Erlandsson, V., Gugała, E., Kozub-Budzyń, G.A., Melcher, F., Szczerbowska-Boruchowska, M., Piestrzyński, A. (2025). Geochemical and mineralogical investigation of germanium-rich chalcopyrite veins from the Cu-Ag Kupferschiefer deposit, Poland. Ore Geology Reviews, 181, 106636. |  | POL | Fore-Sudetic Monocline, SW Poland
| Lubin-Sieroszowice (Rudna) | Lubin-Sieroszowice ore district | Basin hydrothermal | Stratiform sediment-hosted Cu | stratiform sediment-hosted Cu-Ag | Cu, Ag | Ge | Cu, Ag, Ge | Foltyn et al., 2025 |  | L-RU-W-1-ccp7.d |  | underground mine |  |  |  |  | ore material | polished section | grab | mineral separate | [5 empty] | mineralisation | epigenetic sulfide-calcite veins and breccias |  |  | chalcopyrite, bornite, sphalerite, galena, tennantite | epigenetic | epigenetic sulfide-calcite veins and breccias | massive, epigenetic chalcopyrite-calcite veins; dendrite-like; apparent oscillatory zoning |  |  |  | calcite, anhydrite, luzonite, gersdorffite, betekhtinite, anilite, famatinite, tetrahedrite |  | EMPA, LA-ICPMS, SEM-EDS | TESCAN Integrated Mineral Analyzer (TIMA); laser ablation inductively coupled plasma mass spectrometry (LA-ICP-MS); electron microprobe microanalysis (EPMA); micro X-ray fluorescence (micro-XRF) | AGH University of Kraków, Faculty of Geology, Geophysics and Environmental Protection, 30 Mickiewicza Av., 30-059 Krakow, Poland; Montanuniversität Leoben, Department of Applied Geosciences and Geophysics, Peter-Tunner-Straße 5, 8700 Leoben, Austria |  |  | 6.2312 |  |  |  | 4.1585 | [9 empty] | 0.085521 | [11 empty] | 0.62818 | [15 empty] | 302747.7182 |  | 0.35091 |  |  |  | 34.2293 | [7 empty] | 0.10522 | [13 empty] | 4.6173 | [15 empty] | 23.219 | [15 empty] | 349283.5315 |  | 2.8655 | [9 empty] | 10.5666 | [13 empty] | 0.20987 | [18 empty] | 2025 | Foltyn, K., Węgrzynek, D., Bertrandsson Erlandsson, V., Gugała, E., Kozub-Budzyń, G.A., Melcher, F., Szczerbowska-Boruchowska, M., Piestrzyński, A. (2025). Geochemical and mineralogical investigation of germanium-rich chalcopyrite veins from the Cu-Ag Kupferschiefer deposit, Poland. Ore Geology Reviews, 181, 106636. |  | POL | Fore-Sudetic Monocline, SW Poland
| Lubin-Sieroszowice (Rudna) | Lubin-Sieroszowice ore district | Basin hydrothermal | Stratiform sediment-hosted Cu | stratiform sediment-hosted Cu-Ag | Cu, Ag | Ge | Cu, Ag, Ge | Foltyn et al., 2025 |  | L-RU-W-1-ccp8.d |  | underground mine |  |  |  |  | ore material | polished section | grab | mineral separate | [5 empty] | mineralisation | epigenetic sulfide-calcite veins and breccias |  |  | chalcopyrite, bornite, sphalerite, galena, tennantite | epigenetic | epigenetic sulfide-calcite veins and breccias | massive, epigenetic chalcopyrite-calcite veins; dendrite-like; apparent oscillatory zoning |  |  |  | calcite, anhydrite, luzonite, gersdorffite, betekhtinite, anilite, famatinite, tetrahedrite |  | EMPA, LA-ICPMS, SEM-EDS | TESCAN Integrated Mineral Analyzer (TIMA); laser ablation inductively coupled plasma mass spectrometry (LA-ICP-MS); electron microprobe microanalysis (EPMA); micro X-ray fluorescence (micro-XRF) | AGH University of Kraków, Faculty of Geology, Geophysics and Environmental Protection, 30 Mickiewicza Av., 30-059 Krakow, Poland; Montanuniversität Leoben, Department of Applied Geosciences and Geophysics, Peter-Tunner-Straße 5, 8700 Leoben, Austria |  |  | 3.9277 |  |  |  | 8.1643 | [9 empty] | 0.19238 | [11 empty] | 0.92242 | [15 empty] | 309625.4242 |  | 0.31311 |  |  |  | 42.9859 |  |  |  | 0.61993 |  |  |  | 0.14985 | [13 empty] | 5.268 | [15 empty] | 28.0242 | [15 empty] | 353953.4003 |  | 7.2382 | [9 empty] | 15.2135 | [13 empty] | 0.33301 | [18 empty] | 2025 | Foltyn, K., Węgrzynek, D., Bertrandsson Erlandsson, V., Gugała, E., Kozub-Budzyń, G.A., Melcher, F., Szczerbowska-Boruchowska, M., Piestrzyński, A. (2025). Geochemical and mineralogical investigation of germanium-rich chalcopyrite veins from the Cu-Ag Kupferschiefer deposit, Poland. Ore Geology Reviews, 181, 106636. |  | POL | Fore-Sudetic Monocline, SW Poland
| Lubin-Sieroszowice (Rudna) | Lubin-Sieroszowice ore district | Basin hydrothermal | Stratiform sediment-hosted Cu | stratiform sediment-hosted Cu-Ag | Cu, Ag | Ge | Cu, Ag, Ge | Foltyn et al., 2025 |  | L-RU-W-1-ccp9.d |  | underground mine |  |  |  |  | ore material | polished section | grab | mineral separate | [5 empty] | mineralisation | epigenetic sulfide-calcite veins and breccias |  |  | chalcopyrite, bornite, sphalerite, galena, tennantite | epigenetic | epigenetic sulfide-calcite veins and breccias | massive, epigenetic chalcopyrite-calcite veins; dendrite-like; apparent oscillatory zoning |  |  |  | calcite, anhydrite, luzonite, gersdorffite, betekhtinite, anilite, famatinite, tetrahedrite |  | EMPA, LA-ICPMS, SEM-EDS | TESCAN Integrated Mineral Analyzer (TIMA); laser ablation inductively coupled plasma mass spectrometry (LA-ICP-MS); electron microprobe microanalysis (EPMA); micro X-ray fluorescence (micro-XRF) | AGH University of Kraków, Faculty of Geology, Geophysics and Environmental Protection, 30 Mickiewicza Av., 30-059 Krakow, Poland; Montanuniversität Leoben, Department of Applied Geosciences and Geophysics, Peter-Tunner-Straße 5, 8700 Leoben, Austria |  |  | 4.6141 |  |  |  | 7.8983 | [9 empty] | 0.14943 | [11 empty] | 0.97696 | [15 empty] | 304290.1504 |  | 0.28826 |  |  |  | 50.2169 |  |  |  | 0.85674 |  |  |  | 0.092779 | [13 empty] | 4.7163 | [15 empty] | 25.5694 | [15 empty] | 347239.0834 |  | 8.1666 | [9 empty] | 7.6892 | [13 empty] | 0.33332 | [18 empty] | 2025 | Foltyn, K., Węgrzynek, D., Bertrandsson Erlandsson, V., Gugała, E., Kozub-Budzyń, G.A., Melcher, F., Szczerbowska-Boruchowska, M., Piestrzyński, A. (2025). Geochemical and mineralogical investigation of germanium-rich chalcopyrite veins from the Cu-Ag Kupferschiefer deposit, Poland. Ore Geology Reviews, 181, 106636. |  | POL | Fore-Sudetic Monocline, SW Poland
| Polkowice-Sieroszowice | Lubin-Sieroszowice ore district | Basin hydrothermal | Stratiform sediment-hosted Cu | stratiform sediment-hosted Cu-Ag | Cu, Ag | Ge | Cu, Ag, Ge | Foltyn et al., 2025 |  | SP-W1-1.d |  | underground mine |  |  |  |  | ore material | polished section | grab | mineral separate | [5 empty] | mineralisation | epigenetic sulfide-calcite veins and breccias |  |  | chalcopyrite, bornite, sphalerite, galena, tennantite | epigenetic | epigenetic sulfide-calcite veins and breccias | massive, epigenetic chalcopyrite-calcite veins; dendrite-like; apparent oscillatory zoning |  |  |  | calcite, anhydrite, luzonite, gersdorffite, betekhtinite, anilite, famatinite, tetrahedrite |  | EMPA, LA-ICPMS, SEM-EDS | TESCAN Integrated Mineral Analyzer (TIMA); laser ablation inductively coupled plasma mass spectrometry (LA-ICP-MS); electron microprobe microanalysis (EPMA); micro X-ray fluorescence (micro-XRF) | AGH University of Kraków, Faculty of Geology, Geophysics and Environmental Protection, 30 Mickiewicza Av., 30-059 Krakow, Poland; Montanuniversität Leoben, Department of Applied Geosciences and Geophysics, Peter-Tunner-Straße 5, 8700 Leoben, Austria |  |  | 8.5505 |  |  |  | 712.9555 | [9 empty] | 90.2951 | [11 empty] | 1.6839 | [15 empty] | 292937.4997 |  | 0.63788 |  |  |  | 2167.1474 |  |  |  | 6.1517 |  |  |  | 0.054332 | [13 empty] | 12.5644 |  | 0.20312 | [13 empty] | 194.0992 | [15 empty] | 324473.9133 |  | 41.2159 |  |  |  | 43.4288 | [5 empty] | 3.4445 | [13 empty] | 1.7026 | [13 empty] | 31.8196 |  |  |  |  | 2025 | Foltyn, K., Węgrzynek, D., Bertrandsson Erlandsson, V., Gugała, E., Kozub-Budzyń, G.A., Melcher, F., Szczerbowska-Boruchowska, M., Piestrzyński, A. (2025). Geochemical and mineralogical investigation of germanium-rich chalcopyrite veins from the Cu-Ag Kupferschiefer deposit, Poland. Ore Geology Reviews, 181, 106636. |  | POL | Fore-Sudetic Monocline, SW Poland
| Lubin-Sieroszowice (Rudna) | Lubin-Sieroszowice ore district | Basin hydrothermal | Stratiform sediment-hosted Cu | stratiform sediment-hosted Cu-Ag | Cu, Ag | Ge | Cu, Ag, Ge | Foltyn et al., 2025 |  | SP-W1-2.d |  | underground mine |  |  |  |  | ore material | polished section | grab | mineral separate | [5 empty] | mineralisation | epigenetic sulfide-calcite veins and breccias |  |  | chalcopyrite, bornite, sphalerite, galena, tennantite | epigenetic | epigenetic sulfide-calcite veins and breccias | massive, epigenetic chalcopyrite-calcite veins; dendrite-like; apparent oscillatory zoning |  |  |  | calcite, anhydrite, luzonite, gersdorffite, betekhtinite, anilite, famatinite, tetrahedrite |  | EMPA, LA-ICPMS, SEM-EDS | TESCAN Integrated Mineral Analyzer (TIMA); laser ablation inductively coupled plasma mass spectrometry (LA-ICP-MS); electron microprobe microanalysis (EPMA); micro X-ray fluorescence (micro-XRF) | AGH University of Kraków, Faculty of Geology, Geophysics and Environmental Protection, 30 Mickiewicza Av., 30-059 Krakow, Poland; Montanuniversität Leoben, Department of Applied Geosciences and Geophysics, Peter-Tunner-Straße 5, 8700 Leoben, Austria |  |  | 16.865 |  |  |  | 788.4864 | [9 empty] | 100.8319 | [5 empty] | 1.8621 | [21 empty] | 299089.3593 | [5 empty] | 2453.7744 |  |  |  | 11.5135 |  |  |  | 0.073111 | [13 empty] | 13.0568 |  | 0.20968 | [13 empty] | 226.8109 | [15 empty] | 323709.3057 |  | 40.6824 |  |  |  | 52.0047 | [5 empty] | 6.4598 | [13 empty] | 1.9368 | [13 empty] | 108.89 |  |  |  |  | 2025 | Foltyn, K., Węgrzynek, D., Bertrandsson Erlandsson, V., Gugała, E., Kozub-Budzyń, G.A., Melcher, F., Szczerbowska-Boruchowska, M., Piestrzyński, A. (2025). Geochemical and mineralogical investigation of germanium-rich chalcopyrite veins from the Cu-Ag Kupferschiefer deposit, Poland. Ore Geology Reviews, 181, 106636. |  | POL | Fore-Sudetic Monocline, SW Poland
| Lubin-Sieroszowice (Rudna) | Lubin-Sieroszowice ore district | Basin hydrothermal | Stratiform sediment-hosted Cu | stratiform sediment-hosted Cu-Ag | Cu, Ag | Ge | Cu, Ag, Ge | Foltyn et al., 2025 |  | SP-W1-3.d |  | underground mine |  |  |  |  | ore material | polished section | grab | mineral separate | [5 empty] | mineralisation | epigenetic sulfide-calcite veins and breccias |  |  | chalcopyrite, bornite, sphalerite, galena, tennantite | epigenetic | epigenetic sulfide-calcite veins and breccias | massive, epigenetic chalcopyrite-calcite veins; dendrite-like; apparent oscillatory zoning |  |  |  | calcite, anhydrite, luzonite, gersdorffite, betekhtinite, anilite, famatinite, tetrahedrite |  | EMPA, LA-ICPMS, SEM-EDS | TESCAN Integrated Mineral Analyzer (TIMA); laser ablation inductively coupled plasma mass spectrometry (LA-ICP-MS); electron microprobe microanalysis (EPMA); micro X-ray fluorescence (micro-XRF) | AGH University of Kraków, Faculty of Geology, Geophysics and Environmental Protection, 30 Mickiewicza Av., 30-059 Krakow, Poland; Montanuniversität Leoben, Department of Applied Geosciences and Geophysics, Peter-Tunner-Straße 5, 8700 Leoben, Austria |  |  | 7.6902 |  |  |  | 387.7122 | [9 empty] | 67.0917 | [5 empty] | 1.4491 | [5 empty] | 4.4111 | [15 empty] | 298728.7249 |  | 0.90353 |  |  |  | 3042.8698 |  |  |  | 3.9657 |  |  |  | 0.065564 | [13 empty] | 12.6237 |  | 0.18095 | [13 empty] | 141.0162 | [15 empty] | 325128.4303 |  | 33.2012 |  |  |  | 49.86 | [5 empty] | 3.9306 | [13 empty] | 1.19 | [13 empty] | 66.1799 |  |  |  |  | 2025 | Foltyn, K., Węgrzynek, D., Bertrandsson Erlandsson, V., Gugała, E., Kozub-Budzyń, G.A., Melcher, F., Szczerbowska-Boruchowska, M., Piestrzyński, A. (2025). Geochemical and mineralogical investigation of germanium-rich chalcopyrite veins from the Cu-Ag Kupferschiefer deposit, Poland. Ore Geology Reviews, 181, 106636. |  | POL | Fore-Sudetic Monocline, SW Poland
| Lubin-Sieroszowice (Rudna) | Lubin-Sieroszowice ore district | Basin hydrothermal | Stratiform sediment-hosted Cu | stratiform sediment-hosted Cu-Ag | Cu, Ag | Ge | Cu, Ag, Ge | Foltyn et al., 2025 |  | SP-W1-4.d |  | underground mine |  |  |  |  | ore material | polished section | grab | mineral separate | [5 empty] | mineralisation | epigenetic sulfide-calcite veins and breccias |  |  | chalcopyrite, bornite, sphalerite, galena, tennantite | epigenetic | epigenetic sulfide-calcite veins and breccias | massive, epigenetic chalcopyrite-calcite veins; dendrite-like; apparent oscillatory zoning |  |  |  | calcite, anhydrite, luzonite, gersdorffite, betekhtinite, anilite, famatinite, tetrahedrite |  | EMPA, LA-ICPMS, SEM-EDS | TESCAN Integrated Mineral Analyzer (TIMA); laser ablation inductively coupled plasma mass spectrometry (LA-ICP-MS); electron microprobe microanalysis (EPMA); micro X-ray fluorescence (micro-XRF) | AGH University of Kraków, Faculty of Geology, Geophysics and Environmental Protection, 30 Mickiewicza Av., 30-059 Krakow, Poland; Montanuniversität Leoben, Department of Applied Geosciences and Geophysics, Peter-Tunner-Straße 5, 8700 Leoben, Austria |  |  | 6.8098 |  |  |  | 554.0296 | [9 empty] | 84.517 | [11 empty] | 4.0006 |  | 0.81185 | [13 empty] | 308067.0739 |  | 0.73094 |  |  |  | 1678.7176 |  |  |  | 3.8362 |  |  |  | 0.068147 | [13 empty] | 13.0003 |  | 0.21566 | [13 empty] | 161.9579 | [15 empty] | 325406.1555 |  | 46.1467 |  |  |  | 37.3591 | [5 empty] | 3.901 | [13 empty] | 1.2536 | [13 empty] | 26.3645 |  |  |  |  | 2025 | Foltyn, K., Węgrzynek, D., Bertrandsson Erlandsson, V., Gugała, E., Kozub-Budzyń, G.A., Melcher, F., Szczerbowska-Boruchowska, M., Piestrzyński, A. (2025). Geochemical and mineralogical investigation of germanium-rich chalcopyrite veins from the Cu-Ag Kupferschiefer deposit, Poland. Ore Geology Reviews, 181, 106636. |  | POL | Fore-Sudetic Monocline, SW Poland
| Lubin-Sieroszowice (Rudna) | Lubin-Sieroszowice ore district | Basin hydrothermal | Stratiform sediment-hosted Cu | stratiform sediment-hosted Cu-Ag | Cu, Ag | Ge | Cu, Ag, Ge | Foltyn et al., 2025 |  | SP-W1-5.d |  | underground mine |  |  |  |  | ore material | polished section | grab | mineral separate | [5 empty] | mineralisation | epigenetic sulfide-calcite veins and breccias |  |  | chalcopyrite, bornite, sphalerite, galena, tennantite | epigenetic | epigenetic sulfide-calcite veins and breccias | massive, epigenetic chalcopyrite-calcite veins; dendrite-like; apparent oscillatory zoning |  |  |  | calcite, anhydrite, luzonite, gersdorffite, betekhtinite, anilite, famatinite, tetrahedrite |  | EMPA, LA-ICPMS, SEM-EDS | TESCAN Integrated Mineral Analyzer (TIMA); laser ablation inductively coupled plasma mass spectrometry (LA-ICP-MS); electron microprobe microanalysis (EPMA); micro X-ray fluorescence (micro-XRF) | AGH University of Kraków, Faculty of Geology, Geophysics and Environmental Protection, 30 Mickiewicza Av., 30-059 Krakow, Poland; Montanuniversität Leoben, Department of Applied Geosciences and Geophysics, Peter-Tunner-Straße 5, 8700 Leoben, Austria |  |  | 8.3204 |  |  |  | 463.1808 | [9 empty] | 73.378 | [11 empty] | 1.5161 |  | 0.82156 | [13 empty] | 303537.65 |  | 0.65861 |  |  |  | 1838.2241 |  |  |  | 2.9738 |  |  |  | 0.048832 | [13 empty] | 12.882 |  | 0.16214 | [13 empty] | 172.7234 | [15 empty] | 323608.0559 |  | 33.8726 |  |  |  | 42.087 | [5 empty] | 3.1838 | [13 empty] | 1.1927 | [13 empty] | 25.814 |  |  |  |  | 2025 | Foltyn, K., Węgrzynek, D., Bertrandsson Erlandsson, V., Gugała, E., Kozub-Budzyń, G.A., Melcher, F., Szczerbowska-Boruchowska, M., Piestrzyński, A. (2025). Geochemical and mineralogical investigation of germanium-rich chalcopyrite veins from the Cu-Ag Kupferschiefer deposit, Poland. Ore Geology Reviews, 181, 106636. |  | POL | Fore-Sudetic Monocline, SW Poland
| Lubin-Sieroszowice (Rudna) | Lubin-Sieroszowice ore district | Basin hydrothermal | Stratiform sediment-hosted Cu | stratiform sediment-hosted Cu-Ag | Cu, Ag | Ge | Cu, Ag, Ge | Foltyn et al., 2025 |  | SP-W1-6.d |  | underground mine |  |  |  |  | ore material | polished section | grab | mineral separate | [5 empty] | mineralisation | epigenetic sulfide-calcite veins and breccias |  |  | chalcopyrite, bornite, sphalerite, galena, tennantite | epigenetic | epigenetic sulfide-calcite veins and breccias | massive, epigenetic chalcopyrite-calcite veins; dendrite-like; apparent oscillatory zoning |  |  |  | calcite, anhydrite, luzonite, gersdorffite, betekhtinite, anilite, famatinite, tetrahedrite |  | EMPA, LA-ICPMS, SEM-EDS | TESCAN Integrated Mineral Analyzer (TIMA); laser ablation inductively coupled plasma mass spectrometry (LA-ICP-MS); electron microprobe microanalysis (EPMA); micro X-ray fluorescence (micro-XRF) | AGH University of Kraków, Faculty of Geology, Geophysics and Environmental Protection, 30 Mickiewicza Av., 30-059 Krakow, Poland; Montanuniversität Leoben, Department of Applied Geosciences and Geophysics, Peter-Tunner-Straße 5, 8700 Leoben, Austria |  |  | 0.86653 |  |  |  | 205.7842 | [9 empty] | 32.4715 | [5 empty] | 1.6682 | [5 empty] | 5.9954 | [15 empty] | 297213.7979 |  | 0.99708 |  |  |  | 5016.0563 |  |  |  | 0.57828 |  |  |  | 0.11516 | [13 empty] | 13.0403 |  | 0.15679 | [13 empty] | 35.5514 | [15 empty] | 323752.2154 |  | 13.1659 |  |  |  | 39.3842 | [5 empty] | 6.1681 | [13 empty] | 0.33155 | [13 empty] | 59.5673 |  |  |  |  | 2025 | Foltyn, K., Węgrzynek, D., Bertrandsson Erlandsson, V., Gugała, E., Kozub-Budzyń, G.A., Melcher, F., Szczerbowska-Boruchowska, M., Piestrzyński, A. (2025). Geochemical and mineralogical investigation of germanium-rich chalcopyrite veins from the Cu-Ag Kupferschiefer deposit, Poland. Ore Geology Reviews, 181, 106636. |  | POL | Fore-Sudetic Monocline, SW Poland
| Lubin-Sieroszowice (Rudna) | Lubin-Sieroszowice ore district | Basin hydrothermal | Stratiform sediment-hosted Cu | stratiform sediment-hosted Cu-Ag | Cu, Ag | Ge | Cu, Ag, Ge | Foltyn et al., 2025 |  | SP-W1-7.d |  | underground mine |  |  |  |  | ore material | polished section | grab | mineral separate | [5 empty] | mineralisation | epigenetic sulfide-calcite veins and breccias |  |  | chalcopyrite, bornite, sphalerite, galena, tennantite | epigenetic | epigenetic sulfide-calcite veins and breccias | massive, epigenetic chalcopyrite-calcite veins; dendrite-like; apparent oscillatory zoning |  |  |  | calcite, anhydrite, luzonite, gersdorffite, betekhtinite, anilite, famatinite, tetrahedrite |  | EMPA, LA-ICPMS, SEM-EDS | TESCAN Integrated Mineral Analyzer (TIMA); laser ablation inductively coupled plasma mass spectrometry (LA-ICP-MS); electron microprobe microanalysis (EPMA); micro X-ray fluorescence (micro-XRF) | AGH University of Kraków, Faculty of Geology, Geophysics and Environmental Protection, 30 Mickiewicza Av., 30-059 Krakow, Poland; Montanuniversität Leoben, Department of Applied Geosciences and Geophysics, Peter-Tunner-Straße 5, 8700 Leoben, Austria |  |  | 4.4357 |  |  |  | 156.4338 | [9 empty] | 57.7101 | [11 empty] | 2.7875 | [15 empty] | 301554.4628 |  | 0.71468 |  |  |  | 1944.5181 |  |  |  | 2.0584 |  |  |  | 0.070931 | [13 empty] | 13.0875 |  | 0.091871 | [13 empty] | 94.866 | [15 empty] | 324279.0023 |  | 20.1003 |  |  |  | 38.36 | [5 empty] | 4.5417 | [13 empty] | 0.89063 | [13 empty] | 24.7078 |  |  |  |  | 2025 | Foltyn, K., Węgrzynek, D., Bertrandsson Erlandsson, V., Gugała, E., Kozub-Budzyń, G.A., Melcher, F., Szczerbowska-Boruchowska, M., Piestrzyński, A. (2025). Geochemical and mineralogical investigation of germanium-rich chalcopyrite veins from the Cu-Ag Kupferschiefer deposit, Poland. Ore Geology Reviews, 181, 106636. |  | POL | Fore-Sudetic Monocline, SW Poland
| Rudna | Lubin-Sieroszowice ore district | Basin hydrothermal | Stratiform sediment-hosted Cu | stratiform sediment-hosted Cu-Ag | Cu, Ag | Ge | Cu, Ag, Ge | Foltyn et al., 2025 |  | LRUW2-1.d |  | underground mine |  |  |  |  | ore material | polished section | grab | mineral separate | [5 empty] | mineralisation | epigenetic sulfide-calcite veins and breccias |  |  | chalcopyrite, bornite, sphalerite, galena, tennantite | epigenetic | epigenetic sulfide-calcite veins and breccias | massive, epigenetic chalcopyrite-calcite veins; dendrite-like; apparent oscillatory zoning |  |  |  | calcite, anhydrite, luzonite, gersdorffite, betekhtinite, anilite, famatinite, tetrahedrite |  | EMPA, LA-ICPMS, SEM-EDS | TESCAN Integrated Mineral Analyzer (TIMA); laser ablation inductively coupled plasma mass spectrometry (LA-ICP-MS); electron microprobe microanalysis (EPMA); micro X-ray fluorescence (micro-XRF) | AGH University of Kraków, Faculty of Geology, Geophysics and Environmental Protection, 30 Mickiewicza Av., 30-059 Krakow, Poland; Montanuniversität Leoben, Department of Applied Geosciences and Geophysics, Peter-Tunner-Straße 5, 8700 Leoben, Austria |  |  | 21.4857 |  |  |  | 540.1718 | [9 empty] | 0.049459 | [11 empty] | 4.233 | [15 empty] | 304695.5515 |  | 3.0454 |  |  |  | 2420.2912 |  |  |  | 3.8511 |  |  |  | 0.4431 | [13 empty] | 14.2594 | [15 empty] | 211.31 | [15 empty] | 367435.1027 |  | 207.8519 |  |  |  | 15.999 | [5 empty] | 1.0644 | [13 empty] | 0.57641 | [13 empty] | 47.9653 |  |  |  |  | 2025 | Foltyn, K., Węgrzynek, D., Bertrandsson Erlandsson, V., Gugała, E., Kozub-Budzyń, G.A., Melcher, F., Szczerbowska-Boruchowska, M., Piestrzyński, A. (2025). Geochemical and mineralogical investigation of germanium-rich chalcopyrite veins from the Cu-Ag Kupferschiefer deposit, Poland. Ore Geology Reviews, 181, 106636. |  | POL | Fore-Sudetic Monocline, SW Poland
| Lubin-Sieroszowice (Rudna) | Lubin-Sieroszowice ore district | Basin hydrothermal | Stratiform sediment-hosted Cu | stratiform sediment-hosted Cu-Ag | Cu, Ag | Ge | Cu, Ag, Ge | Foltyn et al., 2025 |  | LRUW2-10.d |  | underground mine |  |  |  |  | ore material | polished section | grab | mineral separate | [5 empty] | mineralisation | epigenetic sulfide-calcite veins and breccias |  |  | chalcopyrite, bornite, sphalerite, galena, tennantite | epigenetic | epigenetic sulfide-calcite veins and breccias | massive, epigenetic chalcopyrite-calcite veins; dendrite-like; apparent oscillatory zoning |  |  |  | calcite, anhydrite, luzonite, gersdorffite, betekhtinite, anilite, famatinite, tetrahedrite |  | EMPA, LA-ICPMS, SEM-EDS | TESCAN Integrated Mineral Analyzer (TIMA); laser ablation inductively coupled plasma mass spectrometry (LA-ICP-MS); electron microprobe microanalysis (EPMA); micro X-ray fluorescence (micro-XRF) | AGH University of Kraków, Faculty of Geology, Geophysics and Environmental Protection, 30 Mickiewicza Av., 30-059 Krakow, Poland; Montanuniversität Leoben, Department of Applied Geosciences and Geophysics, Peter-Tunner-Straße 5, 8700 Leoben, Austria |  |  | 22.0691 |  |  |  | 946.4288 | [21 empty] | 5.4523 | [15 empty] | 303431.2646 |  | 2.9789 |  |  |  | 3091.848 |  |  |  | 2.1986 |  |  |  | 0.40656 | [13 empty] | 15.7993 |  | 0.12285 | [7 empty] | 0.38474 | [5 empty] | 371.4658 | [15 empty] | 371279.7014 |  | 398.2576 |  |  |  | 20.9834 | [5 empty] | 2.4245 | [13 empty] | 1.085 | [13 empty] | 81.3273 |  |  |  |  | 2025 | Foltyn, K., Węgrzynek, D., Bertrandsson Erlandsson, V., Gugała, E., Kozub-Budzyń, G.A., Melcher, F., Szczerbowska-Boruchowska, M., Piestrzyński, A. (2025). Geochemical and mineralogical investigation of germanium-rich chalcopyrite veins from the Cu-Ag Kupferschiefer deposit, Poland. Ore Geology Reviews, 181, 106636. |  | POL | Fore-Sudetic Monocline, SW Poland
| Lubin-Sieroszowice (Rudna) | Lubin-Sieroszowice ore district | Basin hydrothermal | Stratiform sediment-hosted Cu | stratiform sediment-hosted Cu-Ag | Cu, Ag | Ge | Cu, Ag, Ge | Foltyn et al., 2025 |  | LRUW2-2.d |  | underground mine |  |  |  |  | ore material | polished section | grab | mineral separate | [5 empty] | mineralisation | epigenetic sulfide-calcite veins and breccias |  |  | chalcopyrite, bornite, sphalerite, galena, tennantite | epigenetic | epigenetic sulfide-calcite veins and breccias | massive, epigenetic chalcopyrite-calcite veins; dendrite-like; apparent oscillatory zoning |  |  |  | calcite, anhydrite, luzonite, gersdorffite, betekhtinite, anilite, famatinite, tetrahedrite |  | EMPA, LA-ICPMS, SEM-EDS | TESCAN Integrated Mineral Analyzer (TIMA); laser ablation inductively coupled plasma mass spectrometry (LA-ICP-MS); electron microprobe microanalysis (EPMA); micro X-ray fluorescence (micro-XRF) | AGH University of Kraków, Faculty of Geology, Geophysics and Environmental Protection, 30 Mickiewicza Av., 30-059 Krakow, Poland; Montanuniversität Leoben, Department of Applied Geosciences and Geophysics, Peter-Tunner-Straße 5, 8700 Leoben, Austria |  |  | 25.188 |  |  |  | 605.9888 | [9 empty] | 0.075637 | [11 empty] | 2.9971 | [15 empty] | 310354.5895 |  | 3.5472 |  |  |  | 1904.2767 |  |  |  | 3.894 |  |  |  | 0.38043 | [13 empty] | 14.4675 |  | 0.072491 | [13 empty] | 378.1792 | [15 empty] | 366632.4659 |  | 286.4392 |  |  |  | 12.8714 | [5 empty] | 0.66751 | [13 empty] | 1.1931 | [13 empty] | 31.9375 |  |  |  |  | 2025 | Foltyn, K., Węgrzynek, D., Bertrandsson Erlandsson, V., Gugała, E., Kozub-Budzyń, G.A., Melcher, F., Szczerbowska-Boruchowska, M., Piestrzyński, A. (2025). Geochemical and mineralogical investigation of germanium-rich chalcopyrite veins from the Cu-Ag Kupferschiefer deposit, Poland. Ore Geology Reviews, 181, 106636. |  | POL | Fore-Sudetic Monocline, SW Poland
| Lubin-Sieroszowice (Rudna) | Lubin-Sieroszowice ore district | Basin hydrothermal | Stratiform sediment-hosted Cu | stratiform sediment-hosted Cu-Ag | Cu, Ag | Ge | Cu, Ag, Ge | Foltyn et al., 2025 |  | LRUW2-5.d |  | underground mine |  |  |  |  | ore material | polished section | grab | mineral separate | [5 empty] | mineralisation | epigenetic sulfide-calcite veins and breccias |  |  | chalcopyrite, bornite, sphalerite, galena, tennantite | epigenetic | epigenetic sulfide-calcite veins and breccias | massive, epigenetic chalcopyrite-calcite veins; dendrite-like; apparent oscillatory zoning |  |  |  | calcite, anhydrite, luzonite, gersdorffite, betekhtinite, anilite, famatinite, tetrahedrite |  | EMPA, LA-ICPMS, SEM-EDS | TESCAN Integrated Mineral Analyzer (TIMA); laser ablation inductively coupled plasma mass spectrometry (LA-ICP-MS); electron microprobe microanalysis (EPMA); micro X-ray fluorescence (micro-XRF) | AGH University of Kraków, Faculty of Geology, Geophysics and Environmental Protection, 30 Mickiewicza Av., 30-059 Krakow, Poland; Montanuniversität Leoben, Department of Applied Geosciences and Geophysics, Peter-Tunner-Straße 5, 8700 Leoben, Austria |  |  | 23.1252 |  |  |  | 492.2033 | [9 empty] | 0.038488 | [11 empty] | 12.5578 | [15 empty] | 298330.0826 |  | 3.1478 |  |  |  | 2073.435 |  |  |  | 3.0211 |  |  |  | 0.35394 | [13 empty] | 50.6144 |  | 1.5706 | [7 empty] | 2.7461 | [5 empty] | 253.3057 | [15 empty] | 367819.7565 |  | 178.246 | [23 empty] | 0.72869 | [5 empty] | 0.2744 | [7 empty] | 126.9418 |  |  |  |  | 2025 | Foltyn, K., Węgrzynek, D., Bertrandsson Erlandsson, V., Gugała, E., Kozub-Budzyń, G.A., Melcher, F., Szczerbowska-Boruchowska, M., Piestrzyński, A. (2025). Geochemical and mineralogical investigation of germanium-rich chalcopyrite veins from the Cu-Ag Kupferschiefer deposit, Poland. Ore Geology Reviews, 181, 106636. |  | POL | Fore-Sudetic Monocline, SW Poland
| Lubin-Sieroszowice (Rudna) | Lubin-Sieroszowice ore district | Basin hydrothermal | Stratiform sediment-hosted Cu | stratiform sediment-hosted Cu-Ag | Cu, Ag | Ge | Cu, Ag, Ge | Foltyn et al., 2025 |  | LRUW2-6.d |  | underground mine |  |  |  |  | ore material | polished section | grab | mineral separate | [5 empty] | mineralisation | epigenetic sulfide-calcite veins and breccias |  |  | chalcopyrite, bornite, sphalerite, galena, tennantite | epigenetic | epigenetic sulfide-calcite veins and breccias | massive, epigenetic chalcopyrite-calcite veins; dendrite-like; apparent oscillatory zoning |  |  |  | calcite, anhydrite, luzonite, gersdorffite, betekhtinite, anilite, famatinite, tetrahedrite |  | EMPA, LA-ICPMS, SEM-EDS | TESCAN Integrated Mineral Analyzer (TIMA); laser ablation inductively coupled plasma mass spectrometry (LA-ICP-MS); electron microprobe microanalysis (EPMA); micro X-ray fluorescence (micro-XRF) | AGH University of Kraków, Faculty of Geology, Geophysics and Environmental Protection, 30 Mickiewicza Av., 30-059 Krakow, Poland; Montanuniversität Leoben, Department of Applied Geosciences and Geophysics, Peter-Tunner-Straße 5, 8700 Leoben, Austria |  |  | 20.8332 |  |  |  | 673.4899 | [9 empty] | 0.050725 | [11 empty] | 5.5372 |  | 0.38793 | [13 empty] | 304300.897 |  | 3.1296 |  |  |  | 2506.9369 |  |  |  | 3.2562 |  |  |  | 0.44544 | [13 empty] | 14.0949 | [9 empty] | 0.21673 | [5 empty] | 308.6978 | [15 empty] | 369476.4678 |  | 255.4915 |  |  |  | 7.2882 | [5 empty] | 0.24915 | [13 empty] | 0.67102 | [13 empty] | 149.4882 |  |  |  |  | 2025 | Foltyn, K., Węgrzynek, D., Bertrandsson Erlandsson, V., Gugała, E., Kozub-Budzyń, G.A., Melcher, F., Szczerbowska-Boruchowska, M., Piestrzyński, A. (2025). Geochemical and mineralogical investigation of germanium-rich chalcopyrite veins from the Cu-Ag Kupferschiefer deposit, Poland. Ore Geology Reviews, 181, 106636. |  | POL | Fore-Sudetic Monocline, SW Poland
| Lubin-Sieroszowice (Rudna) | Lubin-Sieroszowice ore district | Basin hydrothermal | Stratiform sediment-hosted Cu | stratiform sediment-hosted Cu-Ag | Cu, Ag | Ge | Cu, Ag, Ge | Foltyn et al., 2025 |  | LRUW2-7.d |  | underground mine |  |  |  |  | ore material | polished section | grab | mineral separate | [5 empty] | mineralisation | epigenetic sulfide-calcite veins and breccias |  |  | chalcopyrite, bornite, sphalerite, galena, tennantite | epigenetic | epigenetic sulfide-calcite veins and breccias | massive, epigenetic chalcopyrite-calcite veins; dendrite-like; apparent oscillatory zoning |  |  |  | calcite, anhydrite, luzonite, gersdorffite, betekhtinite, anilite, famatinite, tetrahedrite |  | EMPA, LA-ICPMS, SEM-EDS | TESCAN Integrated Mineral Analyzer (TIMA); laser ablation inductively coupled plasma mass spectrometry (LA-ICP-MS); electron microprobe microanalysis (EPMA); micro X-ray fluorescence (micro-XRF) | AGH University of Kraków, Faculty of Geology, Geophysics and Environmental Protection, 30 Mickiewicza Av., 30-059 Krakow, Poland; Montanuniversität Leoben, Department of Applied Geosciences and Geophysics, Peter-Tunner-Straße 5, 8700 Leoben, Austria |  |  | 31.4136 |  |  |  | 700.1907 | [9 empty] | 0.098207 | [5 empty] | 1.1817 | [5 empty] | 4.9586 | [15 empty] | 304352.5922 |  | 2.7061 |  |  |  | 1782.5477 |  |  |  | 3.8476 |  |  |  | 0.33835 | [13 empty] | 14.158 | [15 empty] | 356.0343 | [15 empty] | 365341.0601 |  | 310.2691 |  |  |  | 16.0484 | [5 empty] | 0.81509 | [13 empty] | 1.1318 | [13 empty] | 95.9607 |  |  |  |  | 2025 | Foltyn, K., Węgrzynek, D., Bertrandsson Erlandsson, V., Gugała, E., Kozub-Budzyń, G.A., Melcher, F., Szczerbowska-Boruchowska, M., Piestrzyński, A. (2025). Geochemical and mineralogical investigation of germanium-rich chalcopyrite veins from the Cu-Ag Kupferschiefer deposit, Poland. Ore Geology Reviews, 181, 106636. |  | POL | Fore-Sudetic Monocline, SW Poland
| Lubin-Sieroszowice (Rudna) | Lubin-Sieroszowice ore district | Basin hydrothermal | Stratiform sediment-hosted Cu | stratiform sediment-hosted Cu-Ag | Cu, Ag | Ge | Cu, Ag, Ge | Foltyn et al., 2025 |  | LRUW2-8.d |  | underground mine |  |  |  |  | ore material | polished section | grab | mineral separate | [5 empty] | mineralisation | epigenetic sulfide-calcite veins and breccias |  |  | chalcopyrite, bornite, sphalerite, galena, tennantite | epigenetic | epigenetic sulfide-calcite veins and breccias | massive, epigenetic chalcopyrite-calcite veins; dendrite-like; apparent oscillatory zoning |  |  |  | calcite, anhydrite, luzonite, gersdorffite, betekhtinite, anilite, famatinite, tetrahedrite |  | EMPA, LA-ICPMS, SEM-EDS | TESCAN Integrated Mineral Analyzer (TIMA); laser ablation inductively coupled plasma mass spectrometry (LA-ICP-MS); electron microprobe microanalysis (EPMA); micro X-ray fluorescence (micro-XRF) | AGH University of Kraków, Faculty of Geology, Geophysics and Environmental Protection, 30 Mickiewicza Av., 30-059 Krakow, Poland; Montanuniversität Leoben, Department of Applied Geosciences and Geophysics, Peter-Tunner-Straße 5, 8700 Leoben, Austria |  |  | 29.6885 |  |  |  | 1162.8503 | [9 empty] | 0.11011 | [11 empty] | 4.8673 | [15 empty] | 301683.8028 |  | 5.3138 |  |  |  | 2767.107 |  |  |  | 3.7093 |  |  |  | 0.46615 | [13 empty] | 13.6987 |  | 0.081356 | [13 empty] | 384.3162 | [15 empty] | 363324.5981 |  | 515.806 |  |  |  | 23.2556 | [5 empty] | 2.8455 | [13 empty] | 1.1076 | [13 empty] | 67.3035 |  |  |  |  | 2025 | Foltyn, K., Węgrzynek, D., Bertrandsson Erlandsson, V., Gugała, E., Kozub-Budzyń, G.A., Melcher, F., Szczerbowska-Boruchowska, M., Piestrzyński, A. (2025). Geochemical and mineralogical investigation of germanium-rich chalcopyrite veins from the Cu-Ag Kupferschiefer deposit, Poland. Ore Geology Reviews, 181, 106636. |  | POL | Fore-Sudetic Monocline, SW Poland
| Lubin-Sieroszowice (Rudna) | Lubin-Sieroszowice ore district | Basin hydrothermal | Stratiform sediment-hosted Cu | stratiform sediment-hosted Cu-Ag | Cu, Ag | Ge | Cu, Ag, Ge | Foltyn et al., 2025 |  | LRUW2-9.d |  | underground mine |  |  |  |  | ore material | polished section | grab | mineral separate | [5 empty] | mineralisation | epigenetic sulfide-calcite veins and breccias |  |  | chalcopyrite, bornite, sphalerite, galena, tennantite | epigenetic | epigenetic sulfide-calcite veins and breccias | massive, epigenetic chalcopyrite-calcite veins; dendrite-like; apparent oscillatory zoning |  |  |  | calcite, anhydrite, luzonite, gersdorffite, betekhtinite, anilite, famatinite, tetrahedrite |  | EMPA, LA-ICPMS, SEM-EDS | TESCAN Integrated Mineral Analyzer (TIMA); laser ablation inductively coupled plasma mass spectrometry (LA-ICP-MS); electron microprobe microanalysis (EPMA); micro X-ray fluorescence (micro-XRF) | AGH University of Kraków, Faculty of Geology, Geophysics and Environmental Protection, 30 Mickiewicza Av., 30-059 Krakow, Poland; Montanuniversität Leoben, Department of Applied Geosciences and Geophysics, Peter-Tunner-Straße 5, 8700 Leoben, Austria |  |  | 42.1254 |  |  |  | 840.2858 | [9 empty] | 0.11928 | [11 empty] | 3.7998 | [15 empty] | 300164.9142 |  | 2.9856 |  |  |  | 1858.7364 |  |  |  | 4.619 |  |  |  | 0.36596 | [13 empty] | 14.0259 |  | 0.1072 | [7 empty] | 0.23864 | [5 empty] | 415.6673 | [15 empty] | 359135.7635 |  | 391.5717 |  |  |  | 20.6053 | [5 empty] | 1.5197 | [13 empty] | 1.2243 | [13 empty] | 75.1779 |  |  |  |  | 2025 | Foltyn, K., Węgrzynek, D., Bertrandsson Erlandsson, V., Gugała, E., Kozub-Budzyń, G.A., Melcher, F., Szczerbowska-Boruchowska, M., Piestrzyński, A. (2025). Geochemical and mineralogical investigation of germanium-rich chalcopyrite veins from the Cu-Ag Kupferschiefer deposit, Poland. Ore Geology Reviews, 181, 106636. |  | POL | Fore-Sudetic Monocline, SW Poland
| Polkowice-Sieroszowice | Lubin-Sieroszowice ore district | Basin hydrothermal | Stratiform sediment-hosted Cu | stratiform sediment-hosted Cu-Ag | Cu, Ag | Ge | Cu, Ag, Ge | Foltyn et al., 2025 |  | LSPW-1.d |  | underground mine |  |  |  |  | ore material | polished section | grab | mineral separate | [5 empty] | mineralisation | epigenetic sulfide-calcite veins and breccias |  |  | chalcopyrite, bornite, sphalerite, galena, tennantite | epigenetic | epigenetic sulfide-calcite veins and breccias | massive, epigenetic chalcopyrite-calcite veins; dendrite-like; apparent oscillatory zoning |  |  |  | calcite, anhydrite, luzonite, gersdorffite, betekhtinite, anilite, famatinite, tetrahedrite |  | EMPA, LA-ICPMS, SEM-EDS | TESCAN Integrated Mineral Analyzer (TIMA); laser ablation inductively coupled plasma mass spectrometry (LA-ICP-MS); electron microprobe microanalysis (EPMA); micro X-ray fluorescence (micro-XRF) | AGH University of Kraków, Faculty of Geology, Geophysics and Environmental Protection, 30 Mickiewicza Av., 30-059 Krakow, Poland; Montanuniversität Leoben, Department of Applied Geosciences and Geophysics, Peter-Tunner-Straße 5, 8700 Leoben, Austria |  |  | 9.7832 |  |  |  | 698.0932 | [9 empty] | 104.4245 | [11 empty] | 18.8913 | [15 empty] | 307544.0624 |  | 0.72291 |  |  |  | 1902.6484 |  |  |  | 9.9889 |  |  |  | 0.051269 | [13 empty] | 14.4429 |  | 0.1255 | [13 empty] | 244.1727 | [15 empty] | 371234.2421 |  | 47.0083 |  |  |  | 53.3178 | [5 empty] | 3.7694 | [13 empty] | 1.8798 | [13 empty] | 51.9966 |  |  |  |  | 2025 | Foltyn, K., Węgrzynek, D., Bertrandsson Erlandsson, V., Gugała, E., Kozub-Budzyń, G.A., Melcher, F., Szczerbowska-Boruchowska, M., Piestrzyński, A. (2025). Geochemical and mineralogical investigation of germanium-rich chalcopyrite veins from the Cu-Ag Kupferschiefer deposit, Poland. Ore Geology Reviews, 181, 106636. |  | POL | Fore-Sudetic Monocline, SW Poland
| Lubin-Sieroszowice (Rudna) | Lubin-Sieroszowice ore district | Basin hydrothermal | Stratiform sediment-hosted Cu | stratiform sediment-hosted Cu-Ag | Cu, Ag | Ge | Cu, Ag, Ge | Foltyn et al., 2025 |  | LSPW-2.d |  | underground mine |  |  |  |  | ore material | polished section | grab | mineral separate | [5 empty] | mineralisation | epigenetic sulfide-calcite veins and breccias |  |  | chalcopyrite, bornite, sphalerite, galena, tennantite | epigenetic | epigenetic sulfide-calcite veins and breccias | massive, epigenetic chalcopyrite-calcite veins; dendrite-like; apparent oscillatory zoning |  |  |  | calcite, anhydrite, luzonite, gersdorffite, betekhtinite, anilite, famatinite, tetrahedrite |  | EMPA, LA-ICPMS, SEM-EDS | TESCAN Integrated Mineral Analyzer (TIMA); laser ablation inductively coupled plasma mass spectrometry (LA-ICP-MS); electron microprobe microanalysis (EPMA); micro X-ray fluorescence (micro-XRF) | AGH University of Kraków, Faculty of Geology, Geophysics and Environmental Protection, 30 Mickiewicza Av., 30-059 Krakow, Poland; Montanuniversität Leoben, Department of Applied Geosciences and Geophysics, Peter-Tunner-Straße 5, 8700 Leoben, Austria |  |  | 4.5931 |  |  |  | 526.3385 | [9 empty] | 77.199 | [11 empty] | 4.4923 | [15 empty] | 306158.2317 |  | 0.76658 |  |  |  | 2121.0412 |  |  |  | 6.8979 |  |  |  | 0.076569 | [13 empty] | 13.7963 |  | 0.40198 | [13 empty] | 124.4638 | [15 empty] | 366972.5278 |  | 36.6962 |  |  |  | 41.2038 | [5 empty] | 5.0739 | [13 empty] | 0.86308 | [5 empty] | 0.068339 | [7 empty] | 46.1356 |  |  |  |  | 2025 | Foltyn, K., Węgrzynek, D., Bertrandsson Erlandsson, V., Gugała, E., Kozub-Budzyń, G.A., Melcher, F., Szczerbowska-Boruchowska, M., Piestrzyński, A. (2025). Geochemical and mineralogical investigation of germanium-rich chalcopyrite veins from the Cu-Ag Kupferschiefer deposit, Poland. Ore Geology Reviews, 181, 106636. |  | POL | Fore-Sudetic Monocline, SW Poland
| Lubin-Sieroszowice (Rudna) | Lubin-Sieroszowice ore district | Basin hydrothermal | Stratiform sediment-hosted Cu | stratiform sediment-hosted Cu-Ag | Cu, Ag | Ge | Cu, Ag, Ge | Foltyn et al., 2025 |  | LSPW-3.d |  | underground mine |  |  |  |  | ore material | polished section | grab | mineral separate | [5 empty] | mineralisation | epigenetic sulfide-calcite veins and breccias |  |  | chalcopyrite, bornite, sphalerite, galena, tennantite | epigenetic | epigenetic sulfide-calcite veins and breccias | massive, epigenetic chalcopyrite-calcite veins; dendrite-like; apparent oscillatory zoning |  |  |  | calcite, anhydrite, luzonite, gersdorffite, betekhtinite, anilite, famatinite, tetrahedrite |  | EMPA, LA-ICPMS, SEM-EDS | TESCAN Integrated Mineral Analyzer (TIMA); laser ablation inductively coupled plasma mass spectrometry (LA-ICP-MS); electron microprobe microanalysis (EPMA); micro X-ray fluorescence (micro-XRF) | AGH University of Kraków, Faculty of Geology, Geophysics and Environmental Protection, 30 Mickiewicza Av., 30-059 Krakow, Poland; Montanuniversität Leoben, Department of Applied Geosciences and Geophysics, Peter-Tunner-Straße 5, 8700 Leoben, Austria |  |  | 4.0291 |  |  |  | 352.0542 | [9 empty] | 63.6477 | [11 empty] | 3.8594 | [15 empty] | 313896.3066 |  | 0.73749 |  |  |  | 2415.165 |  |  |  | 4.3326 |  |  |  | 0.078118 | [13 empty] | 13.9608 |  | 0.18654 | [13 empty] | 107.5619 | [15 empty] | 375087.1918 |  | 29.3101 |  |  |  | 34.6965 | [5 empty] | 2.4152 | [13 empty] | 0.99735 | [13 empty] | 47.697 |  |  |  |  | 2025 | Foltyn, K., Węgrzynek, D., Bertrandsson Erlandsson, V., Gugała, E., Kozub-Budzyń, G.A., Melcher, F., Szczerbowska-Boruchowska, M., Piestrzyński, A. (2025). Geochemical and mineralogical investigation of germanium-rich chalcopyrite veins from the Cu-Ag Kupferschiefer deposit, Poland. Ore Geology Reviews, 181, 106636. |  | POL | Fore-Sudetic Monocline, SW Poland
| Lubin-Sieroszowice (Rudna) | Lubin-Sieroszowice ore district | Basin hydrothermal | Stratiform sediment-hosted Cu | stratiform sediment-hosted Cu-Ag | Cu, Ag | Ge | Cu, Ag, Ge | Foltyn et al., 2025 |  | LSPW-4.d |  | underground mine |  |  |  |  | ore material | polished section | grab | mineral separate | [5 empty] | mineralisation | epigenetic sulfide-calcite veins and breccias |  |  | chalcopyrite, bornite, sphalerite, galena, tennantite | epigenetic | epigenetic sulfide-calcite veins and breccias | massive, epigenetic chalcopyrite-calcite veins; dendrite-like; apparent oscillatory zoning |  |  |  | calcite, anhydrite, luzonite, gersdorffite, betekhtinite, anilite, famatinite, tetrahedrite |  | EMPA, LA-ICPMS, SEM-EDS | TESCAN Integrated Mineral Analyzer (TIMA); laser ablation inductively coupled plasma mass spectrometry (LA-ICP-MS); electron microprobe microanalysis (EPMA); micro X-ray fluorescence (micro-XRF) | AGH University of Kraków, Faculty of Geology, Geophysics and Environmental Protection, 30 Mickiewicza Av., 30-059 Krakow, Poland; Montanuniversität Leoben, Department of Applied Geosciences and Geophysics, Peter-Tunner-Straße 5, 8700 Leoben, Austria |  |  | 12.5272 |  |  |  | 452.7774 | [9 empty] | 71.7191 | [11 empty] | 7.3479 | [15 empty] | 307310.1327 |  | 0.792 |  |  |  | 2096.7977 |  |  |  | 8.9383 |  |  |  | 0.063303 | [13 empty] | 13.9161 |  | 0.21746 | [13 empty] | 131.352 | [15 empty] | 381319.64 |  | 35.5579 |  |  |  | 36.4476 | [5 empty] | 3.462 | [13 empty] | 1.1789 | [13 empty] | 61.1242 |  |  |  |  | 2025 | Foltyn, K., Węgrzynek, D., Bertrandsson Erlandsson, V., Gugała, E., Kozub-Budzyń, G.A., Melcher, F., Szczerbowska-Boruchowska, M., Piestrzyński, A. (2025). Geochemical and mineralogical investigation of germanium-rich chalcopyrite veins from the Cu-Ag Kupferschiefer deposit, Poland. Ore Geology Reviews, 181, 106636. |  | POL | Fore-Sudetic Monocline, SW Poland
| Lubin-Sieroszowice (Rudna) | Lubin-Sieroszowice ore district | Basin hydrothermal | Stratiform sediment-hosted Cu | stratiform sediment-hosted Cu-Ag | Cu, Ag | Ge | Cu, Ag, Ge | Foltyn et al., 2025 |  | LSPW-5.d |  | underground mine |  |  |  |  | ore material | polished section | grab | mineral separate | [5 empty] | mineralisation | epigenetic sulfide-calcite veins and breccias |  |  | chalcopyrite, bornite, sphalerite, galena, tennantite | epigenetic | epigenetic sulfide-calcite veins and breccias | massive, epigenetic chalcopyrite-calcite veins; dendrite-like; apparent oscillatory zoning |  |  |  | calcite, anhydrite, luzonite, gersdorffite, betekhtinite, anilite, famatinite, tetrahedrite |  | EMPA, LA-ICPMS, SEM-EDS | TESCAN Integrated Mineral Analyzer (TIMA); laser ablation inductively coupled plasma mass spectrometry (LA-ICP-MS); electron microprobe microanalysis (EPMA); micro X-ray fluorescence (micro-XRF) | AGH University of Kraków, Faculty of Geology, Geophysics and Environmental Protection, 30 Mickiewicza Av., 30-059 Krakow, Poland; Montanuniversität Leoben, Department of Applied Geosciences and Geophysics, Peter-Tunner-Straße 5, 8700 Leoben, Austria |  |  | 6.8151 |  |  |  | 435.7059 | [9 empty] | 80.3833 | [11 empty] | 3.3462 | [15 empty] | 305557.4857 |  | 0.92531 |  |  |  | 2034.9491 |  |  |  | 5.1951 |  |  |  | 0.054285 | [13 empty] | 14.4741 |  | 0.21282 | [13 empty] | 170.0514 | [15 empty] | 381040.8527 |  | 40.5395 |  |  |  | 50.1493 | [5 empty] | 3.6031 | [13 empty] | 1.4157 | [13 empty] | 52.5907 |  |  |  |  | 2025 | Foltyn, K., Węgrzynek, D., Bertrandsson Erlandsson, V., Gugała, E., Kozub-Budzyń, G.A., Melcher, F., Szczerbowska-Boruchowska, M., Piestrzyński, A. (2025). Geochemical and mineralogical investigation of germanium-rich chalcopyrite veins from the Cu-Ag Kupferschiefer deposit, Poland. Ore Geology Reviews, 181, 106636. |  | POL | Fore-Sudetic Monocline, SW Poland
| Lubin-Sieroszowice (Rudna) | Lubin-Sieroszowice ore district | Basin hydrothermal | Stratiform sediment-hosted Cu | stratiform sediment-hosted Cu-Ag | Cu, Ag | Ge | Cu, Ag, Ge | Foltyn et al., 2025 |  | LSPW-6.d |  | underground mine |  |  |  |  | ore material | polished section | grab | mineral separate | [5 empty] | mineralisation | epigenetic sulfide-calcite veins and breccias |  |  | chalcopyrite, bornite, sphalerite, galena, tennantite | epigenetic | epigenetic sulfide-calcite veins and breccias | massive, epigenetic chalcopyrite-calcite veins; dendrite-like; apparent oscillatory zoning |  |  |  | calcite, anhydrite, luzonite, gersdorffite, betekhtinite, anilite, famatinite, tetrahedrite |  | EMPA, LA-ICPMS, SEM-EDS | TESCAN Integrated Mineral Analyzer (TIMA); laser ablation inductively coupled plasma mass spectrometry (LA-ICP-MS); electron microprobe microanalysis (EPMA); micro X-ray fluorescence (micro-XRF) | AGH University of Kraków, Faculty of Geology, Geophysics and Environmental Protection, 30 Mickiewicza Av., 30-059 Krakow, Poland; Montanuniversität Leoben, Department of Applied Geosciences and Geophysics, Peter-Tunner-Straße 5, 8700 Leoben, Austria |  |  | 3.8543 |  |  |  | 84.5027 | [9 empty] | 17.8513 | [11 empty] | 5.0231 | [15 empty] | 306310.9479 |  | 0.96764 |  |  |  | 2033.8646 |  |  |  | 2.6512 |  |  |  | 0.061513 | [13 empty] | 14.1118 |  | 0.33142 | [13 empty] | 41.766 | [15 empty] | 380666.6153 |  | 7.7509 |  |  |  | 32.7673 | [5 empty] | 1.8868 | [13 empty] | 0.26092 | [13 empty] | 54.1007 |  |  |  |  | 2025 | Foltyn, K., Węgrzynek, D., Bertrandsson Erlandsson, V., Gugała, E., Kozub-Budzyń, G.A., Melcher, F., Szczerbowska-Boruchowska, M., Piestrzyński, A. (2025). Geochemical and mineralogical investigation of germanium-rich chalcopyrite veins from the Cu-Ag Kupferschiefer deposit, Poland. Ore Geology Reviews, 181, 106636. |  | POL | Fore-Sudetic Monocline, SW Poland
| Lubin-Sieroszowice (Rudna) | Lubin-Sieroszowice ore district | Basin hydrothermal | Stratiform sediment-hosted Cu | stratiform sediment-hosted Cu-Ag | Cu, Ag | Ge | Cu, Ag, Ge | Foltyn et al., 2025 |  | LSPW-7.d |  | underground mine |  |  |  |  | ore material | polished section | grab | mineral separate | [5 empty] | mineralisation | epigenetic sulfide-calcite veins and breccias |  |  | chalcopyrite, bornite, sphalerite, galena, tennantite | epigenetic | epigenetic sulfide-calcite veins and breccias | massive, epigenetic chalcopyrite-calcite veins; dendrite-like; apparent oscillatory zoning |  |  |  | calcite, anhydrite, luzonite, gersdorffite, betekhtinite, anilite, famatinite, tetrahedrite |  | EMPA, LA-ICPMS, SEM-EDS | TESCAN Integrated Mineral Analyzer (TIMA); laser ablation inductively coupled plasma mass spectrometry (LA-ICP-MS); electron microprobe microanalysis (EPMA); micro X-ray fluorescence (micro-XRF) | AGH University of Kraków, Faculty of Geology, Geophysics and Environmental Protection, 30 Mickiewicza Av., 30-059 Krakow, Poland; Montanuniversität Leoben, Department of Applied Geosciences and Geophysics, Peter-Tunner-Straße 5, 8700 Leoben, Austria |  |  | 4.0328 |  |  |  | 159.6223 | [9 empty] | 37.4125 | [11 empty] | 13.2933 |  | 0.50597 | [13 empty] | 308249.9383 |  | 1.0758 |  |  |  | 3598.3818 |  |  |  | 2.6301 |  |  |  | 0.071004 | [13 empty] | 14.1743 |  | 0.17264 | [13 empty] | 86.0905 | [15 empty] | 377501.8837 |  | 15.0316 |  |  |  | 36.5103 | [5 empty] | 2.9236 | [13 empty] | 0.48378 | [5 empty] | 0.13027 | [7 empty] | 105.2444 |  |  |  |  | 2025 | Foltyn, K., Węgrzynek, D., Bertrandsson Erlandsson, V., Gugała, E., Kozub-Budzyń, G.A., Melcher, F., Szczerbowska-Boruchowska, M., Piestrzyński, A. (2025). Geochemical and mineralogical investigation of germanium-rich chalcopyrite veins from the Cu-Ag Kupferschiefer deposit, Poland. Ore Geology Reviews, 181, 106636. |  | POL | Fore-Sudetic Monocline, SW Poland
| Lubin-Sieroszowice (Rudna) | Lubin-Sieroszowice ore district | Basin hydrothermal | Stratiform sediment-hosted Cu | stratiform sediment-hosted Cu-Ag | Cu, Ag | Ge | Cu, Ag, Ge | Foltyn et al., 2025 |  | LSPW-8.d |  | underground mine |  |  |  |  | ore material | polished section | grab | mineral separate | [5 empty] | mineralisation | epigenetic sulfide-calcite veins and breccias |  |  | chalcopyrite, bornite, sphalerite, galena, tennantite | epigenetic | epigenetic sulfide-calcite veins and breccias | massive, epigenetic chalcopyrite-calcite veins; dendrite-like; apparent oscillatory zoning |  |  |  | calcite, anhydrite, luzonite, gersdorffite, betekhtinite, anilite, famatinite, tetrahedrite |  | EMPA, LA-ICPMS, SEM-EDS | TESCAN Integrated Mineral Analyzer (TIMA); laser ablation inductively coupled plasma mass spectrometry (LA-ICP-MS); electron microprobe microanalysis (EPMA); micro X-ray fluorescence (micro-XRF) | AGH University of Kraków, Faculty of Geology, Geophysics and Environmental Protection, 30 Mickiewicza Av., 30-059 Krakow, Poland; Montanuniversität Leoben, Department of Applied Geosciences and Geophysics, Peter-Tunner-Straße 5, 8700 Leoben, Austria |  |  | 3.6105 |  |  |  | 331.6389 | [9 empty] | 68.8732 | [11 empty] | 3.244 | [15 empty] | 310127.2795 |  | 0.87199 |  |  |  | 2379.0106 |  |  |  | 5.947 |  |  |  | 0.072864 | [13 empty] | 16.1528 |  | 0.23362 | [13 empty] | 78.8784 | [15 empty] | 383862.424 |  | 25.8658 |  |  |  | 26.7157 | [5 empty] | 2.7805 | [13 empty] | 0.84215 | [13 empty] | 36.5894 |  |  |  |  | 2025 | Foltyn, K., Węgrzynek, D., Bertrandsson Erlandsson, V., Gugała, E., Kozub-Budzyń, G.A., Melcher, F., Szczerbowska-Boruchowska, M., Piestrzyński, A. (2025). Geochemical and mineralogical investigation of germanium-rich chalcopyrite veins from the Cu-Ag Kupferschiefer deposit, Poland. Ore Geology Reviews, 181, 106636. |  | POL | Fore-Sudetic Monocline, SW Poland
| Lubin-Sieroszowice (Rudna) | Lubin-Sieroszowice ore district | Basin hydrothermal | Stratiform sediment-hosted Cu | stratiform sediment-hosted Cu-Ag | Cu, Ag | Ge | Cu, Ag, Ge | Foltyn et al., 2025 |  | LSPW-9.d |  | underground mine |  |  |  |  | ore material | polished section | grab | mineral separate | [5 empty] | mineralisation | epigenetic sulfide-calcite veins and breccias |  |  | chalcopyrite, bornite, sphalerite, galena, tennantite | epigenetic | epigenetic sulfide-calcite veins and breccias | massive, epigenetic chalcopyrite-calcite veins; dendrite-like; apparent oscillatory zoning |  |  |  | calcite, anhydrite, luzonite, gersdorffite, betekhtinite, anilite, famatinite, tetrahedrite |  | EMPA, LA-ICPMS, SEM-EDS | TESCAN Integrated Mineral Analyzer (TIMA); laser ablation inductively coupled plasma mass spectrometry (LA-ICP-MS); electron microprobe microanalysis (EPMA); micro X-ray fluorescence (micro-XRF) | AGH University of Kraków, Faculty of Geology, Geophysics and Environmental Protection, 30 Mickiewicza Av., 30-059 Krakow, Poland; Montanuniversität Leoben, Department of Applied Geosciences and Geophysics, Peter-Tunner-Straße 5, 8700 Leoben, Austria |  |  | 6.2184 |  |  |  | 175.1908 | [9 empty] | 120.3831 | [11 empty] | 4.6649 | [15 empty] | 313679.5502 |  | 0.96709 |  |  |  | 2720.6565 |  |  |  | 1.6041 |  |  |  | 0.12947 | [13 empty] | 14.1087 | [15 empty] | 115.3212 | [15 empty] | 379919.0905 |  | 36.0094 |  |  |  | 30.2513 | [5 empty] | 3.2811 | [13 empty] | 0.89479 | [13 empty] | 47.0663 |  |  |  |  | 2025 | Foltyn, K., Węgrzynek, D., Bertrandsson Erlandsson, V., Gugała, E., Kozub-Budzyń, G.A., Melcher, F., Szczerbowska-Boruchowska, M., Piestrzyński, A. (2025). Geochemical and mineralogical investigation of germanium-rich chalcopyrite veins from the Cu-Ag Kupferschiefer deposit, Poland. Ore Geology Reviews, 181, 106636. |  | POL | Fore-Sudetic Monocline, SW Poland
| Polkowice-Sieroszowice | Lubin-Sieroszowice ore district | Basin hydrothermal | Stratiform sediment-hosted Cu | stratiform sediment-hosted Cu-Ag | Cu, Ag | Ge | Cu, Ag, Ge | Foltyn et al., 2025 |  | SPW9-1.d |  | underground mine |  |  |  |  | ore material | polished section | grab | mineral separate | [5 empty] | mineralisation | epigenetic sulfide-calcite veins and breccias |  |  | chalcopyrite, bornite, sphalerite, galena, tennantite | epigenetic | epigenetic sulfide-calcite veins and breccias | massive, epigenetic chalcopyrite-calcite veins; dendrite-like; apparent oscillatory zoning |  |  |  | calcite, anhydrite, luzonite, gersdorffite, betekhtinite, anilite, famatinite, tetrahedrite |  | EMPA, LA-ICPMS, SEM-EDS | TESCAN Integrated Mineral Analyzer (TIMA); laser ablation inductively coupled plasma mass spectrometry (LA-ICP-MS); electron microprobe microanalysis (EPMA); micro X-ray fluorescence (micro-XRF) | AGH University of Kraków, Faculty of Geology, Geophysics and Environmental Protection, 30 Mickiewicza Av., 30-059 Krakow, Poland; Montanuniversität Leoben, Department of Applied Geosciences and Geophysics, Peter-Tunner-Straße 5, 8700 Leoben, Austria |  |  | 10.408 |  |  |  | 339.3997 | [9 empty] | 59.1595 | [11 empty] | 48.9853 | [15 empty] | 296943.0038 |  | 0.65839 |  |  |  | 1756.4727 |  |  |  | 12.9866 |  |  |  | 0.077285 | [13 empty] | 13.6405 | [15 empty] | 188.5702 | [15 empty] | 324026.6562 |  | 12.3513 |  |  |  | 49.506 | [5 empty] | 6.6756 | [13 empty] | 2.0138 | [13 empty] | 112.0091 |  |  |  |  | 2025 | Foltyn, K., Węgrzynek, D., Bertrandsson Erlandsson, V., Gugała, E., Kozub-Budzyń, G.A., Melcher, F., Szczerbowska-Boruchowska, M., Piestrzyński, A. (2025). Geochemical and mineralogical investigation of germanium-rich chalcopyrite veins from the Cu-Ag Kupferschiefer deposit, Poland. Ore Geology Reviews, 181, 106636. |  | POL | Fore-Sudetic Monocline, SW Poland
| Lubin-Sieroszowice (Rudna) | Lubin-Sieroszowice ore district | Basin hydrothermal | Stratiform sediment-hosted Cu | stratiform sediment-hosted Cu-Ag | Cu, Ag | Ge | Cu, Ag, Ge | Foltyn et al., 2025 |  | SPW9-2.d |  | underground mine |  |  |  |  | ore material | polished section | grab | mineral separate | [5 empty] | mineralisation | epigenetic sulfide-calcite veins and breccias |  |  | chalcopyrite, bornite, sphalerite, galena, tennantite | epigenetic | epigenetic sulfide-calcite veins and breccias | massive, epigenetic chalcopyrite-calcite veins; dendrite-like; apparent oscillatory zoning |  |  |  | calcite, anhydrite, luzonite, gersdorffite, betekhtinite, anilite, famatinite, tetrahedrite |  | EMPA, LA-ICPMS, SEM-EDS | TESCAN Integrated Mineral Analyzer (TIMA); laser ablation inductively coupled plasma mass spectrometry (LA-ICP-MS); electron microprobe microanalysis (EPMA); micro X-ray fluorescence (micro-XRF) | AGH University of Kraków, Faculty of Geology, Geophysics and Environmental Protection, 30 Mickiewicza Av., 30-059 Krakow, Poland; Montanuniversität Leoben, Department of Applied Geosciences and Geophysics, Peter-Tunner-Straße 5, 8700 Leoben, Austria |  |  | 16.4235 |  |  |  | 204.4101 | [9 empty] | 53.3626 | [11 empty] | 25.0873 | [15 empty] | 302170.8367 |  | 0.49605 |  |  |  | 1098.0942 |  |  |  | 8.7089 |  |  |  | 0.068164 | [13 empty] | 13.7659 | [15 empty] | 154.2622 | [15 empty] | 318628.7984 |  | 10.3069 |  |  |  | 50.7416 | [5 empty] | 9.8682 | [13 empty] | 1.9245 | [13 empty] | 67.6025 |  |  |  |  | 2025 | Foltyn, K., Węgrzynek, D., Bertrandsson Erlandsson, V., Gugała, E., Kozub-Budzyń, G.A., Melcher, F., Szczerbowska-Boruchowska, M., Piestrzyński, A. (2025). Geochemical and mineralogical investigation of germanium-rich chalcopyrite veins from the Cu-Ag Kupferschiefer deposit, Poland. Ore Geology Reviews, 181, 106636. |  | POL | Fore-Sudetic Monocline, SW Poland
| Lubin-Sieroszowice (Rudna) | Lubin-Sieroszowice ore district | Basin hydrothermal | Stratiform sediment-hosted Cu | stratiform sediment-hosted Cu-Ag | Cu, Ag | Ge | Cu, Ag, Ge | Foltyn et al., 2025 |  | SPW9-3.d |  | underground mine |  |  |  |  | ore material | polished section | grab | mineral separate | [5 empty] | mineralisation | epigenetic sulfide-calcite veins and breccias |  |  | chalcopyrite, bornite, sphalerite, galena, tennantite | epigenetic | epigenetic sulfide-calcite veins and breccias | massive, epigenetic chalcopyrite-calcite veins; dendrite-like; apparent oscillatory zoning |  |  |  | calcite, anhydrite, luzonite, gersdorffite, betekhtinite, anilite, famatinite, tetrahedrite |  | EMPA, LA-ICPMS, SEM-EDS | TESCAN Integrated Mineral Analyzer (TIMA); laser ablation inductively coupled plasma mass spectrometry (LA-ICP-MS); electron microprobe microanalysis (EPMA); micro X-ray fluorescence (micro-XRF) | AGH University of Kraków, Faculty of Geology, Geophysics and Environmental Protection, 30 Mickiewicza Av., 30-059 Krakow, Poland; Montanuniversität Leoben, Department of Applied Geosciences and Geophysics, Peter-Tunner-Straße 5, 8700 Leoben, Austria |  |  | 9.7781 |  |  |  | 118.2401 | [9 empty] | 48.509 | [11 empty] | 19.1929 | [15 empty] | 303383.1047 |  | 0.4462 |  |  |  | 693.9026 |  |  |  | 5.3235 |  |  |  | 0.069169 | [13 empty] | 13.976 |  | 0.05527 | [13 empty] | 123.1383 | [15 empty] | 315101.0213 |  | 8.1162 |  |  |  | 65.2631 | [5 empty] | 9.4276 | [13 empty] | 1.615 | [13 empty] | 35.5048 |  |  |  |  | 2025 | Foltyn, K., Węgrzynek, D., Bertrandsson Erlandsson, V., Gugała, E., Kozub-Budzyń, G.A., Melcher, F., Szczerbowska-Boruchowska, M., Piestrzyński, A. (2025). Geochemical and mineralogical investigation of germanium-rich chalcopyrite veins from the Cu-Ag Kupferschiefer deposit, Poland. Ore Geology Reviews, 181, 106636. |  | POL | Fore-Sudetic Monocline, SW Poland
| Lubin-Sieroszowice (Rudna) | Lubin-Sieroszowice ore district | Basin hydrothermal | Stratiform sediment-hosted Cu | stratiform sediment-hosted Cu-Ag | Cu, Ag | Ge | Cu, Ag, Ge | Foltyn et al., 2025 |  | SPW9-4.d |  | underground mine |  |  |  |  | ore material | polished section | grab | mineral separate | [5 empty] | mineralisation | epigenetic sulfide-calcite veins and breccias |  |  | chalcopyrite, bornite, sphalerite, galena, tennantite | epigenetic | epigenetic sulfide-calcite veins and breccias | massive, epigenetic chalcopyrite-calcite veins; dendrite-like; apparent oscillatory zoning |  |  |  | calcite, anhydrite, luzonite, gersdorffite, betekhtinite, anilite, famatinite, tetrahedrite |  | EMPA, LA-ICPMS, SEM-EDS | TESCAN Integrated Mineral Analyzer (TIMA); laser ablation inductively coupled plasma mass spectrometry (LA-ICP-MS); electron microprobe microanalysis (EPMA); micro X-ray fluorescence (micro-XRF) | AGH University of Kraków, Faculty of Geology, Geophysics and Environmental Protection, 30 Mickiewicza Av., 30-059 Krakow, Poland; Montanuniversität Leoben, Department of Applied Geosciences and Geophysics, Peter-Tunner-Straße 5, 8700 Leoben, Austria |  |  | 7.4336 |  |  |  | 52.6212 | [9 empty] | 33.8201 | [11 empty] | 3.5588 | [15 empty] | 309043.0607 |  | 0.26248 |  |  |  | 219.6147 |  |  |  | 4.1622 |  |  |  | 0.12856 | [13 empty] | 13.5741 | [15 empty] | 58.2981 | [15 empty] | 312818.8835 |  | 6.7966 |  |  |  | 89.408 | [5 empty] | 24.1864 | [13 empty] | 1.1865 | [18 empty] | 2025 | Foltyn, K., Węgrzynek, D., Bertrandsson Erlandsson, V., Gugała, E., Kozub-Budzyń, G.A., Melcher, F., Szczerbowska-Boruchowska, M., Piestrzyński, A. (2025). Geochemical and mineralogical investigation of germanium-rich chalcopyrite veins from the Cu-Ag Kupferschiefer deposit, Poland. Ore Geology Reviews, 181, 106636. |  | POL | Fore-Sudetic Monocline, SW Poland
| Lubin-Sieroszowice (Rudna) | Lubin-Sieroszowice ore district | Basin hydrothermal | Stratiform sediment-hosted Cu | stratiform sediment-hosted Cu-Ag | Cu, Ag | Ge | Cu, Ag, Ge | Foltyn et al., 2025 |  | SPW9-5.d |  | underground mine |  |  |  |  | ore material | polished section | grab | mineral separate | [5 empty] | mineralisation | epigenetic sulfide-calcite veins and breccias |  |  | chalcopyrite, bornite, sphalerite, galena, tennantite | epigenetic | epigenetic sulfide-calcite veins and breccias | massive, epigenetic chalcopyrite-calcite veins; dendrite-like; apparent oscillatory zoning |  |  |  | calcite, anhydrite, luzonite, gersdorffite, betekhtinite, anilite, famatinite, tetrahedrite |  | EMPA, LA-ICPMS, SEM-EDS | TESCAN Integrated Mineral Analyzer (TIMA); laser ablation inductively coupled plasma mass spectrometry (LA-ICP-MS); electron microprobe microanalysis (EPMA); micro X-ray fluorescence (micro-XRF) | AGH University of Kraków, Faculty of Geology, Geophysics and Environmental Protection, 30 Mickiewicza Av., 30-059 Krakow, Poland; Montanuniversität Leoben, Department of Applied Geosciences and Geophysics, Peter-Tunner-Straße 5, 8700 Leoben, Austria |  |  | 44.788 |  |  |  | 52.9492 | [9 empty] | 26.4396 | [11 empty] | 6.0858 |  | 0.53194 | [13 empty] | 307035.5933 |  | 0.27209 |  |  |  | 324.4607 |  |  |  | 6.772 |  |  |  | 0.13682 | [13 empty] | 20.7303 |  | 0.14181 | [13 empty] | 181.6856 | [15 empty] | 332126.7979 |  | 8.3792 |  |  |  | 98.1053 | [5 empty] | 36.9256 | [13 empty] | 0.96074 | [13 empty] | 22.9134 |  |  |  |  | 2025 | Foltyn, K., Węgrzynek, D., Bertrandsson Erlandsson, V., Gugała, E., Kozub-Budzyń, G.A., Melcher, F., Szczerbowska-Boruchowska, M., Piestrzyński, A. (2025). Geochemical and mineralogical investigation of germanium-rich chalcopyrite veins from the Cu-Ag Kupferschiefer deposit, Poland. Ore Geology Reviews, 181, 106636. |  | POL | Fore-Sudetic Monocline, SW Poland
| Lubin-Sieroszowice (Rudna) | Lubin-Sieroszowice ore district | Basin hydrothermal | Stratiform sediment-hosted Cu | stratiform sediment-hosted Cu-Ag | Cu, Ag | Ge | Cu, Ag, Ge | Foltyn et al., 2025 |  | SPW9-6.d |  | underground mine |  |  |  |  | ore material | polished section | grab | mineral separate | [5 empty] | mineralisation | epigenetic sulfide-calcite veins and breccias |  |  | chalcopyrite, bornite, sphalerite, galena, tennantite | epigenetic | epigenetic sulfide-calcite veins and breccias | massive, epigenetic chalcopyrite-calcite veins; dendrite-like; apparent oscillatory zoning |  |  |  | calcite, anhydrite, luzonite, gersdorffite, betekhtinite, anilite, famatinite, tetrahedrite |  | EMPA, LA-ICPMS, SEM-EDS | TESCAN Integrated Mineral Analyzer (TIMA); laser ablation inductively coupled plasma mass spectrometry (LA-ICP-MS); electron microprobe microanalysis (EPMA); micro X-ray fluorescence (micro-XRF) | AGH University of Kraków, Faculty of Geology, Geophysics and Environmental Protection, 30 Mickiewicza Av., 30-059 Krakow, Poland; Montanuniversität Leoben, Department of Applied Geosciences and Geophysics, Peter-Tunner-Straße 5, 8700 Leoben, Austria |  |  | 4.6951 |  |  |  | 30.9903 | [9 empty] | 20.637 | [11 empty] | 3.9357 | [15 empty] | 316132.562 |  | 0.28263 |  |  |  | 275.6826 |  |  |  | 3.5832 |  |  |  | 0.20349 | [13 empty] | 14.4121 |  | 0.10418 | [13 empty] | 40.2767 | [15 empty] | 314637.4403 |  | 6.0503 |  |  |  | 113.8548 | [5 empty] | 37.4365 | [13 empty] | 0.88522 | [18 empty] | 2025 | Foltyn, K., Węgrzynek, D., Bertrandsson Erlandsson, V., Gugała, E., Kozub-Budzyń, G.A., Melcher, F., Szczerbowska-Boruchowska, M., Piestrzyński, A. (2025). Geochemical and mineralogical investigation of germanium-rich chalcopyrite veins from the Cu-Ag Kupferschiefer deposit, Poland. Ore Geology Reviews, 181, 106636. |  | POL | Fore-Sudetic Monocline, SW Poland
| Lubin-Sieroszowice (Rudna) | Lubin-Sieroszowice ore district | Basin hydrothermal | Stratiform sediment-hosted Cu | stratiform sediment-hosted Cu-Ag | Cu, Ag | Ge | Cu, Ag, Ge | Foltyn et al., 2025 |  | SPW9-7.d |  | underground mine |  |  |  |  | ore material | polished section | grab | mineral separate | [5 empty] | mineralisation | epigenetic sulfide-calcite veins and breccias |  |  | chalcopyrite, bornite, sphalerite, galena, tennantite | epigenetic | epigenetic sulfide-calcite veins and breccias | massive, epigenetic chalcopyrite-calcite veins; dendrite-like; apparent oscillatory zoning |  |  |  | calcite, anhydrite, luzonite, gersdorffite, betekhtinite, anilite, famatinite, tetrahedrite |  | EMPA, LA-ICPMS, SEM-EDS | TESCAN Integrated Mineral Analyzer (TIMA); laser ablation inductively coupled plasma mass spectrometry (LA-ICP-MS); electron microprobe microanalysis (EPMA); micro X-ray fluorescence (micro-XRF) | AGH University of Kraków, Faculty of Geology, Geophysics and Environmental Protection, 30 Mickiewicza Av., 30-059 Krakow, Poland; Montanuniversität Leoben, Department of Applied Geosciences and Geophysics, Peter-Tunner-Straße 5, 8700 Leoben, Austria |  |  | 8.0065 |  |  |  | 73.4549 | [9 empty] | 33.4714 | [11 empty] | 9.534 | [15 empty] | 307219.5933 |  | 0.37608 |  |  |  | 590.2945 |  |  |  | 3.2882 |  |  |  | 0.15222 | [13 empty] | 13.9013 |  | 0.11495 | [13 empty] | 70.4694 | [15 empty] | 320019.7244 |  | 6.2826 |  |  |  | 97.9122 | [5 empty] | 26.375 | [13 empty] | 1.0016 | [13 empty] | 23.2485 |  |  |  |  | 2025 | Foltyn, K., Węgrzynek, D., Bertrandsson Erlandsson, V., Gugała, E., Kozub-Budzyń, G.A., Melcher, F., Szczerbowska-Boruchowska, M., Piestrzyński, A. (2025). Geochemical and mineralogical investigation of germanium-rich chalcopyrite veins from the Cu-Ag Kupferschiefer deposit, Poland. Ore Geology Reviews, 181, 106636. |  | POL | Fore-Sudetic Monocline, SW Poland
| Lubin-Sieroszowice (Rudna) | Lubin-Sieroszowice ore district | Basin hydrothermal | Stratiform sediment-hosted Cu | stratiform sediment-hosted Cu-Ag | Cu, Ag | Ge | Cu, Ag, Ge | Foltyn et al., 2025 |  | SPW9-8.d |  | underground mine |  |  |  |  | ore material | polished section | grab | mineral separate | [5 empty] | mineralisation | epigenetic sulfide-calcite veins and breccias |  |  | chalcopyrite, bornite, sphalerite, galena, tennantite | epigenetic | epigenetic sulfide-calcite veins and breccias | massive, epigenetic chalcopyrite-calcite veins; dendrite-like; apparent oscillatory zoning |  |  |  | calcite, anhydrite, luzonite, gersdorffite, betekhtinite, anilite, famatinite, tetrahedrite |  | EMPA, LA-ICPMS, SEM-EDS | TESCAN Integrated Mineral Analyzer (TIMA); laser ablation inductively coupled plasma mass spectrometry (LA-ICP-MS); electron microprobe microanalysis (EPMA); micro X-ray fluorescence (micro-XRF) | AGH University of Kraków, Faculty of Geology, Geophysics and Environmental Protection, 30 Mickiewicza Av., 30-059 Krakow, Poland; Montanuniversität Leoben, Department of Applied Geosciences and Geophysics, Peter-Tunner-Straße 5, 8700 Leoben, Austria |  |  | 7.9496 |  |  |  | 59.0755 | [9 empty] | 32.6431 | [11 empty] | 6.2336 | [15 empty] | 310148.7468 |  | 0.40566 |  |  |  | 380.673 |  |  |  | 3.5718 |  |  |  | 0.12419 | [13 empty] | 15.4244 |  | 0.10171 | [13 empty] | 62.509 | [15 empty] | 313227.5644 |  | 5.1474 |  |  |  | 111.4047 | [5 empty] | 25.9379 | [13 empty] | 1.0203 | [13 empty] | 15.4422 |  |  |  |  | 2025 | Foltyn, K., Węgrzynek, D., Bertrandsson Erlandsson, V., Gugała, E., Kozub-Budzyń, G.A., Melcher, F., Szczerbowska-Boruchowska, M., Piestrzyński, A. (2025). Geochemical and mineralogical investigation of germanium-rich chalcopyrite veins from the Cu-Ag Kupferschiefer deposit, Poland. Ore Geology Reviews, 181, 106636. |  | POL | Fore-Sudetic Monocline, SW Poland
| Lubin-Sieroszowice (Rudna) | Lubin-Sieroszowice ore district | Basin hydrothermal | Stratiform sediment-hosted Cu | stratiform sediment-hosted Cu-Ag | Cu, Ag | Ge | Cu, Ag, Ge | Foltyn et al., 2025 |  | SPW9-9.d |  | underground mine |  |  |  |  | ore material | polished section | grab | mineral separate | [5 empty] | mineralisation | epigenetic sulfide-calcite veins and breccias |  |  | chalcopyrite, bornite, sphalerite, galena, tennantite | epigenetic | epigenetic sulfide-calcite veins and breccias | massive, epigenetic chalcopyrite-calcite veins; dendrite-like; apparent oscillatory zoning |  |  |  | calcite, anhydrite, luzonite, gersdorffite, betekhtinite, anilite, famatinite, tetrahedrite |  | EMPA, LA-ICPMS, SEM-EDS | TESCAN Integrated Mineral Analyzer (TIMA); laser ablation inductively coupled plasma mass spectrometry (LA-ICP-MS); electron microprobe microanalysis (EPMA); micro X-ray fluorescence (micro-XRF) | AGH University of Kraków, Faculty of Geology, Geophysics and Environmental Protection, 30 Mickiewicza Av., 30-059 Krakow, Poland; Montanuniversität Leoben, Department of Applied Geosciences and Geophysics, Peter-Tunner-Straße 5, 8700 Leoben, Austria |  |  | 7.6343 |  |  |  | 47.2148 | [9 empty] | 30.3802 | [11 empty] | 3.6485 | [15 empty] | 307807.9637 |  | 0.34648 |  |  |  | 361.3529 |  |  |  | 4.3687 |  |  |  | 0.18046 | [13 empty] | 13.6717 |  | 0.14756 | [13 empty] | 50.2774 | [15 empty] | 310681.7289 |  | 5.0785 |  |  |  | 116.9973 | [5 empty] | 29.2972 | [13 empty] | 0.90203 | [13 empty] | 12.8622 |  |  |  |  | 2025 | Foltyn, K., Węgrzynek, D., Bertrandsson Erlandsson, V., Gugała, E., Kozub-Budzyń, G.A., Melcher, F., Szczerbowska-Boruchowska, M., Piestrzyński, A. (2025). Geochemical and mineralogical investigation of germanium-rich chalcopyrite veins from the Cu-Ag Kupferschiefer deposit, Poland. Ore Geology Reviews, 181, 106636. |  | POL | Fore-Sudetic Monocline, SW Poland
| Polkowice-Sieroszowice | Lubin-Sieroszowice ore district | Basin hydrothermal | Stratiform sediment-hosted Cu | stratiform sediment-hosted Cu-Ag | Cu, Ag | Ge | Cu, Ag, Ge | Foltyn et al., 2025 |  | SPW10-cpy1.d |  | underground mine |  |  |  |  | ore material | polished section | grab | mineral separate | [5 empty] | mineralisation | epigenetic sulfide-calcite veins and breccias |  |  | chalcopyrite, bornite, sphalerite, galena, tennantite | epigenetic | epigenetic sulfide-calcite veins and breccias | massive, epigenetic chalcopyrite-calcite veins; dendrite-like; apparent oscillatory zoning |  |  |  | calcite, anhydrite, luzonite, gersdorffite, betekhtinite, anilite, famatinite, tetrahedrite |  | EMPA, LA-ICPMS, SEM-EDS | TESCAN Integrated Mineral Analyzer (TIMA); laser ablation inductively coupled plasma mass spectrometry (LA-ICP-MS); electron microprobe microanalysis (EPMA); micro X-ray fluorescence (micro-XRF) | AGH University of Kraków, Faculty of Geology, Geophysics and Environmental Protection, 30 Mickiewicza Av., 30-059 Krakow, Poland; Montanuniversität Leoben, Department of Applied Geosciences and Geophysics, Peter-Tunner-Straße 5, 8700 Leoben, Austria |  |  | 8.0691 |  |  |  | 348.7028 | [9 empty] | 93.5036 | [11 empty] | 2.4811 | [15 empty] | 314415.185 |  | 0.99726 |  |  |  | 2079.0714 | [7 empty] | 0.080569 | [13 empty] | 12.8765 |  | 0.15392 | [13 empty] | 194.7651 | [15 empty] | 331512.3768 |  | 40.1249 |  |  |  | 74.7213 | [5 empty] | 5.9551 | [13 empty] | 1.2294 | [13 empty] | 29.2213 |  |  |  |  | 2025 | Foltyn, K., Węgrzynek, D., Bertrandsson Erlandsson, V., Gugała, E., Kozub-Budzyń, G.A., Melcher, F., Szczerbowska-Boruchowska, M., Piestrzyński, A. (2025). Geochemical and mineralogical investigation of germanium-rich chalcopyrite veins from the Cu-Ag Kupferschiefer deposit, Poland. Ore Geology Reviews, 181, 106636. |  | POL | Fore-Sudetic Monocline, SW Poland
| Lubin-Sieroszowice (Rudna) | Lubin-Sieroszowice ore district | Basin hydrothermal | Stratiform sediment-hosted Cu | stratiform sediment-hosted Cu-Ag | Cu, Ag | Ge | Cu, Ag, Ge | Foltyn et al., 2025 |  | SPW10-cpy2.d |  | underground mine |  |  |  |  | ore material | polished section | grab | mineral separate | [5 empty] | mineralisation | epigenetic sulfide-calcite veins and breccias |  |  | chalcopyrite, bornite, sphalerite, galena, tennantite | epigenetic | epigenetic sulfide-calcite veins and breccias | massive, epigenetic chalcopyrite-calcite veins; dendrite-like; apparent oscillatory zoning |  |  |  | calcite, anhydrite, luzonite, gersdorffite, betekhtinite, anilite, famatinite, tetrahedrite |  | EMPA, LA-ICPMS, SEM-EDS | TESCAN Integrated Mineral Analyzer (TIMA); laser ablation inductively coupled plasma mass spectrometry (LA-ICP-MS); electron microprobe microanalysis (EPMA); micro X-ray fluorescence (micro-XRF) | AGH University of Kraków, Faculty of Geology, Geophysics and Environmental Protection, 30 Mickiewicza Av., 30-059 Krakow, Poland; Montanuniversität Leoben, Department of Applied Geosciences and Geophysics, Peter-Tunner-Straße 5, 8700 Leoben, Austria |  |  | 6.1456 |  |  |  | 252.7158 | [9 empty] | 87.6742 | [11 empty] | 2.3486 | [15 empty] | 308662.4739 |  | 0.76429 |  |  |  | 1798.6232 | [7 empty] | 0.088661 | [13 empty] | 12.664 |  | 0.073594 | [13 empty] | 171.345 | [15 empty] | 328143.4357 |  | 32.116 |  |  |  | 99.6343 | [5 empty] | 10.4077 | [13 empty] | 1.3516 | [13 empty] | 29.5 |  |  |  |  | 2025 | Foltyn, K., Węgrzynek, D., Bertrandsson Erlandsson, V., Gugała, E., Kozub-Budzyń, G.A., Melcher, F., Szczerbowska-Boruchowska, M., Piestrzyński, A. (2025). Geochemical and mineralogical investigation of germanium-rich chalcopyrite veins from the Cu-Ag Kupferschiefer deposit, Poland. Ore Geology Reviews, 181, 106636. |  | POL | Fore-Sudetic Monocline, SW Poland
| Lubin-Sieroszowice (Rudna) | Lubin-Sieroszowice ore district | Basin hydrothermal | Stratiform sediment-hosted Cu | stratiform sediment-hosted Cu-Ag | Cu, Ag | Ge | Cu, Ag, Ge | Foltyn et al., 2025 |  | SPW10-cpy3.d |  | underground mine |  |  |  |  | ore material | polished section | grab | mineral separate | [5 empty] | mineralisation | epigenetic sulfide-calcite veins and breccias |  |  | chalcopyrite, bornite, sphalerite, galena, tennantite | epigenetic | epigenetic sulfide-calcite veins and breccias | massive, epigenetic chalcopyrite-calcite veins; dendrite-like; apparent oscillatory zoning |  |  |  | calcite, anhydrite, luzonite, gersdorffite, betekhtinite, anilite, famatinite, tetrahedrite |  | EMPA, LA-ICPMS, SEM-EDS | TESCAN Integrated Mineral Analyzer (TIMA); laser ablation inductively coupled plasma mass spectrometry (LA-ICP-MS); electron microprobe microanalysis (EPMA); micro X-ray fluorescence (micro-XRF) | AGH University of Kraków, Faculty of Geology, Geophysics and Environmental Protection, 30 Mickiewicza Av., 30-059 Krakow, Poland; Montanuniversität Leoben, Department of Applied Geosciences and Geophysics, Peter-Tunner-Straße 5, 8700 Leoben, Austria |  |  | 5.597 |  |  |  | 278.9283 | [9 empty] | 57.5761 | [11 empty] | 6.5998 | [15 empty] | 305837.4858 |  | 1.1847 |  |  |  | 3801.5645 | [7 empty] | 0.10216 | [13 empty] | 14.3502 |  | 0.4014 | [13 empty] | 107.9514 | [15 empty] | 338372.8393 |  | 24.9821 |  |  |  | 67.3205 | [5 empty] | 7.4196 | [13 empty] | 0.57426 | [13 empty] | 127.0515 |  |  |  |  | 2025 | Foltyn, K., Węgrzynek, D., Bertrandsson Erlandsson, V., Gugała, E., Kozub-Budzyń, G.A., Melcher, F., Szczerbowska-Boruchowska, M., Piestrzyński, A. (2025). Geochemical and mineralogical investigation of germanium-rich chalcopyrite veins from the Cu-Ag Kupferschiefer deposit, Poland. Ore Geology Reviews, 181, 106636. |  | POL | Fore-Sudetic Monocline, SW Poland
| Lubin-Sieroszowice (Rudna) | Lubin-Sieroszowice ore district | Basin hydrothermal | Stratiform sediment-hosted Cu | stratiform sediment-hosted Cu-Ag | Cu, Ag | Ge | Cu, Ag, Ge | Foltyn et al., 2025 |  | SPW10-cpy4.d |  | underground mine |  |  |  |  | ore material | polished section | grab | mineral separate | [5 empty] | mineralisation | epigenetic sulfide-calcite veins and breccias |  |  | chalcopyrite, bornite, sphalerite, galena, tennantite | epigenetic | epigenetic sulfide-calcite veins and breccias | massive, epigenetic chalcopyrite-calcite veins; dendrite-like; apparent oscillatory zoning |  |  |  | calcite, anhydrite, luzonite, gersdorffite, betekhtinite, anilite, famatinite, tetrahedrite |  | EMPA, LA-ICPMS, SEM-EDS | TESCAN Integrated Mineral Analyzer (TIMA); laser ablation inductively coupled plasma mass spectrometry (LA-ICP-MS); electron microprobe microanalysis (EPMA); micro X-ray fluorescence (micro-XRF) | AGH University of Kraków, Faculty of Geology, Geophysics and Environmental Protection, 30 Mickiewicza Av., 30-059 Krakow, Poland; Montanuniversität Leoben, Department of Applied Geosciences and Geophysics, Peter-Tunner-Straße 5, 8700 Leoben, Austria |  |  | 10.458 |  |  |  | 394.2245 | [9 empty] | 94.6374 | [11 empty] | 14.6636 | [15 empty] | 300446.8048 |  | 1.0324 |  |  |  | 2610.4461 | [7 empty] | 0.075252 | [13 empty] | 12.5382 |  | 0.39268 | [13 empty] | 197.1128 | [15 empty] | 322246.6839 |  | 45.8644 |  |  |  | 89.6391 | [5 empty] | 12.6178 | [13 empty] | 1.3798 | [13 empty] | 122.0554 |  |  |  |  | 2025 | Foltyn, K., Węgrzynek, D., Bertrandsson Erlandsson, V., Gugała, E., Kozub-Budzyń, G.A., Melcher, F., Szczerbowska-Boruchowska, M., Piestrzyński, A. (2025). Geochemical and mineralogical investigation of germanium-rich chalcopyrite veins from the Cu-Ag Kupferschiefer deposit, Poland. Ore Geology Reviews, 181, 106636. |  | POL | Fore-Sudetic Monocline, SW Poland
| Lubin-Sieroszowice (Rudna) | Lubin-Sieroszowice ore district | Basin hydrothermal | Stratiform sediment-hosted Cu | stratiform sediment-hosted Cu-Ag | Cu, Ag | Ge | Cu, Ag, Ge | Foltyn et al., 2025 |  | SPW10-cpy5.d |  | underground mine |  |  |  |  | ore material | polished section | grab | mineral separate | [5 empty] | mineralisation | epigenetic sulfide-calcite veins and breccias |  |  | chalcopyrite, bornite, sphalerite, galena, tennantite | epigenetic | epigenetic sulfide-calcite veins and breccias | massive, epigenetic chalcopyrite-calcite veins; dendrite-like; apparent oscillatory zoning |  |  |  | calcite, anhydrite, luzonite, gersdorffite, betekhtinite, anilite, famatinite, tetrahedrite |  | EMPA, LA-ICPMS, SEM-EDS | TESCAN Integrated Mineral Analyzer (TIMA); laser ablation inductively coupled plasma mass spectrometry (LA-ICP-MS); electron microprobe microanalysis (EPMA); micro X-ray fluorescence (micro-XRF) | AGH University of Kraków, Faculty of Geology, Geophysics and Environmental Protection, 30 Mickiewicza Av., 30-059 Krakow, Poland; Montanuniversität Leoben, Department of Applied Geosciences and Geophysics, Peter-Tunner-Straße 5, 8700 Leoben, Austria |  |  | 2.9217 |  |  |  | 399.8901 |  | 0.021633 | [7 empty] | 67.4464 | [5 empty] | -0.50607 | [5 empty] | 4.2954 |  | 0.47686 | [13 empty] | 305993.5459 |  | 0.69699 |  |  |  | 3616.1718 |  |  |  | 1.3364 |  |  |  | 0.096951 | [13 empty] | 12.9249 |  | 0.36184 | [7 empty] | -0.03467 | [5 empty] | 135.3968 | [15 empty] | 337022.5909 |  | 27.1386 |  |  |  | 67.9868 | [5 empty] | 11.2895 | [13 empty] | 0.82141 | [5 empty] | 0.007311 | [7 empty] | 51.8063 |  |  |  |  | 2025 | Foltyn, K., Węgrzynek, D., Bertrandsson Erlandsson, V., Gugała, E., Kozub-Budzyń, G.A., Melcher, F., Szczerbowska-Boruchowska, M., Piestrzyński, A. (2025). Geochemical and mineralogical investigation of germanium-rich chalcopyrite veins from the Cu-Ag Kupferschiefer deposit, Poland. Ore Geology Reviews, 181, 106636. |  | POL | Fore-Sudetic Monocline, SW Poland
| Lubin-Sieroszowice (Rudna) | Lubin-Sieroszowice ore district | Basin hydrothermal | Stratiform sediment-hosted Cu | stratiform sediment-hosted Cu-Ag | Cu, Ag | Ge | Cu, Ag, Ge | Foltyn et al., 2025 |  | SPW10-cpy6.d |  | underground mine |  |  |  |  | ore material | polished section | grab | mineral separate | [5 empty] | mineralisation | epigenetic sulfide-calcite veins and breccias |  |  | chalcopyrite, bornite, sphalerite, galena, tennantite | epigenetic | epigenetic sulfide-calcite veins and breccias | massive, epigenetic chalcopyrite-calcite veins; dendrite-like; apparent oscillatory zoning |  |  |  | calcite, anhydrite, luzonite, gersdorffite, betekhtinite, anilite, famatinite, tetrahedrite |  | EMPA, LA-ICPMS, SEM-EDS | TESCAN Integrated Mineral Analyzer (TIMA); laser ablation inductively coupled plasma mass spectrometry (LA-ICP-MS); electron microprobe microanalysis (EPMA); micro X-ray fluorescence (micro-XRF) | AGH University of Kraków, Faculty of Geology, Geophysics and Environmental Protection, 30 Mickiewicza Av., 30-059 Krakow, Poland; Montanuniversität Leoben, Department of Applied Geosciences and Geophysics, Peter-Tunner-Straße 5, 8700 Leoben, Austria |  |  | 3.2599 |  |  |  | 197.9008 |  | -0.000229 | [7 empty] | 92.8547 | [5 empty] | 0.77317 | [5 empty] | 2.7666 |  | 0.21506 | [13 empty] | 311307.8509 |  | 0.67235 |  |  |  | 1985.3317 |  |  |  | 6.6512 |  |  |  | 0.098704 | [13 empty] | 12.9111 |  | 0.089227 | [7 empty] | 0.11129 | [5 empty] | 181.8014 | [15 empty] | 331727.0633 |  | 27.8329 |  |  |  | 77.056 | [5 empty] | 8.1256 | [13 empty] | 1.5597 | [5 empty] | 0.028357 | [7 empty] | 25.3514 |  |  |  |  | 2025 | Foltyn, K., Węgrzynek, D., Bertrandsson Erlandsson, V., Gugała, E., Kozub-Budzyń, G.A., Melcher, F., Szczerbowska-Boruchowska, M., Piestrzyński, A. (2025). Geochemical and mineralogical investigation of germanium-rich chalcopyrite veins from the Cu-Ag Kupferschiefer deposit, Poland. Ore Geology Reviews, 181, 106636. |  | POL | Fore-Sudetic Monocline, SW Poland
| Lubin-Sieroszowice (Rudna) | Lubin-Sieroszowice ore district | Basin hydrothermal | Stratiform sediment-hosted Cu | stratiform sediment-hosted Cu-Ag | Cu, Ag | Ge | Cu, Ag, Ge | Foltyn et al., 2025 |  | SPW10-cpy7.d |  | underground mine |  |  |  |  | ore material | polished section | grab | mineral separate | [5 empty] | mineralisation | epigenetic sulfide-calcite veins and breccias |  |  | chalcopyrite, bornite, sphalerite, galena, tennantite | epigenetic | epigenetic sulfide-calcite veins and breccias | massive, epigenetic chalcopyrite-calcite veins; dendrite-like; apparent oscillatory zoning |  |  |  | calcite, anhydrite, luzonite, gersdorffite, betekhtinite, anilite, famatinite, tetrahedrite |  | EMPA, LA-ICPMS, SEM-EDS | TESCAN Integrated Mineral Analyzer (TIMA); laser ablation inductively coupled plasma mass spectrometry (LA-ICP-MS); electron microprobe microanalysis (EPMA); micro X-ray fluorescence (micro-XRF) | AGH University of Kraków, Faculty of Geology, Geophysics and Environmental Protection, 30 Mickiewicza Av., 30-059 Krakow, Poland; Montanuniversität Leoben, Department of Applied Geosciences and Geophysics, Peter-Tunner-Straße 5, 8700 Leoben, Austria |  |  | 4.761 |  |  |  | 598.4544 |  | 0.002613 | [7 empty] | 113.6141 | [5 empty] | 0.50859 | [5 empty] | 2.0511 |  | 0.34715 | [13 empty] | 302205.9861 |  | 0.91715 |  |  |  | 2522.3147 |  |  |  | -16.0977 |  |  |  | 0.094504 | [13 empty] | 12.9054 |  | 0.11017 | [7 empty] | 0.11506 | [5 empty] | 246.4189 | [15 empty] | 338794.3178 |  | 34.1294 |  |  |  | 110.5542 | [5 empty] | 16.8397 | [13 empty] | 1.5746 | [5 empty] | 0.024188 | [7 empty] | 40.6302 |  |  |  |  | 2025 | Foltyn, K., Węgrzynek, D., Bertrandsson Erlandsson, V., Gugała, E., Kozub-Budzyń, G.A., Melcher, F., Szczerbowska-Boruchowska, M., Piestrzyński, A. (2025). Geochemical and mineralogical investigation of germanium-rich chalcopyrite veins from the Cu-Ag Kupferschiefer deposit, Poland. Ore Geology Reviews, 181, 106636. |  | POL | Fore-Sudetic Monocline, SW Poland
| Lubin-Sieroszowice (Rudna) | Lubin-Sieroszowice ore district | Basin hydrothermal | Stratiform sediment-hosted Cu | stratiform sediment-hosted Cu-Ag | Cu, Ag | Ge | Cu, Ag, Ge | Foltyn et al., 2025 |  | SPW11-cpy1.d |  | underground mine |  |  |  |  | ore material | polished section | grab | mineral separate | [5 empty] | mineralisation | epigenetic sulfide-calcite veins and breccias |  |  | chalcopyrite, bornite, sphalerite, galena, tennantite | epigenetic | epigenetic sulfide-calcite veins and breccias | massive, epigenetic chalcopyrite-calcite veins; dendrite-like; apparent oscillatory zoning |  |  |  | calcite, anhydrite, luzonite, gersdorffite, betekhtinite, anilite, famatinite, tetrahedrite |  | EMPA, LA-ICPMS, SEM-EDS | TESCAN Integrated Mineral Analyzer (TIMA); laser ablation inductively coupled plasma mass spectrometry (LA-ICP-MS); electron microprobe microanalysis (EPMA); micro X-ray fluorescence (micro-XRF) | AGH University of Kraków, Faculty of Geology, Geophysics and Environmental Protection, 30 Mickiewicza Av., 30-059 Krakow, Poland; Montanuniversität Leoben, Department of Applied Geosciences and Geophysics, Peter-Tunner-Straße 5, 8700 Leoben, Austria |  |  | 4.2096 |  |  |  | 138.652 |  | -0.000255 | [7 empty] | 23.9458 | [5 empty] | 0.36744 | [5 empty] | 7.5697 |  | 0.3256 | [13 empty] | 311618.5103 |  | 0.6097 |  |  |  | 1043.2453 |  |  |  | 3.0843 |  |  |  | 0.053413 | [13 empty] | 23.6021 |  | 0.42658 | [7 empty] | 0.01293 | [5 empty] | 58.4255 | [15 empty] | 353564.6984 |  | 10.2916 |  |  |  | 39.8853 | [5 empty] | 7.0261 | [13 empty] | 0.32191 | [5 empty] | 0.058755 | [7 empty] | 27.9066 |  |  |  |  | 2025 | Foltyn, K., Węgrzynek, D., Bertrandsson Erlandsson, V., Gugała, E., Kozub-Budzyń, G.A., Melcher, F., Szczerbowska-Boruchowska, M., Piestrzyński, A. (2025). Geochemical and mineralogical investigation of germanium-rich chalcopyrite veins from the Cu-Ag Kupferschiefer deposit, Poland. Ore Geology Reviews, 181, 106636. |  | POL | Fore-Sudetic Monocline, SW Poland
| Lubin-Sieroszowice (Rudna) | Lubin-Sieroszowice ore district | Basin hydrothermal | Stratiform sediment-hosted Cu | stratiform sediment-hosted Cu-Ag | Cu, Ag | Ge | Cu, Ag, Ge | Foltyn et al., 2025 |  | SPW11-cpy2.d |  | underground mine |  |  |  |  | ore material | polished section | grab | mineral separate | [5 empty] | mineralisation | epigenetic sulfide-calcite veins and breccias |  |  | chalcopyrite, bornite, sphalerite, galena, tennantite | epigenetic | epigenetic sulfide-calcite veins and breccias | massive, epigenetic chalcopyrite-calcite veins; dendrite-like; apparent oscillatory zoning |  |  |  | calcite, anhydrite, luzonite, gersdorffite, betekhtinite, anilite, famatinite, tetrahedrite |  | EMPA, LA-ICPMS, SEM-EDS | TESCAN Integrated Mineral Analyzer (TIMA); laser ablation inductively coupled plasma mass spectrometry (LA-ICP-MS); electron microprobe microanalysis (EPMA); micro X-ray fluorescence (micro-XRF) | AGH University of Kraków, Faculty of Geology, Geophysics and Environmental Protection, 30 Mickiewicza Av., 30-059 Krakow, Poland; Montanuniversität Leoben, Department of Applied Geosciences and Geophysics, Peter-Tunner-Straße 5, 8700 Leoben, Austria |  |  | 12.8015 |  |  |  | 431.134 |  | -0.000278 | [7 empty] | 77.2942 | [5 empty] | 0.92119 | [5 empty] | 8.3742 |  | 0.27455 | [13 empty] | 310278.2956 |  | 0.61939 |  |  |  | 454.3136 |  |  |  | 7.2184 |  |  |  | 0.035045 | [13 empty] | 12.9447 |  | 0.48133 | [7 empty] | 0.20993 | [5 empty] | 221.1573 | [15 empty] | 358564.6073 |  | 42.7606 |  |  |  | 48.4113 | [5 empty] | 6.6046 | [13 empty] | 1.1593 | [5 empty] | -0.003179 | [7 empty] | 22.8788 |  |  |  |  | 2025 | Foltyn, K., Węgrzynek, D., Bertrandsson Erlandsson, V., Gugała, E., Kozub-Budzyń, G.A., Melcher, F., Szczerbowska-Boruchowska, M., Piestrzyński, A. (2025). Geochemical and mineralogical investigation of germanium-rich chalcopyrite veins from the Cu-Ag Kupferschiefer deposit, Poland. Ore Geology Reviews, 181, 106636. |  | POL | Fore-Sudetic Monocline, SW Poland
| Lubin-Sieroszowice (Rudna) | Lubin-Sieroszowice ore district | Basin hydrothermal | Stratiform sediment-hosted Cu | stratiform sediment-hosted Cu-Ag | Cu, Ag | Ge | Cu, Ag, Ge | Foltyn et al., 2025 |  | SPW11-cpy3.d |  | underground mine |  |  |  |  | ore material | polished section | grab | mineral separate | [5 empty] | mineralisation | epigenetic sulfide-calcite veins and breccias |  |  | chalcopyrite, bornite, sphalerite, galena, tennantite | epigenetic | epigenetic sulfide-calcite veins and breccias | massive, epigenetic chalcopyrite-calcite veins; dendrite-like; apparent oscillatory zoning |  |  |  | calcite, anhydrite, luzonite, gersdorffite, betekhtinite, anilite, famatinite, tetrahedrite |  | EMPA, LA-ICPMS, SEM-EDS | TESCAN Integrated Mineral Analyzer (TIMA); laser ablation inductively coupled plasma mass spectrometry (LA-ICP-MS); electron microprobe microanalysis (EPMA); micro X-ray fluorescence (micro-XRF) | AGH University of Kraków, Faculty of Geology, Geophysics and Environmental Protection, 30 Mickiewicza Av., 30-059 Krakow, Poland; Montanuniversität Leoben, Department of Applied Geosciences and Geophysics, Peter-Tunner-Straße 5, 8700 Leoben, Austria |  |  | 3.3016 |  |  |  | 279.2862 |  | 0.038619 | [7 empty] | 34.9957 | [11 empty] | 4.3704 | [15 empty] | 316317.2597 |  | 0.9716 |  |  |  | 1481.4096 |  |  |  | 2.6378 |  |  |  | 0.096816 | [13 empty] | 13.5368 |  | 0.69275 | [13 empty] | 75.652 | [15 empty] | 345365.3713 |  | 17.79 |  |  |  | 74.1429 | [5 empty] | 24.3804 | [13 empty] | 0.62952 | [13 empty] | 41.8242 |  |  |  |  | 2025 | Foltyn, K., Węgrzynek, D., Bertrandsson Erlandsson, V., Gugała, E., Kozub-Budzyń, G.A., Melcher, F., Szczerbowska-Boruchowska, M., Piestrzyński, A. (2025). Geochemical and mineralogical investigation of germanium-rich chalcopyrite veins from the Cu-Ag Kupferschiefer deposit, Poland. Ore Geology Reviews, 181, 106636. |  | POL | Fore-Sudetic Monocline, SW Poland
| Lubin-Sieroszowice (Rudna) | Lubin-Sieroszowice ore district | Basin hydrothermal | Stratiform sediment-hosted Cu | stratiform sediment-hosted Cu-Ag | Cu, Ag | Ge | Cu, Ag, Ge | Foltyn et al., 2025 |  | SPW11-cpy4.d |  | underground mine |  |  |  |  | ore material | polished section | grab | mineral separate | [5 empty] | mineralisation | epigenetic sulfide-calcite veins and breccias |  |  | chalcopyrite, bornite, sphalerite, galena, tennantite | epigenetic | epigenetic sulfide-calcite veins and breccias | massive, epigenetic chalcopyrite-calcite veins; dendrite-like; apparent oscillatory zoning |  |  |  | calcite, anhydrite, luzonite, gersdorffite, betekhtinite, anilite, famatinite, tetrahedrite |  | EMPA, LA-ICPMS, SEM-EDS | TESCAN Integrated Mineral Analyzer (TIMA); laser ablation inductively coupled plasma mass spectrometry (LA-ICP-MS); electron microprobe microanalysis (EPMA); micro X-ray fluorescence (micro-XRF) | AGH University of Kraków, Faculty of Geology, Geophysics and Environmental Protection, 30 Mickiewicza Av., 30-059 Krakow, Poland; Montanuniversität Leoben, Department of Applied Geosciences and Geophysics, Peter-Tunner-Straße 5, 8700 Leoben, Austria |  |  | 2.393 |  |  |  | 413.2931 | [9 empty] | 38.2989 | [11 empty] | 14.9688 | [15 empty] | 314526.1601 |  | 0.6277 |  |  |  | 1221.2327 |  |  |  | 2.2738 |  |  |  | 0.14749 | [13 empty] | 13.2799 |  | 0.79591 | [13 empty] | 53.8059 | [15 empty] | 344401.7052 |  | 18.1576 |  |  |  | 70.0252 | [5 empty] | 25.7964 | [13 empty] | 0.28741 | [13 empty] | 32.7657 |  |  |  |  | 2025 | Foltyn, K., Węgrzynek, D., Bertrandsson Erlandsson, V., Gugała, E., Kozub-Budzyń, G.A., Melcher, F., Szczerbowska-Boruchowska, M., Piestrzyński, A. (2025). Geochemical and mineralogical investigation of germanium-rich chalcopyrite veins from the Cu-Ag Kupferschiefer deposit, Poland. Ore Geology Reviews, 181, 106636. |  | POL | Fore-Sudetic Monocline, SW Poland
| Lubin-Sieroszowice (Rudna) | Lubin-Sieroszowice ore district | Basin hydrothermal | Stratiform sediment-hosted Cu | stratiform sediment-hosted Cu-Ag | Cu, Ag | Ge | Cu, Ag, Ge | Foltyn et al., 2025 |  | SPW11-cpy5.d |  | underground mine |  |  |  |  | ore material | polished section | grab | mineral separate | [5 empty] | mineralisation | epigenetic sulfide-calcite veins and breccias |  |  | chalcopyrite, bornite, sphalerite, galena, tennantite | epigenetic | epigenetic sulfide-calcite veins and breccias | massive, epigenetic chalcopyrite-calcite veins; dendrite-like; apparent oscillatory zoning |  |  |  | calcite, anhydrite, luzonite, gersdorffite, betekhtinite, anilite, famatinite, tetrahedrite |  | EMPA, LA-ICPMS, SEM-EDS | TESCAN Integrated Mineral Analyzer (TIMA); laser ablation inductively coupled plasma mass spectrometry (LA-ICP-MS); electron microprobe microanalysis (EPMA); micro X-ray fluorescence (micro-XRF) | AGH University of Kraków, Faculty of Geology, Geophysics and Environmental Protection, 30 Mickiewicza Av., 30-059 Krakow, Poland; Montanuniversität Leoben, Department of Applied Geosciences and Geophysics, Peter-Tunner-Straße 5, 8700 Leoben, Austria |  |  | 13.13 |  |  |  | 381.8747 | [9 empty] | 72.3549 | [11 empty] | 14.4422 | [15 empty] | 310014.1808 |  | 0.35292 |  |  |  | 378.3667 |  |  |  | 5.2137 |  |  |  | 0.074398 | [13 empty] | 15.2845 |  | 0.44491 | [13 empty] | 229.3888 | [15 empty] | 344855.0206 |  | 34.1064 |  |  |  | 58.7682 | [5 empty] | 6.7127 | [13 empty] | 1.2856 | [13 empty] | 18.4575 |  |  |  |  | 2025 | Foltyn, K., Węgrzynek, D., Bertrandsson Erlandsson, V., Gugała, E., Kozub-Budzyń, G.A., Melcher, F., Szczerbowska-Boruchowska, M., Piestrzyński, A. (2025). Geochemical and mineralogical investigation of germanium-rich chalcopyrite veins from the Cu-Ag Kupferschiefer deposit, Poland. Ore Geology Reviews, 181, 106636. |  | POL | Fore-Sudetic Monocline, SW Poland
| Lubin-Sieroszowice (Rudna) | Lubin-Sieroszowice ore district | Basin hydrothermal | Stratiform sediment-hosted Cu | stratiform sediment-hosted Cu-Ag | Cu, Ag | Ge | Cu, Ag, Ge | Foltyn et al., 2025 |  | SPW11-cpy6.d |  | underground mine |  |  |  |  | ore material | polished section | grab | mineral separate | [5 empty] | mineralisation | epigenetic sulfide-calcite veins and breccias |  |  | chalcopyrite, bornite, sphalerite, galena, tennantite | epigenetic | epigenetic sulfide-calcite veins and breccias | massive, epigenetic chalcopyrite-calcite veins; dendrite-like; apparent oscillatory zoning |  |  |  | calcite, anhydrite, luzonite, gersdorffite, betekhtinite, anilite, famatinite, tetrahedrite |  | EMPA, LA-ICPMS, SEM-EDS | TESCAN Integrated Mineral Analyzer (TIMA); laser ablation inductively coupled plasma mass spectrometry (LA-ICP-MS); electron microprobe microanalysis (EPMA); micro X-ray fluorescence (micro-XRF) | AGH University of Kraków, Faculty of Geology, Geophysics and Environmental Protection, 30 Mickiewicza Av., 30-059 Krakow, Poland; Montanuniversität Leoben, Department of Applied Geosciences and Geophysics, Peter-Tunner-Straße 5, 8700 Leoben, Austria |  |  | 5.8448 |  |  |  | 176.4794 | [9 empty] | 22.6604 | [11 empty] | 20.3644 | [15 empty] | 315326.8731 |  | 0.36351 |  |  |  | 664.5945 | [7 empty] | 0.044793 | [13 empty] | 13.2757 |  | 0.2858 | [13 empty] | 70.7847 | [15 empty] | 338969.8523 |  | 12.2161 |  |  |  | 36.7053 | [5 empty] | 2.085 | [13 empty] | 0.36044 | [13 empty] | 21.8748 |  |  |  |  | 2025 | Foltyn, K., Węgrzynek, D., Bertrandsson Erlandsson, V., Gugała, E., Kozub-Budzyń, G.A., Melcher, F., Szczerbowska-Boruchowska, M., Piestrzyński, A. (2025). Geochemical and mineralogical investigation of germanium-rich chalcopyrite veins from the Cu-Ag Kupferschiefer deposit, Poland. Ore Geology Reviews, 181, 106636. |  | POL | Fore-Sudetic Monocline, SW Poland
| Lubin-Sieroszowice (Rudna) | Lubin-Sieroszowice ore district | Basin hydrothermal | Stratiform sediment-hosted Cu | stratiform sediment-hosted Cu-Ag | Cu, Ag | Ge | Cu, Ag, Ge | Foltyn et al., 2025 |  | SPW11-cpy7.d |  | underground mine |  |  |  |  | ore material | polished section | grab | mineral separate | [5 empty] | mineralisation | epigenetic sulfide-calcite veins and breccias |  |  | chalcopyrite, bornite, sphalerite, galena, tennantite | epigenetic | epigenetic sulfide-calcite veins and breccias | massive, epigenetic chalcopyrite-calcite veins; dendrite-like; apparent oscillatory zoning |  |  |  | calcite, anhydrite, luzonite, gersdorffite, betekhtinite, anilite, famatinite, tetrahedrite |  | EMPA, LA-ICPMS, SEM-EDS | TESCAN Integrated Mineral Analyzer (TIMA); laser ablation inductively coupled plasma mass spectrometry (LA-ICP-MS); electron microprobe microanalysis (EPMA); micro X-ray fluorescence (micro-XRF) | AGH University of Kraków, Faculty of Geology, Geophysics and Environmental Protection, 30 Mickiewicza Av., 30-059 Krakow, Poland; Montanuniversität Leoben, Department of Applied Geosciences and Geophysics, Peter-Tunner-Straße 5, 8700 Leoben, Austria |  |  | 13.4486 |  |  |  | 298.6075 | [9 empty] | 40.5558 | [11 empty] | 21.6653 | [15 empty] | 305720.992 |  | 0.48631 |  |  |  | 841.7256 |  |  |  | 7.1398 |  |  |  | 0.047989 | [13 empty] | 13.0402 |  | 0.59425 | [7 empty] | 0.50413 | [5 empty] | 133.5935 | [15 empty] | 344810.3501 |  | 21.6417 |  |  |  | 38.5628 | [5 empty] | 3.4942 | [13 empty] | 0.63183 | [13 empty] | 46.3697 |  |  |  |  | 2025 | Foltyn, K., Węgrzynek, D., Bertrandsson Erlandsson, V., Gugała, E., Kozub-Budzyń, G.A., Melcher, F., Szczerbowska-Boruchowska, M., Piestrzyński, A. (2025). Geochemical and mineralogical investigation of germanium-rich chalcopyrite veins from the Cu-Ag Kupferschiefer deposit, Poland. Ore Geology Reviews, 181, 106636. |  | POL | Fore-Sudetic Monocline, SW Poland
| Lubin-Sieroszowice (Rudna) | Lubin-Sieroszowice ore district | Basin hydrothermal | Stratiform sediment-hosted Cu | stratiform sediment-hosted Cu-Ag | Cu, Ag | Ge | Cu, Ag, Ge | Foltyn et al., 2025 |  | SPW11-cpy8.d |  | underground mine |  |  |  |  | ore material | polished section | grab | mineral separate | [5 empty] | mineralisation | epigenetic sulfide-calcite veins and breccias |  |  | chalcopyrite, bornite, sphalerite, galena, tennantite | epigenetic | epigenetic sulfide-calcite veins and breccias | massive, epigenetic chalcopyrite-calcite veins; dendrite-like; apparent oscillatory zoning |  |  |  | calcite, anhydrite, luzonite, gersdorffite, betekhtinite, anilite, famatinite, tetrahedrite |  | EMPA, LA-ICPMS, SEM-EDS | TESCAN Integrated Mineral Analyzer (TIMA); laser ablation inductively coupled plasma mass spectrometry (LA-ICP-MS); electron microprobe microanalysis (EPMA); micro X-ray fluorescence (micro-XRF) | AGH University of Kraków, Faculty of Geology, Geophysics and Environmental Protection, 30 Mickiewicza Av., 30-059 Krakow, Poland; Montanuniversität Leoben, Department of Applied Geosciences and Geophysics, Peter-Tunner-Straße 5, 8700 Leoben, Austria |  |  | 7.6065 |  |  |  | 349.4189 | [9 empty] | 60.5489 | [11 empty] | 0.61698 | [15 empty] | 313990.7123 |  | 0.46644 |  |  |  | 519.3285 |  |  |  | 5.1764 |  |  |  | 0.083505 | [13 empty] | 13.7579 |  | 0.6195 | [13 empty] | 148.5028 | [15 empty] | 348415.7616 |  | 27.6468 |  |  |  | 77.4327 | [5 empty] | 17.7787 | [13 empty] | 0.92251 | [18 empty] | 2025 | Foltyn, K., Węgrzynek, D., Bertrandsson Erlandsson, V., Gugała, E., Kozub-Budzyń, G.A., Melcher, F., Szczerbowska-Boruchowska, M., Piestrzyński, A. (2025). Geochemical and mineralogical investigation of germanium-rich chalcopyrite veins from the Cu-Ag Kupferschiefer deposit, Poland. Ore Geology Reviews, 181, 106636. |  | POL | Fore-Sudetic Monocline, SW Poland
| Polkowice-Sieroszowice | Lubin-Sieroszowice ore district | Basin hydrothermal | Stratiform sediment-hosted Cu | stratiform sediment-hosted Cu-Ag | Cu, Ag | Ge | Cu, Ag, Ge | Foltyn et al., 2025 |  | RUC-p-2-5-ccp1.d |  | underground mine |  |  |  |  | ore material | polished section | grab | mineral separate | [5 empty] | mineralisation | epigenetic sulfide-calcite veins and breccias |  |  | chalcopyrite, bornite, sphalerite, galena, tennantite | epigenetic | epigenetic sulfide-calcite veins and breccias | massive, epigenetic chalcopyrite-calcite veins; dendrite-like; apparent oscillatory zoning |  |  |  | calcite, anhydrite, luzonite, gersdorffite, betekhtinite, anilite, famatinite, tetrahedrite |  | EMPA, LA-ICPMS, SEM-EDS | TESCAN Integrated Mineral Analyzer (TIMA); laser ablation inductively coupled plasma mass spectrometry (LA-ICP-MS); electron microprobe microanalysis (EPMA); micro X-ray fluorescence (micro-XRF) | AGH University of Kraków, Faculty of Geology, Geophysics and Environmental Protection, 30 Mickiewicza Av., 30-059 Krakow, Poland; Montanuniversität Leoben, Department of Applied Geosciences and Geophysics, Peter-Tunner-Straße 5, 8700 Leoben, Austria |  |  | 35.4337 |  |  |  | 645.1953 | [9 empty] | 36.0996 | [11 empty] | 0.8606 | [15 empty] | 306105.0408 |  | 0.36337 |  |  |  | 301.3561 |  |  |  | 2.4893 |  |  |  | 1.9759 | [13 empty] | 4.9652 |  | 4.2598 | [7 empty] | 0.87543 | [5 empty] | 198.9434 | [15 empty] | 354234.5341 |  | 158.395 | [9 empty] | 144.6135 | [13 empty] | 0.69584 | [13 empty] | 34.7775 |  |  |  |  | 2025 | Foltyn, K., Węgrzynek, D., Bertrandsson Erlandsson, V., Gugała, E., Kozub-Budzyń, G.A., Melcher, F., Szczerbowska-Boruchowska, M., Piestrzyński, A. (2025). Geochemical and mineralogical investigation of germanium-rich chalcopyrite veins from the Cu-Ag Kupferschiefer deposit, Poland. Ore Geology Reviews, 181, 106636. |  | POL | Fore-Sudetic Monocline, SW Poland
| Lubin-Sieroszowice (Rudna) | Lubin-Sieroszowice ore district | Basin hydrothermal | Stratiform sediment-hosted Cu | stratiform sediment-hosted Cu-Ag | Cu, Ag | Ge | Cu, Ag, Ge | Foltyn et al., 2025 |  | RUC-p-2-5-ccp10.d |  | underground mine |  |  |  |  | ore material | polished section | grab | mineral separate | [5 empty] | mineralisation | epigenetic sulfide-calcite veins and breccias |  |  | chalcopyrite, bornite, sphalerite, galena, tennantite | epigenetic | epigenetic sulfide-calcite veins and breccias | massive, epigenetic chalcopyrite-calcite veins; dendrite-like; apparent oscillatory zoning |  |  |  | calcite, anhydrite, luzonite, gersdorffite, betekhtinite, anilite, famatinite, tetrahedrite |  | EMPA, LA-ICPMS, SEM-EDS | TESCAN Integrated Mineral Analyzer (TIMA); laser ablation inductively coupled plasma mass spectrometry (LA-ICP-MS); electron microprobe microanalysis (EPMA); micro X-ray fluorescence (micro-XRF) | AGH University of Kraków, Faculty of Geology, Geophysics and Environmental Protection, 30 Mickiewicza Av., 30-059 Krakow, Poland; Montanuniversität Leoben, Department of Applied Geosciences and Geophysics, Peter-Tunner-Straße 5, 8700 Leoben, Austria |  |  | 10.6477 |  |  |  | 351.652 | [9 empty] | 17.4005 | [11 empty] | 0.52193 | [15 empty] | 300836.933 |  | 0.37382 |  |  |  | 352.953 | [7 empty] | 2.0923 | [13 empty] | 4.8969 |  | 0.409 | [13 empty] | 105.5584 | [15 empty] | 359836.4332 |  | 103.8939 | [9 empty] | 94.7671 | [13 empty] | 0.5257 | [18 empty] | 2025 | Foltyn, K., Węgrzynek, D., Bertrandsson Erlandsson, V., Gugała, E., Kozub-Budzyń, G.A., Melcher, F., Szczerbowska-Boruchowska, M., Piestrzyński, A. (2025). Geochemical and mineralogical investigation of germanium-rich chalcopyrite veins from the Cu-Ag Kupferschiefer deposit, Poland. Ore Geology Reviews, 181, 106636. |  | POL | Fore-Sudetic Monocline, SW Poland
| Lubin-Sieroszowice (Rudna) | Lubin-Sieroszowice ore district | Basin hydrothermal | Stratiform sediment-hosted Cu | stratiform sediment-hosted Cu-Ag | Cu, Ag | Ge | Cu, Ag, Ge | Foltyn et al., 2025 |  | RUC-p-2-5-ccp11.d |  | underground mine |  |  |  |  | ore material | polished section | grab | mineral separate | [5 empty] | mineralisation | epigenetic sulfide-calcite veins and breccias |  |  | chalcopyrite, bornite, sphalerite, galena, tennantite | epigenetic | epigenetic sulfide-calcite veins and breccias | massive, epigenetic chalcopyrite-calcite veins; dendrite-like; apparent oscillatory zoning |  |  |  | calcite, anhydrite, luzonite, gersdorffite, betekhtinite, anilite, famatinite, tetrahedrite |  | EMPA, LA-ICPMS, SEM-EDS | TESCAN Integrated Mineral Analyzer (TIMA); laser ablation inductively coupled plasma mass spectrometry (LA-ICP-MS); electron microprobe microanalysis (EPMA); micro X-ray fluorescence (micro-XRF) | AGH University of Kraków, Faculty of Geology, Geophysics and Environmental Protection, 30 Mickiewicza Av., 30-059 Krakow, Poland; Montanuniversität Leoben, Department of Applied Geosciences and Geophysics, Peter-Tunner-Straße 5, 8700 Leoben, Austria |  |  | 23.1386 |  |  |  | 1536.8951 | [9 empty] | 45.9536 | [11 empty] | 0.7444 | [15 empty] | 297739.1028 |  | 0.28581 |  |  |  | 79.0724 | [7 empty] | 4.2589 | [13 empty] | 5.051 |  | 0.94564 | [13 empty] | 249.538 | [15 empty] | 347632.1441 |  | 307.4567 | [9 empty] | 165.7844 | [13 empty] | 0.83512 | [18 empty] | 2025 | Foltyn, K., Węgrzynek, D., Bertrandsson Erlandsson, V., Gugała, E., Kozub-Budzyń, G.A., Melcher, F., Szczerbowska-Boruchowska, M., Piestrzyński, A. (2025). Geochemical and mineralogical investigation of germanium-rich chalcopyrite veins from the Cu-Ag Kupferschiefer deposit, Poland. Ore Geology Reviews, 181, 106636. |  | POL | Fore-Sudetic Monocline, SW Poland
| Lubin-Sieroszowice (Rudna) | Lubin-Sieroszowice ore district | Basin hydrothermal | Stratiform sediment-hosted Cu | stratiform sediment-hosted Cu-Ag | Cu, Ag | Ge | Cu, Ag, Ge | Foltyn et al., 2025 |  | RUC-p-2-5-ccp12.d |  | underground mine |  |  |  |  | ore material | polished section | grab | mineral separate | [5 empty] | mineralisation | epigenetic sulfide-calcite veins and breccias |  |  | chalcopyrite, bornite, sphalerite, galena, tennantite | epigenetic | epigenetic sulfide-calcite veins and breccias | massive, epigenetic chalcopyrite-calcite veins; dendrite-like; apparent oscillatory zoning |  |  |  | calcite, anhydrite, luzonite, gersdorffite, betekhtinite, anilite, famatinite, tetrahedrite |  | EMPA, LA-ICPMS, SEM-EDS | TESCAN Integrated Mineral Analyzer (TIMA); laser ablation inductively coupled plasma mass spectrometry (LA-ICP-MS); electron microprobe microanalysis (EPMA); micro X-ray fluorescence (micro-XRF) | AGH University of Kraków, Faculty of Geology, Geophysics and Environmental Protection, 30 Mickiewicza Av., 30-059 Krakow, Poland; Montanuniversität Leoben, Department of Applied Geosciences and Geophysics, Peter-Tunner-Straße 5, 8700 Leoben, Austria |  |  | 16.0863 |  |  |  | 563.6103 | [9 empty] | 19.9676 | [11 empty] | 0.35312 | [15 empty] | 301264.5427 |  | 0.17636 |  |  |  | 79.5364 | [7 empty] | 4.3101 | [13 empty] | 4.792 |  | 0.26229 | [13 empty] | 141.8852 | [15 empty] | 350470.3708 |  | 185.6188 | [9 empty] | 111.6241 | [13 empty] | 0.37897 | [13 empty] | 21.9123 |  |  |  |  | 2025 | Foltyn, K., Węgrzynek, D., Bertrandsson Erlandsson, V., Gugała, E., Kozub-Budzyń, G.A., Melcher, F., Szczerbowska-Boruchowska, M., Piestrzyński, A. (2025). Geochemical and mineralogical investigation of germanium-rich chalcopyrite veins from the Cu-Ag Kupferschiefer deposit, Poland. Ore Geology Reviews, 181, 106636. |  | POL | Fore-Sudetic Monocline, SW Poland
| Lubin-Sieroszowice (Rudna) | Lubin-Sieroszowice ore district | Basin hydrothermal | Stratiform sediment-hosted Cu | stratiform sediment-hosted Cu-Ag | Cu, Ag | Ge | Cu, Ag, Ge | Foltyn et al., 2025 |  | RUC-p-2-5-ccp2.d |  | underground mine |  |  |  |  | ore material | polished section | grab | mineral separate | [5 empty] | mineralisation | epigenetic sulfide-calcite veins and breccias |  |  | chalcopyrite, bornite, sphalerite, galena, tennantite | epigenetic | epigenetic sulfide-calcite veins and breccias | massive, epigenetic chalcopyrite-calcite veins; dendrite-like; apparent oscillatory zoning |  |  |  | calcite, anhydrite, luzonite, gersdorffite, betekhtinite, anilite, famatinite, tetrahedrite |  | EMPA, LA-ICPMS, SEM-EDS | TESCAN Integrated Mineral Analyzer (TIMA); laser ablation inductively coupled plasma mass spectrometry (LA-ICP-MS); electron microprobe microanalysis (EPMA); micro X-ray fluorescence (micro-XRF) | AGH University of Kraków, Faculty of Geology, Geophysics and Environmental Protection, 30 Mickiewicza Av., 30-059 Krakow, Poland; Montanuniversität Leoben, Department of Applied Geosciences and Geophysics, Peter-Tunner-Straße 5, 8700 Leoben, Austria |  |  | 29.4068 |  |  |  | 787.9255 | [9 empty] | 31.5222 | [11 empty] | 0.99433 |  | 3.0587 | [13 empty] | 298672.2708 |  | 0.43895 |  |  |  | 327.6893 |  |  |  | 2.2176 |  |  |  | 2.6957 | [13 empty] | 4.9668 |  | 3.5015 | [13 empty] | 150.6917 | [15 empty] | 343468.4303 |  | 174.0547 | [9 empty] | 236.9478 | [13 empty] | 0.70301 | [13 empty] | 31.6421 |  |  |  |  | 2025 | Foltyn, K., Węgrzynek, D., Bertrandsson Erlandsson, V., Gugała, E., Kozub-Budzyń, G.A., Melcher, F., Szczerbowska-Boruchowska, M., Piestrzyński, A. (2025). Geochemical and mineralogical investigation of germanium-rich chalcopyrite veins from the Cu-Ag Kupferschiefer deposit, Poland. Ore Geology Reviews, 181, 106636. |  | POL | Fore-Sudetic Monocline, SW Poland
| Lubin-Sieroszowice (Rudna) | Lubin-Sieroszowice ore district | Basin hydrothermal | Stratiform sediment-hosted Cu | stratiform sediment-hosted Cu-Ag | Cu, Ag | Ge | Cu, Ag, Ge | Foltyn et al., 2025 |  | RUC-p-2-5-ccp3.d |  | underground mine |  |  |  |  | ore material | polished section | grab | mineral separate | [5 empty] | mineralisation | epigenetic sulfide-calcite veins and breccias |  |  | chalcopyrite, bornite, sphalerite, galena, tennantite | epigenetic | epigenetic sulfide-calcite veins and breccias | massive, epigenetic chalcopyrite-calcite veins; dendrite-like; apparent oscillatory zoning |  |  |  | calcite, anhydrite, luzonite, gersdorffite, betekhtinite, anilite, famatinite, tetrahedrite |  | EMPA, LA-ICPMS, SEM-EDS | TESCAN Integrated Mineral Analyzer (TIMA); laser ablation inductively coupled plasma mass spectrometry (LA-ICP-MS); electron microprobe microanalysis (EPMA); micro X-ray fluorescence (micro-XRF) | AGH University of Kraków, Faculty of Geology, Geophysics and Environmental Protection, 30 Mickiewicza Av., 30-059 Krakow, Poland; Montanuniversität Leoben, Department of Applied Geosciences and Geophysics, Peter-Tunner-Straße 5, 8700 Leoben, Austria |  |  | 31.4428 |  |  |  | 937.0751 | [9 empty] | 40.9036 | [11 empty] | 1.1271 | [15 empty] | 303792.8453 |  | 0.31435 |  |  |  | 298.4641 |  |  |  | 2.3319 |  |  |  | 2.5149 | [13 empty] | 4.9707 |  | 3.5227 | [13 empty] | 168.4576 | [15 empty] | 366129.5744 |  | 191.5822 | [9 empty] | 194.5356 | [13 empty] | 0.58427 | [18 empty] | 2025 | Foltyn, K., Węgrzynek, D., Bertrandsson Erlandsson, V., Gugała, E., Kozub-Budzyń, G.A., Melcher, F., Szczerbowska-Boruchowska, M., Piestrzyński, A. (2025). Geochemical and mineralogical investigation of germanium-rich chalcopyrite veins from the Cu-Ag Kupferschiefer deposit, Poland. Ore Geology Reviews, 181, 106636. |  | POL | Fore-Sudetic Monocline, SW Poland
| Lubin-Sieroszowice (Rudna) | Lubin-Sieroszowice ore district | Basin hydrothermal | Stratiform sediment-hosted Cu | stratiform sediment-hosted Cu-Ag | Cu, Ag | Ge | Cu, Ag, Ge | Foltyn et al., 2025 |  | RUC-p-2-5-ccp5.d |  | underground mine |  |  |  |  | ore material | polished section | grab | mineral separate | [5 empty] | mineralisation | epigenetic sulfide-calcite veins and breccias |  |  | chalcopyrite, bornite, sphalerite, galena, tennantite | epigenetic | epigenetic sulfide-calcite veins and breccias | massive, epigenetic chalcopyrite-calcite veins; dendrite-like; apparent oscillatory zoning |  |  |  | calcite, anhydrite, luzonite, gersdorffite, betekhtinite, anilite, famatinite, tetrahedrite |  | EMPA, LA-ICPMS, SEM-EDS | TESCAN Integrated Mineral Analyzer (TIMA); laser ablation inductively coupled plasma mass spectrometry (LA-ICP-MS); electron microprobe microanalysis (EPMA); micro X-ray fluorescence (micro-XRF) | AGH University of Kraków, Faculty of Geology, Geophysics and Environmental Protection, 30 Mickiewicza Av., 30-059 Krakow, Poland; Montanuniversität Leoben, Department of Applied Geosciences and Geophysics, Peter-Tunner-Straße 5, 8700 Leoben, Austria |  |  | 41.0521 |  |  |  | 1110.121 | [9 empty] | 58.1406 | [11 empty] | 0.70986 | [15 empty] | 300497.2351 |  | 0.2608 |  |  |  | 267.2774 |  |  |  | 2.1645 |  |  |  | 2.5492 | [13 empty] | 4.4869 |  | 1.5242 | [13 empty] | 253.6613 | [15 empty] | 354136.297 |  | 320.0733 | [9 empty] | 187.9961 | [13 empty] | 1.0132 | [18 empty] | 2025 | Foltyn, K., Węgrzynek, D., Bertrandsson Erlandsson, V., Gugała, E., Kozub-Budzyń, G.A., Melcher, F., Szczerbowska-Boruchowska, M., Piestrzyński, A. (2025). Geochemical and mineralogical investigation of germanium-rich chalcopyrite veins from the Cu-Ag Kupferschiefer deposit, Poland. Ore Geology Reviews, 181, 106636. |  | POL | Fore-Sudetic Monocline, SW Poland
| Lubin-Sieroszowice (Rudna) | Lubin-Sieroszowice ore district | Basin hydrothermal | Stratiform sediment-hosted Cu | stratiform sediment-hosted Cu-Ag | Cu, Ag | Ge | Cu, Ag, Ge | Foltyn et al., 2025 |  | RUC-p-2-5-ccp6.d |  | underground mine |  |  |  |  | ore material | polished section | grab | mineral separate | [5 empty] | mineralisation | epigenetic sulfide-calcite veins and breccias |  |  | chalcopyrite, bornite, sphalerite, galena, tennantite | epigenetic | epigenetic sulfide-calcite veins and breccias | massive, epigenetic chalcopyrite-calcite veins; dendrite-like; apparent oscillatory zoning |  |  |  | calcite, anhydrite, luzonite, gersdorffite, betekhtinite, anilite, famatinite, tetrahedrite |  | EMPA, LA-ICPMS, SEM-EDS | TESCAN Integrated Mineral Analyzer (TIMA); laser ablation inductively coupled plasma mass spectrometry (LA-ICP-MS); electron microprobe microanalysis (EPMA); micro X-ray fluorescence (micro-XRF) | AGH University of Kraków, Faculty of Geology, Geophysics and Environmental Protection, 30 Mickiewicza Av., 30-059 Krakow, Poland; Montanuniversität Leoben, Department of Applied Geosciences and Geophysics, Peter-Tunner-Straße 5, 8700 Leoben, Austria |  |  | 34.673 |  |  |  | 1406.576 | [9 empty] | 88.5425 | [11 empty] | 1.4287 | [15 empty] | 292096.3808 |  | 0.373 |  |  |  | 309.522 | [7 empty] | 2.9111 | [13 empty] | 4.947 |  | 3.4148 | [13 empty] | 266.8838 | [15 empty] | 367833.255 |  | 355.8224 | [9 empty] | 128.724 | [13 empty] | 0.79007 | [18 empty] | 2025 | Foltyn, K., Węgrzynek, D., Bertrandsson Erlandsson, V., Gugała, E., Kozub-Budzyń, G.A., Melcher, F., Szczerbowska-Boruchowska, M., Piestrzyński, A. (2025). Geochemical and mineralogical investigation of germanium-rich chalcopyrite veins from the Cu-Ag Kupferschiefer deposit, Poland. Ore Geology Reviews, 181, 106636. |  | POL | Fore-Sudetic Monocline, SW Poland
| Lubin-Sieroszowice (Rudna) | Lubin-Sieroszowice ore district | Basin hydrothermal | Stratiform sediment-hosted Cu | stratiform sediment-hosted Cu-Ag | Cu, Ag | Ge | Cu, Ag, Ge | Foltyn et al., 2025 |  | RUC-p-2-5-ccp7.d |  | underground mine |  |  |  |  | ore material | polished section | grab | mineral separate | [5 empty] | mineralisation | epigenetic sulfide-calcite veins and breccias |  |  | chalcopyrite, bornite, sphalerite, galena, tennantite | epigenetic | epigenetic sulfide-calcite veins and breccias | massive, epigenetic chalcopyrite-calcite veins; dendrite-like; apparent oscillatory zoning |  |  |  | calcite, anhydrite, luzonite, gersdorffite, betekhtinite, anilite, famatinite, tetrahedrite |  | EMPA, LA-ICPMS, SEM-EDS | TESCAN Integrated Mineral Analyzer (TIMA); laser ablation inductively coupled plasma mass spectrometry (LA-ICP-MS); electron microprobe microanalysis (EPMA); micro X-ray fluorescence (micro-XRF) | AGH University of Kraków, Faculty of Geology, Geophysics and Environmental Protection, 30 Mickiewicza Av., 30-059 Krakow, Poland; Montanuniversität Leoben, Department of Applied Geosciences and Geophysics, Peter-Tunner-Straße 5, 8700 Leoben, Austria |  |  | 49.8826 |  |  |  | 833.0694 | [9 empty] | 49.4181 | [11 empty] | 1.2168 | [15 empty] | 302072.4659 |  | 0.67747 |  |  |  | 235.1534 |  |  |  | 3.4206 |  |  |  | 2.2679 | [13 empty] | 5.0925 |  | 2.1498 | [7 empty] | 1.4977 | [5 empty] | 200.198 | [15 empty] | 352245.9677 |  | 219.3924 | [9 empty] | 73.5435 | [13 empty] | 0.76792 | [18 empty] | 2025 | Foltyn, K., Węgrzynek, D., Bertrandsson Erlandsson, V., Gugała, E., Kozub-Budzyń, G.A., Melcher, F., Szczerbowska-Boruchowska, M., Piestrzyński, A. (2025). Geochemical and mineralogical investigation of germanium-rich chalcopyrite veins from the Cu-Ag Kupferschiefer deposit, Poland. Ore Geology Reviews, 181, 106636. |  | POL | Fore-Sudetic Monocline, SW Poland
| Lubin-Sieroszowice (Rudna) | Lubin-Sieroszowice ore district | Basin hydrothermal | Stratiform sediment-hosted Cu | stratiform sediment-hosted Cu-Ag | Cu, Ag | Ge | Cu, Ag, Ge | Foltyn et al., 2025 |  | RUC-p-2-5-ccp8.d |  | underground mine |  |  |  |  | ore material | polished section | grab | mineral separate | [5 empty] | mineralisation | epigenetic sulfide-calcite veins and breccias |  |  | chalcopyrite, bornite, sphalerite, galena, tennantite | epigenetic | epigenetic sulfide-calcite veins and breccias | massive, epigenetic chalcopyrite-calcite veins; dendrite-like; apparent oscillatory zoning |  |  |  | calcite, anhydrite, luzonite, gersdorffite, betekhtinite, anilite, famatinite, tetrahedrite |  | EMPA, LA-ICPMS, SEM-EDS | TESCAN Integrated Mineral Analyzer (TIMA); laser ablation inductively coupled plasma mass spectrometry (LA-ICP-MS); electron microprobe microanalysis (EPMA); micro X-ray fluorescence (micro-XRF) | AGH University of Kraków, Faculty of Geology, Geophysics and Environmental Protection, 30 Mickiewicza Av., 30-059 Krakow, Poland; Montanuniversität Leoben, Department of Applied Geosciences and Geophysics, Peter-Tunner-Straße 5, 8700 Leoben, Austria |  |  | 14.3096 |  |  |  | 520.5147 | [9 empty] | 33.4147 | [11 empty] | 0.81349 | [15 empty] | 307890.9505 |  | 0.37159 |  |  |  | 346.9106 | [7 empty] | 2.1898 | [13 empty] | 4.5744 |  | 6.1096 | [13 empty] | 106.118 | [15 empty] | 373300.7498 |  | 103.7877 | [9 empty] | 97.4594 | [13 empty] | 0.29951 | [18 empty] | 2025 | Foltyn, K., Węgrzynek, D., Bertrandsson Erlandsson, V., Gugała, E., Kozub-Budzyń, G.A., Melcher, F., Szczerbowska-Boruchowska, M., Piestrzyński, A. (2025). Geochemical and mineralogical investigation of germanium-rich chalcopyrite veins from the Cu-Ag Kupferschiefer deposit, Poland. Ore Geology Reviews, 181, 106636. |  | POL | Fore-Sudetic Monocline, SW Poland
| Lubin-Sieroszowice (Rudna) | Lubin-Sieroszowice ore district | Basin hydrothermal | Stratiform sediment-hosted Cu | stratiform sediment-hosted Cu-Ag | Cu, Ag | Ge | Cu, Ag, Ge | Foltyn et al., 2025 |  | RUC-p-2-5-ccp9.d |  | underground mine |  |  |  |  | ore material | polished section | grab | mineral separate | [5 empty] | mineralisation | epigenetic sulfide-calcite veins and breccias |  |  | chalcopyrite, bornite, sphalerite, galena, tennantite | epigenetic | epigenetic sulfide-calcite veins and breccias | massive, epigenetic chalcopyrite-calcite veins; dendrite-like; apparent oscillatory zoning |  |  |  | calcite, anhydrite, luzonite, gersdorffite, betekhtinite, anilite, famatinite, tetrahedrite |  | EMPA, LA-ICPMS, SEM-EDS | TESCAN Integrated Mineral Analyzer (TIMA); laser ablation inductively coupled plasma mass spectrometry (LA-ICP-MS); electron microprobe microanalysis (EPMA); micro X-ray fluorescence (micro-XRF) | AGH University of Kraków, Faculty of Geology, Geophysics and Environmental Protection, 30 Mickiewicza Av., 30-059 Krakow, Poland; Montanuniversität Leoben, Department of Applied Geosciences and Geophysics, Peter-Tunner-Straße 5, 8700 Leoben, Austria |  |  | 23.7587 |  |  |  | 1060.1817 | [9 empty] | 40.462 | [11 empty] | 1.0144 | [15 empty] | 295265.8926 |  | 0.36208 |  |  |  | 197.9393 | [7 empty] | 1.8335 | [13 empty] | 5.0463 |  | 3.579 | [13 empty] | 219.6097 | [15 empty] | 358986.2596 |  | 250.7576 | [9 empty] | 80.7758 | [13 empty] | 0.78156 | [18 empty] | 2025 | Foltyn, K., Węgrzynek, D., Bertrandsson Erlandsson, V., Gugała, E., Kozub-Budzyń, G.A., Melcher, F., Szczerbowska-Boruchowska, M., Piestrzyński, A. (2025). Geochemical and mineralogical investigation of germanium-rich chalcopyrite veins from the Cu-Ag Kupferschiefer deposit, Poland. Ore Geology Reviews, 181, 106636. |  | POL | Fore-Sudetic Monocline, SW Poland
| Lubin-Sieroszowice (Rudna) | Lubin-Sieroszowice ore district | Basin hydrothermal | Stratiform sediment-hosted Cu | stratiform sediment-hosted Cu-Ag | Cu, Ag | Ge | Cu, Ag, Ge | Foltyn et al., 2025 |  | RUC-p-25-ccp4.d |  | underground mine |  |  |  |  | ore material | polished section | grab | mineral separate | [5 empty] | mineralisation | epigenetic sulfide-calcite veins and breccias |  |  | chalcopyrite, bornite, sphalerite, galena, tennantite | epigenetic | epigenetic sulfide-calcite veins and breccias | massive, epigenetic chalcopyrite-calcite veins; dendrite-like; apparent oscillatory zoning |  |  |  | calcite, anhydrite, luzonite, gersdorffite, betekhtinite, anilite, famatinite, tetrahedrite |  | EMPA, LA-ICPMS, SEM-EDS | TESCAN Integrated Mineral Analyzer (TIMA); laser ablation inductively coupled plasma mass spectrometry (LA-ICP-MS); electron microprobe microanalysis (EPMA); micro X-ray fluorescence (micro-XRF) | AGH University of Kraków, Faculty of Geology, Geophysics and Environmental Protection, 30 Mickiewicza Av., 30-059 Krakow, Poland; Montanuniversität Leoben, Department of Applied Geosciences and Geophysics, Peter-Tunner-Straße 5, 8700 Leoben, Austria |  |  | 27.4477 |  |  |  | 790.1963 | [9 empty] | 43.6733 | [11 empty] | 0.92956 | [15 empty] | 302279.3271 |  | 0.40216 |  |  |  | 413.0085 | [7 empty] | 2.9726 | [13 empty] | 4.7297 |  | 1.1941 | [13 empty] | 196.7514 | [15 empty] | 360604.0865 |  | 241.8616 | [9 empty] | 324.8339 | [13 empty] | 0.7727 | [18 empty] | 2025 | Foltyn, K., Węgrzynek, D., Bertrandsson Erlandsson, V., Gugała, E., Kozub-Budzyń, G.A., Melcher, F., Szczerbowska-Boruchowska, M., Piestrzyński, A. (2025). Geochemical and mineralogical investigation of germanium-rich chalcopyrite veins from the Cu-Ag Kupferschiefer deposit, Poland. Ore Geology Reviews, 181, 106636. |  | POL | Fore-Sudetic Monocline, SW Poland
| Polkowice-Sieroszowice | Lubin-Sieroszowice ore district | Basin hydrothermal | Stratiform sediment-hosted Cu | stratiform sediment-hosted Cu-Ag | Cu, Ag | Ge | Cu, Ag, Ge | Foltyn et al., 2025 |  | B5-1R-1.d |  | underground mine |  |  |  |  | ore material | polished section | grab | mineral separate | [5 empty] | mineralisation | epigenetic sulfide-calcite veins and breccias |  |  | chalcopyrite, bornite, sphalerite, galena, tennantite | epigenetic | epigenetic sulfide-calcite veins and breccias | massive, epigenetic chalcopyrite-calcite veins; dendrite-like; apparent oscillatory zoning |  |  |  | calcite, anhydrite, luzonite, gersdorffite, betekhtinite, anilite, famatinite, tetrahedrite |  | EMPA, LA-ICPMS, SEM-EDS | TESCAN Integrated Mineral Analyzer (TIMA); laser ablation inductively coupled plasma mass spectrometry (LA-ICP-MS); electron microprobe microanalysis (EPMA); micro X-ray fluorescence (micro-XRF) | AGH University of Kraków, Faculty of Geology, Geophysics and Environmental Protection, 30 Mickiewicza Av., 30-059 Krakow, Poland; Montanuniversität Leoben, Department of Applied Geosciences and Geophysics, Peter-Tunner-Straße 5, 8700 Leoben, Austria |  |  | 38.6504 |  |  |  | 1523.9528 | [9 empty] | 62.7836 | [5 empty] | 3.1834 | [5 empty] | 1.0486 | [15 empty] | 292319.5881 |  | 0.2538 |  |  |  | 171.7773 | [7 empty] | 1.9846 | [13 empty] | 24.9846 |  | 7.052 | [7 empty] | 0.28675 | [5 empty] | 342.2458 | [15 empty] | 322454.3099 |  | 286.2969 | [9 empty] | 47.2828 | [13 empty] | 0.9425 | [5 empty] | 0.23824 | [7 empty] | 30.6283 |  |  |  |  | 2025 | Foltyn, K., Węgrzynek, D., Bertrandsson Erlandsson, V., Gugała, E., Kozub-Budzyń, G.A., Melcher, F., Szczerbowska-Boruchowska, M., Piestrzyński, A. (2025). Geochemical and mineralogical investigation of germanium-rich chalcopyrite veins from the Cu-Ag Kupferschiefer deposit, Poland. Ore Geology Reviews, 181, 106636. |  | POL | Fore-Sudetic Monocline, SW Poland
| Lubin-Sieroszowice (Rudna) | Lubin-Sieroszowice ore district | Basin hydrothermal | Stratiform sediment-hosted Cu | stratiform sediment-hosted Cu-Ag | Cu, Ag | Ge | Cu, Ag, Ge | Foltyn et al., 2025 |  | B5-1R-10.d |  | underground mine |  |  |  |  | ore material | polished section | grab | mineral separate | [5 empty] | mineralisation | epigenetic sulfide-calcite veins and breccias |  |  | chalcopyrite, bornite, sphalerite, galena, tennantite | epigenetic | epigenetic sulfide-calcite veins and breccias | massive, epigenetic chalcopyrite-calcite veins; dendrite-like; apparent oscillatory zoning |  |  |  | calcite, anhydrite, luzonite, gersdorffite, betekhtinite, anilite, famatinite, tetrahedrite |  | EMPA, LA-ICPMS, SEM-EDS | TESCAN Integrated Mineral Analyzer (TIMA); laser ablation inductively coupled plasma mass spectrometry (LA-ICP-MS); electron microprobe microanalysis (EPMA); micro X-ray fluorescence (micro-XRF) | AGH University of Kraków, Faculty of Geology, Geophysics and Environmental Protection, 30 Mickiewicza Av., 30-059 Krakow, Poland; Montanuniversität Leoben, Department of Applied Geosciences and Geophysics, Peter-Tunner-Straße 5, 8700 Leoben, Austria |  |  | 30.0619 |  |  |  | 908.7065 | [9 empty] | 29.7796 | [11 empty] | 0.85433 | [15 empty] | 300465.3003 |  | 0.29903 |  |  |  | 187.7371 | [7 empty] | 2.678 | [13 empty] | 14.1738 |  | 1.1452 | [7 empty] | 0.21935 | [5 empty] | 170.9718 | [15 empty] | 327351.1711 |  | 193.7506 | [9 empty] | 166.0352 | [13 empty] | 0.78731 | [13 empty] | 14.3796 |  |  |  |  | 2025 | Foltyn, K., Węgrzynek, D., Bertrandsson Erlandsson, V., Gugała, E., Kozub-Budzyń, G.A., Melcher, F., Szczerbowska-Boruchowska, M., Piestrzyński, A. (2025). Geochemical and mineralogical investigation of germanium-rich chalcopyrite veins from the Cu-Ag Kupferschiefer deposit, Poland. Ore Geology Reviews, 181, 106636. |  | POL | Fore-Sudetic Monocline, SW Poland
| Lubin-Sieroszowice (Rudna) | Lubin-Sieroszowice ore district | Basin hydrothermal | Stratiform sediment-hosted Cu | stratiform sediment-hosted Cu-Ag | Cu, Ag | Ge | Cu, Ag, Ge | Foltyn et al., 2025 |  | B5-1R-11.d |  | underground mine |  |  |  |  | ore material | polished section | grab | mineral separate | [5 empty] | mineralisation | epigenetic sulfide-calcite veins and breccias |  |  | chalcopyrite, bornite, sphalerite, galena, tennantite | epigenetic | epigenetic sulfide-calcite veins and breccias | massive, epigenetic chalcopyrite-calcite veins; dendrite-like; apparent oscillatory zoning |  |  |  | calcite, anhydrite, luzonite, gersdorffite, betekhtinite, anilite, famatinite, tetrahedrite |  | EMPA, LA-ICPMS, SEM-EDS | TESCAN Integrated Mineral Analyzer (TIMA); laser ablation inductively coupled plasma mass spectrometry (LA-ICP-MS); electron microprobe microanalysis (EPMA); micro X-ray fluorescence (micro-XRF) | AGH University of Kraków, Faculty of Geology, Geophysics and Environmental Protection, 30 Mickiewicza Av., 30-059 Krakow, Poland; Montanuniversität Leoben, Department of Applied Geosciences and Geophysics, Peter-Tunner-Straße 5, 8700 Leoben, Austria |  |  | 12.4451 |  |  |  | 782.4753 | [9 empty] | 30.359 | [5 empty] | 4.2534 | [5 empty] | 0.82242 | [15 empty] | 300229.7089 |  | 0.52064 |  |  |  | 346.3693 | [7 empty] | 2.9303 | [13 empty] | 14.6798 |  | 2.3794 | [7 empty] | 0.37843 | [5 empty] | 111.2413 | [15 empty] | 338837.4983 |  | 151.0513 | [9 empty] | 178.4286 | [13 empty] | 0.39131 | [13 empty] | 37.3752 |  |  |  |  | 2025 | Foltyn, K., Węgrzynek, D., Bertrandsson Erlandsson, V., Gugała, E., Kozub-Budzyń, G.A., Melcher, F., Szczerbowska-Boruchowska, M., Piestrzyński, A. (2025). Geochemical and mineralogical investigation of germanium-rich chalcopyrite veins from the Cu-Ag Kupferschiefer deposit, Poland. Ore Geology Reviews, 181, 106636. |  | POL | Fore-Sudetic Monocline, SW Poland
| Lubin-Sieroszowice (Rudna) | Lubin-Sieroszowice ore district | Basin hydrothermal | Stratiform sediment-hosted Cu | stratiform sediment-hosted Cu-Ag | Cu, Ag | Ge | Cu, Ag, Ge | Foltyn et al., 2025 |  | B5-1R-12.d |  | underground mine |  |  |  |  | ore material | polished section | grab | mineral separate | [5 empty] | mineralisation | epigenetic sulfide-calcite veins and breccias |  |  | chalcopyrite, bornite, sphalerite, galena, tennantite | epigenetic | epigenetic sulfide-calcite veins and breccias | massive, epigenetic chalcopyrite-calcite veins; dendrite-like; apparent oscillatory zoning |  |  |  | calcite, anhydrite, luzonite, gersdorffite, betekhtinite, anilite, famatinite, tetrahedrite |  | EMPA, LA-ICPMS, SEM-EDS | TESCAN Integrated Mineral Analyzer (TIMA); laser ablation inductively coupled plasma mass spectrometry (LA-ICP-MS); electron microprobe microanalysis (EPMA); micro X-ray fluorescence (micro-XRF) | AGH University of Kraków, Faculty of Geology, Geophysics and Environmental Protection, 30 Mickiewicza Av., 30-059 Krakow, Poland; Montanuniversität Leoben, Department of Applied Geosciences and Geophysics, Peter-Tunner-Straße 5, 8700 Leoben, Austria |  |  | 15.9322 |  |  |  | 699.5809 | [9 empty] | 48.3229 | [11 empty] | 0.52436 | [15 empty] | 302213.6258 |  | 0.29634 |  |  |  | 175.5003 | [7 empty] | 3.0488 | [13 empty] | 14.0717 |  | 1.9537 | [7 empty] | 0.59391 | [5 empty] | 118.2249 | [15 empty] | 334002.1161 |  | 144.1137 | [9 empty] | 130.2122 | [13 empty] | 0.45834 | [18 empty] | 2025 | Foltyn, K., Węgrzynek, D., Bertrandsson Erlandsson, V., Gugała, E., Kozub-Budzyń, G.A., Melcher, F., Szczerbowska-Boruchowska, M., Piestrzyński, A. (2025). Geochemical and mineralogical investigation of germanium-rich chalcopyrite veins from the Cu-Ag Kupferschiefer deposit, Poland. Ore Geology Reviews, 181, 106636. |  | POL | Fore-Sudetic Monocline, SW Poland
| Lubin-Sieroszowice (Rudna) | Lubin-Sieroszowice ore district | Basin hydrothermal | Stratiform sediment-hosted Cu | stratiform sediment-hosted Cu-Ag | Cu, Ag | Ge | Cu, Ag, Ge | Foltyn et al., 2025 |  | B5-1R-2.d |  | underground mine |  |  |  |  | ore material | polished section | grab | mineral separate | [5 empty] | mineralisation | epigenetic sulfide-calcite veins and breccias |  |  | chalcopyrite, bornite, sphalerite, galena, tennantite | epigenetic | epigenetic sulfide-calcite veins and breccias | massive, epigenetic chalcopyrite-calcite veins; dendrite-like; apparent oscillatory zoning |  |  |  | calcite, anhydrite, luzonite, gersdorffite, betekhtinite, anilite, famatinite, tetrahedrite |  | EMPA, LA-ICPMS, SEM-EDS | TESCAN Integrated Mineral Analyzer (TIMA); laser ablation inductively coupled plasma mass spectrometry (LA-ICP-MS); electron microprobe microanalysis (EPMA); micro X-ray fluorescence (micro-XRF) | AGH University of Kraków, Faculty of Geology, Geophysics and Environmental Protection, 30 Mickiewicza Av., 30-059 Krakow, Poland; Montanuniversität Leoben, Department of Applied Geosciences and Geophysics, Peter-Tunner-Straße 5, 8700 Leoben, Austria |  |  | 17.7321 |  |  |  | 885.195 | [9 empty] | 27.5899 | [11 empty] | 1.1366 | [15 empty] | 290618.7848 |  | 0.26843 |  |  |  | 215.6864 | [7 empty] | 2.6691 | [13 empty] | 19.4283 |  | 1.4569 | [7 empty] | 0.83179 | [5 empty] | 148.9905 | [15 empty] | 327877.1368 |  | 147.2692 | [9 empty] | 119.576 | [13 empty] | 0.58078 | [13 empty] | 48.7976 |  |  |  |  | 2025 | Foltyn, K., Węgrzynek, D., Bertrandsson Erlandsson, V., Gugała, E., Kozub-Budzyń, G.A., Melcher, F., Szczerbowska-Boruchowska, M., Piestrzyński, A. (2025). Geochemical and mineralogical investigation of germanium-rich chalcopyrite veins from the Cu-Ag Kupferschiefer deposit, Poland. Ore Geology Reviews, 181, 106636. |  | POL | Fore-Sudetic Monocline, SW Poland
| Lubin-Sieroszowice (Rudna) | Lubin-Sieroszowice ore district | Basin hydrothermal | Stratiform sediment-hosted Cu | stratiform sediment-hosted Cu-Ag | Cu, Ag | Ge | Cu, Ag, Ge | Foltyn et al., 2025 |  | B5-1R-3.d |  | underground mine |  |  |  |  | ore material | polished section | grab | mineral separate | [5 empty] | mineralisation | epigenetic sulfide-calcite veins and breccias |  |  | chalcopyrite, bornite, sphalerite, galena, tennantite | epigenetic | epigenetic sulfide-calcite veins and breccias | massive, epigenetic chalcopyrite-calcite veins; dendrite-like; apparent oscillatory zoning |  |  |  | calcite, anhydrite, luzonite, gersdorffite, betekhtinite, anilite, famatinite, tetrahedrite |  | EMPA, LA-ICPMS, SEM-EDS | TESCAN Integrated Mineral Analyzer (TIMA); laser ablation inductively coupled plasma mass spectrometry (LA-ICP-MS); electron microprobe microanalysis (EPMA); micro X-ray fluorescence (micro-XRF) | AGH University of Kraków, Faculty of Geology, Geophysics and Environmental Protection, 30 Mickiewicza Av., 30-059 Krakow, Poland; Montanuniversität Leoben, Department of Applied Geosciences and Geophysics, Peter-Tunner-Straße 5, 8700 Leoben, Austria |  |  | 22.6931 |  |  |  | 1375.6682 | [9 empty] | 46.7793 | [11 empty] | 1.0521 | [15 empty] | 293240.2146 |  | 0.22946 |  |  |  | 172.0477 | [7 empty] | 3.0317 | [13 empty] | 16.067 |  | 3.8432 | [7 empty] | 0.36011 | [5 empty] | 213.0974 | [15 empty] | 324634.2903 |  | 272.6131 | [9 empty] | 133.1583 | [13 empty] | 0.78077 | [13 empty] | 20.8954 |  |  |  |  | 2025 | Foltyn, K., Węgrzynek, D., Bertrandsson Erlandsson, V., Gugała, E., Kozub-Budzyń, G.A., Melcher, F., Szczerbowska-Boruchowska, M., Piestrzyński, A. (2025). Geochemical and mineralogical investigation of germanium-rich chalcopyrite veins from the Cu-Ag Kupferschiefer deposit, Poland. Ore Geology Reviews, 181, 106636. |  | POL | Fore-Sudetic Monocline, SW Poland
| Lubin-Sieroszowice (Rudna) | Lubin-Sieroszowice ore district | Basin hydrothermal | Stratiform sediment-hosted Cu | stratiform sediment-hosted Cu-Ag | Cu, Ag | Ge | Cu, Ag, Ge | Foltyn et al., 2025 |  | B5-1R-4.d |  | underground mine |  |  |  |  | ore material | polished section | grab | mineral separate | [5 empty] | mineralisation | epigenetic sulfide-calcite veins and breccias |  |  | chalcopyrite, bornite, sphalerite, galena, tennantite | epigenetic | epigenetic sulfide-calcite veins and breccias | massive, epigenetic chalcopyrite-calcite veins; dendrite-like; apparent oscillatory zoning |  |  |  | calcite, anhydrite, luzonite, gersdorffite, betekhtinite, anilite, famatinite, tetrahedrite |  | EMPA, LA-ICPMS, SEM-EDS | TESCAN Integrated Mineral Analyzer (TIMA); laser ablation inductively coupled plasma mass spectrometry (LA-ICP-MS); electron microprobe microanalysis (EPMA); micro X-ray fluorescence (micro-XRF) | AGH University of Kraków, Faculty of Geology, Geophysics and Environmental Protection, 30 Mickiewicza Av., 30-059 Krakow, Poland; Montanuniversität Leoben, Department of Applied Geosciences and Geophysics, Peter-Tunner-Straße 5, 8700 Leoben, Austria |  |  | 17.8816 |  |  |  | 847.1258 | [9 empty] | 26.2093 | [11 empty] | 0.66832 | [15 empty] | 292348.3263 |  | 0.23282 |  |  |  | 186.7436 | [7 empty] | 2.5041 | [13 empty] | 15.392 |  | 1.7656 | [7 empty] | 0.37253 | [5 empty] | 169.3992 | [15 empty] | 323105.0775 |  | 163.6469 | [9 empty] | 147.6269 | [13 empty] | 0.64484 | [13 empty] | 69.3259 |  |  |  |  | 2025 | Foltyn, K., Węgrzynek, D., Bertrandsson Erlandsson, V., Gugała, E., Kozub-Budzyń, G.A., Melcher, F., Szczerbowska-Boruchowska, M., Piestrzyński, A. (2025). Geochemical and mineralogical investigation of germanium-rich chalcopyrite veins from the Cu-Ag Kupferschiefer deposit, Poland. Ore Geology Reviews, 181, 106636. |  | POL | Fore-Sudetic Monocline, SW Poland
| Lubin-Sieroszowice (Rudna) | Lubin-Sieroszowice ore district | Basin hydrothermal | Stratiform sediment-hosted Cu | stratiform sediment-hosted Cu-Ag | Cu, Ag | Ge | Cu, Ag, Ge | Foltyn et al., 2025 |  | B5-1R-5.d |  | underground mine |  |  |  |  | ore material | polished section | grab | mineral separate | [5 empty] | mineralisation | epigenetic sulfide-calcite veins and breccias |  |  | chalcopyrite, bornite, sphalerite, galena, tennantite | epigenetic | epigenetic sulfide-calcite veins and breccias | massive, epigenetic chalcopyrite-calcite veins; dendrite-like; apparent oscillatory zoning |  |  |  | calcite, anhydrite, luzonite, gersdorffite, betekhtinite, anilite, famatinite, tetrahedrite |  | EMPA, LA-ICPMS, SEM-EDS | TESCAN Integrated Mineral Analyzer (TIMA); laser ablation inductively coupled plasma mass spectrometry (LA-ICP-MS); electron microprobe microanalysis (EPMA); micro X-ray fluorescence (micro-XRF) | AGH University of Kraków, Faculty of Geology, Geophysics and Environmental Protection, 30 Mickiewicza Av., 30-059 Krakow, Poland; Montanuniversität Leoben, Department of Applied Geosciences and Geophysics, Peter-Tunner-Straße 5, 8700 Leoben, Austria |  |  | 37.9794 |  |  |  | 1055.4786 | [9 empty] | 56.4476 | [11 empty] | 0.70026 | [15 empty] | 287865.4475 |  | 0.50157 |  |  |  | 221.7129 | [7 empty] | 2.3585 | [13 empty] | 13.3669 |  | 1.0563 | [7 empty] | 0.72468 | [5 empty] | 238.5917 | [15 empty] | 321983.4501 |  | 344.9305 | [9 empty] | 118.9379 | [13 empty] | 0.95137 | [13 empty] | 22.7947 |  |  |  |  | 2025 | Foltyn, K., Węgrzynek, D., Bertrandsson Erlandsson, V., Gugała, E., Kozub-Budzyń, G.A., Melcher, F., Szczerbowska-Boruchowska, M., Piestrzyński, A. (2025). Geochemical and mineralogical investigation of germanium-rich chalcopyrite veins from the Cu-Ag Kupferschiefer deposit, Poland. Ore Geology Reviews, 181, 106636. |  | POL | Fore-Sudetic Monocline, SW Poland
| Lubin-Sieroszowice (Rudna) | Lubin-Sieroszowice ore district | Basin hydrothermal | Stratiform sediment-hosted Cu | stratiform sediment-hosted Cu-Ag | Cu, Ag | Ge | Cu, Ag, Ge | Foltyn et al., 2025 |  | B5-1R-6.d |  | underground mine |  |  |  |  | ore material | polished section | grab | mineral separate | [5 empty] | mineralisation | epigenetic sulfide-calcite veins and breccias |  |  | chalcopyrite, bornite, sphalerite, galena, tennantite | epigenetic | epigenetic sulfide-calcite veins and breccias | massive, epigenetic chalcopyrite-calcite veins; dendrite-like; apparent oscillatory zoning |  |  |  | calcite, anhydrite, luzonite, gersdorffite, betekhtinite, anilite, famatinite, tetrahedrite |  | EMPA, LA-ICPMS, SEM-EDS | TESCAN Integrated Mineral Analyzer (TIMA); laser ablation inductively coupled plasma mass spectrometry (LA-ICP-MS); electron microprobe microanalysis (EPMA); micro X-ray fluorescence (micro-XRF) | AGH University of Kraków, Faculty of Geology, Geophysics and Environmental Protection, 30 Mickiewicza Av., 30-059 Krakow, Poland; Montanuniversität Leoben, Department of Applied Geosciences and Geophysics, Peter-Tunner-Straße 5, 8700 Leoben, Austria |  |  | 23.0776 |  |  |  | 414.1862 | [9 empty] | 22.801 | [11 empty] | 0.58881 | [15 empty] | 291670.4438 |  | 0.32264 |  |  |  | 363.9444 | [7 empty] | 2.281 | [13 empty] | 13.3743 |  | 0.64793 | [7 empty] | 0.20584 | [5 empty] | 97.8834 | [15 empty] | 322336.6722 |  | 132.5032 | [9 empty] | 131.2888 | [13 empty] | 0.41728 | [13 empty] | 12.7859 |  |  |  |  | 2025 | Foltyn, K., Węgrzynek, D., Bertrandsson Erlandsson, V., Gugała, E., Kozub-Budzyń, G.A., Melcher, F., Szczerbowska-Boruchowska, M., Piestrzyński, A. (2025). Geochemical and mineralogical investigation of germanium-rich chalcopyrite veins from the Cu-Ag Kupferschiefer deposit, Poland. Ore Geology Reviews, 181, 106636. |  | POL | Fore-Sudetic Monocline, SW Poland
| Lubin-Sieroszowice (Rudna) | Lubin-Sieroszowice ore district | Basin hydrothermal | Stratiform sediment-hosted Cu | stratiform sediment-hosted Cu-Ag | Cu, Ag | Ge | Cu, Ag, Ge | Foltyn et al., 2025 |  | B5-1R-7.d |  | underground mine |  |  |  |  | ore material | polished section | grab | mineral separate | [5 empty] | mineralisation | epigenetic sulfide-calcite veins and breccias |  |  | chalcopyrite, bornite, sphalerite, galena, tennantite | epigenetic | epigenetic sulfide-calcite veins and breccias | massive, epigenetic chalcopyrite-calcite veins; dendrite-like; apparent oscillatory zoning |  |  |  | calcite, anhydrite, luzonite, gersdorffite, betekhtinite, anilite, famatinite, tetrahedrite |  | EMPA, LA-ICPMS, SEM-EDS | TESCAN Integrated Mineral Analyzer (TIMA); laser ablation inductively coupled plasma mass spectrometry (LA-ICP-MS); electron microprobe microanalysis (EPMA); micro X-ray fluorescence (micro-XRF) | AGH University of Kraków, Faculty of Geology, Geophysics and Environmental Protection, 30 Mickiewicza Av., 30-059 Krakow, Poland; Montanuniversität Leoben, Department of Applied Geosciences and Geophysics, Peter-Tunner-Straße 5, 8700 Leoben, Austria |  |  | 35.9576 |  |  |  | 950.5542 | [9 empty] | 51.3158 | [11 empty] | 0.9091 |  | 0.74707 | [13 empty] | 302861.4876 |  | 0.31342 |  |  |  | 320.8187 | [7 empty] | 2.5866 | [13 empty] | 16.2991 |  | 0.9637 | [7 empty] | 0.41089 | [5 empty] | 198.8614 | [15 empty] | 326867.2201 |  | 309.4377 | [9 empty] | 150.4563 | [13 empty] | 0.68719 | [5 empty] | 0.10349 | [7 empty] | 32.1652 |  |  |  |  | 2025 | Foltyn, K., Węgrzynek, D., Bertrandsson Erlandsson, V., Gugała, E., Kozub-Budzyń, G.A., Melcher, F., Szczerbowska-Boruchowska, M., Piestrzyński, A. (2025). Geochemical and mineralogical investigation of germanium-rich chalcopyrite veins from the Cu-Ag Kupferschiefer deposit, Poland. Ore Geology Reviews, 181, 106636. |  | POL | Fore-Sudetic Monocline, SW Poland
| Lubin-Sieroszowice (Rudna) | Lubin-Sieroszowice ore district | Basin hydrothermal | Stratiform sediment-hosted Cu | stratiform sediment-hosted Cu-Ag | Cu, Ag | Ge | Cu, Ag, Ge | Foltyn et al., 2025 |  | B5-1R-8.d |  | underground mine |  |  |  |  | ore material | polished section | grab | mineral separate | [5 empty] | mineralisation | epigenetic sulfide-calcite veins and breccias |  |  | chalcopyrite, bornite, sphalerite, galena, tennantite | epigenetic | epigenetic sulfide-calcite veins and breccias | massive, epigenetic chalcopyrite-calcite veins; dendrite-like; apparent oscillatory zoning |  |  |  | calcite, anhydrite, luzonite, gersdorffite, betekhtinite, anilite, famatinite, tetrahedrite |  | EMPA, LA-ICPMS, SEM-EDS | TESCAN Integrated Mineral Analyzer (TIMA); laser ablation inductively coupled plasma mass spectrometry (LA-ICP-MS); electron microprobe microanalysis (EPMA); micro X-ray fluorescence (micro-XRF) | AGH University of Kraków, Faculty of Geology, Geophysics and Environmental Protection, 30 Mickiewicza Av., 30-059 Krakow, Poland; Montanuniversität Leoben, Department of Applied Geosciences and Geophysics, Peter-Tunner-Straße 5, 8700 Leoben, Austria |  |  | 28.29 |  |  |  | 1071.7738 | [9 empty] | 46.943 | [5 empty] | 2.0482 | [5 empty] | 1.084 | [15 empty] | 299510.7554 |  | 0.27615 |  |  |  | 299.1299 | [7 empty] | 2.6896 | [13 empty] | 14.91 |  | 2.3267 | [7 empty] | 0.49385 | [5 empty] | 184.6185 | [15 empty] | 329859.9181 |  | 258.7916 | [9 empty] | 176.3176 | [13 empty] | 0.65947 | [13 empty] | 35.4265 |  |  |  |  | 2025 | Foltyn, K., Węgrzynek, D., Bertrandsson Erlandsson, V., Gugała, E., Kozub-Budzyń, G.A., Melcher, F., Szczerbowska-Boruchowska, M., Piestrzyński, A. (2025). Geochemical and mineralogical investigation of germanium-rich chalcopyrite veins from the Cu-Ag Kupferschiefer deposit, Poland. Ore Geology Reviews, 181, 106636. |  | POL | Fore-Sudetic Monocline, SW Poland
| Lubin-Sieroszowice (Rudna) | Lubin-Sieroszowice ore district | Basin hydrothermal | Stratiform sediment-hosted Cu | stratiform sediment-hosted Cu-Ag | Cu, Ag | Ge | Cu, Ag, Ge | Foltyn et al., 2025 |  | B5-1R-9.d |  | underground mine |  |  |  |  | ore material | polished section | grab | mineral separate | [5 empty] | mineralisation | epigenetic sulfide-calcite veins and breccias |  |  | chalcopyrite, bornite, sphalerite, galena, tennantite | epigenetic | epigenetic sulfide-calcite veins and breccias | massive, epigenetic chalcopyrite-calcite veins; dendrite-like; apparent oscillatory zoning |  |  |  | calcite, anhydrite, luzonite, gersdorffite, betekhtinite, anilite, famatinite, tetrahedrite |  | EMPA, LA-ICPMS, SEM-EDS | TESCAN Integrated Mineral Analyzer (TIMA); laser ablation inductively coupled plasma mass spectrometry (LA-ICP-MS); electron microprobe microanalysis (EPMA); micro X-ray fluorescence (micro-XRF) | AGH University of Kraków, Faculty of Geology, Geophysics and Environmental Protection, 30 Mickiewicza Av., 30-059 Krakow, Poland; Montanuniversität Leoben, Department of Applied Geosciences and Geophysics, Peter-Tunner-Straße 5, 8700 Leoben, Austria |  |  | 36.7137 |  |  |  | 761.5153 | [9 empty] | 43.8226 | [11 empty] | 0.65254 |  | 0.50282 | [13 empty] | 307531.0627 |  | 0.33646 |  |  |  | 288.2365 | [7 empty] | 2.8153 | [13 empty] | 17.7105 |  | 0.70079 | [7 empty] | 0.44103 | [5 empty] | 171.8082 | [15 empty] | 335562.7577 |  | 234.6492 | [9 empty] | 146.5499 | [13 empty] | 0.67048 | [13 empty] | 28.4986 |  |  |  |  | 2025 | Foltyn, K., Węgrzynek, D., Bertrandsson Erlandsson, V., Gugała, E., Kozub-Budzyń, G.A., Melcher, F., Szczerbowska-Boruchowska, M., Piestrzyński, A. (2025). Geochemical and mineralogical investigation of germanium-rich chalcopyrite veins from the Cu-Ag Kupferschiefer deposit, Poland. Ore Geology Reviews, 181, 106636. |  | POL | Fore-Sudetic Monocline, SW Poland
| Rudna | Lubin-Sieroszowice ore district | Basin hydrothermal | Stratiform sediment-hosted Cu | stratiform sediment-hosted Cu-Ag | Cu, Ag | Ge | Cu, Ag, Ge | Foltyn et al., 2025 |  | RU-G-sph1 edit 2 |  | underground mine |  |  |  |  | ore material | polished section | grab | mineral separate | [5 empty] | mineralisation | epigenetic sulfide-calcite veins and breccias |  |  | chalcopyrite, bornite, sphalerite, galena, tennantite | epigenetic | epigenetic sulfide-calcite veins and breccias | massive, epigenetic chalcopyrite-calcite veins; dendrite-like; apparent oscillatory zoning |  |  |  | calcite, anhydrite, luzonite, gersdorffite, betekhtinite, anilite, famatinite, tetrahedrite |  | EMPA, LA-ICPMS, SEM-EDS | TESCAN Integrated Mineral Analyzer (TIMA); laser ablation inductively coupled plasma mass spectrometry (LA-ICP-MS); electron microprobe microanalysis (EPMA); micro X-ray fluorescence (micro-XRF) | AGH University of Kraków, Faculty of Geology, Geophysics and Environmental Protection, 30 Mickiewicza Av., 30-059 Krakow, Poland; Montanuniversität Leoben, Department of Applied Geosciences and Geophysics, Peter-Tunner-Straße 5, 8700 Leoben, Austria |  |  | 7.6601 |  |  |  | 1.7892 | [15 empty] | 14357.5654 | [5 empty] | 0.87631 | [5 empty] | 781.4499 | [9 empty] | 163.6111 |  | 0.83147 |  |  |  | 1.5776 |  |  |  | 54.0255 |  |  |  | 0.8465 | [29 empty] | 100.8613 | [17 empty] | 0.1951 |  |  |  | 18.5282 | [5 empty] | 21.3027 | [13 empty] | 5.1085 | [13 empty] | 836780.9527 |  |  |  |  | 2025 | Foltyn, K., Węgrzynek, D., Bertrandsson Erlandsson, V., Gugała, E., Kozub-Budzyń, G.A., Melcher, F., Szczerbowska-Boruchowska, M., Piestrzyński, A. (2025). Geochemical and mineralogical investigation of germanium-rich chalcopyrite veins from the Cu-Ag Kupferschiefer deposit, Poland. Ore Geology Reviews, 181, 106636. |  | POL | Fore-Sudetic Monocline, SW Poland
| Lubin-Sieroszowice (Rudna) | Lubin-Sieroszowice ore district | Basin hydrothermal | Stratiform sediment-hosted Cu | stratiform sediment-hosted Cu-Ag | Cu, Ag | Ge | Cu, Ag, Ge | Foltyn et al., 2025 |  | RU-G-sph1 |  | underground mine |  |  |  |  | ore material | polished section | grab | mineral separate | [5 empty] | mineralisation | epigenetic sulfide-calcite veins and breccias |  |  | chalcopyrite, bornite, sphalerite, galena, tennantite | epigenetic | epigenetic sulfide-calcite veins and breccias | massive, epigenetic chalcopyrite-calcite veins; dendrite-like; apparent oscillatory zoning |  |  |  | calcite, anhydrite, luzonite, gersdorffite, betekhtinite, anilite, famatinite, tetrahedrite |  | EMPA, LA-ICPMS, SEM-EDS | TESCAN Integrated Mineral Analyzer (TIMA); laser ablation inductively coupled plasma mass spectrometry (LA-ICP-MS); electron microprobe microanalysis (EPMA); micro X-ray fluorescence (micro-XRF) | AGH University of Kraków, Faculty of Geology, Geophysics and Environmental Protection, 30 Mickiewicza Av., 30-059 Krakow, Poland; Montanuniversität Leoben, Department of Applied Geosciences and Geophysics, Peter-Tunner-Straße 5, 8700 Leoben, Austria |  |  | 10.7172 |  |  |  | 2.6357 | [9 empty] | 0.005071 | [5 empty] | 11439.1469 | [5 empty] | 0.86099 | [5 empty] | 1921.2385 | [9 empty] | 124.9951 |  | 3.4833 |  |  |  | 5.9476 |  |  |  | 63.178 |  |  |  | 2.8655 | [29 empty] | 193.1738 | [17 empty] | 0.2874 |  |  |  | 22.8936 | [5 empty] | 62.5668 | [13 empty] | 14.759 | [13 empty] | 810100.8038 |  |  |  |  | 2025 | Foltyn, K., Węgrzynek, D., Bertrandsson Erlandsson, V., Gugała, E., Kozub-Budzyń, G.A., Melcher, F., Szczerbowska-Boruchowska, M., Piestrzyński, A. (2025). Geochemical and mineralogical investigation of germanium-rich chalcopyrite veins from the Cu-Ag Kupferschiefer deposit, Poland. Ore Geology Reviews, 181, 106636. |  | POL | Fore-Sudetic Monocline, SW Poland
| Lubin-Sieroszowice (Rudna) | Lubin-Sieroszowice ore district | Basin hydrothermal | Stratiform sediment-hosted Cu | stratiform sediment-hosted Cu-Ag | Cu, Ag | Ge | Cu, Ag, Ge | Foltyn et al., 2025 |  | RU-G-sph10 |  | underground mine |  |  |  |  | ore material | polished section | grab | mineral separate | [5 empty] | mineralisation | epigenetic sulfide-calcite veins and breccias |  |  | chalcopyrite, bornite, sphalerite, galena, tennantite | epigenetic | epigenetic sulfide-calcite veins and breccias | massive, epigenetic chalcopyrite-calcite veins; dendrite-like; apparent oscillatory zoning |  |  |  | calcite, anhydrite, luzonite, gersdorffite, betekhtinite, anilite, famatinite, tetrahedrite |  | EMPA, LA-ICPMS, SEM-EDS | TESCAN Integrated Mineral Analyzer (TIMA); laser ablation inductively coupled plasma mass spectrometry (LA-ICP-MS); electron microprobe microanalysis (EPMA); micro X-ray fluorescence (micro-XRF) | AGH University of Kraków, Faculty of Geology, Geophysics and Environmental Protection, 30 Mickiewicza Av., 30-059 Krakow, Poland; Montanuniversität Leoben, Department of Applied Geosciences and Geophysics, Peter-Tunner-Straße 5, 8700 Leoben, Austria |  |  | 8.5273 |  |  |  | 15.9869 | [15 empty] | 7382.8216 | [5 empty] | 3.1301 |  | 0.59729 |  |  |  | 6121.1042 | [9 empty] | 1020.3537 |  | 0.29118 |  |  |  | 3.401 |  |  |  | 59.7656 |  |  |  | 0.27208 | [51 empty] | 16.4246 | [5 empty] | 10.1729 | [19 empty] | 0.090325 | [7 empty] | 847771.051 |  |  |  |  | 2025 | Foltyn, K., Węgrzynek, D., Bertrandsson Erlandsson, V., Gugała, E., Kozub-Budzyń, G.A., Melcher, F., Szczerbowska-Boruchowska, M., Piestrzyński, A. (2025). Geochemical and mineralogical investigation of germanium-rich chalcopyrite veins from the Cu-Ag Kupferschiefer deposit, Poland. Ore Geology Reviews, 181, 106636. |  | POL | Fore-Sudetic Monocline, SW Poland
| Lubin-Sieroszowice (Rudna) | Lubin-Sieroszowice ore district | Basin hydrothermal | Stratiform sediment-hosted Cu | stratiform sediment-hosted Cu-Ag | Cu, Ag | Ge | Cu, Ag, Ge | Foltyn et al., 2025 |  | RU-G-sph11 |  | underground mine |  |  |  |  | ore material | polished section | grab | mineral separate | [5 empty] | mineralisation | epigenetic sulfide-calcite veins and breccias |  |  | chalcopyrite, bornite, sphalerite, galena, tennantite | epigenetic | epigenetic sulfide-calcite veins and breccias | massive, epigenetic chalcopyrite-calcite veins; dendrite-like; apparent oscillatory zoning |  |  |  | calcite, anhydrite, luzonite, gersdorffite, betekhtinite, anilite, famatinite, tetrahedrite |  | EMPA, LA-ICPMS, SEM-EDS | TESCAN Integrated Mineral Analyzer (TIMA); laser ablation inductively coupled plasma mass spectrometry (LA-ICP-MS); electron microprobe microanalysis (EPMA); micro X-ray fluorescence (micro-XRF) | AGH University of Kraków, Faculty of Geology, Geophysics and Environmental Protection, 30 Mickiewicza Av., 30-059 Krakow, Poland; Montanuniversität Leoben, Department of Applied Geosciences and Geophysics, Peter-Tunner-Straße 5, 8700 Leoben, Austria |  |  | 5.5975 |  |  |  | 1.4054 | [15 empty] | 9510.2732 | [5 empty] | 0.75439 |  | 0.67258 |  |  |  | 741.7413 | [9 empty] | 110.801 |  | 1.7302 |  |  |  | 3.4094 |  |  |  | 34.7953 |  |  |  | 2.2059 | [29 empty] | 60.6487 | [21 empty] | 17.5337 | [5 empty] | 85.4178 | [13 empty] | 3.6726 | [13 empty] | 848385.2326 |  |  |  |  | 2025 | Foltyn, K., Węgrzynek, D., Bertrandsson Erlandsson, V., Gugała, E., Kozub-Budzyń, G.A., Melcher, F., Szczerbowska-Boruchowska, M., Piestrzyński, A. (2025). Geochemical and mineralogical investigation of germanium-rich chalcopyrite veins from the Cu-Ag Kupferschiefer deposit, Poland. Ore Geology Reviews, 181, 106636. |  | POL | Fore-Sudetic Monocline, SW Poland
| Lubin-Sieroszowice (Rudna) | Lubin-Sieroszowice ore district | Basin hydrothermal | Stratiform sediment-hosted Cu | stratiform sediment-hosted Cu-Ag | Cu, Ag | Ge | Cu, Ag, Ge | Foltyn et al., 2025 |  | RU-G-sph2 |  | underground mine |  |  |  |  | ore material | polished section | grab | mineral separate | [5 empty] | mineralisation | epigenetic sulfide-calcite veins and breccias |  |  | chalcopyrite, bornite, sphalerite, galena, tennantite | epigenetic | epigenetic sulfide-calcite veins and breccias | massive, epigenetic chalcopyrite-calcite veins; dendrite-like; apparent oscillatory zoning |  |  |  | calcite, anhydrite, luzonite, gersdorffite, betekhtinite, anilite, famatinite, tetrahedrite |  | EMPA, LA-ICPMS, SEM-EDS | TESCAN Integrated Mineral Analyzer (TIMA); laser ablation inductively coupled plasma mass spectrometry (LA-ICP-MS); electron microprobe microanalysis (EPMA); micro X-ray fluorescence (micro-XRF) | AGH University of Kraków, Faculty of Geology, Geophysics and Environmental Protection, 30 Mickiewicza Av., 30-059 Krakow, Poland; Montanuniversität Leoben, Department of Applied Geosciences and Geophysics, Peter-Tunner-Straße 5, 8700 Leoben, Austria |  |  | 7.6187 |  |  |  | 1.5837 | [9 empty] | 0.010711 | [5 empty] | 10421.4047 | [5 empty] | 0.87327 | [5 empty] | 1170.5993 | [9 empty] | 122.052 |  | 2.0098 |  |  |  | 3.6575 |  |  |  | 45.8435 |  |  |  | 1.243 | [29 empty] | 121.0542 | [21 empty] | 21.4739 | [5 empty] | 59.9862 | [13 empty] | 9.4826 | [13 empty] | 827540.6083 |  |  |  |  | 2025 | Foltyn, K., Węgrzynek, D., Bertrandsson Erlandsson, V., Gugała, E., Kozub-Budzyń, G.A., Melcher, F., Szczerbowska-Boruchowska, M., Piestrzyński, A. (2025). Geochemical and mineralogical investigation of germanium-rich chalcopyrite veins from the Cu-Ag Kupferschiefer deposit, Poland. Ore Geology Reviews, 181, 106636. |  | POL | Fore-Sudetic Monocline, SW Poland
| Lubin-Sieroszowice (Rudna) | Lubin-Sieroszowice ore district | Basin hydrothermal | Stratiform sediment-hosted Cu | stratiform sediment-hosted Cu-Ag | Cu, Ag | Ge | Cu, Ag, Ge | Foltyn et al., 2025 |  | RU-G-sph3 |  | underground mine |  |  |  |  | ore material | polished section | grab | mineral separate | [5 empty] | mineralisation | epigenetic sulfide-calcite veins and breccias |  |  | chalcopyrite, bornite, sphalerite, galena, tennantite | epigenetic | epigenetic sulfide-calcite veins and breccias | massive, epigenetic chalcopyrite-calcite veins; dendrite-like; apparent oscillatory zoning |  |  |  | calcite, anhydrite, luzonite, gersdorffite, betekhtinite, anilite, famatinite, tetrahedrite |  | EMPA, LA-ICPMS, SEM-EDS | TESCAN Integrated Mineral Analyzer (TIMA); laser ablation inductively coupled plasma mass spectrometry (LA-ICP-MS); electron microprobe microanalysis (EPMA); micro X-ray fluorescence (micro-XRF) | AGH University of Kraków, Faculty of Geology, Geophysics and Environmental Protection, 30 Mickiewicza Av., 30-059 Krakow, Poland; Montanuniversität Leoben, Department of Applied Geosciences and Geophysics, Peter-Tunner-Straße 5, 8700 Leoben, Austria |  |  | 5.8084 |  |  |  | 2.0793 | [9 empty] | 0.005551 | [5 empty] | 11516.388 | [5 empty] | 0.73159 | [5 empty] | 1720.9695 | [9 empty] | 135.6226 |  | 3.16 |  |  |  | 6.7519 |  |  |  | 42.015 |  |  |  | 3.269 | [29 empty] | 119.4304 | [17 empty] | 0.18469 |  |  |  | 20.7249 | [5 empty] | 80.758 | [13 empty] | 10.6243 | [13 empty] | 840041.6976 |  |  |  |  | 2025 | Foltyn, K., Węgrzynek, D., Bertrandsson Erlandsson, V., Gugała, E., Kozub-Budzyń, G.A., Melcher, F., Szczerbowska-Boruchowska, M., Piestrzyński, A. (2025). Geochemical and mineralogical investigation of germanium-rich chalcopyrite veins from the Cu-Ag Kupferschiefer deposit, Poland. Ore Geology Reviews, 181, 106636. |  | POL | Fore-Sudetic Monocline, SW Poland
| Lubin-Sieroszowice (Rudna) | Lubin-Sieroszowice ore district | Basin hydrothermal | Stratiform sediment-hosted Cu | stratiform sediment-hosted Cu-Ag | Cu, Ag | Ge | Cu, Ag, Ge | Foltyn et al., 2025 |  | RU-G-sph5 |  | underground mine |  |  |  |  | ore material | polished section | grab | mineral separate | [5 empty] | mineralisation | epigenetic sulfide-calcite veins and breccias |  |  | chalcopyrite, bornite, sphalerite, galena, tennantite | epigenetic | epigenetic sulfide-calcite veins and breccias | massive, epigenetic chalcopyrite-calcite veins; dendrite-like; apparent oscillatory zoning |  |  |  | calcite, anhydrite, luzonite, gersdorffite, betekhtinite, anilite, famatinite, tetrahedrite |  | EMPA, LA-ICPMS, SEM-EDS | TESCAN Integrated Mineral Analyzer (TIMA); laser ablation inductively coupled plasma mass spectrometry (LA-ICP-MS); electron microprobe microanalysis (EPMA); micro X-ray fluorescence (micro-XRF) | AGH University of Kraków, Faculty of Geology, Geophysics and Environmental Protection, 30 Mickiewicza Av., 30-059 Krakow, Poland; Montanuniversität Leoben, Department of Applied Geosciences and Geophysics, Peter-Tunner-Straße 5, 8700 Leoben, Austria |  |  | 7.5069 |  |  |  | 1.3067 | [9 empty] | 0.005899 | [5 empty] | 7908.4685 | [5 empty] | 0.77245 | [5 empty] | 305.9247 | [9 empty] | 101.8219 |  | 0.67533 |  |  |  | 0.73318 |  |  |  | 61.2495 |  |  |  | 0.56971 | [29 empty] | 50.3853 | [21 empty] | 18.0039 | [5 empty] | 27.8495 | [13 empty] | 1.3116 | [13 empty] | 843152.3967 |  |  |  |  | 2025 | Foltyn, K., Węgrzynek, D., Bertrandsson Erlandsson, V., Gugała, E., Kozub-Budzyń, G.A., Melcher, F., Szczerbowska-Boruchowska, M., Piestrzyński, A. (2025). Geochemical and mineralogical investigation of germanium-rich chalcopyrite veins from the Cu-Ag Kupferschiefer deposit, Poland. Ore Geology Reviews, 181, 106636. |  | POL | Fore-Sudetic Monocline, SW Poland
| Lubin-Sieroszowice (Rudna) | Lubin-Sieroszowice ore district | Basin hydrothermal | Stratiform sediment-hosted Cu | stratiform sediment-hosted Cu-Ag | Cu, Ag | Ge | Cu, Ag, Ge | Foltyn et al., 2025 |  | RU-G-sph6 |  | underground mine |  |  |  |  | ore material | polished section | grab | mineral separate | [5 empty] | mineralisation | epigenetic sulfide-calcite veins and breccias |  |  | chalcopyrite, bornite, sphalerite, galena, tennantite | epigenetic | epigenetic sulfide-calcite veins and breccias | massive, epigenetic chalcopyrite-calcite veins; dendrite-like; apparent oscillatory zoning |  |  |  | calcite, anhydrite, luzonite, gersdorffite, betekhtinite, anilite, famatinite, tetrahedrite |  | EMPA, LA-ICPMS, SEM-EDS | TESCAN Integrated Mineral Analyzer (TIMA); laser ablation inductively coupled plasma mass spectrometry (LA-ICP-MS); electron microprobe microanalysis (EPMA); micro X-ray fluorescence (micro-XRF) | AGH University of Kraków, Faculty of Geology, Geophysics and Environmental Protection, 30 Mickiewicza Av., 30-059 Krakow, Poland; Montanuniversität Leoben, Department of Applied Geosciences and Geophysics, Peter-Tunner-Straße 5, 8700 Leoben, Austria |  |  | 10.0692 |  |  |  | 3.0622 | [15 empty] | 10600.4488 | [5 empty] | 0.74592 |  | 0.58256 |  |  |  | 1479.7338 | [9 empty] | 132.4968 |  | 2.7693 |  |  |  | 4.4354 |  |  |  | 60.1161 |  |  |  | 4.8003 | [29 empty] | 123.5355 | [17 empty] | 0.11631 |  |  |  | 19.7312 | [5 empty] | 208.3818 | [13 empty] | 8.4298 | [13 empty] | 830200.5885 |  |  |  |  | 2025 | Foltyn, K., Węgrzynek, D., Bertrandsson Erlandsson, V., Gugała, E., Kozub-Budzyń, G.A., Melcher, F., Szczerbowska-Boruchowska, M., Piestrzyński, A. (2025). Geochemical and mineralogical investigation of germanium-rich chalcopyrite veins from the Cu-Ag Kupferschiefer deposit, Poland. Ore Geology Reviews, 181, 106636. |  | POL | Fore-Sudetic Monocline, SW Poland
| Lubin-Sieroszowice (Rudna) | Lubin-Sieroszowice ore district | Basin hydrothermal | Stratiform sediment-hosted Cu | stratiform sediment-hosted Cu-Ag | Cu, Ag | Ge | Cu, Ag, Ge | Foltyn et al., 2025 |  | RU-G-sph7 |  | underground mine |  |  |  |  | ore material | polished section | grab | mineral separate | [5 empty] | mineralisation | epigenetic sulfide-calcite veins and breccias |  |  | chalcopyrite, bornite, sphalerite, galena, tennantite | epigenetic | epigenetic sulfide-calcite veins and breccias | massive, epigenetic chalcopyrite-calcite veins; dendrite-like; apparent oscillatory zoning |  |  |  | calcite, anhydrite, luzonite, gersdorffite, betekhtinite, anilite, famatinite, tetrahedrite |  | EMPA, LA-ICPMS, SEM-EDS | TESCAN Integrated Mineral Analyzer (TIMA); laser ablation inductively coupled plasma mass spectrometry (LA-ICP-MS); electron microprobe microanalysis (EPMA); micro X-ray fluorescence (micro-XRF) | AGH University of Kraków, Faculty of Geology, Geophysics and Environmental Protection, 30 Mickiewicza Av., 30-059 Krakow, Poland; Montanuniversität Leoben, Department of Applied Geosciences and Geophysics, Peter-Tunner-Straße 5, 8700 Leoben, Austria |  |  | 9.7098 |  |  |  | 2.0039 | [15 empty] | 11713.5019 | [5 empty] | 0.73746 | [5 empty] | 1061.8996 | [9 empty] | 129.9572 |  | 2.0235 |  |  |  | 3.6261 |  |  |  | 53.6587 |  |  |  | 3.2694 | [29 empty] | 103.8044 | [21 empty] | 19.4564 | [5 empty] | 119.8357 | [13 empty] | 5.3551 | [13 empty] | 830174.4734 |  |  |  |  | 2025 | Foltyn, K., Węgrzynek, D., Bertrandsson Erlandsson, V., Gugała, E., Kozub-Budzyń, G.A., Melcher, F., Szczerbowska-Boruchowska, M., Piestrzyński, A. (2025). Geochemical and mineralogical investigation of germanium-rich chalcopyrite veins from the Cu-Ag Kupferschiefer deposit, Poland. Ore Geology Reviews, 181, 106636. |  | POL | Fore-Sudetic Monocline, SW Poland
| Lubin-Sieroszowice (Rudna) | Lubin-Sieroszowice ore district | Basin hydrothermal | Stratiform sediment-hosted Cu | stratiform sediment-hosted Cu-Ag | Cu, Ag | Ge | Cu, Ag, Ge | Foltyn et al., 2025 |  | RU-G-sph8 |  | underground mine |  |  |  |  | ore material | polished section | grab | mineral separate | [5 empty] | mineralisation | epigenetic sulfide-calcite veins and breccias |  |  | chalcopyrite, bornite, sphalerite, galena, tennantite | epigenetic | epigenetic sulfide-calcite veins and breccias | massive, epigenetic chalcopyrite-calcite veins; dendrite-like; apparent oscillatory zoning |  |  |  | calcite, anhydrite, luzonite, gersdorffite, betekhtinite, anilite, famatinite, tetrahedrite |  | EMPA, LA-ICPMS, SEM-EDS | TESCAN Integrated Mineral Analyzer (TIMA); laser ablation inductively coupled plasma mass spectrometry (LA-ICP-MS); electron microprobe microanalysis (EPMA); micro X-ray fluorescence (micro-XRF) | AGH University of Kraków, Faculty of Geology, Geophysics and Environmental Protection, 30 Mickiewicza Av., 30-059 Krakow, Poland; Montanuniversität Leoben, Department of Applied Geosciences and Geophysics, Peter-Tunner-Straße 5, 8700 Leoben, Austria |  |  | 3.9094 |  |  |  | 1.2648 | [15 empty] | 12047.6734 | [5 empty] | 0.68159 |  | 0.52915 |  |  |  | 1211.1655 | [9 empty] | 131.969 |  | 2.4932 |  |  |  | 4.0903 |  |  |  | 51.933 |  |  |  | 4.2105 | [23 empty] | 0.1443 | [5 empty] | 79.73 | [21 empty] | 17.3038 | [5 empty] | 130.7794 | [13 empty] | 7.8145 | [13 empty] | 835973.3451 |  |  |  |  | 2025 | Foltyn, K., Węgrzynek, D., Bertrandsson Erlandsson, V., Gugała, E., Kozub-Budzyń, G.A., Melcher, F., Szczerbowska-Boruchowska, M., Piestrzyński, A. (2025). Geochemical and mineralogical investigation of germanium-rich chalcopyrite veins from the Cu-Ag Kupferschiefer deposit, Poland. Ore Geology Reviews, 181, 106636. |  | POL | Fore-Sudetic Monocline, SW Poland
| Lubin-Sieroszowice (Rudna) | Lubin-Sieroszowice ore district | Basin hydrothermal | Stratiform sediment-hosted Cu | stratiform sediment-hosted Cu-Ag | Cu, Ag | Ge | Cu, Ag, Ge | Foltyn et al., 2025 |  | RU-G-sph9 |  | underground mine |  |  |  |  | ore material | polished section | grab | mineral separate | [5 empty] | mineralisation | epigenetic sulfide-calcite veins and breccias |  |  | chalcopyrite, bornite, sphalerite, galena, tennantite | epigenetic | epigenetic sulfide-calcite veins and breccias | massive, epigenetic chalcopyrite-calcite veins; dendrite-like; apparent oscillatory zoning |  |  |  | calcite, anhydrite, luzonite, gersdorffite, betekhtinite, anilite, famatinite, tetrahedrite |  | EMPA, LA-ICPMS, SEM-EDS | TESCAN Integrated Mineral Analyzer (TIMA); laser ablation inductively coupled plasma mass spectrometry (LA-ICP-MS); electron microprobe microanalysis (EPMA); micro X-ray fluorescence (micro-XRF) | AGH University of Kraków, Faculty of Geology, Geophysics and Environmental Protection, 30 Mickiewicza Av., 30-059 Krakow, Poland; Montanuniversität Leoben, Department of Applied Geosciences and Geophysics, Peter-Tunner-Straße 5, 8700 Leoben, Austria |  |  | 2.6644 |  |  |  | 0.94192 | [15 empty] | 6071.7445 | [5 empty] | 0.57645 |  | 0.83792 |  |  |  | 958.1505 | [9 empty] | 89.285 |  | 5.6006 |  |  |  | 2.9842 |  |  |  | 62.1351 |  |  |  | 4.0533 | [23 empty] | 0.1679 | [5 empty] | 76.1086 | [17 empty] | 0.10851 |  |  |  | 20.5968 | [5 empty] | 123.6826 | [13 empty] | 8.246 | [13 empty] | 845186.9611 |  |  |  |  | 2025 | Foltyn, K., Węgrzynek, D., Bertrandsson Erlandsson, V., Gugała, E., Kozub-Budzyń, G.A., Melcher, F., Szczerbowska-Boruchowska, M., Piestrzyński, A. (2025). Geochemical and mineralogical investigation of germanium-rich chalcopyrite veins from the Cu-Ag Kupferschiefer deposit, Poland. Ore Geology Reviews, 181, 106636. |  | POL | Fore-Sudetic Monocline, SW Poland
| Lubin-Sieroszowice (Rudna) | Lubin-Sieroszowice ore district | Basin hydrothermal | Stratiform sediment-hosted Cu | stratiform sediment-hosted Cu-Ag | Cu, Ag | Ge | Cu, Ag, Ge | Foltyn et al., 2025 |  | RU-G-sph4 |  | underground mine |  |  |  |  | ore material | polished section | grab | mineral separate | [5 empty] | mineralisation | epigenetic sulfide-calcite veins and breccias |  |  | chalcopyrite, bornite, sphalerite, galena, tennantite | epigenetic | epigenetic sulfide-calcite veins and breccias | massive, epigenetic chalcopyrite-calcite veins; dendrite-like; apparent oscillatory zoning |  |  |  | calcite, anhydrite, luzonite, gersdorffite, betekhtinite, anilite, famatinite, tetrahedrite |  | EMPA, LA-ICPMS, SEM-EDS | TESCAN Integrated Mineral Analyzer (TIMA); laser ablation inductively coupled plasma mass spectrometry (LA-ICP-MS); electron microprobe microanalysis (EPMA); micro X-ray fluorescence (micro-XRF) | AGH University of Kraków, Faculty of Geology, Geophysics and Environmental Protection, 30 Mickiewicza Av., 30-059 Krakow, Poland; Montanuniversität Leoben, Department of Applied Geosciences and Geophysics, Peter-Tunner-Straße 5, 8700 Leoben, Austria |  |  | 3.5613 |  |  |  | 0.61064 | [9 empty] | 0.007795 | [5 empty] | 8151.2704 | [5 empty] | 0.76175 | [5 empty] | 729.8399 | [9 empty] | 107.8795 |  | 1.3743 |  |  |  | 1.5683 |  |  |  | 113.7987 |  |  |  | 0.46667 | [15 empty] | 0.034493 | [13 empty] | 72.179 | [21 empty] | 21.9769 | [5 empty] | 33.9981 | [13 empty] | 7.373 | [13 empty] | 824660.2846 |  |  |  |  | 2025 | Foltyn, K., Węgrzynek, D., Bertrandsson Erlandsson, V., Gugała, E., Kozub-Budzyń, G.A., Melcher, F., Szczerbowska-Boruchowska, M., Piestrzyński, A. (2025). Geochemical and mineralogical investigation of germanium-rich chalcopyrite veins from the Cu-Ag Kupferschiefer deposit, Poland. Ore Geology Reviews, 181, 106636. |  | POL | Fore-Sudetic Monocline, SW Poland
| Rudna | Lubin-Sieroszowice ore district | Basin hydrothermal | Stratiform sediment-hosted Cu | stratiform sediment-hosted Cu-Ag | Cu, Ag | Ge | Cu, Ag, Ge | Foltyn et al., 2025 |  | RU-G-brn1.d |  | underground mine |  |  |  |  | ore material | polished section | grab | mineral separate | [5 empty] | mineralisation | epigenetic sulfide-calcite veins and breccias |  |  | chalcopyrite, bornite, sphalerite, galena, tennantite | epigenetic | epigenetic sulfide-calcite veins and breccias | massive, epigenetic chalcopyrite-calcite veins; dendrite-like; apparent oscillatory zoning |  |  |  | calcite, anhydrite, luzonite, gersdorffite, betekhtinite, anilite, famatinite, tetrahedrite |  | EMPA, LA-ICPMS, SEM-EDS | TESCAN Integrated Mineral Analyzer (TIMA); laser ablation inductively coupled plasma mass spectrometry (LA-ICP-MS); electron microprobe microanalysis (EPMA); micro X-ray fluorescence (micro-XRF) | AGH University of Kraków, Faculty of Geology, Geophysics and Environmental Protection, 30 Mickiewicza Av., 30-059 Krakow, Poland; Montanuniversität Leoben, Department of Applied Geosciences and Geophysics, Peter-Tunner-Straße 5, 8700 Leoben, Austria |  |  | 333.2342 |  |  |  | 31.6702 | [9 empty] | 0.10198 | [27 empty] | 124820.654 | [5 empty] | 8.2924 | [7 empty] | 0.13698 | [13 empty] | 1.3285 | [15 empty] | 77.4923 | [15 empty] | 287499.0411 |  | 0.35577 | [9 empty] | 44.6418 | [13 empty] | 1.0104 | [18 empty] | 2025 | Foltyn, K., Węgrzynek, D., Bertrandsson Erlandsson, V., Gugała, E., Kozub-Budzyń, G.A., Melcher, F., Szczerbowska-Boruchowska, M., Piestrzyński, A. (2025). Geochemical and mineralogical investigation of germanium-rich chalcopyrite veins from the Cu-Ag Kupferschiefer deposit, Poland. Ore Geology Reviews, 181, 106636. |  | POL | Fore-Sudetic Monocline, SW Poland
| Lubin-Sieroszowice (Rudna) | Lubin-Sieroszowice ore district | Basin hydrothermal | Stratiform sediment-hosted Cu | stratiform sediment-hosted Cu-Ag | Cu, Ag | Ge | Cu, Ag, Ge | Foltyn et al., 2025 |  | RU-G-brn10.d |  | underground mine |  |  |  |  | ore material | polished section | grab | mineral separate | [5 empty] | mineralisation | epigenetic sulfide-calcite veins and breccias |  |  | chalcopyrite, bornite, sphalerite, galena, tennantite | epigenetic | epigenetic sulfide-calcite veins and breccias | massive, epigenetic chalcopyrite-calcite veins; dendrite-like; apparent oscillatory zoning |  |  |  | calcite, anhydrite, luzonite, gersdorffite, betekhtinite, anilite, famatinite, tetrahedrite |  | EMPA, LA-ICPMS, SEM-EDS | TESCAN Integrated Mineral Analyzer (TIMA); laser ablation inductively coupled plasma mass spectrometry (LA-ICP-MS); electron microprobe microanalysis (EPMA); micro X-ray fluorescence (micro-XRF) | AGH University of Kraków, Faculty of Geology, Geophysics and Environmental Protection, 30 Mickiewicza Av., 30-059 Krakow, Poland; Montanuniversität Leoben, Department of Applied Geosciences and Geophysics, Peter-Tunner-Straße 5, 8700 Leoben, Austria |  |  | 260.5066 |  |  |  | 23.4137 | [9 empty] | 0.056238 | [11 empty] | 0.28272 | [15 empty] | 124044.1647 | [5 empty] | 5.9784 | [7 empty] | 0.13414 | [13 empty] | 1.4796 | [15 empty] | 80.7492 | [15 empty] | 265414.8968 |  | 0.14254 | [9 empty] | 41.4629 | [13 empty] | 0.35822 | [18 empty] | 2025 | Foltyn, K., Węgrzynek, D., Bertrandsson Erlandsson, V., Gugała, E., Kozub-Budzyń, G.A., Melcher, F., Szczerbowska-Boruchowska, M., Piestrzyński, A. (2025). Geochemical and mineralogical investigation of germanium-rich chalcopyrite veins from the Cu-Ag Kupferschiefer deposit, Poland. Ore Geology Reviews, 181, 106636. |  | POL | Fore-Sudetic Monocline, SW Poland
| Lubin-Sieroszowice (Rudna) | Lubin-Sieroszowice ore district | Basin hydrothermal | Stratiform sediment-hosted Cu | stratiform sediment-hosted Cu-Ag | Cu, Ag | Ge | Cu, Ag, Ge | Foltyn et al., 2025 |  | RU-G-brn2.d |  | underground mine |  |  |  |  | ore material | polished section | grab | mineral separate | [5 empty] | mineralisation | epigenetic sulfide-calcite veins and breccias |  |  | chalcopyrite, bornite, sphalerite, galena, tennantite | epigenetic | epigenetic sulfide-calcite veins and breccias | massive, epigenetic chalcopyrite-calcite veins; dendrite-like; apparent oscillatory zoning |  |  |  | calcite, anhydrite, luzonite, gersdorffite, betekhtinite, anilite, famatinite, tetrahedrite |  | EMPA, LA-ICPMS, SEM-EDS | TESCAN Integrated Mineral Analyzer (TIMA); laser ablation inductively coupled plasma mass spectrometry (LA-ICP-MS); electron microprobe microanalysis (EPMA); micro X-ray fluorescence (micro-XRF) | AGH University of Kraków, Faculty of Geology, Geophysics and Environmental Protection, 30 Mickiewicza Av., 30-059 Krakow, Poland; Montanuniversität Leoben, Department of Applied Geosciences and Geophysics, Peter-Tunner-Straße 5, 8700 Leoben, Austria |  |  | 238.5234 |  |  |  | 74.3895 | [9 empty] | 0.046446 | [27 empty] | 122490.5421 | [5 empty] | 6.2962 | [7 empty] | 0.2467 | [13 empty] | 1.0051 | [15 empty] | 106.514 | [15 empty] | 271300.3433 |  | 1.1959 | [9 empty] | 75.1094 | [13 empty] | 0.35035 | [18 empty] | 2025 | Foltyn, K., Węgrzynek, D., Bertrandsson Erlandsson, V., Gugała, E., Kozub-Budzyń, G.A., Melcher, F., Szczerbowska-Boruchowska, M., Piestrzyński, A. (2025). Geochemical and mineralogical investigation of germanium-rich chalcopyrite veins from the Cu-Ag Kupferschiefer deposit, Poland. Ore Geology Reviews, 181, 106636. |  | POL | Fore-Sudetic Monocline, SW Poland
| Lubin-Sieroszowice (Rudna) | Lubin-Sieroszowice ore district | Basin hydrothermal | Stratiform sediment-hosted Cu | stratiform sediment-hosted Cu-Ag | Cu, Ag | Ge | Cu, Ag, Ge | Foltyn et al., 2025 |  | RU-G-brn3.d |  | underground mine |  |  |  |  | ore material | polished section | grab | mineral separate | [5 empty] | mineralisation | epigenetic sulfide-calcite veins and breccias |  |  | chalcopyrite, bornite, sphalerite, galena, tennantite | epigenetic | epigenetic sulfide-calcite veins and breccias | massive, epigenetic chalcopyrite-calcite veins; dendrite-like; apparent oscillatory zoning |  |  |  | calcite, anhydrite, luzonite, gersdorffite, betekhtinite, anilite, famatinite, tetrahedrite |  | EMPA, LA-ICPMS, SEM-EDS | TESCAN Integrated Mineral Analyzer (TIMA); laser ablation inductively coupled plasma mass spectrometry (LA-ICP-MS); electron microprobe microanalysis (EPMA); micro X-ray fluorescence (micro-XRF) | AGH University of Kraków, Faculty of Geology, Geophysics and Environmental Protection, 30 Mickiewicza Av., 30-059 Krakow, Poland; Montanuniversität Leoben, Department of Applied Geosciences and Geophysics, Peter-Tunner-Straße 5, 8700 Leoben, Austria |  |  | 257.7026 |  |  |  | 14.8355 | [9 empty] | 0.031549 | [27 empty] | 125126.3204 | [5 empty] | 8.8058 | [7 empty] | 0.10779 | [13 empty] | 1.6779 | [15 empty] | 88.6763 | [15 empty] | 270532.0163 |  | 0.22068 | [9 empty] | 14.991 | [13 empty] | 0.41774 | [18 empty] | 2025 | Foltyn, K., Węgrzynek, D., Bertrandsson Erlandsson, V., Gugała, E., Kozub-Budzyń, G.A., Melcher, F., Szczerbowska-Boruchowska, M., Piestrzyński, A. (2025). Geochemical and mineralogical investigation of germanium-rich chalcopyrite veins from the Cu-Ag Kupferschiefer deposit, Poland. Ore Geology Reviews, 181, 106636. |  | POL | Fore-Sudetic Monocline, SW Poland
| Lubin-Sieroszowice (Rudna) | Lubin-Sieroszowice ore district | Basin hydrothermal | Stratiform sediment-hosted Cu | stratiform sediment-hosted Cu-Ag | Cu, Ag | Ge | Cu, Ag, Ge | Foltyn et al., 2025 |  | RU-G-brn4.d |  | underground mine |  |  |  |  | ore material | polished section | grab | mineral separate | [5 empty] | mineralisation | epigenetic sulfide-calcite veins and breccias |  |  | chalcopyrite, bornite, sphalerite, galena, tennantite | epigenetic | epigenetic sulfide-calcite veins and breccias | massive, epigenetic chalcopyrite-calcite veins; dendrite-like; apparent oscillatory zoning |  |  |  | calcite, anhydrite, luzonite, gersdorffite, betekhtinite, anilite, famatinite, tetrahedrite |  | EMPA, LA-ICPMS, SEM-EDS | TESCAN Integrated Mineral Analyzer (TIMA); laser ablation inductively coupled plasma mass spectrometry (LA-ICP-MS); electron microprobe microanalysis (EPMA); micro X-ray fluorescence (micro-XRF) | AGH University of Kraków, Faculty of Geology, Geophysics and Environmental Protection, 30 Mickiewicza Av., 30-059 Krakow, Poland; Montanuniversität Leoben, Department of Applied Geosciences and Geophysics, Peter-Tunner-Straße 5, 8700 Leoben, Austria |  |  | 270.3375 |  |  |  | 43.85 | [37 empty] | 123066.0059 |  | 0.11726 |  |  |  | 6.8193 | [7 empty] | 0.19845 | [13 empty] | 1.6247 | [15 empty] | 104.9055 | [15 empty] | 265873.007 |  | 0.49003 | [9 empty] | 58.5214 | [13 empty] | 0.45309 | [18 empty] | 2025 | Foltyn, K., Węgrzynek, D., Bertrandsson Erlandsson, V., Gugała, E., Kozub-Budzyń, G.A., Melcher, F., Szczerbowska-Boruchowska, M., Piestrzyński, A. (2025). Geochemical and mineralogical investigation of germanium-rich chalcopyrite veins from the Cu-Ag Kupferschiefer deposit, Poland. Ore Geology Reviews, 181, 106636. |  | POL | Fore-Sudetic Monocline, SW Poland
| Lubin-Sieroszowice (Rudna) | Lubin-Sieroszowice ore district | Basin hydrothermal | Stratiform sediment-hosted Cu | stratiform sediment-hosted Cu-Ag | Cu, Ag | Ge | Cu, Ag, Ge | Foltyn et al., 2025 |  | RU-G-brn5.d |  | underground mine |  |  |  |  | ore material | polished section | grab | mineral separate | [5 empty] | mineralisation | epigenetic sulfide-calcite veins and breccias |  |  | chalcopyrite, bornite, sphalerite, galena, tennantite | epigenetic | epigenetic sulfide-calcite veins and breccias | massive, epigenetic chalcopyrite-calcite veins; dendrite-like; apparent oscillatory zoning |  |  |  | calcite, anhydrite, luzonite, gersdorffite, betekhtinite, anilite, famatinite, tetrahedrite |  | EMPA, LA-ICPMS, SEM-EDS | TESCAN Integrated Mineral Analyzer (TIMA); laser ablation inductively coupled plasma mass spectrometry (LA-ICP-MS); electron microprobe microanalysis (EPMA); micro X-ray fluorescence (micro-XRF) | AGH University of Kraków, Faculty of Geology, Geophysics and Environmental Protection, 30 Mickiewicza Av., 30-059 Krakow, Poland; Montanuniversität Leoben, Department of Applied Geosciences and Geophysics, Peter-Tunner-Straße 5, 8700 Leoben, Austria |  |  | 242.5035 |  |  |  | 56.8304 | [21 empty] | 1.2262 | [15 empty] | 124349.8165 |  | 0.086813 |  |  |  | 7.0723 |  |  |  | 1.1902 |  |  |  | 0.15614 | [13 empty] | 1.5458 | [9 empty] | 1.0387 | [5 empty] | 82.812 | [15 empty] | 270432.5523 |  | 0.50182 | [9 empty] | 63.3176 | [13 empty] | 0.22417 | [13 empty] | 45.5316 |  |  |  |  | 2025 | Foltyn, K., Węgrzynek, D., Bertrandsson Erlandsson, V., Gugała, E., Kozub-Budzyń, G.A., Melcher, F., Szczerbowska-Boruchowska, M., Piestrzyński, A. (2025). Geochemical and mineralogical investigation of germanium-rich chalcopyrite veins from the Cu-Ag Kupferschiefer deposit, Poland. Ore Geology Reviews, 181, 106636. |  | POL | Fore-Sudetic Monocline, SW Poland
| Lubin-Sieroszowice (Rudna) | Lubin-Sieroszowice ore district | Basin hydrothermal | Stratiform sediment-hosted Cu | stratiform sediment-hosted Cu-Ag | Cu, Ag | Ge | Cu, Ag, Ge | Foltyn et al., 2025 |  | RU-G-brn6.d |  | underground mine |  |  |  |  | ore material | polished section | grab | mineral separate | [5 empty] | mineralisation | epigenetic sulfide-calcite veins and breccias |  |  | chalcopyrite, bornite, sphalerite, galena, tennantite | epigenetic | epigenetic sulfide-calcite veins and breccias | massive, epigenetic chalcopyrite-calcite veins; dendrite-like; apparent oscillatory zoning |  |  |  | calcite, anhydrite, luzonite, gersdorffite, betekhtinite, anilite, famatinite, tetrahedrite |  | EMPA, LA-ICPMS, SEM-EDS | TESCAN Integrated Mineral Analyzer (TIMA); laser ablation inductively coupled plasma mass spectrometry (LA-ICP-MS); electron microprobe microanalysis (EPMA); micro X-ray fluorescence (micro-XRF) | AGH University of Kraków, Faculty of Geology, Geophysics and Environmental Protection, 30 Mickiewicza Av., 30-059 Krakow, Poland; Montanuniversität Leoben, Department of Applied Geosciences and Geophysics, Peter-Tunner-Straße 5, 8700 Leoben, Austria |  |  | 267.7863 |  |  |  | 34.5599 | [9 empty] | 0.055209 | [27 empty] | 124496.84 |  | 0.054113 |  |  |  | 7.3093 |  |  |  | 1.5308 |  |  |  | 0.14585 | [13 empty] | 1.8297 | [15 empty] | 82.0081 | [15 empty] | 258744.0271 |  | 0.35933 | [9 empty] | 43.3666 | [13 empty] | 0.60256 | [18 empty] | 2025 | Foltyn, K., Węgrzynek, D., Bertrandsson Erlandsson, V., Gugała, E., Kozub-Budzyń, G.A., Melcher, F., Szczerbowska-Boruchowska, M., Piestrzyński, A. (2025). Geochemical and mineralogical investigation of germanium-rich chalcopyrite veins from the Cu-Ag Kupferschiefer deposit, Poland. Ore Geology Reviews, 181, 106636. |  | POL | Fore-Sudetic Monocline, SW Poland
| Lubin-Sieroszowice (Rudna) | Lubin-Sieroszowice ore district | Basin hydrothermal | Stratiform sediment-hosted Cu | stratiform sediment-hosted Cu-Ag | Cu, Ag | Ge | Cu, Ag, Ge | Foltyn et al., 2025 |  | RU-G-brn7.d |  | underground mine |  |  |  |  | ore material | polished section | grab | mineral separate | [5 empty] | mineralisation | epigenetic sulfide-calcite veins and breccias |  |  | chalcopyrite, bornite, sphalerite, galena, tennantite | epigenetic | epigenetic sulfide-calcite veins and breccias | massive, epigenetic chalcopyrite-calcite veins; dendrite-like; apparent oscillatory zoning |  |  |  | calcite, anhydrite, luzonite, gersdorffite, betekhtinite, anilite, famatinite, tetrahedrite |  | EMPA, LA-ICPMS, SEM-EDS | TESCAN Integrated Mineral Analyzer (TIMA); laser ablation inductively coupled plasma mass spectrometry (LA-ICP-MS); electron microprobe microanalysis (EPMA); micro X-ray fluorescence (micro-XRF) | AGH University of Kraków, Faculty of Geology, Geophysics and Environmental Protection, 30 Mickiewicza Av., 30-059 Krakow, Poland; Montanuniversität Leoben, Department of Applied Geosciences and Geophysics, Peter-Tunner-Straße 5, 8700 Leoben, Austria |  |  | 251.0789 |  |  |  | 53.9014 | [37 empty] | 123129.9445 | [5 empty] | 6.1001 |  |  |  | 2.0163 |  |  |  | 0.31843 | [13 empty] | 1.9632 | [15 empty] | 98.0491 | [15 empty] | 269581.3714 |  | 0.36461 | [9 empty] | 83.6609 | [13 empty] | 0.84455 | [18 empty] | 2025 | Foltyn, K., Węgrzynek, D., Bertrandsson Erlandsson, V., Gugała, E., Kozub-Budzyń, G.A., Melcher, F., Szczerbowska-Boruchowska, M., Piestrzyński, A. (2025). Geochemical and mineralogical investigation of germanium-rich chalcopyrite veins from the Cu-Ag Kupferschiefer deposit, Poland. Ore Geology Reviews, 181, 106636. |  | POL | Fore-Sudetic Monocline, SW Poland
| Lubin-Sieroszowice (Rudna) | Lubin-Sieroszowice ore district | Basin hydrothermal | Stratiform sediment-hosted Cu | stratiform sediment-hosted Cu-Ag | Cu, Ag | Ge | Cu, Ag, Ge | Foltyn et al., 2025 |  | RU-G-brn8.d |  | underground mine |  |  |  |  | ore material | polished section | grab | mineral separate | [5 empty] | mineralisation | epigenetic sulfide-calcite veins and breccias |  |  | chalcopyrite, bornite, sphalerite, galena, tennantite | epigenetic | epigenetic sulfide-calcite veins and breccias | massive, epigenetic chalcopyrite-calcite veins; dendrite-like; apparent oscillatory zoning |  |  |  | calcite, anhydrite, luzonite, gersdorffite, betekhtinite, anilite, famatinite, tetrahedrite |  | EMPA, LA-ICPMS, SEM-EDS | TESCAN Integrated Mineral Analyzer (TIMA); laser ablation inductively coupled plasma mass spectrometry (LA-ICP-MS); electron microprobe microanalysis (EPMA); micro X-ray fluorescence (micro-XRF) | AGH University of Kraków, Faculty of Geology, Geophysics and Environmental Protection, 30 Mickiewicza Av., 30-059 Krakow, Poland; Montanuniversität Leoben, Department of Applied Geosciences and Geophysics, Peter-Tunner-Straße 5, 8700 Leoben, Austria |  |  | 259.5085 |  |  |  | 85.4209 | [37 empty] | 123402.3123 |  | 0.1087 |  |  |  | 6.508 | [7 empty] | 0.22523 | [13 empty] | 1.7165 | [15 empty] | 117.4792 | [15 empty] | 268621.5776 |  | 0.91193 | [9 empty] | 72.8681 | [13 empty] | 0.89385 | [18 empty] | 2025 | Foltyn, K., Węgrzynek, D., Bertrandsson Erlandsson, V., Gugała, E., Kozub-Budzyń, G.A., Melcher, F., Szczerbowska-Boruchowska, M., Piestrzyński, A. (2025). Geochemical and mineralogical investigation of germanium-rich chalcopyrite veins from the Cu-Ag Kupferschiefer deposit, Poland. Ore Geology Reviews, 181, 106636. |  | POL | Fore-Sudetic Monocline, SW Poland
| Lubin-Sieroszowice (Rudna) | Lubin-Sieroszowice ore district | Basin hydrothermal | Stratiform sediment-hosted Cu | stratiform sediment-hosted Cu-Ag | Cu, Ag | Ge | Cu, Ag, Ge | Foltyn et al., 2025 |  | RU-G-brn9.d |  | underground mine |  |  |  |  | ore material | polished section | grab | mineral separate | [5 empty] | mineralisation | epigenetic sulfide-calcite veins and breccias |  |  | chalcopyrite, bornite, sphalerite, galena, tennantite | epigenetic | epigenetic sulfide-calcite veins and breccias | massive, epigenetic chalcopyrite-calcite veins; dendrite-like; apparent oscillatory zoning |  |  |  | calcite, anhydrite, luzonite, gersdorffite, betekhtinite, anilite, famatinite, tetrahedrite |  | EMPA, LA-ICPMS, SEM-EDS | TESCAN Integrated Mineral Analyzer (TIMA); laser ablation inductively coupled plasma mass spectrometry (LA-ICP-MS); electron microprobe microanalysis (EPMA); micro X-ray fluorescence (micro-XRF) | AGH University of Kraków, Faculty of Geology, Geophysics and Environmental Protection, 30 Mickiewicza Av., 30-059 Krakow, Poland; Montanuniversität Leoben, Department of Applied Geosciences and Geophysics, Peter-Tunner-Straße 5, 8700 Leoben, Austria |  |  | 243.1716 |  |  |  | 53.0986 | [21 empty] | 0.18155 | [15 empty] | 124203.8629 | [5 empty] | 7.7754 | [7 empty] | 0.1532 | [13 empty] | 1.5749 | [15 empty] | 22891.6465 | [15 empty] | 270235.8838 |  | 0.49668 | [9 empty] | 44.7198 | [13 empty] | 1.723 | [18 empty] | 2025 | Foltyn, K., Węgrzynek, D., Bertrandsson Erlandsson, V., Gugała, E., Kozub-Budzyń, G.A., Melcher, F., Szczerbowska-Boruchowska, M., Piestrzyński, A. (2025). Geochemical and mineralogical investigation of germanium-rich chalcopyrite veins from the Cu-Ag Kupferschiefer deposit, Poland. Ore Geology Reviews, 181, 106636. |  | POL | Fore-Sudetic Monocline, SW Poland
| Lubin-Sieroszowice (Rudna) | Lubin-Sieroszowice ore district | Basin hydrothermal | Stratiform sediment-hosted Cu | stratiform sediment-hosted Cu-Ag | Cu, Ag | Ge | Cu, Ag, Ge | Foltyn et al., 2025 |  | L-RU-W-1-brn1.d |  | underground mine |  |  |  |  | ore material | polished section | grab | mineral separate | [5 empty] | mineralisation | epigenetic sulfide-calcite veins and breccias |  |  | chalcopyrite, bornite, sphalerite, galena, tennantite | epigenetic | epigenetic sulfide-calcite veins and breccias | massive, epigenetic chalcopyrite-calcite veins; dendrite-like; apparent oscillatory zoning |  |  |  | calcite, anhydrite, luzonite, gersdorffite, betekhtinite, anilite, famatinite, tetrahedrite |  | EMPA, LA-ICPMS, SEM-EDS | TESCAN Integrated Mineral Analyzer (TIMA); laser ablation inductively coupled plasma mass spectrometry (LA-ICP-MS); electron microprobe microanalysis (EPMA); micro X-ray fluorescence (micro-XRF) | AGH University of Kraków, Faculty of Geology, Geophysics and Environmental Protection, 30 Mickiewicza Av., 30-059 Krakow, Poland; Montanuniversität Leoben, Department of Applied Geosciences and Geophysics, Peter-Tunner-Straße 5, 8700 Leoben, Austria |  |  | 159.849 |  |  |  | 1.9499 | [9 empty] | 4.9066 | [27 empty] | 125164.1237 |  | 0.064449 |  |  |  | 31.6814 |  |  |  | 1.595 | [17 empty] | 1.9779 | [15 empty] | 67.4246 | [15 empty] | 267635.9258 |  | 0.51842 | [23 empty] | 0.39447 | [18 empty] | 2025 | Foltyn, K., Węgrzynek, D., Bertrandsson Erlandsson, V., Gugała, E., Kozub-Budzyń, G.A., Melcher, F., Szczerbowska-Boruchowska, M., Piestrzyński, A. (2025). Geochemical and mineralogical investigation of germanium-rich chalcopyrite veins from the Cu-Ag Kupferschiefer deposit, Poland. Ore Geology Reviews, 181, 106636. |  | POL | Fore-Sudetic Monocline, SW Poland
| Lubin-Sieroszowice (Rudna) | Lubin-Sieroszowice ore district | Basin hydrothermal | Stratiform sediment-hosted Cu | stratiform sediment-hosted Cu-Ag | Cu, Ag | Ge | Cu, Ag, Ge | Foltyn et al., 2025 |  | L-RU-W-1-brn2.d |  | underground mine |  |  |  |  | ore material | polished section | grab | mineral separate | [5 empty] | mineralisation | epigenetic sulfide-calcite veins and breccias |  |  | chalcopyrite, bornite, sphalerite, galena, tennantite | epigenetic | epigenetic sulfide-calcite veins and breccias | massive, epigenetic chalcopyrite-calcite veins; dendrite-like; apparent oscillatory zoning |  |  |  | calcite, anhydrite, luzonite, gersdorffite, betekhtinite, anilite, famatinite, tetrahedrite |  | EMPA, LA-ICPMS, SEM-EDS | TESCAN Integrated Mineral Analyzer (TIMA); laser ablation inductively coupled plasma mass spectrometry (LA-ICP-MS); electron microprobe microanalysis (EPMA); micro X-ray fluorescence (micro-XRF) | AGH University of Kraków, Faculty of Geology, Geophysics and Environmental Protection, 30 Mickiewicza Av., 30-059 Krakow, Poland; Montanuniversität Leoben, Department of Applied Geosciences and Geophysics, Peter-Tunner-Straße 5, 8700 Leoben, Austria |  |  | 164.0553 |  |  |  | 1.9576 | [9 empty] | 5.266 | [27 empty] | 126180.9398 | [5 empty] | 47.5713 |  |  |  | 1.4255 | [17 empty] | 1.944 | [15 empty] | 161.5677 | [15 empty] | 271566.7784 |  | 0.68736 | [9 empty] | 4.143 | [13 empty] | 0.57813 | [18 empty] | 2025 | Foltyn, K., Węgrzynek, D., Bertrandsson Erlandsson, V., Gugała, E., Kozub-Budzyń, G.A., Melcher, F., Szczerbowska-Boruchowska, M., Piestrzyński, A. (2025). Geochemical and mineralogical investigation of germanium-rich chalcopyrite veins from the Cu-Ag Kupferschiefer deposit, Poland. Ore Geology Reviews, 181, 106636. |  | POL | Fore-Sudetic Monocline, SW Poland
| Lubin-Sieroszowice (Rudna) | Lubin-Sieroszowice ore district | Basin hydrothermal | Stratiform sediment-hosted Cu | stratiform sediment-hosted Cu-Ag | Cu, Ag | Ge | Cu, Ag, Ge | Foltyn et al., 2025 |  | L-RU-W-1-brn3.d |  | underground mine |  |  |  |  | ore material | polished section | grab | mineral separate | [5 empty] | mineralisation | epigenetic sulfide-calcite veins and breccias |  |  | chalcopyrite, bornite, sphalerite, galena, tennantite | epigenetic | epigenetic sulfide-calcite veins and breccias | massive, epigenetic chalcopyrite-calcite veins; dendrite-like; apparent oscillatory zoning |  |  |  | calcite, anhydrite, luzonite, gersdorffite, betekhtinite, anilite, famatinite, tetrahedrite |  | EMPA, LA-ICPMS, SEM-EDS | TESCAN Integrated Mineral Analyzer (TIMA); laser ablation inductively coupled plasma mass spectrometry (LA-ICP-MS); electron microprobe microanalysis (EPMA); micro X-ray fluorescence (micro-XRF) | AGH University of Kraków, Faculty of Geology, Geophysics and Environmental Protection, 30 Mickiewicza Av., 30-059 Krakow, Poland; Montanuniversität Leoben, Department of Applied Geosciences and Geophysics, Peter-Tunner-Straße 5, 8700 Leoben, Austria |  |  | 174.639 |  |  |  | 2.8398 | [9 empty] | 5.0315 | [27 empty] | 129363.8903 |  | 0.22408 |  |  |  | 26.6382 |  |  |  | 2.1418 | [17 empty] | 2.0346 | [15 empty] | 71.8469 | [15 empty] | 278005.3127 |  | 0.5138 | [9 empty] | 3.1394 | [13 empty] | 0.50464 | [18 empty] | 2025 | Foltyn, K., Węgrzynek, D., Bertrandsson Erlandsson, V., Gugała, E., Kozub-Budzyń, G.A., Melcher, F., Szczerbowska-Boruchowska, M., Piestrzyński, A. (2025). Geochemical and mineralogical investigation of germanium-rich chalcopyrite veins from the Cu-Ag Kupferschiefer deposit, Poland. Ore Geology Reviews, 181, 106636. |  | POL | Fore-Sudetic Monocline, SW Poland
| Lubin-Sieroszowice (Rudna) | Lubin-Sieroszowice ore district | Basin hydrothermal | Stratiform sediment-hosted Cu | stratiform sediment-hosted Cu-Ag | Cu, Ag | Ge | Cu, Ag, Ge | Foltyn et al., 2025 |  | L-RU-W-1-brn4.d |  | underground mine |  |  |  |  | ore material | polished section | grab | mineral separate | [5 empty] | mineralisation | epigenetic sulfide-calcite veins and breccias |  |  | chalcopyrite, bornite, sphalerite, galena, tennantite | epigenetic | epigenetic sulfide-calcite veins and breccias | massive, epigenetic chalcopyrite-calcite veins; dendrite-like; apparent oscillatory zoning |  |  |  | calcite, anhydrite, luzonite, gersdorffite, betekhtinite, anilite, famatinite, tetrahedrite |  | EMPA, LA-ICPMS, SEM-EDS | TESCAN Integrated Mineral Analyzer (TIMA); laser ablation inductively coupled plasma mass spectrometry (LA-ICP-MS); electron microprobe microanalysis (EPMA); micro X-ray fluorescence (micro-XRF) | AGH University of Kraków, Faculty of Geology, Geophysics and Environmental Protection, 30 Mickiewicza Av., 30-059 Krakow, Poland; Montanuniversität Leoben, Department of Applied Geosciences and Geophysics, Peter-Tunner-Straße 5, 8700 Leoben, Austria |  |  | 162.2656 | [13 empty] | 5.39 | [27 empty] | 126831.9324 |  | 0.08023 |  |  |  | 18.8701 |  |  |  | 1.4099 | [17 empty] | 1.6957 | [15 empty] | 63.5841 | [15 empty] | 272080.75 |  | 0.21199 | [9 empty] | 5.9746 | [13 empty] | 0.52124 | [18 empty] | 2025 | Foltyn, K., Węgrzynek, D., Bertrandsson Erlandsson, V., Gugała, E., Kozub-Budzyń, G.A., Melcher, F., Szczerbowska-Boruchowska, M., Piestrzyński, A. (2025). Geochemical and mineralogical investigation of germanium-rich chalcopyrite veins from the Cu-Ag Kupferschiefer deposit, Poland. Ore Geology Reviews, 181, 106636. |  | POL | Fore-Sudetic Monocline, SW Poland
| Lubin-Sieroszowice (Rudna) | Lubin-Sieroszowice ore district | Basin hydrothermal | Stratiform sediment-hosted Cu | stratiform sediment-hosted Cu-Ag | Cu, Ag | Ge | Cu, Ag, Ge | Foltyn et al., 2025 |  | L-RU-W-1-brn5.d |  | underground mine |  |  |  |  | ore material | polished section | grab | mineral separate | [5 empty] | mineralisation | epigenetic sulfide-calcite veins and breccias |  |  | chalcopyrite, bornite, sphalerite, galena, tennantite | epigenetic | epigenetic sulfide-calcite veins and breccias | massive, epigenetic chalcopyrite-calcite veins; dendrite-like; apparent oscillatory zoning |  |  |  | calcite, anhydrite, luzonite, gersdorffite, betekhtinite, anilite, famatinite, tetrahedrite |  | EMPA, LA-ICPMS, SEM-EDS | TESCAN Integrated Mineral Analyzer (TIMA); laser ablation inductively coupled plasma mass spectrometry (LA-ICP-MS); electron microprobe microanalysis (EPMA); micro X-ray fluorescence (micro-XRF) | AGH University of Kraków, Faculty of Geology, Geophysics and Environmental Protection, 30 Mickiewicza Av., 30-059 Krakow, Poland; Montanuniversität Leoben, Department of Applied Geosciences and Geophysics, Peter-Tunner-Straße 5, 8700 Leoben, Austria |  |  | 153.7273 |  |  |  | 4.9509 | [9 empty] | 4.9594 | [11 empty] | 0.11998 | [15 empty] | 124812.1143 |  | 0.22536 |  |  |  | 59.0647 | [21 empty] | 1.5558 | [15 empty] | 51.6553 | [15 empty] | 262482.5713 |  | 2.0153 | [23 empty] | 0.62962 | [18 empty] | 2025 | Foltyn, K., Węgrzynek, D., Bertrandsson Erlandsson, V., Gugała, E., Kozub-Budzyń, G.A., Melcher, F., Szczerbowska-Boruchowska, M., Piestrzyński, A. (2025). Geochemical and mineralogical investigation of germanium-rich chalcopyrite veins from the Cu-Ag Kupferschiefer deposit, Poland. Ore Geology Reviews, 181, 106636. |  | POL | Fore-Sudetic Monocline, SW Poland
| Rudna | Lubin-Sieroszowice ore district | Basin hydrothermal | Stratiform sediment-hosted Cu | stratiform sediment-hosted Cu-Ag | Cu, Ag | Ge | Cu, Ag, Ge | Foltyn et al., 2025 |  | G_17_RZ_Ca1dol_1 |  | underground mine |  |  |  |  | ore material | polished section | grab | mineral separate | [5 empty] | mineralisation | epigenetic sulfide-calcite veins and breccias |  |  | chalcopyrite, bornite, sphalerite, galena, tennantite | epigenetic | epigenetic sulfide-calcite veins and breccias | massive, epigenetic chalcopyrite-calcite veins; dendrite-like; apparent oscillatory zoning |  |  |  | calcite, anhydrite, luzonite, gersdorffite, betekhtinite, anilite, famatinite, tetrahedrite |  | EMPA, LA-ICPMS, SEM-EDS | TESCAN Integrated Mineral Analyzer (TIMA); laser ablation inductively coupled plasma mass spectrometry (LA-ICP-MS); electron microprobe microanalysis (EPMA); micro X-ray fluorescence (micro-XRF) | AGH University of Kraków, Faculty of Geology, Geophysics and Environmental Protection, 30 Mickiewicza Av., 30-059 Krakow, Poland; Montanuniversität Leoben, Department of Applied Geosciences and Geophysics, Peter-Tunner-Straße 5, 8700 Leoben, Austria | [24 empty] | 18.2877 | [9 empty] | 115.5747 |  | 2.8558 |  | 1.2555 |  | 1.0565 |  |  |  | 29536.6043 |  |  |  | 3.7707 | [7 empty] | 0.49454 | [7 empty] | 11.9689 |  | 33.1051 |  | 0.1401 |  | 76132.4129 |  | 38459.8925 |  |  |  | 1488.3092 |  |  |  | 11.4231 | [11 empty] | 2.5367 |  |  |  | 85.4102 | [11 empty] | 12.3801 | [5 empty] | 3.6433 |  |  |  | 114.293 |  |  |  | 0.54701 |  |  |  | 5.0515 | [5 empty] | 0.15507 |  | 2.0506 | [5 empty] | 13.5294 |  | 0.99112 |  | 36.2986 |  |  |  |  | 2025 | Foltyn, K., Węgrzynek, D., Bertrandsson Erlandsson, V., Gugała, E., Kozub-Budzyń, G.A., Melcher, F., Szczerbowska-Boruchowska, M., Piestrzyński, A. (2025). Geochemical and mineralogical investigation of germanium-rich chalcopyrite veins from the Cu-Ag Kupferschiefer deposit, Poland. Ore Geology Reviews, 181, 106636. |  | POL | Fore-Sudetic Monocline, SW Poland
| Lubin-Sieroszowice (Rudna) | Lubin-Sieroszowice ore district | Basin hydrothermal | Stratiform sediment-hosted Cu | stratiform sediment-hosted Cu-Ag | Cu, Ag | Ge | Cu, Ag, Ge | Foltyn et al., 2025 |  | G_17_RZ_Ca1dol_2 |  | underground mine |  |  |  |  | ore material | polished section | grab | mineral separate | [5 empty] | mineralisation | epigenetic sulfide-calcite veins and breccias |  |  | chalcopyrite, bornite, sphalerite, galena, tennantite | epigenetic | epigenetic sulfide-calcite veins and breccias | massive, epigenetic chalcopyrite-calcite veins; dendrite-like; apparent oscillatory zoning |  |  |  | calcite, anhydrite, luzonite, gersdorffite, betekhtinite, anilite, famatinite, tetrahedrite |  | EMPA, LA-ICPMS, SEM-EDS | TESCAN Integrated Mineral Analyzer (TIMA); laser ablation inductively coupled plasma mass spectrometry (LA-ICP-MS); electron microprobe microanalysis (EPMA); micro X-ray fluorescence (micro-XRF) | AGH University of Kraków, Faculty of Geology, Geophysics and Environmental Protection, 30 Mickiewicza Av., 30-059 Krakow, Poland; Montanuniversität Leoben, Department of Applied Geosciences and Geophysics, Peter-Tunner-Straße 5, 8700 Leoben, Austria | [24 empty] | 55.4577 | [9 empty] | 316.9692 |  | 3.4678 |  | 2.1078 |  | 1.1069 |  |  |  | 31177.3787 |  |  |  | 4.2285 | [7 empty] | 0.71094 | [7 empty] | 35.7323 |  | 135.164 |  | 0.31403 |  | 113611.7535 |  | 38893.1124 |  |  |  | 5504.5272 |  |  |  | 20.825 | [11 empty] | 5.626 |  |  |  | 335.1619 | [11 empty] | 30.7804 | [5 empty] | 4.4314 |  |  |  | 209.99 |  |  |  | 0.58037 |  |  |  | 12.2611 | [5 empty] | 0.29074 |  | 9.5333 | [5 empty] | 17.5934 |  | 2.1428 |  | 79.728 |  |  |  |  | 2025 | Foltyn, K., Węgrzynek, D., Bertrandsson Erlandsson, V., Gugała, E., Kozub-Budzyń, G.A., Melcher, F., Szczerbowska-Boruchowska, M., Piestrzyński, A. (2025). Geochemical and mineralogical investigation of germanium-rich chalcopyrite veins from the Cu-Ag Kupferschiefer deposit, Poland. Ore Geology Reviews, 181, 106636. |  | POL | Fore-Sudetic Monocline, SW Poland
| Lubin-Sieroszowice (Rudna) | Lubin-Sieroszowice ore district | Basin hydrothermal | Stratiform sediment-hosted Cu | stratiform sediment-hosted Cu-Ag | Cu, Ag | Ge | Cu, Ag, Ge | Foltyn et al., 2025 |  | G_17_RZ_Ca1dol_5 |  | underground mine |  |  |  |  | ore material | polished section | grab | mineral separate | [5 empty] | mineralisation | epigenetic sulfide-calcite veins and breccias |  |  | chalcopyrite, bornite, sphalerite, galena, tennantite | epigenetic | epigenetic sulfide-calcite veins and breccias | massive, epigenetic chalcopyrite-calcite veins; dendrite-like; apparent oscillatory zoning |  |  |  | calcite, anhydrite, luzonite, gersdorffite, betekhtinite, anilite, famatinite, tetrahedrite |  | EMPA, LA-ICPMS, SEM-EDS | TESCAN Integrated Mineral Analyzer (TIMA); laser ablation inductively coupled plasma mass spectrometry (LA-ICP-MS); electron microprobe microanalysis (EPMA); micro X-ray fluorescence (micro-XRF) | AGH University of Kraków, Faculty of Geology, Geophysics and Environmental Protection, 30 Mickiewicza Av., 30-059 Krakow, Poland; Montanuniversität Leoben, Department of Applied Geosciences and Geophysics, Peter-Tunner-Straße 5, 8700 Leoben, Austria | [24 empty] | 74.3866 | [9 empty] | 366.0227 |  | 4.6797 |  | 3.1691 |  | 1.3097 |  |  |  | 32283.5556 |  |  |  | 5.1988 | [7 empty] | 0.99394 | [7 empty] | 40.9497 |  | 159.3423 |  | 0.52145 |  | 114427.4482 |  | 39324.6581 |  |  |  | 6372.3583 |  |  |  | 25.742 | [11 empty] | 7.3503 |  |  |  | 460.9422 | [11 empty] | 32.3592 | [5 empty] | 5.6819 |  |  |  | 266.7215 |  |  |  | 0.74106 |  |  |  | 19.612 | [5 empty] | 0.4859 |  | 15.5675 | [5 empty] | 27.2231 |  | 3.5464 |  | 95.3808 |  |  |  |  | 2025 | Foltyn, K., Węgrzynek, D., Bertrandsson Erlandsson, V., Gugała, E., Kozub-Budzyń, G.A., Melcher, F., Szczerbowska-Boruchowska, M., Piestrzyński, A. (2025). Geochemical and mineralogical investigation of germanium-rich chalcopyrite veins from the Cu-Ag Kupferschiefer deposit, Poland. Ore Geology Reviews, 181, 106636. |  | POL | Fore-Sudetic Monocline, SW Poland
| Lubin-Sieroszowice (Rudna) | Lubin-Sieroszowice ore district | Basin hydrothermal | Stratiform sediment-hosted Cu | stratiform sediment-hosted Cu-Ag | Cu, Ag | Ge | Cu, Ag, Ge | Foltyn et al., 2025 |  | G_17_RZ_Ca1dol_6 |  | underground mine |  |  |  |  | ore material | polished section | grab | mineral separate | [5 empty] | mineralisation | epigenetic sulfide-calcite veins and breccias |  |  | chalcopyrite, bornite, sphalerite, galena, tennantite | epigenetic | epigenetic sulfide-calcite veins and breccias | massive, epigenetic chalcopyrite-calcite veins; dendrite-like; apparent oscillatory zoning |  |  |  | calcite, anhydrite, luzonite, gersdorffite, betekhtinite, anilite, famatinite, tetrahedrite |  | EMPA, LA-ICPMS, SEM-EDS | TESCAN Integrated Mineral Analyzer (TIMA); laser ablation inductively coupled plasma mass spectrometry (LA-ICP-MS); electron microprobe microanalysis (EPMA); micro X-ray fluorescence (micro-XRF) | AGH University of Kraków, Faculty of Geology, Geophysics and Environmental Protection, 30 Mickiewicza Av., 30-059 Krakow, Poland; Montanuniversität Leoben, Department of Applied Geosciences and Geophysics, Peter-Tunner-Straße 5, 8700 Leoben, Austria | [24 empty] | 79.064 | [9 empty] | 302.3418 |  | 4.9518 |  | 2.6767 |  | 1.7066 |  |  |  | 32298.1414 |  |  |  | 6.1786 | [7 empty] | 0.98921 | [7 empty] | 44.1246 |  | 144.9869 |  | 0.3464 |  | 112986.3901 |  | 39924.6324 |  |  |  | 7986.3027 |  |  |  | 29.5911 | [11 empty] | 7.8562 |  |  |  | 379.5613 | [11 empty] | 28.0548 | [5 empty] | 6.7407 |  |  |  | 311.1392 |  |  |  | 0.88749 |  |  |  | 21.2996 | [5 empty] | 0.35755 |  | 11.931 | [5 empty] | 24.299 |  | 2.4545 |  | 87.9459 |  |  |  |  | 2025 | Foltyn, K., Węgrzynek, D., Bertrandsson Erlandsson, V., Gugała, E., Kozub-Budzyń, G.A., Melcher, F., Szczerbowska-Boruchowska, M., Piestrzyński, A. (2025). Geochemical and mineralogical investigation of germanium-rich chalcopyrite veins from the Cu-Ag Kupferschiefer deposit, Poland. Ore Geology Reviews, 181, 106636. |  | POL | Fore-Sudetic Monocline, SW Poland
| Lubin-Sieroszowice (Rudna) | Lubin-Sieroszowice ore district | Basin hydrothermal | Stratiform sediment-hosted Cu | stratiform sediment-hosted Cu-Ag | Cu, Ag | Ge | Cu, Ag, Ge | Foltyn et al., 2025 |  | G_17_RZ_Ca1dol_7 |  | underground mine |  |  |  |  | ore material | polished section | grab | mineral separate | [5 empty] | mineralisation | epigenetic sulfide-calcite veins and breccias |  |  | chalcopyrite, bornite, sphalerite, galena, tennantite | epigenetic | epigenetic sulfide-calcite veins and breccias | massive, epigenetic chalcopyrite-calcite veins; dendrite-like; apparent oscillatory zoning |  |  |  | calcite, anhydrite, luzonite, gersdorffite, betekhtinite, anilite, famatinite, tetrahedrite |  | EMPA, LA-ICPMS, SEM-EDS | TESCAN Integrated Mineral Analyzer (TIMA); laser ablation inductively coupled plasma mass spectrometry (LA-ICP-MS); electron microprobe microanalysis (EPMA); micro X-ray fluorescence (micro-XRF) | AGH University of Kraków, Faculty of Geology, Geophysics and Environmental Protection, 30 Mickiewicza Av., 30-059 Krakow, Poland; Montanuniversität Leoben, Department of Applied Geosciences and Geophysics, Peter-Tunner-Straße 5, 8700 Leoben, Austria | [24 empty] | 36.7434 | [9 empty] | 352.3461 |  | 3.0688 |  | 1.8815 |  | 1.0287 |  |  |  | 33331.6965 |  |  |  | 3.4749 | [7 empty] | 0.68134 | [7 empty] | 19.9378 |  | 86.0037 |  | 0.2769 |  | 111196.1835 |  | 41539.9109 |  |  |  | 4566.3224 |  |  |  | 14.5834 | [11 empty] | 4.1129 |  |  |  | 246.2753 | [11 empty] | 22.8466 | [5 empty] | 3.698 |  |  |  | 143.0861 |  |  |  | 0.55736 |  |  |  | 9.5538 | [5 empty] | 0.2906 |  | 6.8445 | [5 empty] | 16.12 |  | 1.9752 |  | 61.7595 |  |  |  |  | 2025 | Foltyn, K., Węgrzynek, D., Bertrandsson Erlandsson, V., Gugała, E., Kozub-Budzyń, G.A., Melcher, F., Szczerbowska-Boruchowska, M., Piestrzyński, A. (2025). Geochemical and mineralogical investigation of germanium-rich chalcopyrite veins from the Cu-Ag Kupferschiefer deposit, Poland. Ore Geology Reviews, 181, 106636. |  | POL | Fore-Sudetic Monocline, SW Poland
| Rudna | Lubin-Sieroszowice ore district | Basin hydrothermal | Stratiform sediment-hosted Cu | stratiform sediment-hosted Cu-Ag | Cu, Ag | Ge | Cu, Ag, Ge | Foltyn et al., 2025 |  | G_17_RZ_cal_1 |  | underground mine |  |  |  |  | ore material | polished section | grab | mineral separate | [5 empty] | mineralisation | epigenetic sulfide-calcite veins and breccias |  |  | chalcopyrite, bornite, sphalerite, galena, tennantite | epigenetic | epigenetic sulfide-calcite veins and breccias | massive, epigenetic chalcopyrite-calcite veins; dendrite-like; apparent oscillatory zoning |  |  |  | calcite, anhydrite, luzonite, gersdorffite, betekhtinite, anilite, famatinite, tetrahedrite |  | EMPA, LA-ICPMS, SEM-EDS | TESCAN Integrated Mineral Analyzer (TIMA); laser ablation inductively coupled plasma mass spectrometry (LA-ICP-MS); electron microprobe microanalysis (EPMA); micro X-ray fluorescence (micro-XRF) | AGH University of Kraków, Faculty of Geology, Geophysics and Environmental Protection, 30 Mickiewicza Av., 30-059 Krakow, Poland; Montanuniversität Leoben, Department of Applied Geosciences and Geophysics, Peter-Tunner-Straße 5, 8700 Leoben, Austria | [24 empty] | 25.6939 | [9 empty] | 1.2011 |  | 22.7773 |  | 7.33 |  | 10.1509 |  |  |  | 2039.2479 |  |  |  | 35.0144 | [7 empty] | 3.4999 | [7 empty] | 6.3388 |  |  |  | 0.5671 |  | 2255.0176 |  | 8122.0537 |  |  |  | 15.8813 |  |  |  | 41.5804 | [11 empty] | 6.0905 |  |  |  | 0.023867 | [11 empty] | 1.1813 | [5 empty] | 27.5716 |  |  |  | 394.4611 |  |  |  | 4.843 |  |  |  | 0.33686 | [5 empty] | 0.79642 |  | 0.3108 | [5 empty] | 220.3711 |  | 4.4815 |  | 1.1615 |  |  |  |  | 2025 | Foltyn, K., Węgrzynek, D., Bertrandsson Erlandsson, V., Gugała, E., Kozub-Budzyń, G.A., Melcher, F., Szczerbowska-Boruchowska, M., Piestrzyński, A. (2025). Geochemical and mineralogical investigation of germanium-rich chalcopyrite veins from the Cu-Ag Kupferschiefer deposit, Poland. Ore Geology Reviews, 181, 106636. |  | POL | Fore-Sudetic Monocline, SW Poland
| Lubin-Sieroszowice (Rudna) | Lubin-Sieroszowice ore district | Basin hydrothermal | Stratiform sediment-hosted Cu | stratiform sediment-hosted Cu-Ag | Cu, Ag | Ge | Cu, Ag, Ge | Foltyn et al., 2025 |  | G_17_RZ_cal_2 |  | underground mine |  |  |  |  | ore material | polished section | grab | mineral separate | [5 empty] | mineralisation | epigenetic sulfide-calcite veins and breccias |  |  | chalcopyrite, bornite, sphalerite, galena, tennantite | epigenetic | epigenetic sulfide-calcite veins and breccias | massive, epigenetic chalcopyrite-calcite veins; dendrite-like; apparent oscillatory zoning |  |  |  | calcite, anhydrite, luzonite, gersdorffite, betekhtinite, anilite, famatinite, tetrahedrite |  | EMPA, LA-ICPMS, SEM-EDS | TESCAN Integrated Mineral Analyzer (TIMA); laser ablation inductively coupled plasma mass spectrometry (LA-ICP-MS); electron microprobe microanalysis (EPMA); micro X-ray fluorescence (micro-XRF) | AGH University of Kraków, Faculty of Geology, Geophysics and Environmental Protection, 30 Mickiewicza Av., 30-059 Krakow, Poland; Montanuniversität Leoben, Department of Applied Geosciences and Geophysics, Peter-Tunner-Straße 5, 8700 Leoben, Austria | [24 empty] | 10.6138 | [9 empty] | 20.7511 |  | 11.777 |  | 4.172 |  | 4.5139 |  |  |  | 2103.3271 |  |  |  | 15.9014 | [7 empty] | 1.9314 | [7 empty] | 2.7522 |  |  |  | 0.34127 |  | 2356.9232 |  | 8859.2246 |  |  |  | 20.8079 |  |  |  | 18.3239 | [11 empty] | 2.7061 |  |  |  | 0.032674 | [11 empty] | 2.7128 | [5 empty] | 12.137 |  |  |  | 225.8293 |  |  |  | 2.3067 |  |  |  | 0.54427 | [5 empty] | 0.46241 |  | 0.12944 | [5 empty] | 103.7117 |  | 2.6297 |  | 1.8862 |  |  |  |  | 2025 | Foltyn, K., Węgrzynek, D., Bertrandsson Erlandsson, V., Gugała, E., Kozub-Budzyń, G.A., Melcher, F., Szczerbowska-Boruchowska, M., Piestrzyński, A. (2025). Geochemical and mineralogical investigation of germanium-rich chalcopyrite veins from the Cu-Ag Kupferschiefer deposit, Poland. Ore Geology Reviews, 181, 106636. |  | POL | Fore-Sudetic Monocline, SW Poland
| Lubin-Sieroszowice (Rudna) | Lubin-Sieroszowice ore district | Basin hydrothermal | Stratiform sediment-hosted Cu | stratiform sediment-hosted Cu-Ag | Cu, Ag | Ge | Cu, Ag, Ge | Foltyn et al., 2025 |  | G_17_RZ_cal_3 |  | underground mine |  |  |  |  | ore material | polished section | grab | mineral separate | [5 empty] | mineralisation | epigenetic sulfide-calcite veins and breccias |  |  | chalcopyrite, bornite, sphalerite, galena, tennantite | epigenetic | epigenetic sulfide-calcite veins and breccias | massive, epigenetic chalcopyrite-calcite veins; dendrite-like; apparent oscillatory zoning |  |  |  | calcite, anhydrite, luzonite, gersdorffite, betekhtinite, anilite, famatinite, tetrahedrite |  | EMPA, LA-ICPMS, SEM-EDS | TESCAN Integrated Mineral Analyzer (TIMA); laser ablation inductively coupled plasma mass spectrometry (LA-ICP-MS); electron microprobe microanalysis (EPMA); micro X-ray fluorescence (micro-XRF) | AGH University of Kraków, Faculty of Geology, Geophysics and Environmental Protection, 30 Mickiewicza Av., 30-059 Krakow, Poland; Montanuniversität Leoben, Department of Applied Geosciences and Geophysics, Peter-Tunner-Straße 5, 8700 Leoben, Austria | [24 empty] | 5.5806 | [9 empty] | 14.2447 |  | 7.9726 |  | 2.9286 |  | 3.2136 |  |  |  | 2363.2924 |  |  |  | 11.3307 | [7 empty] | 1.3387 | [7 empty] | 1.7019 |  | 0.07427 |  | 0.22586 |  | 3455.7799 |  | 9170.0789 |  |  |  | 44.7418 |  |  |  | 12.8229 | [11 empty] | 1.7398 |  |  |  | 0.021838 | [11 empty] | 0.53603 | [5 empty] | 8.7437 |  |  |  | 283.1164 |  |  |  | 1.7395 |  |  |  | 0.13953 | [5 empty] | 0.31067 |  | 0.16116 | [5 empty] | 54.8333 |  | 1.7758 |  | 1.8261 |  |  |  |  | 2025 | Foltyn, K., Węgrzynek, D., Bertrandsson Erlandsson, V., Gugała, E., Kozub-Budzyń, G.A., Melcher, F., Szczerbowska-Boruchowska, M., Piestrzyński, A. (2025). Geochemical and mineralogical investigation of germanium-rich chalcopyrite veins from the Cu-Ag Kupferschiefer deposit, Poland. Ore Geology Reviews, 181, 106636. |  | POL | Fore-Sudetic Monocline, SW Poland
| Lubin-Sieroszowice (Rudna) | Lubin-Sieroszowice ore district | Basin hydrothermal | Stratiform sediment-hosted Cu | stratiform sediment-hosted Cu-Ag | Cu, Ag | Ge | Cu, Ag, Ge | Foltyn et al., 2025 |  | G_17_RZ_cal_4 |  | underground mine |  |  |  |  | ore material | polished section | grab | mineral separate | [5 empty] | mineralisation | epigenetic sulfide-calcite veins and breccias |  |  | chalcopyrite, bornite, sphalerite, galena, tennantite | epigenetic | epigenetic sulfide-calcite veins and breccias | massive, epigenetic chalcopyrite-calcite veins; dendrite-like; apparent oscillatory zoning |  |  |  | calcite, anhydrite, luzonite, gersdorffite, betekhtinite, anilite, famatinite, tetrahedrite |  | EMPA, LA-ICPMS, SEM-EDS | TESCAN Integrated Mineral Analyzer (TIMA); laser ablation inductively coupled plasma mass spectrometry (LA-ICP-MS); electron microprobe microanalysis (EPMA); micro X-ray fluorescence (micro-XRF) | AGH University of Kraków, Faculty of Geology, Geophysics and Environmental Protection, 30 Mickiewicza Av., 30-059 Krakow, Poland; Montanuniversität Leoben, Department of Applied Geosciences and Geophysics, Peter-Tunner-Straße 5, 8700 Leoben, Austria | [24 empty] | 9.7876 | [9 empty] | 16.8691 |  | 9.682 |  | 3.3207 |  | 3.9044 |  |  |  | 2247.8009 |  |  |  | 13.5857 | [7 empty] | 1.5413 | [7 empty] | 2.7112 |  | 0.089095 |  | 0.26804 |  | 2656.6471 |  | 9324.645 |  |  |  | 50.6259 |  |  |  | 16.7049 | [11 empty] | 2.5249 |  |  |  | 0.018981 | [11 empty] | 1.1089 | [5 empty] | 10.5427 |  |  |  | 264.5821 |  |  |  | 1.9269 |  |  |  | 0.34791 | [5 empty] | 0.35753 |  | 0.1494 | [5 empty] | 73.7424 |  | 2.1516 |  | 1.6135 |  |  |  |  | 2025 | Foltyn, K., Węgrzynek, D., Bertrandsson Erlandsson, V., Gugała, E., Kozub-Budzyń, G.A., Melcher, F., Szczerbowska-Boruchowska, M., Piestrzyński, A. (2025). Geochemical and mineralogical investigation of germanium-rich chalcopyrite veins from the Cu-Ag Kupferschiefer deposit, Poland. Ore Geology Reviews, 181, 106636. |  | POL | Fore-Sudetic Monocline, SW Poland
| Lubin-Sieroszowice (Rudna) | Lubin-Sieroszowice ore district | Basin hydrothermal | Stratiform sediment-hosted Cu | stratiform sediment-hosted Cu-Ag | Cu, Ag | Ge | Cu, Ag, Ge | Foltyn et al., 2025 |  | G_17_RZ_cal_5 |  | underground mine |  |  |  |  | ore material | polished section | grab | mineral separate | [5 empty] | mineralisation | epigenetic sulfide-calcite veins and breccias |  |  | chalcopyrite, bornite, sphalerite, galena, tennantite | epigenetic | epigenetic sulfide-calcite veins and breccias | massive, epigenetic chalcopyrite-calcite veins; dendrite-like; apparent oscillatory zoning |  |  |  | calcite, anhydrite, luzonite, gersdorffite, betekhtinite, anilite, famatinite, tetrahedrite |  | EMPA, LA-ICPMS, SEM-EDS | TESCAN Integrated Mineral Analyzer (TIMA); laser ablation inductively coupled plasma mass spectrometry (LA-ICP-MS); electron microprobe microanalysis (EPMA); micro X-ray fluorescence (micro-XRF) | AGH University of Kraków, Faculty of Geology, Geophysics and Environmental Protection, 30 Mickiewicza Av., 30-059 Krakow, Poland; Montanuniversität Leoben, Department of Applied Geosciences and Geophysics, Peter-Tunner-Straße 5, 8700 Leoben, Austria | [24 empty] | 17.4359 | [9 empty] | 4.1255 |  | 14.3876 |  | 4.8263 |  | 5.9379 |  |  |  | 2168.7867 |  |  |  | 21.0332 | [7 empty] | 2.2513 | [7 empty] | 4.3952 |  | 0.17867 |  | 0.38849 |  | 2509.3714 |  | 8622.3747 |  |  |  | 189.0847 |  |  |  | 26.8025 | [11 empty] | 3.9574 |  |  |  | 0.046357 | [11 empty] | 1.2588 | [5 empty] | 17.0953 |  |  |  | 327.7969 |  |  |  | 2.9914 |  |  |  | 0.44432 | [5 empty] | 0.52079 |  | 0.19381 | [5 empty] | 133.8148 |  | 2.9996 |  | 1.6192 |  |  |  |  | 2025 | Foltyn, K., Węgrzynek, D., Bertrandsson Erlandsson, V., Gugała, E., Kozub-Budzyń, G.A., Melcher, F., Szczerbowska-Boruchowska, M., Piestrzyński, A. (2025). Geochemical and mineralogical investigation of germanium-rich chalcopyrite veins from the Cu-Ag Kupferschiefer deposit, Poland. Ore Geology Reviews, 181, 106636. |  | POL | Fore-Sudetic Monocline, SW Poland
| Lubin-Sieroszowice (Rudna) | Lubin-Sieroszowice ore district | Basin hydrothermal | Stratiform sediment-hosted Cu | stratiform sediment-hosted Cu-Ag | Cu, Ag | Ge | Cu, Ag, Ge | Foltyn et al., 2025 |  | G_17_RZ_cal_7 |  | underground mine |  |  |  |  | ore material | polished section | grab | mineral separate | [5 empty] | mineralisation | epigenetic sulfide-calcite veins and breccias |  |  | chalcopyrite, bornite, sphalerite, galena, tennantite | epigenetic | epigenetic sulfide-calcite veins and breccias | massive, epigenetic chalcopyrite-calcite veins; dendrite-like; apparent oscillatory zoning |  |  |  | calcite, anhydrite, luzonite, gersdorffite, betekhtinite, anilite, famatinite, tetrahedrite |  | EMPA, LA-ICPMS, SEM-EDS | TESCAN Integrated Mineral Analyzer (TIMA); laser ablation inductively coupled plasma mass spectrometry (LA-ICP-MS); electron microprobe microanalysis (EPMA); micro X-ray fluorescence (micro-XRF) | AGH University of Kraków, Faculty of Geology, Geophysics and Environmental Protection, 30 Mickiewicza Av., 30-059 Krakow, Poland; Montanuniversität Leoben, Department of Applied Geosciences and Geophysics, Peter-Tunner-Straße 5, 8700 Leoben, Austria | [24 empty] | 15.7883 | [9 empty] | 5.2886 |  | 14.3216 |  | 4.7259 |  | 6.1814 |  |  |  | 2360.5909 |  |  |  | 22.7147 | [7 empty] | 2.2832 | [7 empty] | 3.9014 |  | 0.11028 |  | 0.32648 |  | 2674.258 |  | 9496.4958 |  |  |  | 93.6775 |  |  |  | 26.0507 | [11 empty] | 3.7989 |  |  |  | 0.030655 | [11 empty] | 1.1866 | [5 empty] | 16.3562 |  |  |  | 379.8076 |  |  |  | 3.0344 |  |  |  | 0.3549 | [5 empty] | 0.47685 |  | 0.19717 | [5 empty] | 112.6952 |  | 2.5278 |  | 2.1703 |  |  |  |  | 2025 | Foltyn, K., Węgrzynek, D., Bertrandsson Erlandsson, V., Gugała, E., Kozub-Budzyń, G.A., Melcher, F., Szczerbowska-Boruchowska, M., Piestrzyński, A. (2025). Geochemical and mineralogical investigation of germanium-rich chalcopyrite veins from the Cu-Ag Kupferschiefer deposit, Poland. Ore Geology Reviews, 181, 106636. |  | POL | Fore-Sudetic Monocline, SW Poland
| Lubin-Sieroszowice (Rudna) | Lubin-Sieroszowice ore district | Basin hydrothermal | Stratiform sediment-hosted Cu | stratiform sediment-hosted Cu-Ag | Cu, Ag | Ge | Cu, Ag, Ge | Foltyn et al., 2025 |  | G_17_RZ_cal_8 |  | underground mine |  |  |  |  | ore material | polished section | grab | mineral separate | [5 empty] | mineralisation | epigenetic sulfide-calcite veins and breccias |  |  | chalcopyrite, bornite, sphalerite, galena, tennantite | epigenetic | epigenetic sulfide-calcite veins and breccias | massive, epigenetic chalcopyrite-calcite veins; dendrite-like; apparent oscillatory zoning |  |  |  | calcite, anhydrite, luzonite, gersdorffite, betekhtinite, anilite, famatinite, tetrahedrite |  | EMPA, LA-ICPMS, SEM-EDS | TESCAN Integrated Mineral Analyzer (TIMA); laser ablation inductively coupled plasma mass spectrometry (LA-ICP-MS); electron microprobe microanalysis (EPMA); micro X-ray fluorescence (micro-XRF) | AGH University of Kraków, Faculty of Geology, Geophysics and Environmental Protection, 30 Mickiewicza Av., 30-059 Krakow, Poland; Montanuniversität Leoben, Department of Applied Geosciences and Geophysics, Peter-Tunner-Straße 5, 8700 Leoben, Austria | [24 empty] | 10.6751 | [9 empty] | 41.2456 |  | 9.3832 |  | 3.1991 |  | 3.9172 |  |  |  | 2438.4214 |  |  |  | 14.7928 | [7 empty] | 1.4906 | [7 empty] | 2.9717 |  | 0.11967 |  | 0.22021 |  | 3136.4153 |  | 10271.4886 |  |  |  | 68.6828 |  |  |  | 17.7678 | [11 empty] | 2.6423 |  |  |  | 0.045417 | [11 empty] | 0.71623 | [5 empty] | 10.8806 |  |  |  | 346.8773 |  |  |  | 2.0429 |  |  |  | 0.08611 | [5 empty] | 0.32458 |  | 0.10304 | [5 empty] | 69.8752 |  | 1.6747 |  | 2.1228 |  |  |  |  | 2025 | Foltyn, K., Węgrzynek, D., Bertrandsson Erlandsson, V., Gugała, E., Kozub-Budzyń, G.A., Melcher, F., Szczerbowska-Boruchowska, M., Piestrzyński, A. (2025). Geochemical and mineralogical investigation of germanium-rich chalcopyrite veins from the Cu-Ag Kupferschiefer deposit, Poland. Ore Geology Reviews, 181, 106636. |  | POL | Fore-Sudetic Monocline, SW Poland
| Lubin-Sieroszowice (Rudna) | Lubin-Sieroszowice ore district | Basin hydrothermal | Stratiform sediment-hosted Cu | stratiform sediment-hosted Cu-Ag | Cu, Ag | Ge | Cu, Ag, Ge | Foltyn et al., 2025 |  | G_17_RZ_cal_9 |  | underground mine |  |  |  |  | ore material | polished section | grab | mineral separate | [5 empty] | mineralisation | epigenetic sulfide-calcite veins and breccias |  |  | chalcopyrite, bornite, sphalerite, galena, tennantite | epigenetic | epigenetic sulfide-calcite veins and breccias | massive, epigenetic chalcopyrite-calcite veins; dendrite-like; apparent oscillatory zoning |  |  |  | calcite, anhydrite, luzonite, gersdorffite, betekhtinite, anilite, famatinite, tetrahedrite |  | EMPA, LA-ICPMS, SEM-EDS | TESCAN Integrated Mineral Analyzer (TIMA); laser ablation inductively coupled plasma mass spectrometry (LA-ICP-MS); electron microprobe microanalysis (EPMA); micro X-ray fluorescence (micro-XRF) | AGH University of Kraków, Faculty of Geology, Geophysics and Environmental Protection, 30 Mickiewicza Av., 30-059 Krakow, Poland; Montanuniversität Leoben, Department of Applied Geosciences and Geophysics, Peter-Tunner-Straße 5, 8700 Leoben, Austria | [24 empty] | 11.7345 | [9 empty] | 0.87082 |  | 12.5061 |  | 4.3442 |  | 5.0195 |  |  |  | 2311.1387 |  |  |  | 17.3538 | [7 empty] | 1.9652 | [7 empty] | 3.1141 |  | 0.070056 |  | 0.3462 |  | 2919.8097 |  | 9740.4536 |  |  |  | 14.6682 |  |  |  | 20.4257 | [11 empty] | 3.0428 |  |  |  | 0.16074 | [11 empty] | 1.9593 | [5 empty] | 14.0116 |  |  |  | 266.2579 |  |  |  | 2.6375 |  |  |  | 0.75514 | [5 empty] | 0.47884 |  | 0.20613 | [5 empty] | 68.5541 |  | 2.5934 |  | 1.1711 |  |  |  |  | 2025 | Foltyn, K., Węgrzynek, D., Bertrandsson Erlandsson, V., Gugała, E., Kozub-Budzyń, G.A., Melcher, F., Szczerbowska-Boruchowska, M., Piestrzyński, A. (2025). Geochemical and mineralogical investigation of germanium-rich chalcopyrite veins from the Cu-Ag Kupferschiefer deposit, Poland. Ore Geology Reviews, 181, 106636. |  | POL | Fore-Sudetic Monocline, SW Poland
| Lubin-Sieroszowice (Rudna) | Lubin-Sieroszowice ore district | Basin hydrothermal | Stratiform sediment-hosted Cu | stratiform sediment-hosted Cu-Ag | Cu, Ag | Ge | Cu, Ag, Ge | Foltyn et al., 2025 |  | G_17_RZ_cal_10 |  | underground mine |  |  |  |  | ore material | polished section | grab | mineral separate | [5 empty] | mineralisation | epigenetic sulfide-calcite veins and breccias |  |  | chalcopyrite, bornite, sphalerite, galena, tennantite | epigenetic | epigenetic sulfide-calcite veins and breccias | massive, epigenetic chalcopyrite-calcite veins; dendrite-like; apparent oscillatory zoning |  |  |  | calcite, anhydrite, luzonite, gersdorffite, betekhtinite, anilite, famatinite, tetrahedrite |  | EMPA, LA-ICPMS, SEM-EDS | TESCAN Integrated Mineral Analyzer (TIMA); laser ablation inductively coupled plasma mass spectrometry (LA-ICP-MS); electron microprobe microanalysis (EPMA); micro X-ray fluorescence (micro-XRF) | AGH University of Kraków, Faculty of Geology, Geophysics and Environmental Protection, 30 Mickiewicza Av., 30-059 Krakow, Poland; Montanuniversität Leoben, Department of Applied Geosciences and Geophysics, Peter-Tunner-Straße 5, 8700 Leoben, Austria | [24 empty] | 3.7536 | [9 empty] | 26.6137 |  | 4.5434 |  | 1.7702 |  | 1.9229 |  |  |  | 2636.572 |  |  |  | 7.1183 | [7 empty] | 0.80376 | [7 empty] | 1.408 |  |  |  | 0.1359 |  | 3413.6093 |  | 10419.8169 |  |  |  | 8.7774 |  |  |  | 9.2734 | [11 empty] | 1.324 | [15 empty] | 0.1265 | [5 empty] | 5.381 |  |  |  | 251.6039 |  |  |  | 0.97574 |  |  |  | 0.090353 | [5 empty] | 0.17664 |  | 0.45774 | [5 empty] | 20.9275 |  | 0.98376 |  | 4.2759 |  |  |  |  | 2025 | Foltyn, K., Węgrzynek, D., Bertrandsson Erlandsson, V., Gugała, E., Kozub-Budzyń, G.A., Melcher, F., Szczerbowska-Boruchowska, M., Piestrzyński, A. (2025). Geochemical and mineralogical investigation of germanium-rich chalcopyrite veins from the Cu-Ag Kupferschiefer deposit, Poland. Ore Geology Reviews, 181, 106636. |  | POL | Fore-Sudetic Monocline, SW Poland
| Lubin-Sieroszowice (Rudna) | Lubin-Sieroszowice ore district | Basin hydrothermal | Stratiform sediment-hosted Cu | stratiform sediment-hosted Cu-Ag | Cu, Ag | Ge | Cu, Ag, Ge | Foltyn et al., 2025 |  | G_17_RZ_cal_12 |  | underground mine |  |  |  |  | ore material | polished section | grab | mineral separate | [5 empty] | mineralisation | epigenetic sulfide-calcite veins and breccias |  |  | chalcopyrite, bornite, sphalerite, galena, tennantite | epigenetic | epigenetic sulfide-calcite veins and breccias | massive, epigenetic chalcopyrite-calcite veins; dendrite-like; apparent oscillatory zoning |  |  |  | calcite, anhydrite, luzonite, gersdorffite, betekhtinite, anilite, famatinite, tetrahedrite |  | EMPA, LA-ICPMS, SEM-EDS | TESCAN Integrated Mineral Analyzer (TIMA); laser ablation inductively coupled plasma mass spectrometry (LA-ICP-MS); electron microprobe microanalysis (EPMA); micro X-ray fluorescence (micro-XRF) | AGH University of Kraków, Faculty of Geology, Geophysics and Environmental Protection, 30 Mickiewicza Av., 30-059 Krakow, Poland; Montanuniversität Leoben, Department of Applied Geosciences and Geophysics, Peter-Tunner-Straße 5, 8700 Leoben, Austria | [24 empty] | 2.3279 | [9 empty] | 27.1396 |  | 5.2289 |  | 1.9053 |  | 1.9364 |  |  |  | 2919.8266 |  |  |  | 7.0655 | [7 empty] | 0.86373 | [7 empty] | 0.97604 |  | 0.071541 |  | 0.13906 |  | 4191.0529 |  | 10742.1224 |  |  |  | 58.6417 |  |  |  | 7.4624 | [11 empty] | 1.0966 |  |  |  | 0.023395 | [17 empty] | 5.1531 |  |  |  | 306.8364 |  |  |  | 1.0725 |  |  |  | 0.045326 | [5 empty] | 0.19396 |  | 0.11125 | [5 empty] | 25.9673 |  | 1.0747 |  | 2.3696 |  |  |  |  | 2025 | Foltyn, K., Węgrzynek, D., Bertrandsson Erlandsson, V., Gugała, E., Kozub-Budzyń, G.A., Melcher, F., Szczerbowska-Boruchowska, M., Piestrzyński, A. (2025). Geochemical and mineralogical investigation of germanium-rich chalcopyrite veins from the Cu-Ag Kupferschiefer deposit, Poland. Ore Geology Reviews, 181, 106636. |  | POL | Fore-Sudetic Monocline, SW Poland
| Lubin-Sieroszowice (Rudna) | Lubin-Sieroszowice ore district | Basin hydrothermal | Stratiform sediment-hosted Cu | stratiform sediment-hosted Cu-Ag | Cu, Ag | Ge | Cu, Ag, Ge | Foltyn et al., 2025 |  | G_17_RZ_cal_14 |  | underground mine |  |  |  |  | ore material | polished section | grab | mineral separate | [5 empty] | mineralisation | epigenetic sulfide-calcite veins and breccias |  |  | chalcopyrite, bornite, sphalerite, galena, tennantite | epigenetic | epigenetic sulfide-calcite veins and breccias | massive, epigenetic chalcopyrite-calcite veins; dendrite-like; apparent oscillatory zoning |  |  |  | calcite, anhydrite, luzonite, gersdorffite, betekhtinite, anilite, famatinite, tetrahedrite |  | EMPA, LA-ICPMS, SEM-EDS | TESCAN Integrated Mineral Analyzer (TIMA); laser ablation inductively coupled plasma mass spectrometry (LA-ICP-MS); electron microprobe microanalysis (EPMA); micro X-ray fluorescence (micro-XRF) | AGH University of Kraków, Faculty of Geology, Geophysics and Environmental Protection, 30 Mickiewicza Av., 30-059 Krakow, Poland; Montanuniversität Leoben, Department of Applied Geosciences and Geophysics, Peter-Tunner-Straße 5, 8700 Leoben, Austria | [24 empty] | 3.9004 | [9 empty] | 0.54565 |  | 5.2562 |  | 1.9833 |  | 1.8379 |  |  |  | 2368.0877 |  |  |  | 6.8666 | [7 empty] | 0.84304 | [7 empty] | 1.368 |  |  |  | 0.16701 |  | 2738.1475 |  | 9216.5415 |  |  |  | 5.2108 |  |  |  | 8.5369 | [11 empty] | 1.3127 | [15 empty] | 1.6568 | [5 empty] | 5.4762 |  |  |  | 141.1429 |  |  |  | 1.0577 |  |  |  | 0.34278 | [5 empty] | 0.20933 |  | 0.13433 | [5 empty] | 22.1682 |  | 1.2696 |  | 0.84553 |  |  |  |  | 2025 | Foltyn, K., Węgrzynek, D., Bertrandsson Erlandsson, V., Gugała, E., Kozub-Budzyń, G.A., Melcher, F., Szczerbowska-Boruchowska, M., Piestrzyński, A. (2025). Geochemical and mineralogical investigation of germanium-rich chalcopyrite veins from the Cu-Ag Kupferschiefer deposit, Poland. Ore Geology Reviews, 181, 106636. |  | POL | Fore-Sudetic Monocline, SW Poland
| Polkowice-Sieroszowice | Lubin-Sieroszowice ore district | Basin hydrothermal | Stratiform sediment-hosted Cu | stratiform sediment-hosted Cu-Ag | Cu, Ag | Ge | Cu, Ag, Ge | Foltyn et al., 2025 |  | SPW_5_Ca1dol_1 |  | underground mine |  |  |  |  | ore material | polished section | grab | mineral separate | [5 empty] | mineralisation | epigenetic sulfide-calcite veins and breccias |  |  | chalcopyrite, bornite, sphalerite, galena, tennantite | epigenetic | epigenetic sulfide-calcite veins and breccias | massive, epigenetic chalcopyrite-calcite veins; dendrite-like; apparent oscillatory zoning |  |  |  | calcite, anhydrite, luzonite, gersdorffite, betekhtinite, anilite, famatinite, tetrahedrite |  | EMPA, LA-ICPMS, SEM-EDS | TESCAN Integrated Mineral Analyzer (TIMA); laser ablation inductively coupled plasma mass spectrometry (LA-ICP-MS); electron microprobe microanalysis (EPMA); micro X-ray fluorescence (micro-XRF) | AGH University of Kraków, Faculty of Geology, Geophysics and Environmental Protection, 30 Mickiewicza Av., 30-059 Krakow, Poland; Montanuniversität Leoben, Department of Applied Geosciences and Geophysics, Peter-Tunner-Straße 5, 8700 Leoben, Austria | [24 empty] | 30.4713 | [9 empty] | 206.1077 |  | 2.4132 |  | 1.1179 |  | 0.99747 |  |  |  | 27139.1479 |  |  |  | 3.6496 | [7 empty] | 0.43387 | [7 empty] | 14.9301 |  | 38.5573 |  | 0.12589 |  | 113914.9122 |  | 31337.9076 |  |  |  | 1690.6438 |  |  |  | 14.8395 | [11 empty] | 3.1664 |  |  |  | 91.1752 | [11 empty] | 7.9049 | [5 empty] | 4.1668 |  |  |  | 141.77 |  |  |  | 0.47437 |  |  |  | 5.1552 | [5 empty] | 0.14907 |  | 4.7553 | [5 empty] | 11.4281 |  | 0.91933 |  | 75.8558 |  |  |  |  | 2025 | Foltyn, K., Węgrzynek, D., Bertrandsson Erlandsson, V., Gugała, E., Kozub-Budzyń, G.A., Melcher, F., Szczerbowska-Boruchowska, M., Piestrzyński, A. (2025). Geochemical and mineralogical investigation of germanium-rich chalcopyrite veins from the Cu-Ag Kupferschiefer deposit, Poland. Ore Geology Reviews, 181, 106636. |  | POL | Fore-Sudetic Monocline, SW Poland
| Lubin-Sieroszowice (Rudna) | Lubin-Sieroszowice ore district | Basin hydrothermal | Stratiform sediment-hosted Cu | stratiform sediment-hosted Cu-Ag | Cu, Ag | Ge | Cu, Ag, Ge | Foltyn et al., 2025 |  | SPW_5_Ca1dol_3 |  | underground mine |  |  |  |  | ore material | polished section | grab | mineral separate | [5 empty] | mineralisation | epigenetic sulfide-calcite veins and breccias |  |  | chalcopyrite, bornite, sphalerite, galena, tennantite | epigenetic | epigenetic sulfide-calcite veins and breccias | massive, epigenetic chalcopyrite-calcite veins; dendrite-like; apparent oscillatory zoning |  |  |  | calcite, anhydrite, luzonite, gersdorffite, betekhtinite, anilite, famatinite, tetrahedrite |  | EMPA, LA-ICPMS, SEM-EDS | TESCAN Integrated Mineral Analyzer (TIMA); laser ablation inductively coupled plasma mass spectrometry (LA-ICP-MS); electron microprobe microanalysis (EPMA); micro X-ray fluorescence (micro-XRF) | AGH University of Kraków, Faculty of Geology, Geophysics and Environmental Protection, 30 Mickiewicza Av., 30-059 Krakow, Poland; Montanuniversität Leoben, Department of Applied Geosciences and Geophysics, Peter-Tunner-Straße 5, 8700 Leoben, Austria | [24 empty] | 29.372 | [9 empty] | 74.6903 |  | 2.6344 |  | 1.1493 |  | 1.1075 |  |  |  | 27840.5943 |  |  |  | 4.1167 | [7 empty] | 0.46668 | [7 empty] | 18.6001 |  | 52.5678 |  | 0.12215 |  | 120253.4573 |  | 31679.6715 |  |  |  | 2300.2492 |  |  |  | 19.0247 | [11 empty] | 3.9295 |  |  |  | 127.4044 | [11 empty] | 10.1753 | [5 empty] | 4.8192 |  |  |  | 154.8175 |  |  |  | 0.52715 |  |  |  | 6.2777 | [5 empty] | 0.1399 |  | 5.2172 | [5 empty] | 12.4241 |  | 0.85049 |  | 127.4054 |  |  |  |  | 2025 | Foltyn, K., Węgrzynek, D., Bertrandsson Erlandsson, V., Gugała, E., Kozub-Budzyń, G.A., Melcher, F., Szczerbowska-Boruchowska, M., Piestrzyński, A. (2025). Geochemical and mineralogical investigation of germanium-rich chalcopyrite veins from the Cu-Ag Kupferschiefer deposit, Poland. Ore Geology Reviews, 181, 106636. |  | POL | Fore-Sudetic Monocline, SW Poland
| Lubin-Sieroszowice (Rudna) | Lubin-Sieroszowice ore district | Basin hydrothermal | Stratiform sediment-hosted Cu | stratiform sediment-hosted Cu-Ag | Cu, Ag | Ge | Cu, Ag, Ge | Foltyn et al., 2025 |  | SPW_5_Ca1dol_4 |  | underground mine |  |  |  |  | ore material | polished section | grab | mineral separate | [5 empty] | mineralisation | epigenetic sulfide-calcite veins and breccias |  |  | chalcopyrite, bornite, sphalerite, galena, tennantite | epigenetic | epigenetic sulfide-calcite veins and breccias | massive, epigenetic chalcopyrite-calcite veins; dendrite-like; apparent oscillatory zoning |  |  |  | calcite, anhydrite, luzonite, gersdorffite, betekhtinite, anilite, famatinite, tetrahedrite |  | EMPA, LA-ICPMS, SEM-EDS | TESCAN Integrated Mineral Analyzer (TIMA); laser ablation inductively coupled plasma mass spectrometry (LA-ICP-MS); electron microprobe microanalysis (EPMA); micro X-ray fluorescence (micro-XRF) | AGH University of Kraków, Faculty of Geology, Geophysics and Environmental Protection, 30 Mickiewicza Av., 30-059 Krakow, Poland; Montanuniversität Leoben, Department of Applied Geosciences and Geophysics, Peter-Tunner-Straße 5, 8700 Leoben, Austria | [24 empty] | 31.5327 | [9 empty] | 96.9989 |  | 2.9716 |  | 1.1587 |  | 1.5587 |  |  |  | 25235.6314 |  |  |  | 5.1695 | [7 empty] | 0.50294 | [7 empty] | 11.3268 |  | 26.4477 |  | 0.10863 |  | 88136.3714 |  | 27010.34 |  |  |  | 1245.7914 |  |  |  | 17.9481 | [11 empty] | 3.4414 |  |  |  | 66.0231 | [11 empty] | 5.4814 | [5 empty] | 5.8835 |  |  |  | 166.9929 |  |  |  | 0.62974 |  |  |  | 4.1038 | [5 empty] | 0.13173 |  | 3.2251 | [5 empty] | 14.2688 |  | 0.7584 |  | 31.7463 |  |  |  |  | 2025 | Foltyn, K., Węgrzynek, D., Bertrandsson Erlandsson, V., Gugała, E., Kozub-Budzyń, G.A., Melcher, F., Szczerbowska-Boruchowska, M., Piestrzyński, A. (2025). Geochemical and mineralogical investigation of germanium-rich chalcopyrite veins from the Cu-Ag Kupferschiefer deposit, Poland. Ore Geology Reviews, 181, 106636. |  | POL | Fore-Sudetic Monocline, SW Poland
| Lubin-Sieroszowice (Rudna) | Lubin-Sieroszowice ore district | Basin hydrothermal | Stratiform sediment-hosted Cu | stratiform sediment-hosted Cu-Ag | Cu, Ag | Ge | Cu, Ag, Ge | Foltyn et al., 2025 |  | SPW_5_Ca1dol_5 |  | underground mine |  |  |  |  | ore material | polished section | grab | mineral separate | [5 empty] | mineralisation | epigenetic sulfide-calcite veins and breccias |  |  | chalcopyrite, bornite, sphalerite, galena, tennantite | epigenetic | epigenetic sulfide-calcite veins and breccias | massive, epigenetic chalcopyrite-calcite veins; dendrite-like; apparent oscillatory zoning |  |  |  | calcite, anhydrite, luzonite, gersdorffite, betekhtinite, anilite, famatinite, tetrahedrite |  | EMPA, LA-ICPMS, SEM-EDS | TESCAN Integrated Mineral Analyzer (TIMA); laser ablation inductively coupled plasma mass spectrometry (LA-ICP-MS); electron microprobe microanalysis (EPMA); micro X-ray fluorescence (micro-XRF) | AGH University of Kraków, Faculty of Geology, Geophysics and Environmental Protection, 30 Mickiewicza Av., 30-059 Krakow, Poland; Montanuniversität Leoben, Department of Applied Geosciences and Geophysics, Peter-Tunner-Straße 5, 8700 Leoben, Austria | [24 empty] | 18.489 | [9 empty] | 536.9588 |  | 2.6535 |  | 1.2193 |  | 1.3039 |  |  |  | 26575.1511 |  |  |  | 4.4646 | [7 empty] | 0.48824 | [7 empty] | 9.2198 |  | 23.6815 |  | 0.134 |  | 89491.7729 |  | 29103.1869 |  |  |  | 990.8203 |  |  |  | 15.2402 | [11 empty] | 2.9481 |  |  |  | 51.5684 | [11 empty] | 5.3698 | [5 empty] | 4.8098 |  |  |  | 141.442 |  |  |  | 0.53211 |  |  |  | 3.5254 | [5 empty] | 0.16475 |  | 4.0236 | [5 empty] | 14.4983 |  | 0.94905 |  | 31.5867 |  |  |  |  | 2025 | Foltyn, K., Węgrzynek, D., Bertrandsson Erlandsson, V., Gugała, E., Kozub-Budzyń, G.A., Melcher, F., Szczerbowska-Boruchowska, M., Piestrzyński, A. (2025). Geochemical and mineralogical investigation of germanium-rich chalcopyrite veins from the Cu-Ag Kupferschiefer deposit, Poland. Ore Geology Reviews, 181, 106636. |  | POL | Fore-Sudetic Monocline, SW Poland
| Lubin-Sieroszowice (Rudna) | Lubin-Sieroszowice ore district | Basin hydrothermal | Stratiform sediment-hosted Cu | stratiform sediment-hosted Cu-Ag | Cu, Ag | Ge | Cu, Ag, Ge | Foltyn et al., 2025 |  | SPW_5_Ca1dol_7 |  | underground mine |  |  |  |  | ore material | polished section | grab | mineral separate | [5 empty] | mineralisation | epigenetic sulfide-calcite veins and breccias |  |  | chalcopyrite, bornite, sphalerite, galena, tennantite | epigenetic | epigenetic sulfide-calcite veins and breccias | massive, epigenetic chalcopyrite-calcite veins; dendrite-like; apparent oscillatory zoning |  |  |  | calcite, anhydrite, luzonite, gersdorffite, betekhtinite, anilite, famatinite, tetrahedrite |  | EMPA, LA-ICPMS, SEM-EDS | TESCAN Integrated Mineral Analyzer (TIMA); laser ablation inductively coupled plasma mass spectrometry (LA-ICP-MS); electron microprobe microanalysis (EPMA); micro X-ray fluorescence (micro-XRF) | AGH University of Kraków, Faculty of Geology, Geophysics and Environmental Protection, 30 Mickiewicza Av., 30-059 Krakow, Poland; Montanuniversität Leoben, Department of Applied Geosciences and Geophysics, Peter-Tunner-Straße 5, 8700 Leoben, Austria | [24 empty] | 36.5376 | [9 empty] | 106.3185 |  | 2.798 |  | 1.3158 |  | 1.218 |  |  |  | 28835.9618 |  |  |  | 4.4043 | [7 empty] | 0.52589 | [7 empty] | 21.3308 |  | 59.7984 |  | 0.13547 |  | 120281.8087 |  | 32118.9068 |  |  |  | 2326.2978 |  |  |  | 18.7774 | [11 empty] | 3.7431 |  |  |  | 126.9462 | [11 empty] | 10.3653 | [5 empty] | 4.9301 |  |  |  | 163.5425 |  |  |  | 0.57754 |  |  |  | 7.6146 | [5 empty] | 0.15465 |  | 6.8047 | [5 empty] | 13.7148 |  | 0.96996 |  | 63.7827 |  |  |  |  | 2025 | Foltyn, K., Węgrzynek, D., Bertrandsson Erlandsson, V., Gugała, E., Kozub-Budzyń, G.A., Melcher, F., Szczerbowska-Boruchowska, M., Piestrzyński, A. (2025). Geochemical and mineralogical investigation of germanium-rich chalcopyrite veins from the Cu-Ag Kupferschiefer deposit, Poland. Ore Geology Reviews, 181, 106636. |  | POL | Fore-Sudetic Monocline, SW Poland
| Lubin-Sieroszowice (Rudna) | Lubin-Sieroszowice ore district | Basin hydrothermal | Stratiform sediment-hosted Cu | stratiform sediment-hosted Cu-Ag | Cu, Ag | Ge | Cu, Ag, Ge | Foltyn et al., 2025 |  | SPW_5_Ca1dol_8 |  | underground mine |  |  |  |  | ore material | polished section | grab | mineral separate | [5 empty] | mineralisation | epigenetic sulfide-calcite veins and breccias |  |  | chalcopyrite, bornite, sphalerite, galena, tennantite | epigenetic | epigenetic sulfide-calcite veins and breccias | massive, epigenetic chalcopyrite-calcite veins; dendrite-like; apparent oscillatory zoning |  |  |  | calcite, anhydrite, luzonite, gersdorffite, betekhtinite, anilite, famatinite, tetrahedrite |  | EMPA, LA-ICPMS, SEM-EDS | TESCAN Integrated Mineral Analyzer (TIMA); laser ablation inductively coupled plasma mass spectrometry (LA-ICP-MS); electron microprobe microanalysis (EPMA); micro X-ray fluorescence (micro-XRF) | AGH University of Kraków, Faculty of Geology, Geophysics and Environmental Protection, 30 Mickiewicza Av., 30-059 Krakow, Poland; Montanuniversität Leoben, Department of Applied Geosciences and Geophysics, Peter-Tunner-Straße 5, 8700 Leoben, Austria | [24 empty] | 42.9099 | [9 empty] | 120.8772 |  | 3.3401 |  | 1.5125 |  | 1.3993 |  |  |  | 28364.8769 |  |  |  | 5.189 | [7 empty] | 0.61144 | [7 empty] | 28.586 |  | 88.2466 |  | 0.19241 |  | 129604.5658 |  | 31825.1462 |  |  |  | 3360.7786 |  |  |  | 22.3349 | [11 empty] | 5.0901 |  |  |  | 177.6403 | [11 empty] | 15.8533 | [5 empty] | 5.8727 |  |  |  | 253.7144 |  |  |  | 0.67088 |  |  |  | 10.0875 | [5 empty] | 0.19769 |  | 11.0822 | [5 empty] | 17.2937 |  | 1.327 |  | 81.0118 |  |  |  |  | 2025 | Foltyn, K., Węgrzynek, D., Bertrandsson Erlandsson, V., Gugała, E., Kozub-Budzyń, G.A., Melcher, F., Szczerbowska-Boruchowska, M., Piestrzyński, A. (2025). Geochemical and mineralogical investigation of germanium-rich chalcopyrite veins from the Cu-Ag Kupferschiefer deposit, Poland. Ore Geology Reviews, 181, 106636. |  | POL | Fore-Sudetic Monocline, SW Poland
| Polkowice-Sieroszowice | Lubin-Sieroszowice ore district | Basin hydrothermal | Stratiform sediment-hosted Cu | stratiform sediment-hosted Cu-Ag | Cu, Ag | Ge | Cu, Ag, Ge | Foltyn et al., 2025 |  | SPW_5_cal_3 |  | underground mine |  |  |  |  | ore material | polished section | grab | mineral separate | [5 empty] | mineralisation | epigenetic sulfide-calcite veins and breccias |  |  | chalcopyrite, bornite, sphalerite, galena, tennantite | epigenetic | epigenetic sulfide-calcite veins and breccias | massive, epigenetic chalcopyrite-calcite veins; dendrite-like; apparent oscillatory zoning |  |  |  | calcite, anhydrite, luzonite, gersdorffite, betekhtinite, anilite, famatinite, tetrahedrite |  | EMPA, LA-ICPMS, SEM-EDS | TESCAN Integrated Mineral Analyzer (TIMA); laser ablation inductively coupled plasma mass spectrometry (LA-ICP-MS); electron microprobe microanalysis (EPMA); micro X-ray fluorescence (micro-XRF) | AGH University of Kraków, Faculty of Geology, Geophysics and Environmental Protection, 30 Mickiewicza Av., 30-059 Krakow, Poland; Montanuniversität Leoben, Department of Applied Geosciences and Geophysics, Peter-Tunner-Straße 5, 8700 Leoben, Austria | [24 empty] | 16.9007 | [9 empty] | 744.6445 |  | 5.7388 |  | 2.3356 |  | 2.7696 |  |  |  | 3230.5485 |  |  |  | 8.5875 | [7 empty] | 0.96647 | [7 empty] | 4.0537 |  | 0.10991 |  | 0.25002 |  | 2873.0802 |  | 12490.2149 |  |  |  | 16.5018 |  |  |  | 23.0004 | [11 empty] | 3.635 |  |  |  | 0.19771 | [11 empty] | 4.5073 | [5 empty] | 8.5559 |  |  |  | 193.5776 |  |  |  | 1.1837 |  |  |  | 1.9758 | [5 empty] | 0.28515 |  | 0.37395 | [5 empty] | 27.0757 |  | 1.8233 |  | 12.3568 |  |  |  |  | 2025 | Foltyn, K., Węgrzynek, D., Bertrandsson Erlandsson, V., Gugała, E., Kozub-Budzyń, G.A., Melcher, F., Szczerbowska-Boruchowska, M., Piestrzyński, A. (2025). Geochemical and mineralogical investigation of germanium-rich chalcopyrite veins from the Cu-Ag Kupferschiefer deposit, Poland. Ore Geology Reviews, 181, 106636. |  | POL | Fore-Sudetic Monocline, SW Poland
| Lubin-Sieroszowice (Rudna) | Lubin-Sieroszowice ore district | Basin hydrothermal | Stratiform sediment-hosted Cu | stratiform sediment-hosted Cu-Ag | Cu, Ag | Ge | Cu, Ag, Ge | Foltyn et al., 2025 |  | SPW_5_cal_4 |  | underground mine |  |  |  |  | ore material | polished section | grab | mineral separate | [5 empty] | mineralisation | epigenetic sulfide-calcite veins and breccias |  |  | chalcopyrite, bornite, sphalerite, galena, tennantite | epigenetic | epigenetic sulfide-calcite veins and breccias | massive, epigenetic chalcopyrite-calcite veins; dendrite-like; apparent oscillatory zoning |  |  |  | calcite, anhydrite, luzonite, gersdorffite, betekhtinite, anilite, famatinite, tetrahedrite |  | EMPA, LA-ICPMS, SEM-EDS | TESCAN Integrated Mineral Analyzer (TIMA); laser ablation inductively coupled plasma mass spectrometry (LA-ICP-MS); electron microprobe microanalysis (EPMA); micro X-ray fluorescence (micro-XRF) | AGH University of Kraków, Faculty of Geology, Geophysics and Environmental Protection, 30 Mickiewicza Av., 30-059 Krakow, Poland; Montanuniversität Leoben, Department of Applied Geosciences and Geophysics, Peter-Tunner-Straße 5, 8700 Leoben, Austria | [24 empty] | 42.5073 | [9 empty] | 2006.6356 |  | 16.361 |  | 6.0355 |  | 7.64 |  |  |  | 2905.5487 |  |  |  | 23.4251 | [7 empty] | 2.6569 | [7 empty] | 8.6051 |  | 0.14565 |  | 0.56165 |  | 2445.3614 |  | 10657.5919 |  |  |  | 34.7797 |  |  |  | 56.0236 | [11 empty] | 9.0738 |  |  |  | 0.2379 | [11 empty] | 6.7105 | [5 empty] | 23.6632 |  |  |  | 408.9152 |  |  |  | 3.2539 |  |  |  | 2.9693 | [5 empty] | 0.70211 |  | 0.49545 | [5 empty] | 105.8632 |  | 4.423 |  | 24.0258 |  |  |  |  | 2025 | Foltyn, K., Węgrzynek, D., Bertrandsson Erlandsson, V., Gugała, E., Kozub-Budzyń, G.A., Melcher, F., Szczerbowska-Boruchowska, M., Piestrzyński, A. (2025). Geochemical and mineralogical investigation of germanium-rich chalcopyrite veins from the Cu-Ag Kupferschiefer deposit, Poland. Ore Geology Reviews, 181, 106636. |  | POL | Fore-Sudetic Monocline, SW Poland
| Lubin-Sieroszowice (Rudna) | Lubin-Sieroszowice ore district | Basin hydrothermal | Stratiform sediment-hosted Cu | stratiform sediment-hosted Cu-Ag | Cu, Ag | Ge | Cu, Ag, Ge | Foltyn et al., 2025 |  | SPW_5_cal_5 |  | underground mine |  |  |  |  | ore material | polished section | grab | mineral separate | [5 empty] | mineralisation | epigenetic sulfide-calcite veins and breccias |  |  | chalcopyrite, bornite, sphalerite, galena, tennantite | epigenetic | epigenetic sulfide-calcite veins and breccias | massive, epigenetic chalcopyrite-calcite veins; dendrite-like; apparent oscillatory zoning |  |  |  | calcite, anhydrite, luzonite, gersdorffite, betekhtinite, anilite, famatinite, tetrahedrite |  | EMPA, LA-ICPMS, SEM-EDS | TESCAN Integrated Mineral Analyzer (TIMA); laser ablation inductively coupled plasma mass spectrometry (LA-ICP-MS); electron microprobe microanalysis (EPMA); micro X-ray fluorescence (micro-XRF) | AGH University of Kraków, Faculty of Geology, Geophysics and Environmental Protection, 30 Mickiewicza Av., 30-059 Krakow, Poland; Montanuniversität Leoben, Department of Applied Geosciences and Geophysics, Peter-Tunner-Straße 5, 8700 Leoben, Austria | [24 empty] | 7.9847 | [9 empty] | 478.475 |  | 3.8624 |  | 1.596 |  | 1.6447 |  |  |  | 3525.6679 |  |  |  | 5.2941 | [7 empty] | 0.66891 | [7 empty] | 2.1087 |  |  |  | 0.16927 |  | 3295.1163 |  | 13597.5549 |  |  |  | 8.1196 |  |  |  | 13.1543 | [11 empty] | 2.0111 | [15 empty] | 4.382 | [5 empty] | 5.0718 |  |  |  | 205.5318 |  |  |  | 0.75399 |  |  |  | 2.3621 | [5 empty] | 0.18576 |  | 0.45988 | [5 empty] | 16.9991 |  | 1.1234 |  | 9.2582 |  |  |  |  | 2025 | Foltyn, K., Węgrzynek, D., Bertrandsson Erlandsson, V., Gugała, E., Kozub-Budzyń, G.A., Melcher, F., Szczerbowska-Boruchowska, M., Piestrzyński, A. (2025). Geochemical and mineralogical investigation of germanium-rich chalcopyrite veins from the Cu-Ag Kupferschiefer deposit, Poland. Ore Geology Reviews, 181, 106636. |  | POL | Fore-Sudetic Monocline, SW Poland
| Lubin-Sieroszowice (Rudna) | Lubin-Sieroszowice ore district | Basin hydrothermal | Stratiform sediment-hosted Cu | stratiform sediment-hosted Cu-Ag | Cu, Ag | Ge | Cu, Ag, Ge | Foltyn et al., 2025 |  | SPW_5_cal_6 |  | underground mine |  |  |  |  | ore material | polished section | grab | mineral separate | [5 empty] | mineralisation | epigenetic sulfide-calcite veins and breccias |  |  | chalcopyrite, bornite, sphalerite, galena, tennantite | epigenetic | epigenetic sulfide-calcite veins and breccias | massive, epigenetic chalcopyrite-calcite veins; dendrite-like; apparent oscillatory zoning |  |  |  | calcite, anhydrite, luzonite, gersdorffite, betekhtinite, anilite, famatinite, tetrahedrite |  | EMPA, LA-ICPMS, SEM-EDS | TESCAN Integrated Mineral Analyzer (TIMA); laser ablation inductively coupled plasma mass spectrometry (LA-ICP-MS); electron microprobe microanalysis (EPMA); micro X-ray fluorescence (micro-XRF) | AGH University of Kraków, Faculty of Geology, Geophysics and Environmental Protection, 30 Mickiewicza Av., 30-059 Krakow, Poland; Montanuniversität Leoben, Department of Applied Geosciences and Geophysics, Peter-Tunner-Straße 5, 8700 Leoben, Austria | [24 empty] | 9.8483 | [9 empty] | 362.3891 |  | 6.0267 |  | 2.3876 |  | 2.3497 |  |  |  | 3513.5499 |  |  |  | 7.7903 | [7 empty] | 1.035 | [7 empty] | 2.3013 |  |  |  | 0.23931 |  | 3224.2098 |  | 12850.7174 |  |  |  | 9.5088 |  |  |  | 16.0324 | [11 empty] | 2.5262 | [15 empty] | 4.5792 | [5 empty] | 6.9158 |  |  |  | 246.1572 |  |  |  | 1.1386 |  |  |  | 2.7174 | [5 empty] | 0.26741 |  | 0.45652 | [5 empty] | 27.6326 |  | 1.7236 |  | 6.7118 |  |  |  |  | 2025 | Foltyn, K., Węgrzynek, D., Bertrandsson Erlandsson, V., Gugała, E., Kozub-Budzyń, G.A., Melcher, F., Szczerbowska-Boruchowska, M., Piestrzyński, A. (2025). Geochemical and mineralogical investigation of germanium-rich chalcopyrite veins from the Cu-Ag Kupferschiefer deposit, Poland. Ore Geology Reviews, 181, 106636. |  | POL | Fore-Sudetic Monocline, SW Poland
| Lubin-Sieroszowice (Rudna) | Lubin-Sieroszowice ore district | Basin hydrothermal | Stratiform sediment-hosted Cu | stratiform sediment-hosted Cu-Ag | Cu, Ag | Ge | Cu, Ag, Ge | Foltyn et al., 2025 |  | SPW_5_cal_7 |  | underground mine |  |  |  |  | ore material | polished section | grab | mineral separate | [5 empty] | mineralisation | epigenetic sulfide-calcite veins and breccias |  |  | chalcopyrite, bornite, sphalerite, galena, tennantite | epigenetic | epigenetic sulfide-calcite veins and breccias | massive, epigenetic chalcopyrite-calcite veins; dendrite-like; apparent oscillatory zoning |  |  |  | calcite, anhydrite, luzonite, gersdorffite, betekhtinite, anilite, famatinite, tetrahedrite |  | EMPA, LA-ICPMS, SEM-EDS | TESCAN Integrated Mineral Analyzer (TIMA); laser ablation inductively coupled plasma mass spectrometry (LA-ICP-MS); electron microprobe microanalysis (EPMA); micro X-ray fluorescence (micro-XRF) | AGH University of Kraków, Faculty of Geology, Geophysics and Environmental Protection, 30 Mickiewicza Av., 30-059 Krakow, Poland; Montanuniversität Leoben, Department of Applied Geosciences and Geophysics, Peter-Tunner-Straße 5, 8700 Leoben, Austria | [24 empty] | 42.9675 | [9 empty] | 708.1918 |  | 21.0263 |  | 7.9002 |  | 9.3763 |  |  |  | 2979.5391 |  |  |  | 29.5592 | [7 empty] | 3.4758 | [7 empty] | 8.1583 |  |  |  | 0.72635 |  | 2669.4591 |  | 10023.3766 |  |  |  | 19.1682 |  |  |  | 61.4023 | [11 empty] | 9.4983 | [15 empty] | 5.6842 | [5 empty] | 27.7301 |  |  |  | 504.9318 |  |  |  | 4.2034 |  |  |  | 1.9628 | [5 empty] | 0.91204 |  | 0.3984 | [5 empty] | 161.0142 |  | 5.6933 |  | 9.3473 |  |  |  |  | 2025 | Foltyn, K., Węgrzynek, D., Bertrandsson Erlandsson, V., Gugała, E., Kozub-Budzyń, G.A., Melcher, F., Szczerbowska-Boruchowska, M., Piestrzyński, A. (2025). Geochemical and mineralogical investigation of germanium-rich chalcopyrite veins from the Cu-Ag Kupferschiefer deposit, Poland. Ore Geology Reviews, 181, 106636. |  | POL | Fore-Sudetic Monocline, SW Poland
| Lubin-Sieroszowice (Rudna) | Lubin-Sieroszowice ore district | Basin hydrothermal | Stratiform sediment-hosted Cu | stratiform sediment-hosted Cu-Ag | Cu, Ag | Ge | Cu, Ag, Ge | Foltyn et al., 2025 |  | SPW_5_cal_8 |  | underground mine |  |  |  |  | ore material | polished section | grab | mineral separate | [5 empty] | mineralisation | epigenetic sulfide-calcite veins and breccias |  |  | chalcopyrite, bornite, sphalerite, galena, tennantite | epigenetic | epigenetic sulfide-calcite veins and breccias | massive, epigenetic chalcopyrite-calcite veins; dendrite-like; apparent oscillatory zoning |  |  |  | calcite, anhydrite, luzonite, gersdorffite, betekhtinite, anilite, famatinite, tetrahedrite |  | EMPA, LA-ICPMS, SEM-EDS | TESCAN Integrated Mineral Analyzer (TIMA); laser ablation inductively coupled plasma mass spectrometry (LA-ICP-MS); electron microprobe microanalysis (EPMA); micro X-ray fluorescence (micro-XRF) | AGH University of Kraków, Faculty of Geology, Geophysics and Environmental Protection, 30 Mickiewicza Av., 30-059 Krakow, Poland; Montanuniversität Leoben, Department of Applied Geosciences and Geophysics, Peter-Tunner-Straße 5, 8700 Leoben, Austria | [24 empty] | 58.4462 | [9 empty] | 654.3902 |  | 30.2 |  | 11.0663 |  | 13.2186 |  |  |  | 2637.9656 |  |  |  | 40.5822 | [7 empty] | 4.8918 | [7 empty] | 9.8955 |  |  |  | 1.0735 |  | 2059.3093 |  | 9248.7282 |  |  |  | 8.9416 |  |  |  | 81.7274 | [11 empty] | 12.8052 |  |  |  | 0.010683 | [11 empty] | 12.8337 | [5 empty] | 38.5797 |  |  |  | 494.5949 |  |  |  | 5.8822 |  |  |  | 2.7574 | [5 empty] | 1.3284 |  | 0.3561 | [5 empty] | 266.7247 |  | 8.5634 |  | 8.2995 |  |  |  |  | 2025 | Foltyn, K., Węgrzynek, D., Bertrandsson Erlandsson, V., Gugała, E., Kozub-Budzyń, G.A., Melcher, F., Szczerbowska-Boruchowska, M., Piestrzyński, A. (2025). Geochemical and mineralogical investigation of germanium-rich chalcopyrite veins from the Cu-Ag Kupferschiefer deposit, Poland. Ore Geology Reviews, 181, 106636. |  | POL | Fore-Sudetic Monocline, SW Poland
| Lubin-Sieroszowice (Rudna) | Lubin-Sieroszowice ore district | Basin hydrothermal | Stratiform sediment-hosted Cu | stratiform sediment-hosted Cu-Ag | Cu, Ag | Ge | Cu, Ag, Ge | Foltyn et al., 2025 |  | SPW_5_cal_9 |  | underground mine |  |  |  |  | ore material | polished section | grab | mineral separate | [5 empty] | mineralisation | epigenetic sulfide-calcite veins and breccias |  |  | chalcopyrite, bornite, sphalerite, galena, tennantite | epigenetic | epigenetic sulfide-calcite veins and breccias | massive, epigenetic chalcopyrite-calcite veins; dendrite-like; apparent oscillatory zoning |  |  |  | calcite, anhydrite, luzonite, gersdorffite, betekhtinite, anilite, famatinite, tetrahedrite |  | EMPA, LA-ICPMS, SEM-EDS | TESCAN Integrated Mineral Analyzer (TIMA); laser ablation inductively coupled plasma mass spectrometry (LA-ICP-MS); electron microprobe microanalysis (EPMA); micro X-ray fluorescence (micro-XRF) | AGH University of Kraków, Faculty of Geology, Geophysics and Environmental Protection, 30 Mickiewicza Av., 30-059 Krakow, Poland; Montanuniversität Leoben, Department of Applied Geosciences and Geophysics, Peter-Tunner-Straße 5, 8700 Leoben, Austria | [24 empty] | 37.2121 | [9 empty] | 861.2105 |  | 20.2974 |  | 7.5918 |  | 8.4157 |  |  |  | 3127.9653 |  |  |  | 25.7244 | [7 empty] | 3.32 | [7 empty] | 6.8839 |  |  |  | 0.7448 |  | 2450.526 |  | 11166.0126 |  |  |  | 12.0753 |  |  |  | 53.82 | [11 empty] | 8.3873 |  |  |  | 0.010593 | [11 empty] | 11.9829 | [5 empty] | 24.7953 |  |  |  | 346.5328 |  |  |  | 3.9001 |  |  |  | 2.7373 | [5 empty] | 0.89607 |  | 0.33437 | [5 empty] | 119.8814 |  | 5.6468 |  | 15.332 |  |  |  |  | 2025 | Foltyn, K., Węgrzynek, D., Bertrandsson Erlandsson, V., Gugała, E., Kozub-Budzyń, G.A., Melcher, F., Szczerbowska-Boruchowska, M., Piestrzyński, A. (2025). Geochemical and mineralogical investigation of germanium-rich chalcopyrite veins from the Cu-Ag Kupferschiefer deposit, Poland. Ore Geology Reviews, 181, 106636. |  | POL | Fore-Sudetic Monocline, SW Poland
| Lubin-Sieroszowice (Rudna) | Lubin-Sieroszowice ore district | Basin hydrothermal | Stratiform sediment-hosted Cu | stratiform sediment-hosted Cu-Ag | Cu, Ag | Ge | Cu, Ag, Ge | Foltyn et al., 2025 |  | SPW_5_cal_10 |  | underground mine |  |  |  |  | ore material | polished section | grab | mineral separate | [5 empty] | mineralisation | epigenetic sulfide-calcite veins and breccias |  |  | chalcopyrite, bornite, sphalerite, galena, tennantite | epigenetic | epigenetic sulfide-calcite veins and breccias | massive, epigenetic chalcopyrite-calcite veins; dendrite-like; apparent oscillatory zoning |  |  |  | calcite, anhydrite, luzonite, gersdorffite, betekhtinite, anilite, famatinite, tetrahedrite |  | EMPA, LA-ICPMS, SEM-EDS | TESCAN Integrated Mineral Analyzer (TIMA); laser ablation inductively coupled plasma mass spectrometry (LA-ICP-MS); electron microprobe microanalysis (EPMA); micro X-ray fluorescence (micro-XRF) | AGH University of Kraków, Faculty of Geology, Geophysics and Environmental Protection, 30 Mickiewicza Av., 30-059 Krakow, Poland; Montanuniversität Leoben, Department of Applied Geosciences and Geophysics, Peter-Tunner-Straße 5, 8700 Leoben, Austria | [24 empty] | 143.0079 | [9 empty] | 273.1886 |  | 43.7953 |  | 15.6527 |  | 20.3514 |  |  |  | 2057.6157 |  |  |  | 61.9138 | [7 empty] | 6.9873 | [7 empty] | 17.6939 |  |  |  | 1.4636 |  | 1492.6119 |  | 7487.5539 |  |  |  | 14.7351 |  |  |  | 138.9522 | [11 empty] | 21.4233 |  |  |  | 0.011259 | [11 empty] | 13.0974 | [5 empty] | 62.5287 |  |  |  | 776.0757 |  |  |  | 8.7589 |  |  |  | 2.6289 | [5 empty] | 1.8445 |  | 0.36003 | [5 empty] | 388.9561 |  | 11.7894 |  | 7.5944 |  |  |  |  | 2025 | Foltyn, K., Węgrzynek, D., Bertrandsson Erlandsson, V., Gugała, E., Kozub-Budzyń, G.A., Melcher, F., Szczerbowska-Boruchowska, M., Piestrzyński, A. (2025). Geochemical and mineralogical investigation of germanium-rich chalcopyrite veins from the Cu-Ag Kupferschiefer deposit, Poland. Ore Geology Reviews, 181, 106636. |  | POL | Fore-Sudetic Monocline, SW Poland
| Lubin-Sieroszowice (Rudna) | Lubin-Sieroszowice ore district | Basin hydrothermal | Stratiform sediment-hosted Cu | stratiform sediment-hosted Cu-Ag | Cu, Ag | Ge | Cu, Ag, Ge | Foltyn et al., 2025 |  | SPW_5_cal_11 |  | underground mine |  |  |  |  | ore material | polished section | grab | mineral separate | [5 empty] | mineralisation | epigenetic sulfide-calcite veins and breccias |  |  | chalcopyrite, bornite, sphalerite, galena, tennantite | epigenetic | epigenetic sulfide-calcite veins and breccias | massive, epigenetic chalcopyrite-calcite veins; dendrite-like; apparent oscillatory zoning |  |  |  | calcite, anhydrite, luzonite, gersdorffite, betekhtinite, anilite, famatinite, tetrahedrite |  | EMPA, LA-ICPMS, SEM-EDS | TESCAN Integrated Mineral Analyzer (TIMA); laser ablation inductively coupled plasma mass spectrometry (LA-ICP-MS); electron microprobe microanalysis (EPMA); micro X-ray fluorescence (micro-XRF) | AGH University of Kraków, Faculty of Geology, Geophysics and Environmental Protection, 30 Mickiewicza Av., 30-059 Krakow, Poland; Montanuniversität Leoben, Department of Applied Geosciences and Geophysics, Peter-Tunner-Straße 5, 8700 Leoben, Austria | [24 empty] | 25.4201 | [9 empty] | 9.3593 |  | 14.2779 |  | 5.4523 |  | 6.1404 |  |  |  | 3226.553 |  |  |  | 19.4684 | [7 empty] | 2.4004 | [7 empty] | 4.9938 |  |  |  | 0.51423 |  | 2802.9632 |  | 10959.2631 |  |  |  | 15.1185 |  |  |  | 38.5887 | [11 empty] | 5.9051 |  |  |  | 0.010434 | [11 empty] | 5.3076 | [5 empty] | 17.6164 |  |  |  | 349.5825 |  |  |  | 2.7417 |  |  |  | 1.9322 | [5 empty] | 0.63783 |  | 0.28535 | [5 empty] | 95.3906 |  | 4.1191 |  | 2.2789 |  |  |  |  | 2025 | Foltyn, K., Węgrzynek, D., Bertrandsson Erlandsson, V., Gugała, E., Kozub-Budzyń, G.A., Melcher, F., Szczerbowska-Boruchowska, M., Piestrzyński, A. (2025). Geochemical and mineralogical investigation of germanium-rich chalcopyrite veins from the Cu-Ag Kupferschiefer deposit, Poland. Ore Geology Reviews, 181, 106636. |  | POL | Fore-Sudetic Monocline, SW Poland
| Rudna | Lubin-Sieroszowice ore district | Basin hydrothermal | Stratiform sediment-hosted Cu | stratiform sediment-hosted Cu-Ag | Cu, Ag | Ge | Cu, Ag, Ge | Foltyn et al., 2025 |  | KM16-48314-cpy1.d |  | underground mine |  |  |  |  | ore material | polished section | grab | mineral separate | [5 empty] | mineralisation | epigenetic sulfide-calcite veins and breccias |  |  | chalcopyrite, bornite, sphalerite, galena, tennantite | epigenetic | epigenetic sulfide-calcite veins and breccias | massive, epigenetic chalcopyrite-calcite veins; dendrite-like; apparent oscillatory zoning |  |  |  | calcite, anhydrite, luzonite, gersdorffite, betekhtinite, anilite, famatinite, tetrahedrite |  | EMPA, LA-ICPMS, SEM-EDS | TESCAN Integrated Mineral Analyzer (TIMA); laser ablation inductively coupled plasma mass spectrometry (LA-ICP-MS); electron microprobe microanalysis (EPMA); micro X-ray fluorescence (micro-XRF) | AGH University of Kraków, Faculty of Geology, Geophysics and Environmental Protection, 30 Mickiewicza Av., 30-059 Krakow, Poland; Montanuniversität Leoben, Department of Applied Geosciences and Geophysics, Peter-Tunner-Straße 5, 8700 Leoben, Austria |  |  | 418.3261 |  |  |  | 4079.1288 | [9 empty] | 0.11224 | [5 empty] | 334.1993 | [5 empty] | 10.2903 |  | 47.3568 | [13 empty] | 312107.4069 |  | 1.1341 |  |  |  | 45.5514 |  |  |  | 10.5809 |  |  |  | 0.044918 | [13 empty] | 19.0116 |  | 6.9556 | [7 empty] | 10.311 | [5 empty] | 3924.8333 | [15 empty] | 363614.3622 |  | 11.412 |  |  |  | 32.0612 | [19 empty] | 12.1156 | [5 empty] | 85.991 | [7 empty] | 12985.7913 |  |  |  |  | 2025 | Foltyn, K., Węgrzynek, D., Bertrandsson Erlandsson, V., Gugała, E., Kozub-Budzyń, G.A., Melcher, F., Szczerbowska-Boruchowska, M., Piestrzyński, A. (2025). Geochemical and mineralogical investigation of germanium-rich chalcopyrite veins from the Cu-Ag Kupferschiefer deposit, Poland. Ore Geology Reviews, 181, 106636. |  | POL | Fore-Sudetic Monocline, SW Poland
| Lubin-Sieroszowice (Rudna) | Lubin-Sieroszowice ore district | Basin hydrothermal | Stratiform sediment-hosted Cu | stratiform sediment-hosted Cu-Ag | Cu, Ag | Ge | Cu, Ag, Ge | Foltyn et al., 2025 |  | KM16-48314-cpy2.d |  | underground mine |  |  |  |  | ore material | polished section | grab | mineral separate | [5 empty] | mineralisation | epigenetic sulfide-calcite veins and breccias |  |  | chalcopyrite, bornite, sphalerite, galena, tennantite | epigenetic | epigenetic sulfide-calcite veins and breccias | massive, epigenetic chalcopyrite-calcite veins; dendrite-like; apparent oscillatory zoning |  |  |  | calcite, anhydrite, luzonite, gersdorffite, betekhtinite, anilite, famatinite, tetrahedrite |  | EMPA, LA-ICPMS, SEM-EDS | TESCAN Integrated Mineral Analyzer (TIMA); laser ablation inductively coupled plasma mass spectrometry (LA-ICP-MS); electron microprobe microanalysis (EPMA); micro X-ray fluorescence (micro-XRF) | AGH University of Kraków, Faculty of Geology, Geophysics and Environmental Protection, 30 Mickiewicza Av., 30-059 Krakow, Poland; Montanuniversität Leoben, Department of Applied Geosciences and Geophysics, Peter-Tunner-Straße 5, 8700 Leoben, Austria |  |  | 225.2412 |  |  |  | 2819.4241 | [9 empty] | 0.071408 | [5 empty] | 82.9387 | [5 empty] | 7.2057 | [15 empty] | 310865.1014 |  | 0.9658 |  |  |  | 46.988 | [21 empty] | 15.985 | [9 empty] | 5.3743 | [5 empty] | 9409.0214 | [15 empty] | 367002.6509 |  | 4.8549 |  |  |  | 39.5472 | [19 empty] | 18.4189 | [5 empty] | 73.2551 | [7 empty] | 3467.6589 |  |  |  |  | 2025 | Foltyn, K., Węgrzynek, D., Bertrandsson Erlandsson, V., Gugała, E., Kozub-Budzyń, G.A., Melcher, F., Szczerbowska-Boruchowska, M., Piestrzyński, A. (2025). Geochemical and mineralogical investigation of germanium-rich chalcopyrite veins from the Cu-Ag Kupferschiefer deposit, Poland. Ore Geology Reviews, 181, 106636. |  | POL | Fore-Sudetic Monocline, SW Poland
| Lubin-Sieroszowice (Rudna) | Lubin-Sieroszowice ore district | Basin hydrothermal | Stratiform sediment-hosted Cu | stratiform sediment-hosted Cu-Ag | Cu, Ag | Ge | Cu, Ag, Ge | Foltyn et al., 2025 |  | KM16-48314-cpy3.d |  | underground mine |  |  |  |  | ore material | polished section | grab | mineral separate | [5 empty] | mineralisation | epigenetic sulfide-calcite veins and breccias |  |  | chalcopyrite, bornite, sphalerite, galena, tennantite | epigenetic | epigenetic sulfide-calcite veins and breccias | massive, epigenetic chalcopyrite-calcite veins; dendrite-like; apparent oscillatory zoning |  |  |  | calcite, anhydrite, luzonite, gersdorffite, betekhtinite, anilite, famatinite, tetrahedrite |  | EMPA, LA-ICPMS, SEM-EDS | TESCAN Integrated Mineral Analyzer (TIMA); laser ablation inductively coupled plasma mass spectrometry (LA-ICP-MS); electron microprobe microanalysis (EPMA); micro X-ray fluorescence (micro-XRF) | AGH University of Kraków, Faculty of Geology, Geophysics and Environmental Protection, 30 Mickiewicza Av., 30-059 Krakow, Poland; Montanuniversität Leoben, Department of Applied Geosciences and Geophysics, Peter-Tunner-Straße 5, 8700 Leoben, Austria |  |  | 241.0863 |  |  |  | 3512.7557 | [9 empty] | 0.090631 | [5 empty] | 123.412 | [5 empty] | 43.0356 |  | 47.1707 | [13 empty] | 310831.6032 |  | 2.6946 |  |  |  | 53.2398 |  |  |  | 8.4872 |  |  |  | 0.20425 | [13 empty] | 21.5947 |  | 12.7623 | [7 empty] | 24.2786 | [5 empty] | 2669.9871 | [15 empty] | 368868.5981 |  | 5.6271 |  |  |  | 22.6036 | [5 empty] | 2.2227 | [13 empty] | 32.3653 | [5 empty] | 123.466 | [7 empty] | 7246.7165 |  |  |  |  | 2025 | Foltyn, K., Węgrzynek, D., Bertrandsson Erlandsson, V., Gugała, E., Kozub-Budzyń, G.A., Melcher, F., Szczerbowska-Boruchowska, M., Piestrzyński, A. (2025). Geochemical and mineralogical investigation of germanium-rich chalcopyrite veins from the Cu-Ag Kupferschiefer deposit, Poland. Ore Geology Reviews, 181, 106636. |  | POL | Fore-Sudetic Monocline, SW Poland
| Lubin-Sieroszowice (Rudna) | Lubin-Sieroszowice ore district | Basin hydrothermal | Stratiform sediment-hosted Cu | stratiform sediment-hosted Cu-Ag | Cu, Ag | Ge | Cu, Ag, Ge | Foltyn et al., 2025 |  | KM16-48314-cpy4.d |  | underground mine |  |  |  |  | ore material | polished section | grab | mineral separate | [5 empty] | mineralisation | epigenetic sulfide-calcite veins and breccias |  |  | chalcopyrite, bornite, sphalerite, galena, tennantite | epigenetic | epigenetic sulfide-calcite veins and breccias | massive, epigenetic chalcopyrite-calcite veins; dendrite-like; apparent oscillatory zoning |  |  |  | calcite, anhydrite, luzonite, gersdorffite, betekhtinite, anilite, famatinite, tetrahedrite |  | EMPA, LA-ICPMS, SEM-EDS | TESCAN Integrated Mineral Analyzer (TIMA); laser ablation inductively coupled plasma mass spectrometry (LA-ICP-MS); electron microprobe microanalysis (EPMA); micro X-ray fluorescence (micro-XRF) | AGH University of Kraków, Faculty of Geology, Geophysics and Environmental Protection, 30 Mickiewicza Av., 30-059 Krakow, Poland; Montanuniversität Leoben, Department of Applied Geosciences and Geophysics, Peter-Tunner-Straße 5, 8700 Leoben, Austria |  |  | 183.3311 |  |  |  | 838.3854 | [37 empty] | 303795.7774 |  | 2.7026 |  |  |  | 49.4908 | [21 empty] | 16.0466 | [31 empty] | 382340.8647 |  | 3.2562 |  |  |  | 63.9774 | [19 empty] | 9.253 | [5 empty] | 67.9824 | [12 empty] | 2025 | Foltyn, K., Węgrzynek, D., Bertrandsson Erlandsson, V., Gugała, E., Kozub-Budzyń, G.A., Melcher, F., Szczerbowska-Boruchowska, M., Piestrzyński, A. (2025). Geochemical and mineralogical investigation of germanium-rich chalcopyrite veins from the Cu-Ag Kupferschiefer deposit, Poland. Ore Geology Reviews, 181, 106636. |  | POL | Fore-Sudetic Monocline, SW Poland
| Lubin-Sieroszowice (Rudna) | Lubin-Sieroszowice ore district | Basin hydrothermal | Stratiform sediment-hosted Cu | stratiform sediment-hosted Cu-Ag | Cu, Ag | Ge | Cu, Ag, Ge | Foltyn et al., 2025 |  | KM16-48314-cpy5.d |  | underground mine |  |  |  |  | ore material | polished section | grab | mineral separate | [5 empty] | mineralisation | epigenetic sulfide-calcite veins and breccias |  |  | chalcopyrite, bornite, sphalerite, galena, tennantite | epigenetic | epigenetic sulfide-calcite veins and breccias | massive, epigenetic chalcopyrite-calcite veins; dendrite-like; apparent oscillatory zoning |  |  |  | calcite, anhydrite, luzonite, gersdorffite, betekhtinite, anilite, famatinite, tetrahedrite |  | EMPA, LA-ICPMS, SEM-EDS | TESCAN Integrated Mineral Analyzer (TIMA); laser ablation inductively coupled plasma mass spectrometry (LA-ICP-MS); electron microprobe microanalysis (EPMA); micro X-ray fluorescence (micro-XRF) | AGH University of Kraków, Faculty of Geology, Geophysics and Environmental Protection, 30 Mickiewicza Av., 30-059 Krakow, Poland; Montanuniversität Leoben, Department of Applied Geosciences and Geophysics, Peter-Tunner-Straße 5, 8700 Leoben, Austria |  |  | 109.1974 |  |  |  | 1597.6717 | [9 empty] | 0.11395 | [11 empty] | 72.3644 |  | 11.2229 | [13 empty] | 324200.7137 |  | 4.4116 |  |  |  | 65.1588 |  |  |  | 18.6407 | [17 empty] | 42.952 |  | 28.2188 | [7 empty] | 30.2848 | [5 empty] | 9985.2269 | [15 empty] | 394791.6556 |  | 3.8515 |  |  |  | 20.7828 | [5 empty] | 0.40372 | [13 empty] | 18.6845 | [5 empty] | 98.2314 | [7 empty] | 188.3059 |  |  |  |  | 2025 | Foltyn, K., Węgrzynek, D., Bertrandsson Erlandsson, V., Gugała, E., Kozub-Budzyń, G.A., Melcher, F., Szczerbowska-Boruchowska, M., Piestrzyński, A. (2025). Geochemical and mineralogical investigation of germanium-rich chalcopyrite veins from the Cu-Ag Kupferschiefer deposit, Poland. Ore Geology Reviews, 181, 106636. |  | POL | Fore-Sudetic Monocline, SW Poland
| Lubin-Sieroszowice (Rudna) | Lubin-Sieroszowice ore district | Basin hydrothermal | Stratiform sediment-hosted Cu | stratiform sediment-hosted Cu-Ag | Cu, Ag | Ge | Cu, Ag, Ge | Foltyn et al., 2025 |  | KM16-48314-cpy6.d |  | underground mine |  |  |  |  | ore material | polished section | grab | mineral separate | [5 empty] | mineralisation | epigenetic sulfide-calcite veins and breccias |  |  | chalcopyrite, bornite, sphalerite, galena, tennantite | epigenetic | epigenetic sulfide-calcite veins and breccias | massive, epigenetic chalcopyrite-calcite veins; dendrite-like; apparent oscillatory zoning |  |  |  | calcite, anhydrite, luzonite, gersdorffite, betekhtinite, anilite, famatinite, tetrahedrite |  | EMPA, LA-ICPMS, SEM-EDS | TESCAN Integrated Mineral Analyzer (TIMA); laser ablation inductively coupled plasma mass spectrometry (LA-ICP-MS); electron microprobe microanalysis (EPMA); micro X-ray fluorescence (micro-XRF) | AGH University of Kraków, Faculty of Geology, Geophysics and Environmental Protection, 30 Mickiewicza Av., 30-059 Krakow, Poland; Montanuniversität Leoben, Department of Applied Geosciences and Geophysics, Peter-Tunner-Straße 5, 8700 Leoben, Austria |  |  | 208.2791 |  |  |  | 2114.0307 | [9 empty] | 0.09144 | [11 empty] | 21.8806 |  | 87.5861 | [13 empty] | 319656.4518 |  | 0.95388 |  |  |  | 32.0758 | [21 empty] | 17.5618 |  | 6.4299 | [7 empty] | 20.6066 | [5 empty] | 64925.6941 | [15 empty] | 399821.1348 |  | 4.5004 | [23 empty] | 18.2218 | [5 empty] | 65.9539 | [7 empty] | 129.3083 |  |  |  |  | 2025 | Foltyn, K., Węgrzynek, D., Bertrandsson Erlandsson, V., Gugała, E., Kozub-Budzyń, G.A., Melcher, F., Szczerbowska-Boruchowska, M., Piestrzyński, A. (2025). Geochemical and mineralogical investigation of germanium-rich chalcopyrite veins from the Cu-Ag Kupferschiefer deposit, Poland. Ore Geology Reviews, 181, 106636. |  | POL | Fore-Sudetic Monocline, SW Poland
| Lubin-Sieroszowice (Rudna) | Lubin-Sieroszowice ore district | Basin hydrothermal | Stratiform sediment-hosted Cu | stratiform sediment-hosted Cu-Ag | Cu, Ag | Ge | Cu, Ag, Ge | Foltyn et al., 2025 |  | KM16-48314-cpy9.d |  | underground mine |  |  |  |  | ore material | polished section | grab | mineral separate | [5 empty] | mineralisation | epigenetic sulfide-calcite veins and breccias |  |  | chalcopyrite, bornite, sphalerite, galena, tennantite | epigenetic | epigenetic sulfide-calcite veins and breccias | massive, epigenetic chalcopyrite-calcite veins; dendrite-like; apparent oscillatory zoning |  |  |  | calcite, anhydrite, luzonite, gersdorffite, betekhtinite, anilite, famatinite, tetrahedrite |  | EMPA, LA-ICPMS, SEM-EDS | TESCAN Integrated Mineral Analyzer (TIMA); laser ablation inductively coupled plasma mass spectrometry (LA-ICP-MS); electron microprobe microanalysis (EPMA); micro X-ray fluorescence (micro-XRF) | AGH University of Kraków, Faculty of Geology, Geophysics and Environmental Protection, 30 Mickiewicza Av., 30-059 Krakow, Poland; Montanuniversität Leoben, Department of Applied Geosciences and Geophysics, Peter-Tunner-Straße 5, 8700 Leoben, Austria |  |  | 508.7923 |  |  |  | 316.4256 | [9 empty] | 0.34759 | [11 empty] | 49.5279 |  | 383.5806 | [13 empty] | 352123.2303 |  | 4.2919 |  |  |  | 8.9046 |  |  |  | 24.6655 | [17 empty] | 265.6964 |  | 16.9489 | [7 empty] | 117.5117 | [5 empty] | 4342.4637 | [15 empty] | 417499.3857 |  | 11.9272 |  |  |  | 89.2385 | [5 empty] | 1.1136 | [13 empty] | 12.445 | [5 empty] | 276.263 | [7 empty] | 38.4808 |  |  |  |  | 2025 | Foltyn, K., Węgrzynek, D., Bertrandsson Erlandsson, V., Gugała, E., Kozub-Budzyń, G.A., Melcher, F., Szczerbowska-Boruchowska, M., Piestrzyński, A. (2025). Geochemical and mineralogical investigation of germanium-rich chalcopyrite veins from the Cu-Ag Kupferschiefer deposit, Poland. Ore Geology Reviews, 181, 106636. |  | POL | Fore-Sudetic Monocline, SW Poland
| Lubin-Sieroszowice (Rudna) | Lubin-Sieroszowice ore district | Basin hydrothermal | Stratiform sediment-hosted Cu | stratiform sediment-hosted Cu-Ag | Cu, Ag | Ge | Cu, Ag, Ge | Foltyn et al., 2025 |  | KM16-48314-cpy10.d |  | underground mine |  |  |  |  | ore material | polished section | grab | mineral separate | [5 empty] | mineralisation | epigenetic sulfide-calcite veins and breccias |  |  | chalcopyrite, bornite, sphalerite, galena, tennantite | epigenetic | epigenetic sulfide-calcite veins and breccias | massive, epigenetic chalcopyrite-calcite veins; dendrite-like; apparent oscillatory zoning |  |  |  | calcite, anhydrite, luzonite, gersdorffite, betekhtinite, anilite, famatinite, tetrahedrite |  | EMPA, LA-ICPMS, SEM-EDS | TESCAN Integrated Mineral Analyzer (TIMA); laser ablation inductively coupled plasma mass spectrometry (LA-ICP-MS); electron microprobe microanalysis (EPMA); micro X-ray fluorescence (micro-XRF) | AGH University of Kraków, Faculty of Geology, Geophysics and Environmental Protection, 30 Mickiewicza Av., 30-059 Krakow, Poland; Montanuniversität Leoben, Department of Applied Geosciences and Geophysics, Peter-Tunner-Straße 5, 8700 Leoben, Austria |  |  | 109.4644 |  |  |  | 36.1824 | [9 empty] | 0.27602 | [11 empty] | 17.0523 |  | 795.0092 | [13 empty] | 307267.7942 |  | 0.43848 |  |  |  | 2.1348 |  |  |  | 16.0887 | [17 empty] | 17.7636 |  | 2.4197 | [7 empty] | 3.44 | [5 empty] | 97117.1491 | [15 empty] | 400920.0538 |  | 1.4973 | [23 empty] | 6.9545 | [5 empty] | 10.3165 | [7 empty] | 52.3702 |  |  |  |  | 2025 | Foltyn, K., Węgrzynek, D., Bertrandsson Erlandsson, V., Gugała, E., Kozub-Budzyń, G.A., Melcher, F., Szczerbowska-Boruchowska, M., Piestrzyński, A. (2025). Geochemical and mineralogical investigation of germanium-rich chalcopyrite veins from the Cu-Ag Kupferschiefer deposit, Poland. Ore Geology Reviews, 181, 106636. |  | POL | Fore-Sudetic Monocline, SW Poland
| Lubin-Sieroszowice (Rudna) | Lubin-Sieroszowice ore district | Basin hydrothermal | Stratiform sediment-hosted Cu | stratiform sediment-hosted Cu-Ag | Cu, Ag | Ge | Cu, Ag, Ge | Foltyn et al., 2025 |  | KM16-48314-cpy11.d |  | underground mine |  |  |  |  | ore material | polished section | grab | mineral separate | [5 empty] | mineralisation | epigenetic sulfide-calcite veins and breccias |  |  | chalcopyrite, bornite, sphalerite, galena, tennantite | epigenetic | epigenetic sulfide-calcite veins and breccias | massive, epigenetic chalcopyrite-calcite veins; dendrite-like; apparent oscillatory zoning |  |  |  | calcite, anhydrite, luzonite, gersdorffite, betekhtinite, anilite, famatinite, tetrahedrite |  | EMPA, LA-ICPMS, SEM-EDS | TESCAN Integrated Mineral Analyzer (TIMA); laser ablation inductively coupled plasma mass spectrometry (LA-ICP-MS); electron microprobe microanalysis (EPMA); micro X-ray fluorescence (micro-XRF) | AGH University of Kraków, Faculty of Geology, Geophysics and Environmental Protection, 30 Mickiewicza Av., 30-059 Krakow, Poland; Montanuniversität Leoben, Department of Applied Geosciences and Geophysics, Peter-Tunner-Straße 5, 8700 Leoben, Austria |  |  | 266.7011 |  |  |  | 503.0064 | [9 empty] | 0.52327 | [11 empty] | 63.0685 |  | 817.3413 | [13 empty] | 321137.472 |  | 1.3172 |  |  |  | 7.5449 |  |  |  | 21.6736 | [17 empty] | 430.1113 |  | 48.4235 | [7 empty] | 17.2307 | [5 empty] | 34577.9338 | [15 empty] | 412355.3358 |  | 8.2622 |  |  |  | 116.5609 | [19 empty] | 7.6869 | [5 empty] | 61.0457 | [7 empty] | 66.1121 |  |  |  |  | 2025 | Foltyn, K., Węgrzynek, D., Bertrandsson Erlandsson, V., Gugała, E., Kozub-Budzyń, G.A., Melcher, F., Szczerbowska-Boruchowska, M., Piestrzyński, A. (2025). Geochemical and mineralogical investigation of germanium-rich chalcopyrite veins from the Cu-Ag Kupferschiefer deposit, Poland. Ore Geology Reviews, 181, 106636. |  | POL | Fore-Sudetic Monocline, SW Poland
| Lubin-Sieroszowice (Rudna) | Lubin-Sieroszowice ore district | Basin hydrothermal | Stratiform sediment-hosted Cu | stratiform sediment-hosted Cu-Ag | Cu, Ag | Ge | Cu, Ag, Ge | Foltyn et al., 2025 |  | KM16-48314-cpy12.d |  | underground mine |  |  |  |  | ore material | polished section | grab | mineral separate | [5 empty] | mineralisation | epigenetic sulfide-calcite veins and breccias |  |  | chalcopyrite, bornite, sphalerite, galena, tennantite | epigenetic | epigenetic sulfide-calcite veins and breccias | massive, epigenetic chalcopyrite-calcite veins; dendrite-like; apparent oscillatory zoning |  |  |  | calcite, anhydrite, luzonite, gersdorffite, betekhtinite, anilite, famatinite, tetrahedrite |  | EMPA, LA-ICPMS, SEM-EDS | TESCAN Integrated Mineral Analyzer (TIMA); laser ablation inductively coupled plasma mass spectrometry (LA-ICP-MS); electron microprobe microanalysis (EPMA); micro X-ray fluorescence (micro-XRF) | AGH University of Kraków, Faculty of Geology, Geophysics and Environmental Protection, 30 Mickiewicza Av., 30-059 Krakow, Poland; Montanuniversität Leoben, Department of Applied Geosciences and Geophysics, Peter-Tunner-Straße 5, 8700 Leoben, Austria |  |  | 206.4427 |  |  |  | 952.498 | [9 empty] | 0.6475 | [11 empty] | 433.3378 |  | 793.8561 | [13 empty] | 314178.6573 |  | 2.6506 |  |  |  | 3.1629 |  |  |  | 42.0875 | [17 empty] | 95.5964 |  | 76.5299 | [7 empty] | 101.5755 | [5 empty] | 19580.1236 | [15 empty] | 422828.3879 |  | 9.5795 |  |  |  | 57.7434 | [5 empty] | 0.65071 | [13 empty] | 8.1694 | [5 empty] | 78.9086 | [12 empty] | 2025 | Foltyn, K., Węgrzynek, D., Bertrandsson Erlandsson, V., Gugała, E., Kozub-Budzyń, G.A., Melcher, F., Szczerbowska-Boruchowska, M., Piestrzyński, A. (2025). Geochemical and mineralogical investigation of germanium-rich chalcopyrite veins from the Cu-Ag Kupferschiefer deposit, Poland. Ore Geology Reviews, 181, 106636. |  | POL | Fore-Sudetic Monocline, SW Poland