## Sheet1
Uploaded | deposit_name | deposit_local_id | deposit_environment | deposit_group | deposit_type | primary_commodities | secondary_commodities | all_commodities | deposit_source | sample_uid | sample_name | sample_local_id | feature_type | feature_name | feature_uid | top_depth_m | bottom_depth_m | sample_deposit_relation | sample_type | sampling_method | material_class | material_class_comments | province | strat_unit_name | strat_unit_uid | strat_grouping | earth_material_group | earth_material_qualifier | earth_material | metamorphic_grade | mineral | paragenetic_stage | mode_of_occurrence | texture | color | alteration | sample_description | associated_minerals | sample_preparation | analytical_method | instrument_type_model | laboratory_location/if reported | operating_conditions/if reported | standards_used/if reported | ag_ppm | ag_detection_limit | al_ppm | al_detection_limit | as_ppm | as_detection_limit | au_ppm | au_detection_limit | b_ppm | b_detection_limit | ba_ppm | ba_detection_limit | be_ppm | be_detection_limit | bi_ppm | bi_detection_limit | br_ppm | br_detection_limit | ca_ppm | ca_detection_limit | cd_ppm | cd_detection_limit | ce_ppm | ce_detection_limit | cl_ppm | cl_detection_limit | co_ppm | co_detection_limit | cr_ppm | cr_detection_limit | cs_ppm | cs_detection_limit | cu_ppm | cu_detection_limit | dy_ppm | dy_detection_limit | er_ppm | er_detection_limit | eu_ppm | eu_detection_limit | f_ppm | f_detection_limit | fe_ppm | fe_detection_limit | ga_ppm | ga_detection_limit | gd_ppm | gd_detection_limit | ge_ppm | ge_detection_limit | hf_ppm | hf_detection_limit | hg_ppm | hg_detection_limit | ho_ppm | ho_detection_limit | in_ppm | in_detection_limit | ir_ppm | ir_detection_limit | k_ppm | k_detection_limit | la_ppm | la_detection_limit | li_ppm | li_detection_limit | lu_ppm | lu_detection_limit | mg_ppm | mg_detection_limit | mn_ppm | mn_detection_limit | mo_ppm | mo_detection_limit | na_ppm | na_detection_limit | nb_ppm | nb_detection_limit | nd_ppm | nd_detection_limit | ni_ppm | ni_detection_limit | os_ppm | os_detection_limit | p_ppm | p_detection_limit | pb_ppm | pb_detection_limit | pd_ppm | pd_detection_limit | pr_ppm | pr_detection_limit | pt_ppm | pt_detection_limit | rb_ppm | rb_detection_limit | re_ppm | re_detection_limit | rh_ppm | rh_detection_limit | ru_ppm | ru_detection_limit | s_ppm | s_detection_limit | sb_ppm | sb_detection_limit | sc_ppm | sc_detection_limit | se_ppm | se_detection_limit | si_ppm | si_detection_limit | sm_ppm | sm_detection_limit | sn_ppm | sn_detection_limit | sr_ppm | sr_detection_limit | ta_ppm | ta_detection_limit | tb_ppm | tb_detection_limit | te_ppm | te_detection_limit | th_ppm | th_detection_limit | ti_ppm | ti_detection_limit | tl_ppm | tl_detection_limit | tm_ppm | tm_detection_limit | u_ppm | u_detection_limit | v_ppm | v_detection_limit | w_ppm | w_detection_limit | y_ppm | y_detection_limit | yb_ppm | yb_detection_limit | zn_ppm | zn_detection_limit | zr_ppm | zr_detection_limit | analysis_datetime | publication_date | sample_source | submitter | country | state | deposit_longitude_wgs84 | deposit_latitude_wgs84 | sample_longitude_wgs84 | sample_latitude_wgs84 | sample_easting | sample_northing | sample_utm_zone | sample_location_description | location_source | location_accuracy | comments | last_update
| Fankou Zn-Pb deposit |  | Basin hydrothermal | Mississippi Valley-type (MVT) | MVT zinc-lead | Zn, Pb | Ga | Zn, Pb, Ga | Wu et al., 2024 |  | 200-4-1-1-4 |  | underground mine |  |  |  |  | ore material | polished section | grab | mineral separate | [5 empty] | mineralisation |  |  |  | sphalerite | [6 empty] | pyrite, galena, chalcopyrite, dolomite, calcite, arsenopyrite, freibergite, pyrargyrite, argentite, goethite, ferrohydrite, anglesite, zincosite | Samples were polished into thin sections and polished mounts for petrographic identification | EMPA, LA-ICPMS | JEOL JXA-i SP100 electron probe micro-analyzer equipped with four wavelength-dispersive spectrometers; NWR 193 nm Ar F Excimer laser-ablation system coupled to an iCAP RQ (ICPMS) | Laboratory of Marine Element and Isotope Facilities in Southern Marine Science and Engineering Guangdong Laboratory (Zhuhai, China); Guangzhou Tuoyan Analytical Technology Co., Ltd., Guangzhou, China | EPMA: accelerating voltage of 20 kV, a probe current of 20 nA, and a 5 μm beam. Peak counting time was 10 s for major elements (Zn, S, Fe), and 50 s for other minor elements (Cd, Ga, Ge, In, Au, and Ag). Background counting time was half of the peak counting time on the high- and low-energy background positions. Analytical results were reduced using the ZAF correction routines. LA-ICP-MS mapping: beam size of 15 μm, repetition rate of 10 Hz, depth of ablation around 5 μm. | sphalerite for S and Zn, marcasite for Fe, cadmium for Cd, gallium phosphide for Ga, germanium for Ge, indium phosphide for In, gold for Au, and silver for Ag | [6 empty] | 0.041 | [13 empty] | 0.142 | [21 empty] | 4.437 | [59 empty] | 33.323 | [39 empty] | 61.054 |  |  |  |  | 2024 | Wu, Y., Zheng, Y., Yu, P., Chen, X., Guo, L., Long, L., Hu, Z., Huang, Y., Chen, M., Lu, J., Ouyang, S., Chen, S. (2024). The world-class carbonate-hosted Fankou Zn-Pb deposit in China. Part III. Critical metal Ga is enriched in late stage and low temperature sphalerite. Ore Geology Reviews, 166, 105928. |  | CHN | Guangdong
| Fankou Zn-Pb deposit |  | Basin hydrothermal | Mississippi Valley-type (MVT) | MVT zinc-lead | Zn, Pb | Ga | Zn, Pb, Ga | Wu et al., 2024 |  | 200-4-1-1-5 |  | underground mine |  |  |  |  | ore material | polished section | grab | mineral separate | [5 empty] | mineralisation |  |  |  | sphalerite | [6 empty] | pyrite, galena, chalcopyrite, dolomite, calcite, arsenopyrite, freibergite, pyrargyrite, argentite, goethite, ferrohydrite, anglesite, zincosite | Samples were polished into thin sections and polished mounts for petrographic identification | EMPA, LA-ICPMS | JEOL JXA-i SP100 electron probe micro-analyzer equipped with four wavelength-dispersive spectrometers; NWR 193 nm Ar F Excimer laser-ablation system coupled to an iCAP RQ (ICPMS) | Laboratory of Marine Element and Isotope Facilities in Southern Marine Science and Engineering Guangdong Laboratory (Zhuhai, China); Guangzhou Tuoyan Analytical Technology Co., Ltd., Guangzhou, China | EPMA: accelerating voltage of 20 kV, a probe current of 20 nA, and a 5 μm beam. Peak counting time was 10 s for major elements (Zn, S, Fe), and 50 s for other minor elements (Cd, Ga, Ge, In, Au, and Ag). Background counting time was half of the peak counting time on the high- and low-energy background positions. Analytical results were reduced using the ZAF correction routines. LA-ICP-MS mapping: beam size of 15 μm, repetition rate of 10 Hz, depth of ablation around 5 μm. | sphalerite for S and Zn, marcasite for Fe, cadmium for Cd, gallium phosphide for Ga, germanium for Ge, indium phosphide for In, gold for Au, and silver for Ag | [20 empty] | 0.12 | [21 empty] | 4.422 | [59 empty] | 33.018 | [39 empty] | 61.398 |  |  |  |  | 2024 | Wu, Y., Zheng, Y., Yu, P., Chen, X., Guo, L., Long, L., Hu, Z., Huang, Y., Chen, M., Lu, J., Ouyang, S., Chen, S. (2024). The world-class carbonate-hosted Fankou Zn-Pb deposit in China. Part III. Critical metal Ga is enriched in late stage and low temperature sphalerite. Ore Geology Reviews, 166, 105928. |  | CHN | Guangdong
| Fankou Zn-Pb deposit |  | Basin hydrothermal | Mississippi Valley-type (MVT) | MVT zinc-lead | Zn, Pb | Ga | Zn, Pb, Ga | Wu et al., 2024 |  | 200-4-1-2-4 |  | underground mine |  |  |  |  | ore material | polished section | grab | mineral separate | [5 empty] | mineralisation |  |  |  | sphalerite | [6 empty] | pyrite, galena, chalcopyrite, dolomite, calcite, arsenopyrite, freibergite, pyrargyrite, argentite, goethite, ferrohydrite, anglesite, zincosite | Samples were polished into thin sections and polished mounts for petrographic identification | EMPA, LA-ICPMS | JEOL JXA-i SP100 electron probe micro-analyzer equipped with four wavelength-dispersive spectrometers; NWR 193 nm Ar F Excimer laser-ablation system coupled to an iCAP RQ (ICPMS) | Laboratory of Marine Element and Isotope Facilities in Southern Marine Science and Engineering Guangdong Laboratory (Zhuhai, China); Guangzhou Tuoyan Analytical Technology Co., Ltd., Guangzhou, China | EPMA: accelerating voltage of 20 kV, a probe current of 20 nA, and a 5 μm beam. Peak counting time was 10 s for major elements (Zn, S, Fe), and 50 s for other minor elements (Cd, Ga, Ge, In, Au, and Ag). Background counting time was half of the peak counting time on the high- and low-energy background positions. Analytical results were reduced using the ZAF correction routines. LA-ICP-MS mapping: beam size of 15 μm, repetition rate of 10 Hz, depth of ablation around 5 μm. | sphalerite for S and Zn, marcasite for Fe, cadmium for Cd, gallium phosphide for Ga, germanium for Ge, indium phosphide for In, gold for Au, and silver for Ag | [6 empty] | 0.012 | [13 empty] | 0.12 | [21 empty] | 4.894 | [59 empty] | 33.193 | [39 empty] | 60.935 |  |  |  |  | 2024 | Wu, Y., Zheng, Y., Yu, P., Chen, X., Guo, L., Long, L., Hu, Z., Huang, Y., Chen, M., Lu, J., Ouyang, S., Chen, S. (2024). The world-class carbonate-hosted Fankou Zn-Pb deposit in China. Part III. Critical metal Ga is enriched in late stage and low temperature sphalerite. Ore Geology Reviews, 166, 105928. |  | CHN | Guangdong
| Fankou Zn-Pb deposit |  | Basin hydrothermal | Mississippi Valley-type (MVT) | MVT zinc-lead | Zn, Pb | Ga | Zn, Pb, Ga | Wu et al., 2024 |  | 200-4-1-2-6 |  | underground mine |  |  |  |  | ore material | polished section | grab | mineral separate | [5 empty] | mineralisation |  |  |  | sphalerite | [6 empty] | pyrite, galena, chalcopyrite, dolomite, calcite, arsenopyrite, freibergite, pyrargyrite, argentite, goethite, ferrohydrite, anglesite, zincosite | Samples were polished into thin sections and polished mounts for petrographic identification | EMPA, LA-ICPMS | JEOL JXA-i SP100 electron probe micro-analyzer equipped with four wavelength-dispersive spectrometers; NWR 193 nm Ar F Excimer laser-ablation system coupled to an iCAP RQ (ICPMS) | Laboratory of Marine Element and Isotope Facilities in Southern Marine Science and Engineering Guangdong Laboratory (Zhuhai, China); Guangzhou Tuoyan Analytical Technology Co., Ltd., Guangzhou, China | EPMA: accelerating voltage of 20 kV, a probe current of 20 nA, and a 5 μm beam. Peak counting time was 10 s for major elements (Zn, S, Fe), and 50 s for other minor elements (Cd, Ga, Ge, In, Au, and Ag). Background counting time was half of the peak counting time on the high- and low-energy background positions. Analytical results were reduced using the ZAF correction routines. LA-ICP-MS mapping: beam size of 15 μm, repetition rate of 10 Hz, depth of ablation around 5 μm. | sphalerite for S and Zn, marcasite for Fe, cadmium for Cd, gallium phosphide for Ga, germanium for Ge, indium phosphide for In, gold for Au, and silver for Ag | [20 empty] | 0.133 | [21 empty] | 3.122 | [59 empty] | 33.007 | [39 empty] | 63.533 |  |  |  |  | 2024 | Wu, Y., Zheng, Y., Yu, P., Chen, X., Guo, L., Long, L., Hu, Z., Huang, Y., Chen, M., Lu, J., Ouyang, S., Chen, S. (2024). The world-class carbonate-hosted Fankou Zn-Pb deposit in China. Part III. Critical metal Ga is enriched in late stage and low temperature sphalerite. Ore Geology Reviews, 166, 105928. |  | CHN | Guangdong
| Fankou Zn-Pb deposit |  | Basin hydrothermal | Mississippi Valley-type (MVT) | MVT zinc-lead | Zn, Pb | Ga | Zn, Pb, Ga | Wu et al., 2024 |  | 240-124-1-1-1 |  | underground mine |  |  |  |  | ore material | polished section | grab | mineral separate | [5 empty] | mineralisation |  |  |  | sphalerite | [6 empty] | pyrite, galena, chalcopyrite, dolomite, calcite, arsenopyrite, freibergite, pyrargyrite, argentite, goethite, ferrohydrite, anglesite, zincosite | Samples were polished into thin sections and polished mounts for petrographic identification | EMPA, LA-ICPMS | JEOL JXA-i SP100 electron probe micro-analyzer equipped with four wavelength-dispersive spectrometers; NWR 193 nm Ar F Excimer laser-ablation system coupled to an iCAP RQ (ICPMS) | Laboratory of Marine Element and Isotope Facilities in Southern Marine Science and Engineering Guangdong Laboratory (Zhuhai, China); Guangzhou Tuoyan Analytical Technology Co., Ltd., Guangzhou, China | EPMA: accelerating voltage of 20 kV, a probe current of 20 nA, and a 5 μm beam. Peak counting time was 10 s for major elements (Zn, S, Fe), and 50 s for other minor elements (Cd, Ga, Ge, In, Au, and Ag). Background counting time was half of the peak counting time on the high- and low-energy background positions. Analytical results were reduced using the ZAF correction routines. LA-ICP-MS mapping: beam size of 15 μm, repetition rate of 10 Hz, depth of ablation around 5 μm. | sphalerite for S and Zn, marcasite for Fe, cadmium for Cd, gallium phosphide for Ga, germanium for Ge, indium phosphide for In, gold for Au, and silver for Ag | [20 empty] | 0.172 | [21 empty] | 3.481 | [59 empty] | 33.043 | [39 empty] | 62.226 |  |  |  |  | 2024 | Wu, Y., Zheng, Y., Yu, P., Chen, X., Guo, L., Long, L., Hu, Z., Huang, Y., Chen, M., Lu, J., Ouyang, S., Chen, S. (2024). The world-class carbonate-hosted Fankou Zn-Pb deposit in China. Part III. Critical metal Ga is enriched in late stage and low temperature sphalerite. Ore Geology Reviews, 166, 105928. |  | CHN | Guangdong
| Fankou Zn-Pb deposit |  | Basin hydrothermal | Mississippi Valley-type (MVT) | MVT zinc-lead | Zn, Pb | Ga | Zn, Pb, Ga | Wu et al., 2024 |  | 240-124-1-1-2 |  | underground mine |  |  |  |  | ore material | polished section | grab | mineral separate | [5 empty] | mineralisation |  |  |  | sphalerite | [6 empty] | pyrite, galena, chalcopyrite, dolomite, calcite, arsenopyrite, freibergite, pyrargyrite, argentite, goethite, ferrohydrite, anglesite, zincosite | Samples were polished into thin sections and polished mounts for petrographic identification | EMPA, LA-ICPMS | JEOL JXA-i SP100 electron probe micro-analyzer equipped with four wavelength-dispersive spectrometers; NWR 193 nm Ar F Excimer laser-ablation system coupled to an iCAP RQ (ICPMS) | Laboratory of Marine Element and Isotope Facilities in Southern Marine Science and Engineering Guangdong Laboratory (Zhuhai, China); Guangzhou Tuoyan Analytical Technology Co., Ltd., Guangzhou, China | EPMA: accelerating voltage of 20 kV, a probe current of 20 nA, and a 5 μm beam. Peak counting time was 10 s for major elements (Zn, S, Fe), and 50 s for other minor elements (Cd, Ga, Ge, In, Au, and Ag). Background counting time was half of the peak counting time on the high- and low-energy background positions. Analytical results were reduced using the ZAF correction routines. LA-ICP-MS mapping: beam size of 15 μm, repetition rate of 10 Hz, depth of ablation around 5 μm. | sphalerite for S and Zn, marcasite for Fe, cadmium for Cd, gallium phosphide for Ga, germanium for Ge, indium phosphide for In, gold for Au, and silver for Ag | [20 empty] | 0.128 | [21 empty] | 1.977 |  | 0.073 | [11 empty] | 0.011 | [45 empty] | 33.16 | [39 empty] | 63.985 |  |  |  |  | 2024 | Wu, Y., Zheng, Y., Yu, P., Chen, X., Guo, L., Long, L., Hu, Z., Huang, Y., Chen, M., Lu, J., Ouyang, S., Chen, S. (2024). The world-class carbonate-hosted Fankou Zn-Pb deposit in China. Part III. Critical metal Ga is enriched in late stage and low temperature sphalerite. Ore Geology Reviews, 166, 105928. |  | CHN | Guangdong
| Fankou Zn-Pb deposit |  | Basin hydrothermal | Mississippi Valley-type (MVT) | MVT zinc-lead | Zn, Pb | Ga | Zn, Pb, Ga | Wu et al., 2024 |  | 240-124-1-1-3 |  | underground mine |  |  |  |  | ore material | polished section | grab | mineral separate | [5 empty] | mineralisation |  |  |  | sphalerite | [6 empty] | pyrite, galena, chalcopyrite, dolomite, calcite, arsenopyrite, freibergite, pyrargyrite, argentite, goethite, ferrohydrite, anglesite, zincosite | Samples were polished into thin sections and polished mounts for petrographic identification | EMPA, LA-ICPMS | JEOL JXA-i SP100 electron probe micro-analyzer equipped with four wavelength-dispersive spectrometers; NWR 193 nm Ar F Excimer laser-ablation system coupled to an iCAP RQ (ICPMS) | Laboratory of Marine Element and Isotope Facilities in Southern Marine Science and Engineering Guangdong Laboratory (Zhuhai, China); Guangzhou Tuoyan Analytical Technology Co., Ltd., Guangzhou, China | EPMA: accelerating voltage of 20 kV, a probe current of 20 nA, and a 5 μm beam. Peak counting time was 10 s for major elements (Zn, S, Fe), and 50 s for other minor elements (Cd, Ga, Ge, In, Au, and Ag). Background counting time was half of the peak counting time on the high- and low-energy background positions. Analytical results were reduced using the ZAF correction routines. LA-ICP-MS mapping: beam size of 15 μm, repetition rate of 10 Hz, depth of ablation around 5 μm. | sphalerite for S and Zn, marcasite for Fe, cadmium for Cd, gallium phosphide for Ga, germanium for Ge, indium phosphide for In, gold for Au, and silver for Ag | [20 empty] | 0.164 | [21 empty] | 4.772 | [59 empty] | 33.123 | [39 empty] | 61.346 |  |  |  |  | 2024 | Wu, Y., Zheng, Y., Yu, P., Chen, X., Guo, L., Long, L., Hu, Z., Huang, Y., Chen, M., Lu, J., Ouyang, S., Chen, S. (2024). The world-class carbonate-hosted Fankou Zn-Pb deposit in China. Part III. Critical metal Ga is enriched in late stage and low temperature sphalerite. Ore Geology Reviews, 166, 105928. |  | CHN | Guangdong
| Fankou Zn-Pb deposit |  | Basin hydrothermal | Mississippi Valley-type (MVT) | MVT zinc-lead | Zn, Pb | Ga | Zn, Pb, Ga | Wu et al., 2024 |  | 240-124-1-1-4 |  | underground mine |  |  |  |  | ore material | polished section | grab | mineral separate | [5 empty] | mineralisation |  |  |  | sphalerite | [6 empty] | pyrite, galena, chalcopyrite, dolomite, calcite, arsenopyrite, freibergite, pyrargyrite, argentite, goethite, ferrohydrite, anglesite, zincosite | Samples were polished into thin sections and polished mounts for petrographic identification | EMPA, LA-ICPMS | JEOL JXA-i SP100 electron probe micro-analyzer equipped with four wavelength-dispersive spectrometers; NWR 193 nm Ar F Excimer laser-ablation system coupled to an iCAP RQ (ICPMS) | Laboratory of Marine Element and Isotope Facilities in Southern Marine Science and Engineering Guangdong Laboratory (Zhuhai, China); Guangzhou Tuoyan Analytical Technology Co., Ltd., Guangzhou, China | EPMA: accelerating voltage of 20 kV, a probe current of 20 nA, and a 5 μm beam. Peak counting time was 10 s for major elements (Zn, S, Fe), and 50 s for other minor elements (Cd, Ga, Ge, In, Au, and Ag). Background counting time was half of the peak counting time on the high- and low-energy background positions. Analytical results were reduced using the ZAF correction routines. LA-ICP-MS mapping: beam size of 15 μm, repetition rate of 10 Hz, depth of ablation around 5 μm. | sphalerite for S and Zn, marcasite for Fe, cadmium for Cd, gallium phosphide for Ga, germanium for Ge, indium phosphide for In, gold for Au, and silver for Ag | [6 empty] | 0.028 | [13 empty] | 0.134 | [21 empty] | 5.655 | [59 empty] | 33.015 | [39 empty] | 60.128 |  |  |  |  | 2024 | Wu, Y., Zheng, Y., Yu, P., Chen, X., Guo, L., Long, L., Hu, Z., Huang, Y., Chen, M., Lu, J., Ouyang, S., Chen, S. (2024). The world-class carbonate-hosted Fankou Zn-Pb deposit in China. Part III. Critical metal Ga is enriched in late stage and low temperature sphalerite. Ore Geology Reviews, 166, 105928. |  | CHN | Guangdong
| Fankou Zn-Pb deposit |  | Basin hydrothermal | Mississippi Valley-type (MVT) | MVT zinc-lead | Zn, Pb | Ga | Zn, Pb, Ga | Wu et al., 2024 |  | 240-124-1-1-6 |  | underground mine |  |  |  |  | ore material | polished section | grab | mineral separate | [5 empty] | mineralisation |  |  |  | sphalerite | [6 empty] | pyrite, galena, chalcopyrite, dolomite, calcite, arsenopyrite, freibergite, pyrargyrite, argentite, goethite, ferrohydrite, anglesite, zincosite | Samples were polished into thin sections and polished mounts for petrographic identification | EMPA, LA-ICPMS | JEOL JXA-i SP100 electron probe micro-analyzer equipped with four wavelength-dispersive spectrometers; NWR 193 nm Ar F Excimer laser-ablation system coupled to an iCAP RQ (ICPMS) | Laboratory of Marine Element and Isotope Facilities in Southern Marine Science and Engineering Guangdong Laboratory (Zhuhai, China); Guangzhou Tuoyan Analytical Technology Co., Ltd., Guangzhou, China | EPMA: accelerating voltage of 20 kV, a probe current of 20 nA, and a 5 μm beam. Peak counting time was 10 s for major elements (Zn, S, Fe), and 50 s for other minor elements (Cd, Ga, Ge, In, Au, and Ag). Background counting time was half of the peak counting time on the high- and low-energy background positions. Analytical results were reduced using the ZAF correction routines. LA-ICP-MS mapping: beam size of 15 μm, repetition rate of 10 Hz, depth of ablation around 5 μm. | sphalerite for S and Zn, marcasite for Fe, cadmium for Cd, gallium phosphide for Ga, germanium for Ge, indium phosphide for In, gold for Au, and silver for Ag | [20 empty] | 0.15 | [21 empty] | 5.307 | [13 empty] | 0.032 | [45 empty] | 33.117 | [39 empty] | 60.369 |  |  |  |  | 2024 | Wu, Y., Zheng, Y., Yu, P., Chen, X., Guo, L., Long, L., Hu, Z., Huang, Y., Chen, M., Lu, J., Ouyang, S., Chen, S. (2024). The world-class carbonate-hosted Fankou Zn-Pb deposit in China. Part III. Critical metal Ga is enriched in late stage and low temperature sphalerite. Ore Geology Reviews, 166, 105928. |  | CHN | Guangdong
| Fankou Zn-Pb deposit |  | Basin hydrothermal | Mississippi Valley-type (MVT) | MVT zinc-lead | Zn, Pb | Ga | Zn, Pb, Ga | Wu et al., 2024 |  | 240-124-1-1-7 |  | underground mine |  |  |  |  | ore material | polished section | grab | mineral separate | [5 empty] | mineralisation |  |  |  | sphalerite | [6 empty] | pyrite, galena, chalcopyrite, dolomite, calcite, arsenopyrite, freibergite, pyrargyrite, argentite, goethite, ferrohydrite, anglesite, zincosite | Samples were polished into thin sections and polished mounts for petrographic identification | EMPA, LA-ICPMS | JEOL JXA-i SP100 electron probe micro-analyzer equipped with four wavelength-dispersive spectrometers; NWR 193 nm Ar F Excimer laser-ablation system coupled to an iCAP RQ (ICPMS) | Laboratory of Marine Element and Isotope Facilities in Southern Marine Science and Engineering Guangdong Laboratory (Zhuhai, China); Guangzhou Tuoyan Analytical Technology Co., Ltd., Guangzhou, China | EPMA: accelerating voltage of 20 kV, a probe current of 20 nA, and a 5 μm beam. Peak counting time was 10 s for major elements (Zn, S, Fe), and 50 s for other minor elements (Cd, Ga, Ge, In, Au, and Ag). Background counting time was half of the peak counting time on the high- and low-energy background positions. Analytical results were reduced using the ZAF correction routines. LA-ICP-MS mapping: beam size of 15 μm, repetition rate of 10 Hz, depth of ablation around 5 μm. | sphalerite for S and Zn, marcasite for Fe, cadmium for Cd, gallium phosphide for Ga, germanium for Ge, indium phosphide for In, gold for Au, and silver for Ag | [20 empty] | 0.118 | [21 empty] | 4.987 | [59 empty] | 33.071 | [39 empty] | 61.005 |  |  |  |  | 2024 | Wu, Y., Zheng, Y., Yu, P., Chen, X., Guo, L., Long, L., Hu, Z., Huang, Y., Chen, M., Lu, J., Ouyang, S., Chen, S. (2024). The world-class carbonate-hosted Fankou Zn-Pb deposit in China. Part III. Critical metal Ga is enriched in late stage and low temperature sphalerite. Ore Geology Reviews, 166, 105928. |  | CHN | Guangdong
| Fankou Zn-Pb deposit |  | Basin hydrothermal | Mississippi Valley-type (MVT) | MVT zinc-lead | Zn, Pb | Ga | Zn, Pb, Ga | Wu et al., 2024 |  | 240-133-1-2-4 |  | underground mine |  |  |  |  | ore material | polished section | grab | mineral separate | [5 empty] | mineralisation |  |  |  | sphalerite | [6 empty] | pyrite, galena, chalcopyrite, dolomite, calcite, arsenopyrite, freibergite, pyrargyrite, argentite, goethite, ferrohydrite, anglesite, zincosite | Samples were polished into thin sections and polished mounts for petrographic identification | EMPA, LA-ICPMS | JEOL JXA-i SP100 electron probe micro-analyzer equipped with four wavelength-dispersive spectrometers; NWR 193 nm Ar F Excimer laser-ablation system coupled to an iCAP RQ (ICPMS) | Laboratory of Marine Element and Isotope Facilities in Southern Marine Science and Engineering Guangdong Laboratory (Zhuhai, China); Guangzhou Tuoyan Analytical Technology Co., Ltd., Guangzhou, China | EPMA: accelerating voltage of 20 kV, a probe current of 20 nA, and a 5 μm beam. Peak counting time was 10 s for major elements (Zn, S, Fe), and 50 s for other minor elements (Cd, Ga, Ge, In, Au, and Ag). Background counting time was half of the peak counting time on the high- and low-energy background positions. Analytical results were reduced using the ZAF correction routines. LA-ICP-MS mapping: beam size of 15 μm, repetition rate of 10 Hz, depth of ablation around 5 μm. | sphalerite for S and Zn, marcasite for Fe, cadmium for Cd, gallium phosphide for Ga, germanium for Ge, indium phosphide for In, gold for Au, and silver for Ag | [20 empty] | 0.174 | [21 empty] | 2.157 | [59 empty] | 33.141 | [39 empty] | 63.87 |  |  |  |  | 2024 | Wu, Y., Zheng, Y., Yu, P., Chen, X., Guo, L., Long, L., Hu, Z., Huang, Y., Chen, M., Lu, J., Ouyang, S., Chen, S. (2024). The world-class carbonate-hosted Fankou Zn-Pb deposit in China. Part III. Critical metal Ga is enriched in late stage and low temperature sphalerite. Ore Geology Reviews, 166, 105928. |  | CHN | Guangdong
| Fankou Zn-Pb deposit |  | Basin hydrothermal | Mississippi Valley-type (MVT) | MVT zinc-lead | Zn, Pb | Ga | Zn, Pb, Ga | Wu et al., 2024 |  | 240-133-1-2-5 |  | underground mine |  |  |  |  | ore material | polished section | grab | mineral separate | [5 empty] | mineralisation |  |  |  | sphalerite | [6 empty] | pyrite, galena, chalcopyrite, dolomite, calcite, arsenopyrite, freibergite, pyrargyrite, argentite, goethite, ferrohydrite, anglesite, zincosite | Samples were polished into thin sections and polished mounts for petrographic identification | EMPA, LA-ICPMS | JEOL JXA-i SP100 electron probe micro-analyzer equipped with four wavelength-dispersive spectrometers; NWR 193 nm Ar F Excimer laser-ablation system coupled to an iCAP RQ (ICPMS) | Laboratory of Marine Element and Isotope Facilities in Southern Marine Science and Engineering Guangdong Laboratory (Zhuhai, China); Guangzhou Tuoyan Analytical Technology Co., Ltd., Guangzhou, China | EPMA: accelerating voltage of 20 kV, a probe current of 20 nA, and a 5 μm beam. Peak counting time was 10 s for major elements (Zn, S, Fe), and 50 s for other minor elements (Cd, Ga, Ge, In, Au, and Ag). Background counting time was half of the peak counting time on the high- and low-energy background positions. Analytical results were reduced using the ZAF correction routines. LA-ICP-MS mapping: beam size of 15 μm, repetition rate of 10 Hz, depth of ablation around 5 μm. | sphalerite for S and Zn, marcasite for Fe, cadmium for Cd, gallium phosphide for Ga, germanium for Ge, indium phosphide for In, gold for Au, and silver for Ag | [20 empty] | 0.195 | [21 empty] | 1.715 | [59 empty] | 32.927 | [39 empty] | 64.622 |  |  |  |  | 2024 | Wu, Y., Zheng, Y., Yu, P., Chen, X., Guo, L., Long, L., Hu, Z., Huang, Y., Chen, M., Lu, J., Ouyang, S., Chen, S. (2024). The world-class carbonate-hosted Fankou Zn-Pb deposit in China. Part III. Critical metal Ga is enriched in late stage and low temperature sphalerite. Ore Geology Reviews, 166, 105928. |  | CHN | Guangdong
| Fankou Zn-Pb deposit |  | Basin hydrothermal | Mississippi Valley-type (MVT) | MVT zinc-lead | Zn, Pb | Ga | Zn, Pb, Ga | Wu et al., 2024 |  | 240-133-1-2-6 |  | underground mine |  |  |  |  | ore material | polished section | grab | mineral separate | [5 empty] | mineralisation |  |  |  | sphalerite | [6 empty] | pyrite, galena, chalcopyrite, dolomite, calcite, arsenopyrite, freibergite, pyrargyrite, argentite, goethite, ferrohydrite, anglesite, zincosite | Samples were polished into thin sections and polished mounts for petrographic identification | EMPA, LA-ICPMS | JEOL JXA-i SP100 electron probe micro-analyzer equipped with four wavelength-dispersive spectrometers; NWR 193 nm Ar F Excimer laser-ablation system coupled to an iCAP RQ (ICPMS) | Laboratory of Marine Element and Isotope Facilities in Southern Marine Science and Engineering Guangdong Laboratory (Zhuhai, China); Guangzhou Tuoyan Analytical Technology Co., Ltd., Guangzhou, China | EPMA: accelerating voltage of 20 kV, a probe current of 20 nA, and a 5 μm beam. Peak counting time was 10 s for major elements (Zn, S, Fe), and 50 s for other minor elements (Cd, Ga, Ge, In, Au, and Ag). Background counting time was half of the peak counting time on the high- and low-energy background positions. Analytical results were reduced using the ZAF correction routines. LA-ICP-MS mapping: beam size of 15 μm, repetition rate of 10 Hz, depth of ablation around 5 μm. | sphalerite for S and Zn, marcasite for Fe, cadmium for Cd, gallium phosphide for Ga, germanium for Ge, indium phosphide for In, gold for Au, and silver for Ag | [20 empty] | 0.17 | [21 empty] | 1.804 | [59 empty] | 32.892 | [39 empty] | 63.908 |  |  |  |  | 2024 | Wu, Y., Zheng, Y., Yu, P., Chen, X., Guo, L., Long, L., Hu, Z., Huang, Y., Chen, M., Lu, J., Ouyang, S., Chen, S. (2024). The world-class carbonate-hosted Fankou Zn-Pb deposit in China. Part III. Critical metal Ga is enriched in late stage and low temperature sphalerite. Ore Geology Reviews, 166, 105928. |  | CHN | Guangdong
| Fankou Zn-Pb deposit |  | Basin hydrothermal | Mississippi Valley-type (MVT) | MVT zinc-lead | Zn, Pb | Ga | Zn, Pb, Ga | Wu et al., 2024 |  | 400-146-1-1-4 |  | underground mine |  |  |  |  | ore material | polished section | grab | mineral separate | [5 empty] | mineralisation |  |  |  | sphalerite | [6 empty] | pyrite, galena, chalcopyrite, dolomite, calcite, arsenopyrite, freibergite, pyrargyrite, argentite, goethite, ferrohydrite, anglesite, zincosite | Samples were polished into thin sections and polished mounts for petrographic identification | EMPA, LA-ICPMS | JEOL JXA-i SP100 electron probe micro-analyzer equipped with four wavelength-dispersive spectrometers; NWR 193 nm Ar F Excimer laser-ablation system coupled to an iCAP RQ (ICPMS) | Laboratory of Marine Element and Isotope Facilities in Southern Marine Science and Engineering Guangdong Laboratory (Zhuhai, China); Guangzhou Tuoyan Analytical Technology Co., Ltd., Guangzhou, China | EPMA: accelerating voltage of 20 kV, a probe current of 20 nA, and a 5 μm beam. Peak counting time was 10 s for major elements (Zn, S, Fe), and 50 s for other minor elements (Cd, Ga, Ge, In, Au, and Ag). Background counting time was half of the peak counting time on the high- and low-energy background positions. Analytical results were reduced using the ZAF correction routines. LA-ICP-MS mapping: beam size of 15 μm, repetition rate of 10 Hz, depth of ablation around 5 μm. | sphalerite for S and Zn, marcasite for Fe, cadmium for Cd, gallium phosphide for Ga, germanium for Ge, indium phosphide for In, gold for Au, and silver for Ag | [6 empty] | 0.013 | [13 empty] | 0.154 | [21 empty] | 0.524 | [59 empty] | 32.576 | [39 empty] | 65.246 |  |  |  |  | 2024 | Wu, Y., Zheng, Y., Yu, P., Chen, X., Guo, L., Long, L., Hu, Z., Huang, Y., Chen, M., Lu, J., Ouyang, S., Chen, S. (2024). The world-class carbonate-hosted Fankou Zn-Pb deposit in China. Part III. Critical metal Ga is enriched in late stage and low temperature sphalerite. Ore Geology Reviews, 166, 105928. |  | CHN | Guangdong
| Fankou Zn-Pb deposit |  | Basin hydrothermal | Mississippi Valley-type (MVT) | MVT zinc-lead | Zn, Pb | Ga | Zn, Pb, Ga | Wu et al., 2024 |  | 400-146-1-2-2 |  | underground mine |  |  |  |  | ore material | polished section | grab | mineral separate | [5 empty] | mineralisation |  |  |  | sphalerite | [6 empty] | pyrite, galena, chalcopyrite, dolomite, calcite, arsenopyrite, freibergite, pyrargyrite, argentite, goethite, ferrohydrite, anglesite, zincosite | Samples were polished into thin sections and polished mounts for petrographic identification | EMPA, LA-ICPMS | JEOL JXA-i SP100 electron probe micro-analyzer equipped with four wavelength-dispersive spectrometers; NWR 193 nm Ar F Excimer laser-ablation system coupled to an iCAP RQ (ICPMS) | Laboratory of Marine Element and Isotope Facilities in Southern Marine Science and Engineering Guangdong Laboratory (Zhuhai, China); Guangzhou Tuoyan Analytical Technology Co., Ltd., Guangzhou, China | EPMA: accelerating voltage of 20 kV, a probe current of 20 nA, and a 5 μm beam. Peak counting time was 10 s for major elements (Zn, S, Fe), and 50 s for other minor elements (Cd, Ga, Ge, In, Au, and Ag). Background counting time was half of the peak counting time on the high- and low-energy background positions. Analytical results were reduced using the ZAF correction routines. LA-ICP-MS mapping: beam size of 15 μm, repetition rate of 10 Hz, depth of ablation around 5 μm. | sphalerite for S and Zn, marcasite for Fe, cadmium for Cd, gallium phosphide for Ga, germanium for Ge, indium phosphide for In, gold for Au, and silver for Ag | [20 empty] | 0.24 | [21 empty] | 2.223 | [59 empty] | 32.94 | [39 empty] | 63.376 |  |  |  |  | 2024 | Wu, Y., Zheng, Y., Yu, P., Chen, X., Guo, L., Long, L., Hu, Z., Huang, Y., Chen, M., Lu, J., Ouyang, S., Chen, S. (2024). The world-class carbonate-hosted Fankou Zn-Pb deposit in China. Part III. Critical metal Ga is enriched in late stage and low temperature sphalerite. Ore Geology Reviews, 166, 105928. |  | CHN | Guangdong
| Fankou Zn-Pb deposit |  | Basin hydrothermal | Mississippi Valley-type (MVT) | MVT zinc-lead | Zn, Pb | Ga | Zn, Pb, Ga | Wu et al., 2024 |  | 455-18-1-1-1 |  | underground mine |  |  |  |  | ore material | polished section | grab | mineral separate | [5 empty] | mineralisation |  |  |  | sphalerite | [6 empty] | pyrite, galena, chalcopyrite, dolomite, calcite, arsenopyrite, freibergite, pyrargyrite, argentite, goethite, ferrohydrite, anglesite, zincosite | Samples were polished into thin sections and polished mounts for petrographic identification | EMPA, LA-ICPMS | JEOL JXA-i SP100 electron probe micro-analyzer equipped with four wavelength-dispersive spectrometers; NWR 193 nm Ar F Excimer laser-ablation system coupled to an iCAP RQ (ICPMS) | Laboratory of Marine Element and Isotope Facilities in Southern Marine Science and Engineering Guangdong Laboratory (Zhuhai, China); Guangzhou Tuoyan Analytical Technology Co., Ltd., Guangzhou, China | EPMA: accelerating voltage of 20 kV, a probe current of 20 nA, and a 5 μm beam. Peak counting time was 10 s for major elements (Zn, S, Fe), and 50 s for other minor elements (Cd, Ga, Ge, In, Au, and Ag). Background counting time was half of the peak counting time on the high- and low-energy background positions. Analytical results were reduced using the ZAF correction routines. LA-ICP-MS mapping: beam size of 15 μm, repetition rate of 10 Hz, depth of ablation around 5 μm. | sphalerite for S and Zn, marcasite for Fe, cadmium for Cd, gallium phosphide for Ga, germanium for Ge, indium phosphide for In, gold for Au, and silver for Ag | [20 empty] | 0.105 | [21 empty] | 2.45 | [13 empty] | 0.015 | [45 empty] | 32.346 | [39 empty] | 63.646 |  |  |  |  | 2024 | Wu, Y., Zheng, Y., Yu, P., Chen, X., Guo, L., Long, L., Hu, Z., Huang, Y., Chen, M., Lu, J., Ouyang, S., Chen, S. (2024). The world-class carbonate-hosted Fankou Zn-Pb deposit in China. Part III. Critical metal Ga is enriched in late stage and low temperature sphalerite. Ore Geology Reviews, 166, 105928. |  | CHN | Guangdong
| Fankou Zn-Pb deposit |  | Basin hydrothermal | Mississippi Valley-type (MVT) | MVT zinc-lead | Zn, Pb | Ga | Zn, Pb, Ga | Wu et al., 2024 |  | 455-18-1-1-2 |  | underground mine |  |  |  |  | ore material | polished section | grab | mineral separate | [5 empty] | mineralisation |  |  |  | sphalerite | [6 empty] | pyrite, galena, chalcopyrite, dolomite, calcite, arsenopyrite, freibergite, pyrargyrite, argentite, goethite, ferrohydrite, anglesite, zincosite | Samples were polished into thin sections and polished mounts for petrographic identification | EMPA, LA-ICPMS | JEOL JXA-i SP100 electron probe micro-analyzer equipped with four wavelength-dispersive spectrometers; NWR 193 nm Ar F Excimer laser-ablation system coupled to an iCAP RQ (ICPMS) | Laboratory of Marine Element and Isotope Facilities in Southern Marine Science and Engineering Guangdong Laboratory (Zhuhai, China); Guangzhou Tuoyan Analytical Technology Co., Ltd., Guangzhou, China | EPMA: accelerating voltage of 20 kV, a probe current of 20 nA, and a 5 μm beam. Peak counting time was 10 s for major elements (Zn, S, Fe), and 50 s for other minor elements (Cd, Ga, Ge, In, Au, and Ag). Background counting time was half of the peak counting time on the high- and low-energy background positions. Analytical results were reduced using the ZAF correction routines. LA-ICP-MS mapping: beam size of 15 μm, repetition rate of 10 Hz, depth of ablation around 5 μm. | sphalerite for S and Zn, marcasite for Fe, cadmium for Cd, gallium phosphide for Ga, germanium for Ge, indium phosphide for In, gold for Au, and silver for Ag | [20 empty] | 0.171 | [21 empty] | 2.467 | [59 empty] | 32.698 | [39 empty] | 63.922 |  |  |  |  | 2024 | Wu, Y., Zheng, Y., Yu, P., Chen, X., Guo, L., Long, L., Hu, Z., Huang, Y., Chen, M., Lu, J., Ouyang, S., Chen, S. (2024). The world-class carbonate-hosted Fankou Zn-Pb deposit in China. Part III. Critical metal Ga is enriched in late stage and low temperature sphalerite. Ore Geology Reviews, 166, 105928. |  | CHN | Guangdong
| Fankou Zn-Pb deposit |  | Basin hydrothermal | Mississippi Valley-type (MVT) | MVT zinc-lead | Zn, Pb | Ga | Zn, Pb, Ga | Wu et al., 2024 |  | 455-18-1-1-3 |  | underground mine |  |  |  |  | ore material | polished section | grab | mineral separate | [5 empty] | mineralisation |  |  |  | sphalerite | [6 empty] | pyrite, galena, chalcopyrite, dolomite, calcite, arsenopyrite, freibergite, pyrargyrite, argentite, goethite, ferrohydrite, anglesite, zincosite | Samples were polished into thin sections and polished mounts for petrographic identification | EMPA, LA-ICPMS | JEOL JXA-i SP100 electron probe micro-analyzer equipped with four wavelength-dispersive spectrometers; NWR 193 nm Ar F Excimer laser-ablation system coupled to an iCAP RQ (ICPMS) | Laboratory of Marine Element and Isotope Facilities in Southern Marine Science and Engineering Guangdong Laboratory (Zhuhai, China); Guangzhou Tuoyan Analytical Technology Co., Ltd., Guangzhou, China | EPMA: accelerating voltage of 20 kV, a probe current of 20 nA, and a 5 μm beam. Peak counting time was 10 s for major elements (Zn, S, Fe), and 50 s for other minor elements (Cd, Ga, Ge, In, Au, and Ag). Background counting time was half of the peak counting time on the high- and low-energy background positions. Analytical results were reduced using the ZAF correction routines. LA-ICP-MS mapping: beam size of 15 μm, repetition rate of 10 Hz, depth of ablation around 5 μm. | sphalerite for S and Zn, marcasite for Fe, cadmium for Cd, gallium phosphide for Ga, germanium for Ge, indium phosphide for In, gold for Au, and silver for Ag | [20 empty] | 0.139 | [21 empty] | 2.283 | [59 empty] | 33.036 | [39 empty] | 63.771 |  |  |  |  | 2024 | Wu, Y., Zheng, Y., Yu, P., Chen, X., Guo, L., Long, L., Hu, Z., Huang, Y., Chen, M., Lu, J., Ouyang, S., Chen, S. (2024). The world-class carbonate-hosted Fankou Zn-Pb deposit in China. Part III. Critical metal Ga is enriched in late stage and low temperature sphalerite. Ore Geology Reviews, 166, 105928. |  | CHN | Guangdong
| Fankou Zn-Pb deposit |  | Basin hydrothermal | Mississippi Valley-type (MVT) | MVT zinc-lead | Zn, Pb | Ga | Zn, Pb, Ga | Wu et al., 2024 |  | 455-18-1-1-4 |  | underground mine |  |  |  |  | ore material | polished section | grab | mineral separate | [5 empty] | mineralisation |  |  |  | sphalerite | [6 empty] | pyrite, galena, chalcopyrite, dolomite, calcite, arsenopyrite, freibergite, pyrargyrite, argentite, goethite, ferrohydrite, anglesite, zincosite | Samples were polished into thin sections and polished mounts for petrographic identification | EMPA, LA-ICPMS | JEOL JXA-i SP100 electron probe micro-analyzer equipped with four wavelength-dispersive spectrometers; NWR 193 nm Ar F Excimer laser-ablation system coupled to an iCAP RQ (ICPMS) | Laboratory of Marine Element and Isotope Facilities in Southern Marine Science and Engineering Guangdong Laboratory (Zhuhai, China); Guangzhou Tuoyan Analytical Technology Co., Ltd., Guangzhou, China | EPMA: accelerating voltage of 20 kV, a probe current of 20 nA, and a 5 μm beam. Peak counting time was 10 s for major elements (Zn, S, Fe), and 50 s for other minor elements (Cd, Ga, Ge, In, Au, and Ag). Background counting time was half of the peak counting time on the high- and low-energy background positions. Analytical results were reduced using the ZAF correction routines. LA-ICP-MS mapping: beam size of 15 μm, repetition rate of 10 Hz, depth of ablation around 5 μm. | sphalerite for S and Zn, marcasite for Fe, cadmium for Cd, gallium phosphide for Ga, germanium for Ge, indium phosphide for In, gold for Au, and silver for Ag | [20 empty] | 0.152 | [21 empty] | 2.877 | [59 empty] | 32.833 | [39 empty] | 63.522 |  |  |  |  | 2024 | Wu, Y., Zheng, Y., Yu, P., Chen, X., Guo, L., Long, L., Hu, Z., Huang, Y., Chen, M., Lu, J., Ouyang, S., Chen, S. (2024). The world-class carbonate-hosted Fankou Zn-Pb deposit in China. Part III. Critical metal Ga is enriched in late stage and low temperature sphalerite. Ore Geology Reviews, 166, 105928. |  | CHN | Guangdong
| Fankou Zn-Pb deposit |  | Basin hydrothermal | Mississippi Valley-type (MVT) | MVT zinc-lead | Zn, Pb | Ga | Zn, Pb, Ga | Wu et al., 2024 |  | 455-18-1-1-5 |  | underground mine |  |  |  |  | ore material | polished section | grab | mineral separate | [5 empty] | mineralisation |  |  |  | sphalerite | [6 empty] | pyrite, galena, chalcopyrite, dolomite, calcite, arsenopyrite, freibergite, pyrargyrite, argentite, goethite, ferrohydrite, anglesite, zincosite | Samples were polished into thin sections and polished mounts for petrographic identification | EMPA, LA-ICPMS | JEOL JXA-i SP100 electron probe micro-analyzer equipped with four wavelength-dispersive spectrometers; NWR 193 nm Ar F Excimer laser-ablation system coupled to an iCAP RQ (ICPMS) | Laboratory of Marine Element and Isotope Facilities in Southern Marine Science and Engineering Guangdong Laboratory (Zhuhai, China); Guangzhou Tuoyan Analytical Technology Co., Ltd., Guangzhou, China | EPMA: accelerating voltage of 20 kV, a probe current of 20 nA, and a 5 μm beam. Peak counting time was 10 s for major elements (Zn, S, Fe), and 50 s for other minor elements (Cd, Ga, Ge, In, Au, and Ag). Background counting time was half of the peak counting time on the high- and low-energy background positions. Analytical results were reduced using the ZAF correction routines. LA-ICP-MS mapping: beam size of 15 μm, repetition rate of 10 Hz, depth of ablation around 5 μm. | sphalerite for S and Zn, marcasite for Fe, cadmium for Cd, gallium phosphide for Ga, germanium for Ge, indium phosphide for In, gold for Au, and silver for Ag | [20 empty] | 0.133 | [21 empty] | 2.12 | [59 empty] | 33.145 | [39 empty] | 64.264 |  |  |  |  | 2024 | Wu, Y., Zheng, Y., Yu, P., Chen, X., Guo, L., Long, L., Hu, Z., Huang, Y., Chen, M., Lu, J., Ouyang, S., Chen, S. (2024). The world-class carbonate-hosted Fankou Zn-Pb deposit in China. Part III. Critical metal Ga is enriched in late stage and low temperature sphalerite. Ore Geology Reviews, 166, 105928. |  | CHN | Guangdong
| Fankou Zn-Pb deposit |  | Basin hydrothermal | Mississippi Valley-type (MVT) | MVT zinc-lead | Zn, Pb | Ga | Zn, Pb, Ga | Wu et al., 2024 |  | 455-18-1-2-1 |  | underground mine |  |  |  |  | ore material | polished section | grab | mineral separate | [5 empty] | mineralisation |  |  |  | sphalerite | [6 empty] | pyrite, galena, chalcopyrite, dolomite, calcite, arsenopyrite, freibergite, pyrargyrite, argentite, goethite, ferrohydrite, anglesite, zincosite | Samples were polished into thin sections and polished mounts for petrographic identification | EMPA, LA-ICPMS | JEOL JXA-i SP100 electron probe micro-analyzer equipped with four wavelength-dispersive spectrometers; NWR 193 nm Ar F Excimer laser-ablation system coupled to an iCAP RQ (ICPMS) | Laboratory of Marine Element and Isotope Facilities in Southern Marine Science and Engineering Guangdong Laboratory (Zhuhai, China); Guangzhou Tuoyan Analytical Technology Co., Ltd., Guangzhou, China | EPMA: accelerating voltage of 20 kV, a probe current of 20 nA, and a 5 μm beam. Peak counting time was 10 s for major elements (Zn, S, Fe), and 50 s for other minor elements (Cd, Ga, Ge, In, Au, and Ag). Background counting time was half of the peak counting time on the high- and low-energy background positions. Analytical results were reduced using the ZAF correction routines. LA-ICP-MS mapping: beam size of 15 μm, repetition rate of 10 Hz, depth of ablation around 5 μm. | sphalerite for S and Zn, marcasite for Fe, cadmium for Cd, gallium phosphide for Ga, germanium for Ge, indium phosphide for In, gold for Au, and silver for Ag | [20 empty] | 0.163 | [21 empty] | 2.56 | [59 empty] | 33.446 | [39 empty] | 63.63 |  |  |  |  | 2024 | Wu, Y., Zheng, Y., Yu, P., Chen, X., Guo, L., Long, L., Hu, Z., Huang, Y., Chen, M., Lu, J., Ouyang, S., Chen, S. (2024). The world-class carbonate-hosted Fankou Zn-Pb deposit in China. Part III. Critical metal Ga is enriched in late stage and low temperature sphalerite. Ore Geology Reviews, 166, 105928. |  | CHN | Guangdong
| Fankou Zn-Pb deposit |  | Basin hydrothermal | Mississippi Valley-type (MVT) | MVT zinc-lead | Zn, Pb | Ga | Zn, Pb, Ga | Wu et al., 2024 |  | 455-18-1-2-2 |  | underground mine |  |  |  |  | ore material | polished section | grab | mineral separate | [5 empty] | mineralisation |  |  |  | sphalerite | [6 empty] | pyrite, galena, chalcopyrite, dolomite, calcite, arsenopyrite, freibergite, pyrargyrite, argentite, goethite, ferrohydrite, anglesite, zincosite | Samples were polished into thin sections and polished mounts for petrographic identification | EMPA, LA-ICPMS | JEOL JXA-i SP100 electron probe micro-analyzer equipped with four wavelength-dispersive spectrometers; NWR 193 nm Ar F Excimer laser-ablation system coupled to an iCAP RQ (ICPMS) | Laboratory of Marine Element and Isotope Facilities in Southern Marine Science and Engineering Guangdong Laboratory (Zhuhai, China); Guangzhou Tuoyan Analytical Technology Co., Ltd., Guangzhou, China | EPMA: accelerating voltage of 20 kV, a probe current of 20 nA, and a 5 μm beam. Peak counting time was 10 s for major elements (Zn, S, Fe), and 50 s for other minor elements (Cd, Ga, Ge, In, Au, and Ag). Background counting time was half of the peak counting time on the high- and low-energy background positions. Analytical results were reduced using the ZAF correction routines. LA-ICP-MS mapping: beam size of 15 μm, repetition rate of 10 Hz, depth of ablation around 5 μm. | sphalerite for S and Zn, marcasite for Fe, cadmium for Cd, gallium phosphide for Ga, germanium for Ge, indium phosphide for In, gold for Au, and silver for Ag | [20 empty] | 0.142 | [21 empty] | 2.649 | [59 empty] | 33.177 | [39 empty] | 63.348 |  |  |  |  | 2024 | Wu, Y., Zheng, Y., Yu, P., Chen, X., Guo, L., Long, L., Hu, Z., Huang, Y., Chen, M., Lu, J., Ouyang, S., Chen, S. (2024). The world-class carbonate-hosted Fankou Zn-Pb deposit in China. Part III. Critical metal Ga is enriched in late stage and low temperature sphalerite. Ore Geology Reviews, 166, 105928. |  | CHN | Guangdong
| Fankou Zn-Pb deposit |  | Basin hydrothermal | Mississippi Valley-type (MVT) | MVT zinc-lead | Zn, Pb | Ga | Zn, Pb, Ga | Wu et al., 2024 |  | 455-18-1-2-3 |  | underground mine |  |  |  |  | ore material | polished section | grab | mineral separate | [5 empty] | mineralisation |  |  |  | sphalerite | [6 empty] | pyrite, galena, chalcopyrite, dolomite, calcite, arsenopyrite, freibergite, pyrargyrite, argentite, goethite, ferrohydrite, anglesite, zincosite | Samples were polished into thin sections and polished mounts for petrographic identification | EMPA, LA-ICPMS | JEOL JXA-i SP100 electron probe micro-analyzer equipped with four wavelength-dispersive spectrometers; NWR 193 nm Ar F Excimer laser-ablation system coupled to an iCAP RQ (ICPMS) | Laboratory of Marine Element and Isotope Facilities in Southern Marine Science and Engineering Guangdong Laboratory (Zhuhai, China); Guangzhou Tuoyan Analytical Technology Co., Ltd., Guangzhou, China | EPMA: accelerating voltage of 20 kV, a probe current of 20 nA, and a 5 μm beam. Peak counting time was 10 s for major elements (Zn, S, Fe), and 50 s for other minor elements (Cd, Ga, Ge, In, Au, and Ag). Background counting time was half of the peak counting time on the high- and low-energy background positions. Analytical results were reduced using the ZAF correction routines. LA-ICP-MS mapping: beam size of 15 μm, repetition rate of 10 Hz, depth of ablation around 5 μm. | sphalerite for S and Zn, marcasite for Fe, cadmium for Cd, gallium phosphide for Ga, germanium for Ge, indium phosphide for In, gold for Au, and silver for Ag | [20 empty] | 0.157 | [21 empty] | 3.794 | [59 empty] | 32.903 | [39 empty] | 61.875 |  |  |  |  | 2024 | Wu, Y., Zheng, Y., Yu, P., Chen, X., Guo, L., Long, L., Hu, Z., Huang, Y., Chen, M., Lu, J., Ouyang, S., Chen, S. (2024). The world-class carbonate-hosted Fankou Zn-Pb deposit in China. Part III. Critical metal Ga is enriched in late stage and low temperature sphalerite. Ore Geology Reviews, 166, 105928. |  | CHN | Guangdong
| Fankou Zn-Pb deposit |  | Basin hydrothermal | Mississippi Valley-type (MVT) | MVT zinc-lead | Zn, Pb | Ga | Zn, Pb, Ga | Wu et al., 2024 |  | 455-18-1-2-4 |  | underground mine |  |  |  |  | ore material | polished section | grab | mineral separate | [5 empty] | mineralisation |  |  |  | sphalerite | [6 empty] | pyrite, galena, chalcopyrite, dolomite, calcite, arsenopyrite, freibergite, pyrargyrite, argentite, goethite, ferrohydrite, anglesite, zincosite | Samples were polished into thin sections and polished mounts for petrographic identification | EMPA, LA-ICPMS | JEOL JXA-i SP100 electron probe micro-analyzer equipped with four wavelength-dispersive spectrometers; NWR 193 nm Ar F Excimer laser-ablation system coupled to an iCAP RQ (ICPMS) | Laboratory of Marine Element and Isotope Facilities in Southern Marine Science and Engineering Guangdong Laboratory (Zhuhai, China); Guangzhou Tuoyan Analytical Technology Co., Ltd., Guangzhou, China | EPMA: accelerating voltage of 20 kV, a probe current of 20 nA, and a 5 μm beam. Peak counting time was 10 s for major elements (Zn, S, Fe), and 50 s for other minor elements (Cd, Ga, Ge, In, Au, and Ag). Background counting time was half of the peak counting time on the high- and low-energy background positions. Analytical results were reduced using the ZAF correction routines. LA-ICP-MS mapping: beam size of 15 μm, repetition rate of 10 Hz, depth of ablation around 5 μm. | sphalerite for S and Zn, marcasite for Fe, cadmium for Cd, gallium phosphide for Ga, germanium for Ge, indium phosphide for In, gold for Au, and silver for Ag | [20 empty] | 0.161 | [21 empty] | 3.767 | [59 empty] | 33.152 | [39 empty] | 62.741 |  |  |  |  | 2024 | Wu, Y., Zheng, Y., Yu, P., Chen, X., Guo, L., Long, L., Hu, Z., Huang, Y., Chen, M., Lu, J., Ouyang, S., Chen, S. (2024). The world-class carbonate-hosted Fankou Zn-Pb deposit in China. Part III. Critical metal Ga is enriched in late stage and low temperature sphalerite. Ore Geology Reviews, 166, 105928. |  | CHN | Guangdong
| Fankou Zn-Pb deposit |  | Basin hydrothermal | Mississippi Valley-type (MVT) | MVT zinc-lead | Zn, Pb | Ga | Zn, Pb, Ga | Wu et al., 2024 |  | 455-18-1-2-5 |  | underground mine |  |  |  |  | ore material | polished section | grab | mineral separate | [5 empty] | mineralisation |  |  |  | sphalerite | [6 empty] | pyrite, galena, chalcopyrite, dolomite, calcite, arsenopyrite, freibergite, pyrargyrite, argentite, goethite, ferrohydrite, anglesite, zincosite | Samples were polished into thin sections and polished mounts for petrographic identification | EMPA, LA-ICPMS | JEOL JXA-i SP100 electron probe micro-analyzer equipped with four wavelength-dispersive spectrometers; NWR 193 nm Ar F Excimer laser-ablation system coupled to an iCAP RQ (ICPMS) | Laboratory of Marine Element and Isotope Facilities in Southern Marine Science and Engineering Guangdong Laboratory (Zhuhai, China); Guangzhou Tuoyan Analytical Technology Co., Ltd., Guangzhou, China | EPMA: accelerating voltage of 20 kV, a probe current of 20 nA, and a 5 μm beam. Peak counting time was 10 s for major elements (Zn, S, Fe), and 50 s for other minor elements (Cd, Ga, Ge, In, Au, and Ag). Background counting time was half of the peak counting time on the high- and low-energy background positions. Analytical results were reduced using the ZAF correction routines. LA-ICP-MS mapping: beam size of 15 μm, repetition rate of 10 Hz, depth of ablation around 5 μm. | sphalerite for S and Zn, marcasite for Fe, cadmium for Cd, gallium phosphide for Ga, germanium for Ge, indium phosphide for In, gold for Au, and silver for Ag | [20 empty] | 0.168 | [21 empty] | 3.181 | [59 empty] | 33.02 | [39 empty] | 63.031 |  |  |  |  | 2024 | Wu, Y., Zheng, Y., Yu, P., Chen, X., Guo, L., Long, L., Hu, Z., Huang, Y., Chen, M., Lu, J., Ouyang, S., Chen, S. (2024). The world-class carbonate-hosted Fankou Zn-Pb deposit in China. Part III. Critical metal Ga is enriched in late stage and low temperature sphalerite. Ore Geology Reviews, 166, 105928. |  | CHN | Guangdong
| Fankou Zn-Pb deposit |  | Basin hydrothermal | Mississippi Valley-type (MVT) | MVT zinc-lead | Zn, Pb | Ga | Zn, Pb, Ga | Wu et al., 2024 |  | 500-90-1-1-2 |  | underground mine |  |  |  |  | ore material | polished section | grab | mineral separate | [5 empty] | mineralisation |  |  |  | sphalerite | [6 empty] | pyrite, galena, chalcopyrite, dolomite, calcite, arsenopyrite, freibergite, pyrargyrite, argentite, goethite, ferrohydrite, anglesite, zincosite | Samples were polished into thin sections and polished mounts for petrographic identification | EMPA, LA-ICPMS | JEOL JXA-i SP100 electron probe micro-analyzer equipped with four wavelength-dispersive spectrometers; NWR 193 nm Ar F Excimer laser-ablation system coupled to an iCAP RQ (ICPMS) | Laboratory of Marine Element and Isotope Facilities in Southern Marine Science and Engineering Guangdong Laboratory (Zhuhai, China); Guangzhou Tuoyan Analytical Technology Co., Ltd., Guangzhou, China | EPMA: accelerating voltage of 20 kV, a probe current of 20 nA, and a 5 μm beam. Peak counting time was 10 s for major elements (Zn, S, Fe), and 50 s for other minor elements (Cd, Ga, Ge, In, Au, and Ag). Background counting time was half of the peak counting time on the high- and low-energy background positions. Analytical results were reduced using the ZAF correction routines. LA-ICP-MS mapping: beam size of 15 μm, repetition rate of 10 Hz, depth of ablation around 5 μm. | sphalerite for S and Zn, marcasite for Fe, cadmium for Cd, gallium phosphide for Ga, germanium for Ge, indium phosphide for In, gold for Au, and silver for Ag | [6 empty] | 0.012 | [13 empty] | 0.138 | [21 empty] | 5.358 | [59 empty] | 33.201 | [39 empty] | 60.659 |  |  |  |  | 2024 | Wu, Y., Zheng, Y., Yu, P., Chen, X., Guo, L., Long, L., Hu, Z., Huang, Y., Chen, M., Lu, J., Ouyang, S., Chen, S. (2024). The world-class carbonate-hosted Fankou Zn-Pb deposit in China. Part III. Critical metal Ga is enriched in late stage and low temperature sphalerite. Ore Geology Reviews, 166, 105928. |  | CHN | Guangdong
| Fankou Zn-Pb deposit |  | Basin hydrothermal | Mississippi Valley-type (MVT) | MVT zinc-lead | Zn, Pb | Ga | Zn, Pb, Ga | Wu et al., 2024 |  | 500-90-1-1-5 |  | underground mine |  |  |  |  | ore material | polished section | grab | mineral separate | [5 empty] | mineralisation |  |  |  | sphalerite | [6 empty] | pyrite, galena, chalcopyrite, dolomite, calcite, arsenopyrite, freibergite, pyrargyrite, argentite, goethite, ferrohydrite, anglesite, zincosite | Samples were polished into thin sections and polished mounts for petrographic identification | EMPA, LA-ICPMS | JEOL JXA-i SP100 electron probe micro-analyzer equipped with four wavelength-dispersive spectrometers; NWR 193 nm Ar F Excimer laser-ablation system coupled to an iCAP RQ (ICPMS) | Laboratory of Marine Element and Isotope Facilities in Southern Marine Science and Engineering Guangdong Laboratory (Zhuhai, China); Guangzhou Tuoyan Analytical Technology Co., Ltd., Guangzhou, China | EPMA: accelerating voltage of 20 kV, a probe current of 20 nA, and a 5 μm beam. Peak counting time was 10 s for major elements (Zn, S, Fe), and 50 s for other minor elements (Cd, Ga, Ge, In, Au, and Ag). Background counting time was half of the peak counting time on the high- and low-energy background positions. Analytical results were reduced using the ZAF correction routines. LA-ICP-MS mapping: beam size of 15 μm, repetition rate of 10 Hz, depth of ablation around 5 μm. | sphalerite for S and Zn, marcasite for Fe, cadmium for Cd, gallium phosphide for Ga, germanium for Ge, indium phosphide for In, gold for Au, and silver for Ag | [20 empty] | 0.169 | [21 empty] | 4.546 | [59 empty] | 33.169 | [39 empty] | 61.227 |  |  |  |  | 2024 | Wu, Y., Zheng, Y., Yu, P., Chen, X., Guo, L., Long, L., Hu, Z., Huang, Y., Chen, M., Lu, J., Ouyang, S., Chen, S. (2024). The world-class carbonate-hosted Fankou Zn-Pb deposit in China. Part III. Critical metal Ga is enriched in late stage and low temperature sphalerite. Ore Geology Reviews, 166, 105928. |  | CHN | Guangdong
| Fankou Zn-Pb deposit |  | Basin hydrothermal | Mississippi Valley-type (MVT) | MVT zinc-lead | Zn, Pb | Ga | Zn, Pb, Ga | Wu et al., 2024 |  | 500-90-1-1-6 |  | underground mine |  |  |  |  | ore material | polished section | grab | mineral separate | [5 empty] | mineralisation |  |  |  | sphalerite | [6 empty] | pyrite, galena, chalcopyrite, dolomite, calcite, arsenopyrite, freibergite, pyrargyrite, argentite, goethite, ferrohydrite, anglesite, zincosite | Samples were polished into thin sections and polished mounts for petrographic identification | EMPA, LA-ICPMS | JEOL JXA-i SP100 electron probe micro-analyzer equipped with four wavelength-dispersive spectrometers; NWR 193 nm Ar F Excimer laser-ablation system coupled to an iCAP RQ (ICPMS) | Laboratory of Marine Element and Isotope Facilities in Southern Marine Science and Engineering Guangdong Laboratory (Zhuhai, China); Guangzhou Tuoyan Analytical Technology Co., Ltd., Guangzhou, China | EPMA: accelerating voltage of 20 kV, a probe current of 20 nA, and a 5 μm beam. Peak counting time was 10 s for major elements (Zn, S, Fe), and 50 s for other minor elements (Cd, Ga, Ge, In, Au, and Ag). Background counting time was half of the peak counting time on the high- and low-energy background positions. Analytical results were reduced using the ZAF correction routines. LA-ICP-MS mapping: beam size of 15 μm, repetition rate of 10 Hz, depth of ablation around 5 μm. | sphalerite for S and Zn, marcasite for Fe, cadmium for Cd, gallium phosphide for Ga, germanium for Ge, indium phosphide for In, gold for Au, and silver for Ag | [20 empty] | 0.206 | [21 empty] | 5.473 | [13 empty] | 0.024 | [45 empty] | 33.213 | [39 empty] | 60.701 |  |  |  |  | 2024 | Wu, Y., Zheng, Y., Yu, P., Chen, X., Guo, L., Long, L., Hu, Z., Huang, Y., Chen, M., Lu, J., Ouyang, S., Chen, S. (2024). The world-class carbonate-hosted Fankou Zn-Pb deposit in China. Part III. Critical metal Ga is enriched in late stage and low temperature sphalerite. Ore Geology Reviews, 166, 105928. |  | CHN | Guangdong
| Fankou Zn-Pb deposit |  | Basin hydrothermal | Mississippi Valley-type (MVT) | MVT zinc-lead | Zn, Pb | Ga | Zn, Pb, Ga | Wu et al., 2024 |  | 500-90-1-1-7 |  | underground mine |  |  |  |  | ore material | polished section | grab | mineral separate | [5 empty] | mineralisation |  |  |  | sphalerite | [6 empty] | pyrite, galena, chalcopyrite, dolomite, calcite, arsenopyrite, freibergite, pyrargyrite, argentite, goethite, ferrohydrite, anglesite, zincosite | Samples were polished into thin sections and polished mounts for petrographic identification | EMPA, LA-ICPMS | JEOL JXA-i SP100 electron probe micro-analyzer equipped with four wavelength-dispersive spectrometers; NWR 193 nm Ar F Excimer laser-ablation system coupled to an iCAP RQ (ICPMS) | Laboratory of Marine Element and Isotope Facilities in Southern Marine Science and Engineering Guangdong Laboratory (Zhuhai, China); Guangzhou Tuoyan Analytical Technology Co., Ltd., Guangzhou, China | EPMA: accelerating voltage of 20 kV, a probe current of 20 nA, and a 5 μm beam. Peak counting time was 10 s for major elements (Zn, S, Fe), and 50 s for other minor elements (Cd, Ga, Ge, In, Au, and Ag). Background counting time was half of the peak counting time on the high- and low-energy background positions. Analytical results were reduced using the ZAF correction routines. LA-ICP-MS mapping: beam size of 15 μm, repetition rate of 10 Hz, depth of ablation around 5 μm. | sphalerite for S and Zn, marcasite for Fe, cadmium for Cd, gallium phosphide for Ga, germanium for Ge, indium phosphide for In, gold for Au, and silver for Ag | [20 empty] | 0.171 | [21 empty] | 5.424 | [59 empty] | 33.311 | [39 empty] | 60.566 |  |  |  |  | 2024 | Wu, Y., Zheng, Y., Yu, P., Chen, X., Guo, L., Long, L., Hu, Z., Huang, Y., Chen, M., Lu, J., Ouyang, S., Chen, S. (2024). The world-class carbonate-hosted Fankou Zn-Pb deposit in China. Part III. Critical metal Ga is enriched in late stage and low temperature sphalerite. Ore Geology Reviews, 166, 105928. |  | CHN | Guangdong
| Fankou Zn-Pb deposit |  | Basin hydrothermal | Mississippi Valley-type (MVT) | MVT zinc-lead | Zn, Pb | Ga | Zn, Pb, Ga | Wu et al., 2024 |  | 500-90-1-2-3 |  | underground mine |  |  |  |  | ore material | polished section | grab | mineral separate | [5 empty] | mineralisation |  |  |  | sphalerite | [6 empty] | pyrite, galena, chalcopyrite, dolomite, calcite, arsenopyrite, freibergite, pyrargyrite, argentite, goethite, ferrohydrite, anglesite, zincosite | Samples were polished into thin sections and polished mounts for petrographic identification | EMPA, LA-ICPMS | JEOL JXA-i SP100 electron probe micro-analyzer equipped with four wavelength-dispersive spectrometers; NWR 193 nm Ar F Excimer laser-ablation system coupled to an iCAP RQ (ICPMS) | Laboratory of Marine Element and Isotope Facilities in Southern Marine Science and Engineering Guangdong Laboratory (Zhuhai, China); Guangzhou Tuoyan Analytical Technology Co., Ltd., Guangzhou, China | EPMA: accelerating voltage of 20 kV, a probe current of 20 nA, and a 5 μm beam. Peak counting time was 10 s for major elements (Zn, S, Fe), and 50 s for other minor elements (Cd, Ga, Ge, In, Au, and Ag). Background counting time was half of the peak counting time on the high- and low-energy background positions. Analytical results were reduced using the ZAF correction routines. LA-ICP-MS mapping: beam size of 15 μm, repetition rate of 10 Hz, depth of ablation around 5 μm. | sphalerite for S and Zn, marcasite for Fe, cadmium for Cd, gallium phosphide for Ga, germanium for Ge, indium phosphide for In, gold for Au, and silver for Ag | [20 empty] | 0.151 | [21 empty] | 5.483 | [59 empty] | 33.351 | [39 empty] | 60.937 |  |  |  |  | 2024 | Wu, Y., Zheng, Y., Yu, P., Chen, X., Guo, L., Long, L., Hu, Z., Huang, Y., Chen, M., Lu, J., Ouyang, S., Chen, S. (2024). The world-class carbonate-hosted Fankou Zn-Pb deposit in China. Part III. Critical metal Ga is enriched in late stage and low temperature sphalerite. Ore Geology Reviews, 166, 105928. |  | CHN | Guangdong
| Fankou Zn-Pb deposit |  | Basin hydrothermal | Mississippi Valley-type (MVT) | MVT zinc-lead | Zn, Pb | Ga | Zn, Pb, Ga | Wu et al., 2024 |  | 500-90-1-2-5 |  | underground mine |  |  |  |  | ore material | polished section | grab | mineral separate | [5 empty] | mineralisation |  |  |  | sphalerite | [6 empty] | pyrite, galena, chalcopyrite, dolomite, calcite, arsenopyrite, freibergite, pyrargyrite, argentite, goethite, ferrohydrite, anglesite, zincosite | Samples were polished into thin sections and polished mounts for petrographic identification | EMPA, LA-ICPMS | JEOL JXA-i SP100 electron probe micro-analyzer equipped with four wavelength-dispersive spectrometers; NWR 193 nm Ar F Excimer laser-ablation system coupled to an iCAP RQ (ICPMS) | Laboratory of Marine Element and Isotope Facilities in Southern Marine Science and Engineering Guangdong Laboratory (Zhuhai, China); Guangzhou Tuoyan Analytical Technology Co., Ltd., Guangzhou, China | EPMA: accelerating voltage of 20 kV, a probe current of 20 nA, and a 5 μm beam. Peak counting time was 10 s for major elements (Zn, S, Fe), and 50 s for other minor elements (Cd, Ga, Ge, In, Au, and Ag). Background counting time was half of the peak counting time on the high- and low-energy background positions. Analytical results were reduced using the ZAF correction routines. LA-ICP-MS mapping: beam size of 15 μm, repetition rate of 10 Hz, depth of ablation around 5 μm. | sphalerite for S and Zn, marcasite for Fe, cadmium for Cd, gallium phosphide for Ga, germanium for Ge, indium phosphide for In, gold for Au, and silver for Ag | [6 empty] | 0.019 | [13 empty] | 0.138 | [21 empty] | 3.58 | [59 empty] | 33.114 | [39 empty] | 62.74 |  |  |  |  | 2024 | Wu, Y., Zheng, Y., Yu, P., Chen, X., Guo, L., Long, L., Hu, Z., Huang, Y., Chen, M., Lu, J., Ouyang, S., Chen, S. (2024). The world-class carbonate-hosted Fankou Zn-Pb deposit in China. Part III. Critical metal Ga is enriched in late stage and low temperature sphalerite. Ore Geology Reviews, 166, 105928. |  | CHN | Guangdong
| Fankou Zn-Pb deposit |  | Basin hydrothermal | Mississippi Valley-type (MVT) | MVT zinc-lead | Zn, Pb | Ga | Zn, Pb, Ga | Wu et al., 2024 |  | 500-90-1-2-6 |  | underground mine |  |  |  |  | ore material | polished section | grab | mineral separate | [5 empty] | mineralisation |  |  |  | sphalerite | [6 empty] | pyrite, galena, chalcopyrite, dolomite, calcite, arsenopyrite, freibergite, pyrargyrite, argentite, goethite, ferrohydrite, anglesite, zincosite | Samples were polished into thin sections and polished mounts for petrographic identification | EMPA, LA-ICPMS | JEOL JXA-i SP100 electron probe micro-analyzer equipped with four wavelength-dispersive spectrometers; NWR 193 nm Ar F Excimer laser-ablation system coupled to an iCAP RQ (ICPMS) | Laboratory of Marine Element and Isotope Facilities in Southern Marine Science and Engineering Guangdong Laboratory (Zhuhai, China); Guangzhou Tuoyan Analytical Technology Co., Ltd., Guangzhou, China | EPMA: accelerating voltage of 20 kV, a probe current of 20 nA, and a 5 μm beam. Peak counting time was 10 s for major elements (Zn, S, Fe), and 50 s for other minor elements (Cd, Ga, Ge, In, Au, and Ag). Background counting time was half of the peak counting time on the high- and low-energy background positions. Analytical results were reduced using the ZAF correction routines. LA-ICP-MS mapping: beam size of 15 μm, repetition rate of 10 Hz, depth of ablation around 5 μm. | sphalerite for S and Zn, marcasite for Fe, cadmium for Cd, gallium phosphide for Ga, germanium for Ge, indium phosphide for In, gold for Au, and silver for Ag | [20 empty] | 0.22 | [21 empty] | 6.066 | [59 empty] | 33.185 | [39 empty] | 59.712 |  |  |  |  | 2024 | Wu, Y., Zheng, Y., Yu, P., Chen, X., Guo, L., Long, L., Hu, Z., Huang, Y., Chen, M., Lu, J., Ouyang, S., Chen, S. (2024). The world-class carbonate-hosted Fankou Zn-Pb deposit in China. Part III. Critical metal Ga is enriched in late stage and low temperature sphalerite. Ore Geology Reviews, 166, 105928. |  | CHN | Guangdong
| Fankou Zn-Pb deposit |  | Basin hydrothermal | Mississippi Valley-type (MVT) | MVT zinc-lead | Zn, Pb | Ga | Zn, Pb, Ga | Wu et al., 2024 |  | 500-90-1-2-7 |  | underground mine |  |  |  |  | ore material | polished section | grab | mineral separate | [5 empty] | mineralisation |  |  |  | sphalerite | [6 empty] | pyrite, galena, chalcopyrite, dolomite, calcite, arsenopyrite, freibergite, pyrargyrite, argentite, goethite, ferrohydrite, anglesite, zincosite | Samples were polished into thin sections and polished mounts for petrographic identification | EMPA, LA-ICPMS | JEOL JXA-i SP100 electron probe micro-analyzer equipped with four wavelength-dispersive spectrometers; NWR 193 nm Ar F Excimer laser-ablation system coupled to an iCAP RQ (ICPMS) | Laboratory of Marine Element and Isotope Facilities in Southern Marine Science and Engineering Guangdong Laboratory (Zhuhai, China); Guangzhou Tuoyan Analytical Technology Co., Ltd., Guangzhou, China | EPMA: accelerating voltage of 20 kV, a probe current of 20 nA, and a 5 μm beam. Peak counting time was 10 s for major elements (Zn, S, Fe), and 50 s for other minor elements (Cd, Ga, Ge, In, Au, and Ag). Background counting time was half of the peak counting time on the high- and low-energy background positions. Analytical results were reduced using the ZAF correction routines. LA-ICP-MS mapping: beam size of 15 μm, repetition rate of 10 Hz, depth of ablation around 5 μm. | sphalerite for S and Zn, marcasite for Fe, cadmium for Cd, gallium phosphide for Ga, germanium for Ge, indium phosphide for In, gold for Au, and silver for Ag | [20 empty] | 0.194 | [21 empty] | 5.391 | [59 empty] | 33.174 | [39 empty] | 60.542 |  |  |  |  | 2024 | Wu, Y., Zheng, Y., Yu, P., Chen, X., Guo, L., Long, L., Hu, Z., Huang, Y., Chen, M., Lu, J., Ouyang, S., Chen, S. (2024). The world-class carbonate-hosted Fankou Zn-Pb deposit in China. Part III. Critical metal Ga is enriched in late stage and low temperature sphalerite. Ore Geology Reviews, 166, 105928. |  | CHN | Guangdong
| Fankou Zn-Pb deposit |  | Basin hydrothermal | Mississippi Valley-type (MVT) | MVT zinc-lead | Zn, Pb | Ga | Zn, Pb, Ga | Wu et al., 2024 |  | 550-95-1-2-7 |  | underground mine |  |  |  |  | ore material | polished section | grab | mineral separate | [5 empty] | mineralisation |  |  |  | sphalerite | [6 empty] | pyrite, galena, chalcopyrite, dolomite, calcite, arsenopyrite, freibergite, pyrargyrite, argentite, goethite, ferrohydrite, anglesite, zincosite | Samples were polished into thin sections and polished mounts for petrographic identification | EMPA, LA-ICPMS | JEOL JXA-i SP100 electron probe micro-analyzer equipped with four wavelength-dispersive spectrometers; NWR 193 nm Ar F Excimer laser-ablation system coupled to an iCAP RQ (ICPMS) | Laboratory of Marine Element and Isotope Facilities in Southern Marine Science and Engineering Guangdong Laboratory (Zhuhai, China); Guangzhou Tuoyan Analytical Technology Co., Ltd., Guangzhou, China | EPMA: accelerating voltage of 20 kV, a probe current of 20 nA, and a 5 μm beam. Peak counting time was 10 s for major elements (Zn, S, Fe), and 50 s for other minor elements (Cd, Ga, Ge, In, Au, and Ag). Background counting time was half of the peak counting time on the high- and low-energy background positions. Analytical results were reduced using the ZAF correction routines. LA-ICP-MS mapping: beam size of 15 μm, repetition rate of 10 Hz, depth of ablation around 5 μm. | sphalerite for S and Zn, marcasite for Fe, cadmium for Cd, gallium phosphide for Ga, germanium for Ge, indium phosphide for In, gold for Au, and silver for Ag | [20 empty] | 0.172 | [21 empty] | 2.067 | [59 empty] | 33.116 | [39 empty] | 62.788 |  |  |  |  | 2024 | Wu, Y., Zheng, Y., Yu, P., Chen, X., Guo, L., Long, L., Hu, Z., Huang, Y., Chen, M., Lu, J., Ouyang, S., Chen, S. (2024). The world-class carbonate-hosted Fankou Zn-Pb deposit in China. Part III. Critical metal Ga is enriched in late stage and low temperature sphalerite. Ore Geology Reviews, 166, 105928. |  | CHN | Guangdong
| Fankou Zn-Pb deposit |  | Basin hydrothermal | Mississippi Valley-type (MVT) | MVT zinc-lead | Zn, Pb | Ga | Zn, Pb, Ga | Wu et al., 2024 |  | 550-111-1-1-8 |  | underground mine |  |  |  |  | ore material | polished section | grab | mineral separate | [5 empty] | mineralisation |  |  |  | sphalerite | [6 empty] | pyrite, galena, chalcopyrite, dolomite, calcite, arsenopyrite, freibergite, pyrargyrite, argentite, goethite, ferrohydrite, anglesite, zincosite | Samples were polished into thin sections and polished mounts for petrographic identification | EMPA, LA-ICPMS | JEOL JXA-i SP100 electron probe micro-analyzer equipped with four wavelength-dispersive spectrometers; NWR 193 nm Ar F Excimer laser-ablation system coupled to an iCAP RQ (ICPMS) | Laboratory of Marine Element and Isotope Facilities in Southern Marine Science and Engineering Guangdong Laboratory (Zhuhai, China); Guangzhou Tuoyan Analytical Technology Co., Ltd., Guangzhou, China | EPMA: accelerating voltage of 20 kV, a probe current of 20 nA, and a 5 μm beam. Peak counting time was 10 s for major elements (Zn, S, Fe), and 50 s for other minor elements (Cd, Ga, Ge, In, Au, and Ag). Background counting time was half of the peak counting time on the high- and low-energy background positions. Analytical results were reduced using the ZAF correction routines. LA-ICP-MS mapping: beam size of 15 μm, repetition rate of 10 Hz, depth of ablation around 5 μm. | sphalerite for S and Zn, marcasite for Fe, cadmium for Cd, gallium phosphide for Ga, germanium for Ge, indium phosphide for In, gold for Au, and silver for Ag | [6 empty] | 0.028 | [13 empty] | 0.158 | [21 empty] | 2.084 | [59 empty] | 33.282 | [39 empty] | 64.313 |  |  |  |  | 2024 | Wu, Y., Zheng, Y., Yu, P., Chen, X., Guo, L., Long, L., Hu, Z., Huang, Y., Chen, M., Lu, J., Ouyang, S., Chen, S. (2024). The world-class carbonate-hosted Fankou Zn-Pb deposit in China. Part III. Critical metal Ga is enriched in late stage and low temperature sphalerite. Ore Geology Reviews, 166, 105928. |  | CHN | Guangdong
| Fankou Zn-Pb deposit |  | Basin hydrothermal | Mississippi Valley-type (MVT) | MVT zinc-lead | Zn, Pb | Ga | Zn, Pb, Ga | Wu et al., 2024 |  | 600-166-1-1-1 |  | underground mine |  |  |  |  | ore material | polished section | grab | mineral separate | [5 empty] | mineralisation |  |  |  | sphalerite | [6 empty] | pyrite, galena, chalcopyrite, dolomite, calcite, arsenopyrite, freibergite, pyrargyrite, argentite, goethite, ferrohydrite, anglesite, zincosite | Samples were polished into thin sections and polished mounts for petrographic identification | EMPA, LA-ICPMS | JEOL JXA-i SP100 electron probe micro-analyzer equipped with four wavelength-dispersive spectrometers; NWR 193 nm Ar F Excimer laser-ablation system coupled to an iCAP RQ (ICPMS) | Laboratory of Marine Element and Isotope Facilities in Southern Marine Science and Engineering Guangdong Laboratory (Zhuhai, China); Guangzhou Tuoyan Analytical Technology Co., Ltd., Guangzhou, China | EPMA: accelerating voltage of 20 kV, a probe current of 20 nA, and a 5 μm beam. Peak counting time was 10 s for major elements (Zn, S, Fe), and 50 s for other minor elements (Cd, Ga, Ge, In, Au, and Ag). Background counting time was half of the peak counting time on the high- and low-energy background positions. Analytical results were reduced using the ZAF correction routines. LA-ICP-MS mapping: beam size of 15 μm, repetition rate of 10 Hz, depth of ablation around 5 μm. | sphalerite for S and Zn, marcasite for Fe, cadmium for Cd, gallium phosphide for Ga, germanium for Ge, indium phosphide for In, gold for Au, and silver for Ag | [20 empty] | 0.142 | [21 empty] | 2.932 | [13 empty] | 0.015 | [45 empty] | 33.276 | [39 empty] | 62.889 |  |  |  |  | 2024 | Wu, Y., Zheng, Y., Yu, P., Chen, X., Guo, L., Long, L., Hu, Z., Huang, Y., Chen, M., Lu, J., Ouyang, S., Chen, S. (2024). The world-class carbonate-hosted Fankou Zn-Pb deposit in China. Part III. Critical metal Ga is enriched in late stage and low temperature sphalerite. Ore Geology Reviews, 166, 105928. |  | CHN | Guangdong
| Fankou Zn-Pb deposit |  | Basin hydrothermal | Mississippi Valley-type (MVT) | MVT zinc-lead | Zn, Pb | Ga | Zn, Pb, Ga | Wu et al., 2024 |  | 600-166-1-1-2 |  | underground mine |  |  |  |  | ore material | polished section | grab | mineral separate | [5 empty] | mineralisation |  |  |  | sphalerite | [6 empty] | pyrite, galena, chalcopyrite, dolomite, calcite, arsenopyrite, freibergite, pyrargyrite, argentite, goethite, ferrohydrite, anglesite, zincosite | Samples were polished into thin sections and polished mounts for petrographic identification | EMPA, LA-ICPMS | JEOL JXA-i SP100 electron probe micro-analyzer equipped with four wavelength-dispersive spectrometers; NWR 193 nm Ar F Excimer laser-ablation system coupled to an iCAP RQ (ICPMS) | Laboratory of Marine Element and Isotope Facilities in Southern Marine Science and Engineering Guangdong Laboratory (Zhuhai, China); Guangzhou Tuoyan Analytical Technology Co., Ltd., Guangzhou, China | EPMA: accelerating voltage of 20 kV, a probe current of 20 nA, and a 5 μm beam. Peak counting time was 10 s for major elements (Zn, S, Fe), and 50 s for other minor elements (Cd, Ga, Ge, In, Au, and Ag). Background counting time was half of the peak counting time on the high- and low-energy background positions. Analytical results were reduced using the ZAF correction routines. LA-ICP-MS mapping: beam size of 15 μm, repetition rate of 10 Hz, depth of ablation around 5 μm. | sphalerite for S and Zn, marcasite for Fe, cadmium for Cd, gallium phosphide for Ga, germanium for Ge, indium phosphide for In, gold for Au, and silver for Ag | [20 empty] | 0.131 | [21 empty] | 2.904 | [59 empty] | 33.218 | [39 empty] | 63.379 |  |  |  |  | 2024 | Wu, Y., Zheng, Y., Yu, P., Chen, X., Guo, L., Long, L., Hu, Z., Huang, Y., Chen, M., Lu, J., Ouyang, S., Chen, S. (2024). The world-class carbonate-hosted Fankou Zn-Pb deposit in China. Part III. Critical metal Ga is enriched in late stage and low temperature sphalerite. Ore Geology Reviews, 166, 105928. |  | CHN | Guangdong
| Fankou Zn-Pb deposit |  | Basin hydrothermal | Mississippi Valley-type (MVT) | MVT zinc-lead | Zn, Pb | Ga | Zn, Pb, Ga | Wu et al., 2024 |  | 600-166-1-1-3 |  | underground mine |  |  |  |  | ore material | polished section | grab | mineral separate | [5 empty] | mineralisation |  |  |  | sphalerite | [6 empty] | pyrite, galena, chalcopyrite, dolomite, calcite, arsenopyrite, freibergite, pyrargyrite, argentite, goethite, ferrohydrite, anglesite, zincosite | Samples were polished into thin sections and polished mounts for petrographic identification | EMPA, LA-ICPMS | JEOL JXA-i SP100 electron probe micro-analyzer equipped with four wavelength-dispersive spectrometers; NWR 193 nm Ar F Excimer laser-ablation system coupled to an iCAP RQ (ICPMS) | Laboratory of Marine Element and Isotope Facilities in Southern Marine Science and Engineering Guangdong Laboratory (Zhuhai, China); Guangzhou Tuoyan Analytical Technology Co., Ltd., Guangzhou, China | EPMA: accelerating voltage of 20 kV, a probe current of 20 nA, and a 5 μm beam. Peak counting time was 10 s for major elements (Zn, S, Fe), and 50 s for other minor elements (Cd, Ga, Ge, In, Au, and Ag). Background counting time was half of the peak counting time on the high- and low-energy background positions. Analytical results were reduced using the ZAF correction routines. LA-ICP-MS mapping: beam size of 15 μm, repetition rate of 10 Hz, depth of ablation around 5 μm. | sphalerite for S and Zn, marcasite for Fe, cadmium for Cd, gallium phosphide for Ga, germanium for Ge, indium phosphide for In, gold for Au, and silver for Ag | [6 empty] | 0.012 | [13 empty] | 0.11 | [21 empty] | 3.161 | [59 empty] | 33.038 | [39 empty] | 62.941 |  |  |  |  | 2024 | Wu, Y., Zheng, Y., Yu, P., Chen, X., Guo, L., Long, L., Hu, Z., Huang, Y., Chen, M., Lu, J., Ouyang, S., Chen, S. (2024). The world-class carbonate-hosted Fankou Zn-Pb deposit in China. Part III. Critical metal Ga is enriched in late stage and low temperature sphalerite. Ore Geology Reviews, 166, 105928. |  | CHN | Guangdong
| Fankou Zn-Pb deposit |  | Basin hydrothermal | Mississippi Valley-type (MVT) | MVT zinc-lead | Zn, Pb | Ga | Zn, Pb, Ga | Wu et al., 2024 |  | 600-166-1-1-4 |  | underground mine |  |  |  |  | ore material | polished section | grab | mineral separate | [5 empty] | mineralisation |  |  |  | sphalerite | [6 empty] | pyrite, galena, chalcopyrite, dolomite, calcite, arsenopyrite, freibergite, pyrargyrite, argentite, goethite, ferrohydrite, anglesite, zincosite | Samples were polished into thin sections and polished mounts for petrographic identification | EMPA, LA-ICPMS | JEOL JXA-i SP100 electron probe micro-analyzer equipped with four wavelength-dispersive spectrometers; NWR 193 nm Ar F Excimer laser-ablation system coupled to an iCAP RQ (ICPMS) | Laboratory of Marine Element and Isotope Facilities in Southern Marine Science and Engineering Guangdong Laboratory (Zhuhai, China); Guangzhou Tuoyan Analytical Technology Co., Ltd., Guangzhou, China | EPMA: accelerating voltage of 20 kV, a probe current of 20 nA, and a 5 μm beam. Peak counting time was 10 s for major elements (Zn, S, Fe), and 50 s for other minor elements (Cd, Ga, Ge, In, Au, and Ag). Background counting time was half of the peak counting time on the high- and low-energy background positions. Analytical results were reduced using the ZAF correction routines. LA-ICP-MS mapping: beam size of 15 μm, repetition rate of 10 Hz, depth of ablation around 5 μm. | sphalerite for S and Zn, marcasite for Fe, cadmium for Cd, gallium phosphide for Ga, germanium for Ge, indium phosphide for In, gold for Au, and silver for Ag | [6 empty] | 0.04 | [13 empty] | 0.131 | [21 empty] | 3.201 | [59 empty] | 32.958 | [39 empty] | 63.044 |  |  |  |  | 2024 | Wu, Y., Zheng, Y., Yu, P., Chen, X., Guo, L., Long, L., Hu, Z., Huang, Y., Chen, M., Lu, J., Ouyang, S., Chen, S. (2024). The world-class carbonate-hosted Fankou Zn-Pb deposit in China. Part III. Critical metal Ga is enriched in late stage and low temperature sphalerite. Ore Geology Reviews, 166, 105928. |  | CHN | Guangdong
| Fankou Zn-Pb deposit |  | Basin hydrothermal | Mississippi Valley-type (MVT) | MVT zinc-lead | Zn, Pb | Ga | Zn, Pb, Ga | Wu et al., 2024 |  | 600-166-1-1-5 |  | underground mine |  |  |  |  | ore material | polished section | grab | mineral separate | [5 empty] | mineralisation |  |  |  | sphalerite | [6 empty] | pyrite, galena, chalcopyrite, dolomite, calcite, arsenopyrite, freibergite, pyrargyrite, argentite, goethite, ferrohydrite, anglesite, zincosite | Samples were polished into thin sections and polished mounts for petrographic identification | EMPA, LA-ICPMS | JEOL JXA-i SP100 electron probe micro-analyzer equipped with four wavelength-dispersive spectrometers; NWR 193 nm Ar F Excimer laser-ablation system coupled to an iCAP RQ (ICPMS) | Laboratory of Marine Element and Isotope Facilities in Southern Marine Science and Engineering Guangdong Laboratory (Zhuhai, China); Guangzhou Tuoyan Analytical Technology Co., Ltd., Guangzhou, China | EPMA: accelerating voltage of 20 kV, a probe current of 20 nA, and a 5 μm beam. Peak counting time was 10 s for major elements (Zn, S, Fe), and 50 s for other minor elements (Cd, Ga, Ge, In, Au, and Ag). Background counting time was half of the peak counting time on the high- and low-energy background positions. Analytical results were reduced using the ZAF correction routines. LA-ICP-MS mapping: beam size of 15 μm, repetition rate of 10 Hz, depth of ablation around 5 μm. | sphalerite for S and Zn, marcasite for Fe, cadmium for Cd, gallium phosphide for Ga, germanium for Ge, indium phosphide for In, gold for Au, and silver for Ag | [20 empty] | 0.122 | [21 empty] | 2.633 | [59 empty] | 33.233 | [39 empty] | 62.756 |  |  |  |  | 2024 | Wu, Y., Zheng, Y., Yu, P., Chen, X., Guo, L., Long, L., Hu, Z., Huang, Y., Chen, M., Lu, J., Ouyang, S., Chen, S. (2024). The world-class carbonate-hosted Fankou Zn-Pb deposit in China. Part III. Critical metal Ga is enriched in late stage and low temperature sphalerite. Ore Geology Reviews, 166, 105928. |  | CHN | Guangdong
| Fankou Zn-Pb deposit |  | Basin hydrothermal | Mississippi Valley-type (MVT) | MVT zinc-lead | Zn, Pb | Ga | Zn, Pb, Ga | Wu et al., 2024 |  | 600-166-1-1-6 |  | underground mine |  |  |  |  | ore material | polished section | grab | mineral separate | [5 empty] | mineralisation |  |  |  | sphalerite | [6 empty] | pyrite, galena, chalcopyrite, dolomite, calcite, arsenopyrite, freibergite, pyrargyrite, argentite, goethite, ferrohydrite, anglesite, zincosite | Samples were polished into thin sections and polished mounts for petrographic identification | EMPA, LA-ICPMS | JEOL JXA-i SP100 electron probe micro-analyzer equipped with four wavelength-dispersive spectrometers; NWR 193 nm Ar F Excimer laser-ablation system coupled to an iCAP RQ (ICPMS) | Laboratory of Marine Element and Isotope Facilities in Southern Marine Science and Engineering Guangdong Laboratory (Zhuhai, China); Guangzhou Tuoyan Analytical Technology Co., Ltd., Guangzhou, China | EPMA: accelerating voltage of 20 kV, a probe current of 20 nA, and a 5 μm beam. Peak counting time was 10 s for major elements (Zn, S, Fe), and 50 s for other minor elements (Cd, Ga, Ge, In, Au, and Ag). Background counting time was half of the peak counting time on the high- and low-energy background positions. Analytical results were reduced using the ZAF correction routines. LA-ICP-MS mapping: beam size of 15 μm, repetition rate of 10 Hz, depth of ablation around 5 μm. | sphalerite for S and Zn, marcasite for Fe, cadmium for Cd, gallium phosphide for Ga, germanium for Ge, indium phosphide for In, gold for Au, and silver for Ag | [20 empty] | 0.086 | [21 empty] | 2.733 | [59 empty] | 32.645 | [39 empty] | 62.658 |  |  |  |  | 2024 | Wu, Y., Zheng, Y., Yu, P., Chen, X., Guo, L., Long, L., Hu, Z., Huang, Y., Chen, M., Lu, J., Ouyang, S., Chen, S. (2024). The world-class carbonate-hosted Fankou Zn-Pb deposit in China. Part III. Critical metal Ga is enriched in late stage and low temperature sphalerite. Ore Geology Reviews, 166, 105928. |  | CHN | Guangdong
| Fankou Zn-Pb deposit |  | Basin hydrothermal | Mississippi Valley-type (MVT) | MVT zinc-lead | Zn, Pb | Ga | Zn, Pb, Ga | Wu et al., 2024 |  | 600-166-1-1-7 |  | underground mine |  |  |  |  | ore material | polished section | grab | mineral separate | [5 empty] | mineralisation |  |  |  | sphalerite | [6 empty] | pyrite, galena, chalcopyrite, dolomite, calcite, arsenopyrite, freibergite, pyrargyrite, argentite, goethite, ferrohydrite, anglesite, zincosite | Samples were polished into thin sections and polished mounts for petrographic identification | EMPA, LA-ICPMS | JEOL JXA-i SP100 electron probe micro-analyzer equipped with four wavelength-dispersive spectrometers; NWR 193 nm Ar F Excimer laser-ablation system coupled to an iCAP RQ (ICPMS) | Laboratory of Marine Element and Isotope Facilities in Southern Marine Science and Engineering Guangdong Laboratory (Zhuhai, China); Guangzhou Tuoyan Analytical Technology Co., Ltd., Guangzhou, China | EPMA: accelerating voltage of 20 kV, a probe current of 20 nA, and a 5 μm beam. Peak counting time was 10 s for major elements (Zn, S, Fe), and 50 s for other minor elements (Cd, Ga, Ge, In, Au, and Ag). Background counting time was half of the peak counting time on the high- and low-energy background positions. Analytical results were reduced using the ZAF correction routines. LA-ICP-MS mapping: beam size of 15 μm, repetition rate of 10 Hz, depth of ablation around 5 μm. | sphalerite for S and Zn, marcasite for Fe, cadmium for Cd, gallium phosphide for Ga, germanium for Ge, indium phosphide for In, gold for Au, and silver for Ag | [20 empty] | 0.162 | [21 empty] | 3.209 | [13 empty] | 0.03 | [45 empty] | 33.225 | [39 empty] | 62.478 |  |  |  |  | 2024 | Wu, Y., Zheng, Y., Yu, P., Chen, X., Guo, L., Long, L., Hu, Z., Huang, Y., Chen, M., Lu, J., Ouyang, S., Chen, S. (2024). The world-class carbonate-hosted Fankou Zn-Pb deposit in China. Part III. Critical metal Ga is enriched in late stage and low temperature sphalerite. Ore Geology Reviews, 166, 105928. |  | CHN | Guangdong
| Fankou Zn-Pb deposit |  | Basin hydrothermal | Mississippi Valley-type (MVT) | MVT zinc-lead | Zn, Pb | Ga | Zn, Pb, Ga | Wu et al., 2024 |  | 600-166-1-2-1 |  | underground mine |  |  |  |  | ore material | polished section | grab | mineral separate | [5 empty] | mineralisation |  |  |  | sphalerite | [6 empty] | pyrite, galena, chalcopyrite, dolomite, calcite, arsenopyrite, freibergite, pyrargyrite, argentite, goethite, ferrohydrite, anglesite, zincosite | Samples were polished into thin sections and polished mounts for petrographic identification | EMPA, LA-ICPMS | JEOL JXA-i SP100 electron probe micro-analyzer equipped with four wavelength-dispersive spectrometers; NWR 193 nm Ar F Excimer laser-ablation system coupled to an iCAP RQ (ICPMS) | Laboratory of Marine Element and Isotope Facilities in Southern Marine Science and Engineering Guangdong Laboratory (Zhuhai, China); Guangzhou Tuoyan Analytical Technology Co., Ltd., Guangzhou, China | EPMA: accelerating voltage of 20 kV, a probe current of 20 nA, and a 5 μm beam. Peak counting time was 10 s for major elements (Zn, S, Fe), and 50 s for other minor elements (Cd, Ga, Ge, In, Au, and Ag). Background counting time was half of the peak counting time on the high- and low-energy background positions. Analytical results were reduced using the ZAF correction routines. LA-ICP-MS mapping: beam size of 15 μm, repetition rate of 10 Hz, depth of ablation around 5 μm. | sphalerite for S and Zn, marcasite for Fe, cadmium for Cd, gallium phosphide for Ga, germanium for Ge, indium phosphide for In, gold for Au, and silver for Ag | [6 empty] | 0.019 | [13 empty] | 0.222 | [21 empty] | 0.414 |  | 0.227 | [11 empty] | 0.01 | [45 empty] | 33.218 | [39 empty] | 64.705 |  |  |  |  | 2024 | Wu, Y., Zheng, Y., Yu, P., Chen, X., Guo, L., Long, L., Hu, Z., Huang, Y., Chen, M., Lu, J., Ouyang, S., Chen, S. (2024). The world-class carbonate-hosted Fankou Zn-Pb deposit in China. Part III. Critical metal Ga is enriched in late stage and low temperature sphalerite. Ore Geology Reviews, 166, 105928. |  | CHN | Guangdong
| Fankou Zn-Pb deposit |  | Basin hydrothermal | Mississippi Valley-type (MVT) | MVT zinc-lead | Zn, Pb | Ga | Zn, Pb, Ga | Wu et al., 2024 |  | 600-166-1-2-2 |  | underground mine |  |  |  |  | ore material | polished section | grab | mineral separate | [5 empty] | mineralisation |  |  |  | sphalerite | [6 empty] | pyrite, galena, chalcopyrite, dolomite, calcite, arsenopyrite, freibergite, pyrargyrite, argentite, goethite, ferrohydrite, anglesite, zincosite | Samples were polished into thin sections and polished mounts for petrographic identification | EMPA, LA-ICPMS | JEOL JXA-i SP100 electron probe micro-analyzer equipped with four wavelength-dispersive spectrometers; NWR 193 nm Ar F Excimer laser-ablation system coupled to an iCAP RQ (ICPMS) | Laboratory of Marine Element and Isotope Facilities in Southern Marine Science and Engineering Guangdong Laboratory (Zhuhai, China); Guangzhou Tuoyan Analytical Technology Co., Ltd., Guangzhou, China | EPMA: accelerating voltage of 20 kV, a probe current of 20 nA, and a 5 μm beam. Peak counting time was 10 s for major elements (Zn, S, Fe), and 50 s for other minor elements (Cd, Ga, Ge, In, Au, and Ag). Background counting time was half of the peak counting time on the high- and low-energy background positions. Analytical results were reduced using the ZAF correction routines. LA-ICP-MS mapping: beam size of 15 μm, repetition rate of 10 Hz, depth of ablation around 5 μm. | sphalerite for S and Zn, marcasite for Fe, cadmium for Cd, gallium phosphide for Ga, germanium for Ge, indium phosphide for In, gold for Au, and silver for Ag | [20 empty] | 0.119 | [21 empty] | 2.04 | [59 empty] | 32.618 | [39 empty] | 63.635 |  |  |  |  | 2024 | Wu, Y., Zheng, Y., Yu, P., Chen, X., Guo, L., Long, L., Hu, Z., Huang, Y., Chen, M., Lu, J., Ouyang, S., Chen, S. (2024). The world-class carbonate-hosted Fankou Zn-Pb deposit in China. Part III. Critical metal Ga is enriched in late stage and low temperature sphalerite. Ore Geology Reviews, 166, 105928. |  | CHN | Guangdong
| Fankou Zn-Pb deposit |  | Basin hydrothermal | Mississippi Valley-type (MVT) | MVT zinc-lead | Zn, Pb | Ga | Zn, Pb, Ga | Wu et al., 2024 |  | 600-166-1-2-3 |  | underground mine |  |  |  |  | ore material | polished section | grab | mineral separate | [5 empty] | mineralisation |  |  |  | sphalerite | [6 empty] | pyrite, galena, chalcopyrite, dolomite, calcite, arsenopyrite, freibergite, pyrargyrite, argentite, goethite, ferrohydrite, anglesite, zincosite | Samples were polished into thin sections and polished mounts for petrographic identification | EMPA, LA-ICPMS | JEOL JXA-i SP100 electron probe micro-analyzer equipped with four wavelength-dispersive spectrometers; NWR 193 nm Ar F Excimer laser-ablation system coupled to an iCAP RQ (ICPMS) | Laboratory of Marine Element and Isotope Facilities in Southern Marine Science and Engineering Guangdong Laboratory (Zhuhai, China); Guangzhou Tuoyan Analytical Technology Co., Ltd., Guangzhou, China | EPMA: accelerating voltage of 20 kV, a probe current of 20 nA, and a 5 μm beam. Peak counting time was 10 s for major elements (Zn, S, Fe), and 50 s for other minor elements (Cd, Ga, Ge, In, Au, and Ag). Background counting time was half of the peak counting time on the high- and low-energy background positions. Analytical results were reduced using the ZAF correction routines. LA-ICP-MS mapping: beam size of 15 μm, repetition rate of 10 Hz, depth of ablation around 5 μm. | sphalerite for S and Zn, marcasite for Fe, cadmium for Cd, gallium phosphide for Ga, germanium for Ge, indium phosphide for In, gold for Au, and silver for Ag | [20 empty] | 0.146 | [21 empty] | 1.445 | [59 empty] | 32.793 | [39 empty] | 64.872 |  |  |  |  | 2024 | Wu, Y., Zheng, Y., Yu, P., Chen, X., Guo, L., Long, L., Hu, Z., Huang, Y., Chen, M., Lu, J., Ouyang, S., Chen, S. (2024). The world-class carbonate-hosted Fankou Zn-Pb deposit in China. Part III. Critical metal Ga is enriched in late stage and low temperature sphalerite. Ore Geology Reviews, 166, 105928. |  | CHN | Guangdong
| Fankou Zn-Pb deposit |  | Basin hydrothermal | Mississippi Valley-type (MVT) | MVT zinc-lead | Zn, Pb | Ga | Zn, Pb, Ga | Wu et al., 2024 |  | 600-166-1-2-4 |  | underground mine |  |  |  |  | ore material | polished section | grab | mineral separate | [5 empty] | mineralisation |  |  |  | sphalerite | [6 empty] | pyrite, galena, chalcopyrite, dolomite, calcite, arsenopyrite, freibergite, pyrargyrite, argentite, goethite, ferrohydrite, anglesite, zincosite | Samples were polished into thin sections and polished mounts for petrographic identification | EMPA, LA-ICPMS | JEOL JXA-i SP100 electron probe micro-analyzer equipped with four wavelength-dispersive spectrometers; NWR 193 nm Ar F Excimer laser-ablation system coupled to an iCAP RQ (ICPMS) | Laboratory of Marine Element and Isotope Facilities in Southern Marine Science and Engineering Guangdong Laboratory (Zhuhai, China); Guangzhou Tuoyan Analytical Technology Co., Ltd., Guangzhou, China | EPMA: accelerating voltage of 20 kV, a probe current of 20 nA, and a 5 μm beam. Peak counting time was 10 s for major elements (Zn, S, Fe), and 50 s for other minor elements (Cd, Ga, Ge, In, Au, and Ag). Background counting time was half of the peak counting time on the high- and low-energy background positions. Analytical results were reduced using the ZAF correction routines. LA-ICP-MS mapping: beam size of 15 μm, repetition rate of 10 Hz, depth of ablation around 5 μm. | sphalerite for S and Zn, marcasite for Fe, cadmium for Cd, gallium phosphide for Ga, germanium for Ge, indium phosphide for In, gold for Au, and silver for Ag | [20 empty] | 0.113 | [21 empty] | 1.57 | [13 empty] | 0.019 | [45 empty] | 32.917 | [39 empty] | 64.16 |  |  |  |  | 2024 | Wu, Y., Zheng, Y., Yu, P., Chen, X., Guo, L., Long, L., Hu, Z., Huang, Y., Chen, M., Lu, J., Ouyang, S., Chen, S. (2024). The world-class carbonate-hosted Fankou Zn-Pb deposit in China. Part III. Critical metal Ga is enriched in late stage and low temperature sphalerite. Ore Geology Reviews, 166, 105928. |  | CHN | Guangdong
| Fankou Zn-Pb deposit |  | Basin hydrothermal | Mississippi Valley-type (MVT) | MVT zinc-lead | Zn, Pb | Ga | Zn, Pb, Ga | Wu et al., 2024 |  | 600-166-1-2-5 |  | underground mine |  |  |  |  | ore material | polished section | grab | mineral separate | [5 empty] | mineralisation |  |  |  | sphalerite | [6 empty] | pyrite, galena, chalcopyrite, dolomite, calcite, arsenopyrite, freibergite, pyrargyrite, argentite, goethite, ferrohydrite, anglesite, zincosite | Samples were polished into thin sections and polished mounts for petrographic identification | EMPA, LA-ICPMS | JEOL JXA-i SP100 electron probe micro-analyzer equipped with four wavelength-dispersive spectrometers; NWR 193 nm Ar F Excimer laser-ablation system coupled to an iCAP RQ (ICPMS) | Laboratory of Marine Element and Isotope Facilities in Southern Marine Science and Engineering Guangdong Laboratory (Zhuhai, China); Guangzhou Tuoyan Analytical Technology Co., Ltd., Guangzhou, China | EPMA: accelerating voltage of 20 kV, a probe current of 20 nA, and a 5 μm beam. Peak counting time was 10 s for major elements (Zn, S, Fe), and 50 s for other minor elements (Cd, Ga, Ge, In, Au, and Ag). Background counting time was half of the peak counting time on the high- and low-energy background positions. Analytical results were reduced using the ZAF correction routines. LA-ICP-MS mapping: beam size of 15 μm, repetition rate of 10 Hz, depth of ablation around 5 μm. | sphalerite for S and Zn, marcasite for Fe, cadmium for Cd, gallium phosphide for Ga, germanium for Ge, indium phosphide for In, gold for Au, and silver for Ag | [6 empty] | 0.018 | [13 empty] | 0.137 | [21 empty] | 1.587 | [59 empty] | 33.013 | [39 empty] | 64.187 |  |  |  |  | 2024 | Wu, Y., Zheng, Y., Yu, P., Chen, X., Guo, L., Long, L., Hu, Z., Huang, Y., Chen, M., Lu, J., Ouyang, S., Chen, S. (2024). The world-class carbonate-hosted Fankou Zn-Pb deposit in China. Part III. Critical metal Ga is enriched in late stage and low temperature sphalerite. Ore Geology Reviews, 166, 105928. |  | CHN | Guangdong
| Fankou Zn-Pb deposit |  | Basin hydrothermal | Mississippi Valley-type (MVT) | MVT zinc-lead | Zn, Pb | Ga | Zn, Pb, Ga | Wu et al., 2024 |  | 600-166-1-2-6 |  | underground mine |  |  |  |  | ore material | polished section | grab | mineral separate | [5 empty] | mineralisation |  |  |  | sphalerite | [6 empty] | pyrite, galena, chalcopyrite, dolomite, calcite, arsenopyrite, freibergite, pyrargyrite, argentite, goethite, ferrohydrite, anglesite, zincosite | Samples were polished into thin sections and polished mounts for petrographic identification | EMPA, LA-ICPMS | JEOL JXA-i SP100 electron probe micro-analyzer equipped with four wavelength-dispersive spectrometers; NWR 193 nm Ar F Excimer laser-ablation system coupled to an iCAP RQ (ICPMS) | Laboratory of Marine Element and Isotope Facilities in Southern Marine Science and Engineering Guangdong Laboratory (Zhuhai, China); Guangzhou Tuoyan Analytical Technology Co., Ltd., Guangzhou, China | EPMA: accelerating voltage of 20 kV, a probe current of 20 nA, and a 5 μm beam. Peak counting time was 10 s for major elements (Zn, S, Fe), and 50 s for other minor elements (Cd, Ga, Ge, In, Au, and Ag). Background counting time was half of the peak counting time on the high- and low-energy background positions. Analytical results were reduced using the ZAF correction routines. LA-ICP-MS mapping: beam size of 15 μm, repetition rate of 10 Hz, depth of ablation around 5 μm. | sphalerite for S and Zn, marcasite for Fe, cadmium for Cd, gallium phosphide for Ga, germanium for Ge, indium phosphide for In, gold for Au, and silver for Ag | [6 empty] | 0.067 | [13 empty] | 0.131 | [21 empty] | 1.286 | [59 empty] | 32.917 | [39 empty] | 65.119 |  |  |  |  | 2024 | Wu, Y., Zheng, Y., Yu, P., Chen, X., Guo, L., Long, L., Hu, Z., Huang, Y., Chen, M., Lu, J., Ouyang, S., Chen, S. (2024). The world-class carbonate-hosted Fankou Zn-Pb deposit in China. Part III. Critical metal Ga is enriched in late stage and low temperature sphalerite. Ore Geology Reviews, 166, 105928. |  | CHN | Guangdong
| Fankou Zn-Pb deposit |  | Basin hydrothermal | Mississippi Valley-type (MVT) | MVT zinc-lead | Zn, Pb | Ga | Zn, Pb, Ga | Wu et al., 2024 |  | 455-23-2-1-4 |  | underground mine |  |  |  |  | ore material | polished section | grab | mineral separate | [5 empty] | mineralisation |  |  |  | sphalerite | [6 empty] | pyrite, galena, chalcopyrite, dolomite, calcite, arsenopyrite, freibergite, pyrargyrite, argentite, goethite, ferrohydrite, anglesite, zincosite | Samples were polished into thin sections and polished mounts for petrographic identification | EMPA, LA-ICPMS | JEOL JXA-i SP100 electron probe micro-analyzer equipped with four wavelength-dispersive spectrometers; NWR 193 nm Ar F Excimer laser-ablation system coupled to an iCAP RQ (ICPMS) | Laboratory of Marine Element and Isotope Facilities in Southern Marine Science and Engineering Guangdong Laboratory (Zhuhai, China); Guangzhou Tuoyan Analytical Technology Co., Ltd., Guangzhou, China | EPMA: accelerating voltage of 20 kV, a probe current of 20 nA, and a 5 μm beam. Peak counting time was 10 s for major elements (Zn, S, Fe), and 50 s for other minor elements (Cd, Ga, Ge, In, Au, and Ag). Background counting time was half of the peak counting time on the high- and low-energy background positions. Analytical results were reduced using the ZAF correction routines. LA-ICP-MS mapping: beam size of 15 μm, repetition rate of 10 Hz, depth of ablation around 5 μm. | sphalerite for S and Zn, marcasite for Fe, cadmium for Cd, gallium phosphide for Ga, germanium for Ge, indium phosphide for In, gold for Au, and silver for Ag | [6 empty] | 0.096 | [13 empty] | 0.145 | [21 empty] | 5.201 | [59 empty] | 33.245 | [39 empty] | 61.203 |  |  |  |  | 2024 | Wu, Y., Zheng, Y., Yu, P., Chen, X., Guo, L., Long, L., Hu, Z., Huang, Y., Chen, M., Lu, J., Ouyang, S., Chen, S. (2024). The world-class carbonate-hosted Fankou Zn-Pb deposit in China. Part III. Critical metal Ga is enriched in late stage and low temperature sphalerite. Ore Geology Reviews, 166, 105928. |  | CHN | Guangdong
| Fankou Zn-Pb deposit |  | Basin hydrothermal | Mississippi Valley-type (MVT) | MVT zinc-lead | Zn, Pb | Ga | Zn, Pb, Ga | Wu et al., 2024 |  | 455-23-2-1-5 |  | underground mine |  |  |  |  | ore material | polished section | grab | mineral separate | [5 empty] | mineralisation |  |  |  | sphalerite | [6 empty] | pyrite, galena, chalcopyrite, dolomite, calcite, arsenopyrite, freibergite, pyrargyrite, argentite, goethite, ferrohydrite, anglesite, zincosite | Samples were polished into thin sections and polished mounts for petrographic identification | EMPA, LA-ICPMS | JEOL JXA-i SP100 electron probe micro-analyzer equipped with four wavelength-dispersive spectrometers; NWR 193 nm Ar F Excimer laser-ablation system coupled to an iCAP RQ (ICPMS) | Laboratory of Marine Element and Isotope Facilities in Southern Marine Science and Engineering Guangdong Laboratory (Zhuhai, China); Guangzhou Tuoyan Analytical Technology Co., Ltd., Guangzhou, China | EPMA: accelerating voltage of 20 kV, a probe current of 20 nA, and a 5 μm beam. Peak counting time was 10 s for major elements (Zn, S, Fe), and 50 s for other minor elements (Cd, Ga, Ge, In, Au, and Ag). Background counting time was half of the peak counting time on the high- and low-energy background positions. Analytical results were reduced using the ZAF correction routines. LA-ICP-MS mapping: beam size of 15 μm, repetition rate of 10 Hz, depth of ablation around 5 μm. | sphalerite for S and Zn, marcasite for Fe, cadmium for Cd, gallium phosphide for Ga, germanium for Ge, indium phosphide for In, gold for Au, and silver for Ag | [20 empty] | 0.133 | [21 empty] | 4.292 | [59 empty] | 33.052 | [39 empty] | 61.616 |  |  |  |  | 2024 | Wu, Y., Zheng, Y., Yu, P., Chen, X., Guo, L., Long, L., Hu, Z., Huang, Y., Chen, M., Lu, J., Ouyang, S., Chen, S. (2024). The world-class carbonate-hosted Fankou Zn-Pb deposit in China. Part III. Critical metal Ga is enriched in late stage and low temperature sphalerite. Ore Geology Reviews, 166, 105928. |  | CHN | Guangdong
| Fankou Zn-Pb deposit |  | Basin hydrothermal | Mississippi Valley-type (MVT) | MVT zinc-lead | Zn, Pb | Ga | Zn, Pb, Ga | Wu et al., 2024 |  | 455-23-2-1-6 |  | underground mine |  |  |  |  | ore material | polished section | grab | mineral separate | [5 empty] | mineralisation |  |  |  | sphalerite | [6 empty] | pyrite, galena, chalcopyrite, dolomite, calcite, arsenopyrite, freibergite, pyrargyrite, argentite, goethite, ferrohydrite, anglesite, zincosite | Samples were polished into thin sections and polished mounts for petrographic identification | EMPA, LA-ICPMS | JEOL JXA-i SP100 electron probe micro-analyzer equipped with four wavelength-dispersive spectrometers; NWR 193 nm Ar F Excimer laser-ablation system coupled to an iCAP RQ (ICPMS) | Laboratory of Marine Element and Isotope Facilities in Southern Marine Science and Engineering Guangdong Laboratory (Zhuhai, China); Guangzhou Tuoyan Analytical Technology Co., Ltd., Guangzhou, China | EPMA: accelerating voltage of 20 kV, a probe current of 20 nA, and a 5 μm beam. Peak counting time was 10 s for major elements (Zn, S, Fe), and 50 s for other minor elements (Cd, Ga, Ge, In, Au, and Ag). Background counting time was half of the peak counting time on the high- and low-energy background positions. Analytical results were reduced using the ZAF correction routines. LA-ICP-MS mapping: beam size of 15 μm, repetition rate of 10 Hz, depth of ablation around 5 μm. | sphalerite for S and Zn, marcasite for Fe, cadmium for Cd, gallium phosphide for Ga, germanium for Ge, indium phosphide for In, gold for Au, and silver for Ag | [20 empty] | 0.138 | [21 empty] | 3.83 | [59 empty] | 33.169 | [39 empty] | 61.885 |  |  |  |  | 2024 | Wu, Y., Zheng, Y., Yu, P., Chen, X., Guo, L., Long, L., Hu, Z., Huang, Y., Chen, M., Lu, J., Ouyang, S., Chen, S. (2024). The world-class carbonate-hosted Fankou Zn-Pb deposit in China. Part III. Critical metal Ga is enriched in late stage and low temperature sphalerite. Ore Geology Reviews, 166, 105928. |  | CHN | Guangdong
| Fankou Zn-Pb deposit |  | Basin hydrothermal | Mississippi Valley-type (MVT) | MVT zinc-lead | Zn, Pb | Ga | Zn, Pb, Ga | Wu et al., 2024 |  | 455-23-2-2-1 |  | underground mine |  |  |  |  | ore material | polished section | grab | mineral separate | [5 empty] | mineralisation |  |  |  | sphalerite | [6 empty] | pyrite, galena, chalcopyrite, dolomite, calcite, arsenopyrite, freibergite, pyrargyrite, argentite, goethite, ferrohydrite, anglesite, zincosite | Samples were polished into thin sections and polished mounts for petrographic identification | EMPA, LA-ICPMS | JEOL JXA-i SP100 electron probe micro-analyzer equipped with four wavelength-dispersive spectrometers; NWR 193 nm Ar F Excimer laser-ablation system coupled to an iCAP RQ (ICPMS) | Laboratory of Marine Element and Isotope Facilities in Southern Marine Science and Engineering Guangdong Laboratory (Zhuhai, China); Guangzhou Tuoyan Analytical Technology Co., Ltd., Guangzhou, China | EPMA: accelerating voltage of 20 kV, a probe current of 20 nA, and a 5 μm beam. Peak counting time was 10 s for major elements (Zn, S, Fe), and 50 s for other minor elements (Cd, Ga, Ge, In, Au, and Ag). Background counting time was half of the peak counting time on the high- and low-energy background positions. Analytical results were reduced using the ZAF correction routines. LA-ICP-MS mapping: beam size of 15 μm, repetition rate of 10 Hz, depth of ablation around 5 μm. | sphalerite for S and Zn, marcasite for Fe, cadmium for Cd, gallium phosphide for Ga, germanium for Ge, indium phosphide for In, gold for Au, and silver for Ag | [6 empty] | 0.061 | [13 empty] | 0.13 | [21 empty] | 3.194 | [13 empty] | 0.012 | [45 empty] | 32.728 | [39 empty] | 62.483 |  |  |  |  | 2024 | Wu, Y., Zheng, Y., Yu, P., Chen, X., Guo, L., Long, L., Hu, Z., Huang, Y., Chen, M., Lu, J., Ouyang, S., Chen, S. (2024). The world-class carbonate-hosted Fankou Zn-Pb deposit in China. Part III. Critical metal Ga is enriched in late stage and low temperature sphalerite. Ore Geology Reviews, 166, 105928. |  | CHN | Guangdong
| Fankou Zn-Pb deposit |  | Basin hydrothermal | Mississippi Valley-type (MVT) | MVT zinc-lead | Zn, Pb | Ga | Zn, Pb, Ga | Wu et al., 2024 |  | 455-23-2-2-2 |  | underground mine |  |  |  |  | ore material | polished section | grab | mineral separate | [5 empty] | mineralisation |  |  |  | sphalerite | [6 empty] | pyrite, galena, chalcopyrite, dolomite, calcite, arsenopyrite, freibergite, pyrargyrite, argentite, goethite, ferrohydrite, anglesite, zincosite | Samples were polished into thin sections and polished mounts for petrographic identification | EMPA, LA-ICPMS | JEOL JXA-i SP100 electron probe micro-analyzer equipped with four wavelength-dispersive spectrometers; NWR 193 nm Ar F Excimer laser-ablation system coupled to an iCAP RQ (ICPMS) | Laboratory of Marine Element and Isotope Facilities in Southern Marine Science and Engineering Guangdong Laboratory (Zhuhai, China); Guangzhou Tuoyan Analytical Technology Co., Ltd., Guangzhou, China | EPMA: accelerating voltage of 20 kV, a probe current of 20 nA, and a 5 μm beam. Peak counting time was 10 s for major elements (Zn, S, Fe), and 50 s for other minor elements (Cd, Ga, Ge, In, Au, and Ag). Background counting time was half of the peak counting time on the high- and low-energy background positions. Analytical results were reduced using the ZAF correction routines. LA-ICP-MS mapping: beam size of 15 μm, repetition rate of 10 Hz, depth of ablation around 5 μm. | sphalerite for S and Zn, marcasite for Fe, cadmium for Cd, gallium phosphide for Ga, germanium for Ge, indium phosphide for In, gold for Au, and silver for Ag | [20 empty] | 0.183 | [21 empty] | 5.226 | [59 empty] | 33.233 | [39 empty] | 60.95 |  |  |  |  | 2024 | Wu, Y., Zheng, Y., Yu, P., Chen, X., Guo, L., Long, L., Hu, Z., Huang, Y., Chen, M., Lu, J., Ouyang, S., Chen, S. (2024). The world-class carbonate-hosted Fankou Zn-Pb deposit in China. Part III. Critical metal Ga is enriched in late stage and low temperature sphalerite. Ore Geology Reviews, 166, 105928. |  | CHN | Guangdong
| Fankou Zn-Pb deposit |  | Basin hydrothermal | Mississippi Valley-type (MVT) | MVT zinc-lead | Zn, Pb | Ga | Zn, Pb, Ga | Wu et al., 2024 |  | 500-31-1-1-1 |  | underground mine |  |  |  |  | ore material | polished section | grab | mineral separate | [5 empty] | mineralisation |  |  |  | sphalerite | [6 empty] | pyrite, galena, chalcopyrite, dolomite, calcite, arsenopyrite, freibergite, pyrargyrite, argentite, goethite, ferrohydrite, anglesite, zincosite | Samples were polished into thin sections and polished mounts for petrographic identification | EMPA, LA-ICPMS | JEOL JXA-i SP100 electron probe micro-analyzer equipped with four wavelength-dispersive spectrometers; NWR 193 nm Ar F Excimer laser-ablation system coupled to an iCAP RQ (ICPMS) | Laboratory of Marine Element and Isotope Facilities in Southern Marine Science and Engineering Guangdong Laboratory (Zhuhai, China); Guangzhou Tuoyan Analytical Technology Co., Ltd., Guangzhou, China | EPMA: accelerating voltage of 20 kV, a probe current of 20 nA, and a 5 μm beam. Peak counting time was 10 s for major elements (Zn, S, Fe), and 50 s for other minor elements (Cd, Ga, Ge, In, Au, and Ag). Background counting time was half of the peak counting time on the high- and low-energy background positions. Analytical results were reduced using the ZAF correction routines. LA-ICP-MS mapping: beam size of 15 μm, repetition rate of 10 Hz, depth of ablation around 5 μm. | sphalerite for S and Zn, marcasite for Fe, cadmium for Cd, gallium phosphide for Ga, germanium for Ge, indium phosphide for In, gold for Au, and silver for Ag | [20 empty] | 0.259 | [21 empty] | 3.948 | [59 empty] | 33.004 | [39 empty] | 61.378 |  |  |  |  | 2024 | Wu, Y., Zheng, Y., Yu, P., Chen, X., Guo, L., Long, L., Hu, Z., Huang, Y., Chen, M., Lu, J., Ouyang, S., Chen, S. (2024). The world-class carbonate-hosted Fankou Zn-Pb deposit in China. Part III. Critical metal Ga is enriched in late stage and low temperature sphalerite. Ore Geology Reviews, 166, 105928. |  | CHN | Guangdong
| Fankou Zn-Pb deposit |  | Basin hydrothermal | Mississippi Valley-type (MVT) | MVT zinc-lead | Zn, Pb | Ga | Zn, Pb, Ga | Wu et al., 2024 |  | 500-31-1-1-2 |  | underground mine |  |  |  |  | ore material | polished section | grab | mineral separate | [5 empty] | mineralisation |  |  |  | sphalerite | [6 empty] | pyrite, galena, chalcopyrite, dolomite, calcite, arsenopyrite, freibergite, pyrargyrite, argentite, goethite, ferrohydrite, anglesite, zincosite | Samples were polished into thin sections and polished mounts for petrographic identification | EMPA, LA-ICPMS | JEOL JXA-i SP100 electron probe micro-analyzer equipped with four wavelength-dispersive spectrometers; NWR 193 nm Ar F Excimer laser-ablation system coupled to an iCAP RQ (ICPMS) | Laboratory of Marine Element and Isotope Facilities in Southern Marine Science and Engineering Guangdong Laboratory (Zhuhai, China); Guangzhou Tuoyan Analytical Technology Co., Ltd., Guangzhou, China | EPMA: accelerating voltage of 20 kV, a probe current of 20 nA, and a 5 μm beam. Peak counting time was 10 s for major elements (Zn, S, Fe), and 50 s for other minor elements (Cd, Ga, Ge, In, Au, and Ag). Background counting time was half of the peak counting time on the high- and low-energy background positions. Analytical results were reduced using the ZAF correction routines. LA-ICP-MS mapping: beam size of 15 μm, repetition rate of 10 Hz, depth of ablation around 5 μm. | sphalerite for S and Zn, marcasite for Fe, cadmium for Cd, gallium phosphide for Ga, germanium for Ge, indium phosphide for In, gold for Au, and silver for Ag | [20 empty] | 0.23 | [21 empty] | 4.666 | [59 empty] | 33.243 | [39 empty] | 60.812 |  |  |  |  | 2024 | Wu, Y., Zheng, Y., Yu, P., Chen, X., Guo, L., Long, L., Hu, Z., Huang, Y., Chen, M., Lu, J., Ouyang, S., Chen, S. (2024). The world-class carbonate-hosted Fankou Zn-Pb deposit in China. Part III. Critical metal Ga is enriched in late stage and low temperature sphalerite. Ore Geology Reviews, 166, 105928. |  | CHN | Guangdong
| Fankou Zn-Pb deposit |  | Basin hydrothermal | Mississippi Valley-type (MVT) | MVT zinc-lead | Zn, Pb | Ga | Zn, Pb, Ga | Wu et al., 2024 |  | 500-31-1-1-3 |  | underground mine |  |  |  |  | ore material | polished section | grab | mineral separate | [5 empty] | mineralisation |  |  |  | sphalerite | [6 empty] | pyrite, galena, chalcopyrite, dolomite, calcite, arsenopyrite, freibergite, pyrargyrite, argentite, goethite, ferrohydrite, anglesite, zincosite | Samples were polished into thin sections and polished mounts for petrographic identification | EMPA, LA-ICPMS | JEOL JXA-i SP100 electron probe micro-analyzer equipped with four wavelength-dispersive spectrometers; NWR 193 nm Ar F Excimer laser-ablation system coupled to an iCAP RQ (ICPMS) | Laboratory of Marine Element and Isotope Facilities in Southern Marine Science and Engineering Guangdong Laboratory (Zhuhai, China); Guangzhou Tuoyan Analytical Technology Co., Ltd., Guangzhou, China | EPMA: accelerating voltage of 20 kV, a probe current of 20 nA, and a 5 μm beam. Peak counting time was 10 s for major elements (Zn, S, Fe), and 50 s for other minor elements (Cd, Ga, Ge, In, Au, and Ag). Background counting time was half of the peak counting time on the high- and low-energy background positions. Analytical results were reduced using the ZAF correction routines. LA-ICP-MS mapping: beam size of 15 μm, repetition rate of 10 Hz, depth of ablation around 5 μm. | sphalerite for S and Zn, marcasite for Fe, cadmium for Cd, gallium phosphide for Ga, germanium for Ge, indium phosphide for In, gold for Au, and silver for Ag | [6 empty] | 0.059 | [13 empty] | 0.269 | [21 empty] | 4.099 | [59 empty] | 33.111 | [39 empty] | 60.829 |  |  |  |  | 2024 | Wu, Y., Zheng, Y., Yu, P., Chen, X., Guo, L., Long, L., Hu, Z., Huang, Y., Chen, M., Lu, J., Ouyang, S., Chen, S. (2024). The world-class carbonate-hosted Fankou Zn-Pb deposit in China. Part III. Critical metal Ga is enriched in late stage and low temperature sphalerite. Ore Geology Reviews, 166, 105928. |  | CHN | Guangdong
| Fankou Zn-Pb deposit |  | Basin hydrothermal | Mississippi Valley-type (MVT) | MVT zinc-lead | Zn, Pb | Ga | Zn, Pb, Ga | Wu et al., 2024 |  | 500-31-1-1-4 |  | underground mine |  |  |  |  | ore material | polished section | grab | mineral separate | [5 empty] | mineralisation |  |  |  | sphalerite | [6 empty] | pyrite, galena, chalcopyrite, dolomite, calcite, arsenopyrite, freibergite, pyrargyrite, argentite, goethite, ferrohydrite, anglesite, zincosite | Samples were polished into thin sections and polished mounts for petrographic identification | EMPA, LA-ICPMS | JEOL JXA-i SP100 electron probe micro-analyzer equipped with four wavelength-dispersive spectrometers; NWR 193 nm Ar F Excimer laser-ablation system coupled to an iCAP RQ (ICPMS) | Laboratory of Marine Element and Isotope Facilities in Southern Marine Science and Engineering Guangdong Laboratory (Zhuhai, China); Guangzhou Tuoyan Analytical Technology Co., Ltd., Guangzhou, China | EPMA: accelerating voltage of 20 kV, a probe current of 20 nA, and a 5 μm beam. Peak counting time was 10 s for major elements (Zn, S, Fe), and 50 s for other minor elements (Cd, Ga, Ge, In, Au, and Ag). Background counting time was half of the peak counting time on the high- and low-energy background positions. Analytical results were reduced using the ZAF correction routines. LA-ICP-MS mapping: beam size of 15 μm, repetition rate of 10 Hz, depth of ablation around 5 μm. | sphalerite for S and Zn, marcasite for Fe, cadmium for Cd, gallium phosphide for Ga, germanium for Ge, indium phosphide for In, gold for Au, and silver for Ag | [6 empty] | 0.012 | [13 empty] | 0.222 | [21 empty] | 5.009 | [59 empty] | 33.059 | [39 empty] | 60.394 |  |  |  |  | 2024 | Wu, Y., Zheng, Y., Yu, P., Chen, X., Guo, L., Long, L., Hu, Z., Huang, Y., Chen, M., Lu, J., Ouyang, S., Chen, S. (2024). The world-class carbonate-hosted Fankou Zn-Pb deposit in China. Part III. Critical metal Ga is enriched in late stage and low temperature sphalerite. Ore Geology Reviews, 166, 105928. |  | CHN | Guangdong
| Fankou Zn-Pb deposit |  | Basin hydrothermal | Mississippi Valley-type (MVT) | MVT zinc-lead | Zn, Pb | Ga | Zn, Pb, Ga | Wu et al., 2024 |  | 500-31-1-1-5 |  | underground mine |  |  |  |  | ore material | polished section | grab | mineral separate | [5 empty] | mineralisation |  |  |  | sphalerite | [6 empty] | pyrite, galena, chalcopyrite, dolomite, calcite, arsenopyrite, freibergite, pyrargyrite, argentite, goethite, ferrohydrite, anglesite, zincosite | Samples were polished into thin sections and polished mounts for petrographic identification | EMPA, LA-ICPMS | JEOL JXA-i SP100 electron probe micro-analyzer equipped with four wavelength-dispersive spectrometers; NWR 193 nm Ar F Excimer laser-ablation system coupled to an iCAP RQ (ICPMS) | Laboratory of Marine Element and Isotope Facilities in Southern Marine Science and Engineering Guangdong Laboratory (Zhuhai, China); Guangzhou Tuoyan Analytical Technology Co., Ltd., Guangzhou, China | EPMA: accelerating voltage of 20 kV, a probe current of 20 nA, and a 5 μm beam. Peak counting time was 10 s for major elements (Zn, S, Fe), and 50 s for other minor elements (Cd, Ga, Ge, In, Au, and Ag). Background counting time was half of the peak counting time on the high- and low-energy background positions. Analytical results were reduced using the ZAF correction routines. LA-ICP-MS mapping: beam size of 15 μm, repetition rate of 10 Hz, depth of ablation around 5 μm. | sphalerite for S and Zn, marcasite for Fe, cadmium for Cd, gallium phosphide for Ga, germanium for Ge, indium phosphide for In, gold for Au, and silver for Ag | [20 empty] | 0.296 | [21 empty] | 7.225 | [59 empty] | 33.36 | [39 empty] | 57.842 |  |  |  |  | 2024 | Wu, Y., Zheng, Y., Yu, P., Chen, X., Guo, L., Long, L., Hu, Z., Huang, Y., Chen, M., Lu, J., Ouyang, S., Chen, S. (2024). The world-class carbonate-hosted Fankou Zn-Pb deposit in China. Part III. Critical metal Ga is enriched in late stage and low temperature sphalerite. Ore Geology Reviews, 166, 105928. |  | CHN | Guangdong
| Fankou Zn-Pb deposit |  | Basin hydrothermal | Mississippi Valley-type (MVT) | MVT zinc-lead | Zn, Pb | Ga | Zn, Pb, Ga | Wu et al., 2024 |  | 500-31-1-1-6 |  | underground mine |  |  |  |  | ore material | polished section | grab | mineral separate | [5 empty] | mineralisation |  |  |  | sphalerite | [6 empty] | pyrite, galena, chalcopyrite, dolomite, calcite, arsenopyrite, freibergite, pyrargyrite, argentite, goethite, ferrohydrite, anglesite, zincosite | Samples were polished into thin sections and polished mounts for petrographic identification | EMPA, LA-ICPMS | JEOL JXA-i SP100 electron probe micro-analyzer equipped with four wavelength-dispersive spectrometers; NWR 193 nm Ar F Excimer laser-ablation system coupled to an iCAP RQ (ICPMS) | Laboratory of Marine Element and Isotope Facilities in Southern Marine Science and Engineering Guangdong Laboratory (Zhuhai, China); Guangzhou Tuoyan Analytical Technology Co., Ltd., Guangzhou, China | EPMA: accelerating voltage of 20 kV, a probe current of 20 nA, and a 5 μm beam. Peak counting time was 10 s for major elements (Zn, S, Fe), and 50 s for other minor elements (Cd, Ga, Ge, In, Au, and Ag). Background counting time was half of the peak counting time on the high- and low-energy background positions. Analytical results were reduced using the ZAF correction routines. LA-ICP-MS mapping: beam size of 15 μm, repetition rate of 10 Hz, depth of ablation around 5 μm. | sphalerite for S and Zn, marcasite for Fe, cadmium for Cd, gallium phosphide for Ga, germanium for Ge, indium phosphide for In, gold for Au, and silver for Ag | [20 empty] | 0.244 | [21 empty] | 5.189 | [59 empty] | 33.188 | [39 empty] | 60.057 |  |  |  |  | 2024 | Wu, Y., Zheng, Y., Yu, P., Chen, X., Guo, L., Long, L., Hu, Z., Huang, Y., Chen, M., Lu, J., Ouyang, S., Chen, S. (2024). The world-class carbonate-hosted Fankou Zn-Pb deposit in China. Part III. Critical metal Ga is enriched in late stage and low temperature sphalerite. Ore Geology Reviews, 166, 105928. |  | CHN | Guangdong
| Fankou Zn-Pb deposit |  | Basin hydrothermal | Mississippi Valley-type (MVT) | MVT zinc-lead | Zn, Pb | Ga | Zn, Pb, Ga | Wu et al., 2024 |  | 500-31-1-1-7 |  | underground mine |  |  |  |  | ore material | polished section | grab | mineral separate | [5 empty] | mineralisation |  |  |  | sphalerite | [6 empty] | pyrite, galena, chalcopyrite, dolomite, calcite, arsenopyrite, freibergite, pyrargyrite, argentite, goethite, ferrohydrite, anglesite, zincosite | Samples were polished into thin sections and polished mounts for petrographic identification | EMPA, LA-ICPMS | JEOL JXA-i SP100 electron probe micro-analyzer equipped with four wavelength-dispersive spectrometers; NWR 193 nm Ar F Excimer laser-ablation system coupled to an iCAP RQ (ICPMS) | Laboratory of Marine Element and Isotope Facilities in Southern Marine Science and Engineering Guangdong Laboratory (Zhuhai, China); Guangzhou Tuoyan Analytical Technology Co., Ltd., Guangzhou, China | EPMA: accelerating voltage of 20 kV, a probe current of 20 nA, and a 5 μm beam. Peak counting time was 10 s for major elements (Zn, S, Fe), and 50 s for other minor elements (Cd, Ga, Ge, In, Au, and Ag). Background counting time was half of the peak counting time on the high- and low-energy background positions. Analytical results were reduced using the ZAF correction routines. LA-ICP-MS mapping: beam size of 15 μm, repetition rate of 10 Hz, depth of ablation around 5 μm. | sphalerite for S and Zn, marcasite for Fe, cadmium for Cd, gallium phosphide for Ga, germanium for Ge, indium phosphide for In, gold for Au, and silver for Ag | [20 empty] | 0.2 | [21 empty] | 6.009 | [59 empty] | 33.139 | [39 empty] | 58.924 |  |  |  |  | 2024 | Wu, Y., Zheng, Y., Yu, P., Chen, X., Guo, L., Long, L., Hu, Z., Huang, Y., Chen, M., Lu, J., Ouyang, S., Chen, S. (2024). The world-class carbonate-hosted Fankou Zn-Pb deposit in China. Part III. Critical metal Ga is enriched in late stage and low temperature sphalerite. Ore Geology Reviews, 166, 105928. |  | CHN | Guangdong
| Fankou Zn-Pb deposit |  | Basin hydrothermal | Mississippi Valley-type (MVT) | MVT zinc-lead | Zn, Pb | Ga | Zn, Pb, Ga | Wu et al., 2024 |  | 500-31-1-2-3 |  | underground mine |  |  |  |  | ore material | polished section | grab | mineral separate | [5 empty] | mineralisation |  |  |  | sphalerite | [6 empty] | pyrite, galena, chalcopyrite, dolomite, calcite, arsenopyrite, freibergite, pyrargyrite, argentite, goethite, ferrohydrite, anglesite, zincosite | Samples were polished into thin sections and polished mounts for petrographic identification | EMPA, LA-ICPMS | JEOL JXA-i SP100 electron probe micro-analyzer equipped with four wavelength-dispersive spectrometers; NWR 193 nm Ar F Excimer laser-ablation system coupled to an iCAP RQ (ICPMS) | Laboratory of Marine Element and Isotope Facilities in Southern Marine Science and Engineering Guangdong Laboratory (Zhuhai, China); Guangzhou Tuoyan Analytical Technology Co., Ltd., Guangzhou, China | EPMA: accelerating voltage of 20 kV, a probe current of 20 nA, and a 5 μm beam. Peak counting time was 10 s for major elements (Zn, S, Fe), and 50 s for other minor elements (Cd, Ga, Ge, In, Au, and Ag). Background counting time was half of the peak counting time on the high- and low-energy background positions. Analytical results were reduced using the ZAF correction routines. LA-ICP-MS mapping: beam size of 15 μm, repetition rate of 10 Hz, depth of ablation around 5 μm. | sphalerite for S and Zn, marcasite for Fe, cadmium for Cd, gallium phosphide for Ga, germanium for Ge, indium phosphide for In, gold for Au, and silver for Ag | [20 empty] | 0.346 | [21 empty] | 6.188 | [59 empty] | 33.286 | [39 empty] | 59.012 |  |  |  |  | 2024 | Wu, Y., Zheng, Y., Yu, P., Chen, X., Guo, L., Long, L., Hu, Z., Huang, Y., Chen, M., Lu, J., Ouyang, S., Chen, S. (2024). The world-class carbonate-hosted Fankou Zn-Pb deposit in China. Part III. Critical metal Ga is enriched in late stage and low temperature sphalerite. Ore Geology Reviews, 166, 105928. |  | CHN | Guangdong
| Fankou Zn-Pb deposit |  | Basin hydrothermal | Mississippi Valley-type (MVT) | MVT zinc-lead | Zn, Pb | Ga | Zn, Pb, Ga | Wu et al., 2024 |  | 500-31-1-2-4 |  | underground mine |  |  |  |  | ore material | polished section | grab | mineral separate | [5 empty] | mineralisation |  |  |  | sphalerite | [6 empty] | pyrite, galena, chalcopyrite, dolomite, calcite, arsenopyrite, freibergite, pyrargyrite, argentite, goethite, ferrohydrite, anglesite, zincosite | Samples were polished into thin sections and polished mounts for petrographic identification | EMPA, LA-ICPMS | JEOL JXA-i SP100 electron probe micro-analyzer equipped with four wavelength-dispersive spectrometers; NWR 193 nm Ar F Excimer laser-ablation system coupled to an iCAP RQ (ICPMS) | Laboratory of Marine Element and Isotope Facilities in Southern Marine Science and Engineering Guangdong Laboratory (Zhuhai, China); Guangzhou Tuoyan Analytical Technology Co., Ltd., Guangzhou, China | EPMA: accelerating voltage of 20 kV, a probe current of 20 nA, and a 5 μm beam. Peak counting time was 10 s for major elements (Zn, S, Fe), and 50 s for other minor elements (Cd, Ga, Ge, In, Au, and Ag). Background counting time was half of the peak counting time on the high- and low-energy background positions. Analytical results were reduced using the ZAF correction routines. LA-ICP-MS mapping: beam size of 15 μm, repetition rate of 10 Hz, depth of ablation around 5 μm. | sphalerite for S and Zn, marcasite for Fe, cadmium for Cd, gallium phosphide for Ga, germanium for Ge, indium phosphide for In, gold for Au, and silver for Ag | [20 empty] | 0.228 | [21 empty] | 4.866 | [59 empty] | 33.355 | [39 empty] | 59.848 |  |  |  |  | 2024 | Wu, Y., Zheng, Y., Yu, P., Chen, X., Guo, L., Long, L., Hu, Z., Huang, Y., Chen, M., Lu, J., Ouyang, S., Chen, S. (2024). The world-class carbonate-hosted Fankou Zn-Pb deposit in China. Part III. Critical metal Ga is enriched in late stage and low temperature sphalerite. Ore Geology Reviews, 166, 105928. |  | CHN | Guangdong
| Fankou Zn-Pb deposit |  | Basin hydrothermal | Mississippi Valley-type (MVT) | MVT zinc-lead | Zn, Pb | Ga | Zn, Pb, Ga | Wu et al., 2024 |  | 625-21-1-1-1 |  | underground mine |  |  |  |  | ore material | polished section | grab | mineral separate | [5 empty] | mineralisation |  |  |  | sphalerite | [6 empty] | pyrite, galena, chalcopyrite, dolomite, calcite, arsenopyrite, freibergite, pyrargyrite, argentite, goethite, ferrohydrite, anglesite, zincosite | Samples were polished into thin sections and polished mounts for petrographic identification | EMPA, LA-ICPMS | JEOL JXA-i SP100 electron probe micro-analyzer equipped with four wavelength-dispersive spectrometers; NWR 193 nm Ar F Excimer laser-ablation system coupled to an iCAP RQ (ICPMS) | Laboratory of Marine Element and Isotope Facilities in Southern Marine Science and Engineering Guangdong Laboratory (Zhuhai, China); Guangzhou Tuoyan Analytical Technology Co., Ltd., Guangzhou, China | EPMA: accelerating voltage of 20 kV, a probe current of 20 nA, and a 5 μm beam. Peak counting time was 10 s for major elements (Zn, S, Fe), and 50 s for other minor elements (Cd, Ga, Ge, In, Au, and Ag). Background counting time was half of the peak counting time on the high- and low-energy background positions. Analytical results were reduced using the ZAF correction routines. LA-ICP-MS mapping: beam size of 15 μm, repetition rate of 10 Hz, depth of ablation around 5 μm. | sphalerite for S and Zn, marcasite for Fe, cadmium for Cd, gallium phosphide for Ga, germanium for Ge, indium phosphide for In, gold for Au, and silver for Ag | [20 empty] | 0.118 | [21 empty] | 4.889 | [59 empty] | 32.961 | [39 empty] | 61.01 |  |  |  |  | 2024 | Wu, Y., Zheng, Y., Yu, P., Chen, X., Guo, L., Long, L., Hu, Z., Huang, Y., Chen, M., Lu, J., Ouyang, S., Chen, S. (2024). The world-class carbonate-hosted Fankou Zn-Pb deposit in China. Part III. Critical metal Ga is enriched in late stage and low temperature sphalerite. Ore Geology Reviews, 166, 105928. |  | CHN | Guangdong
| Fankou Zn-Pb deposit |  | Basin hydrothermal | Mississippi Valley-type (MVT) | MVT zinc-lead | Zn, Pb | Ga | Zn, Pb, Ga | Wu et al., 2024 |  | 625-21-1-1-2 |  | underground mine |  |  |  |  | ore material | polished section | grab | mineral separate | [5 empty] | mineralisation |  |  |  | sphalerite | [6 empty] | pyrite, galena, chalcopyrite, dolomite, calcite, arsenopyrite, freibergite, pyrargyrite, argentite, goethite, ferrohydrite, anglesite, zincosite | Samples were polished into thin sections and polished mounts for petrographic identification | EMPA, LA-ICPMS | JEOL JXA-i SP100 electron probe micro-analyzer equipped with four wavelength-dispersive spectrometers; NWR 193 nm Ar F Excimer laser-ablation system coupled to an iCAP RQ (ICPMS) | Laboratory of Marine Element and Isotope Facilities in Southern Marine Science and Engineering Guangdong Laboratory (Zhuhai, China); Guangzhou Tuoyan Analytical Technology Co., Ltd., Guangzhou, China | EPMA: accelerating voltage of 20 kV, a probe current of 20 nA, and a 5 μm beam. Peak counting time was 10 s for major elements (Zn, S, Fe), and 50 s for other minor elements (Cd, Ga, Ge, In, Au, and Ag). Background counting time was half of the peak counting time on the high- and low-energy background positions. Analytical results were reduced using the ZAF correction routines. LA-ICP-MS mapping: beam size of 15 μm, repetition rate of 10 Hz, depth of ablation around 5 μm. | sphalerite for S and Zn, marcasite for Fe, cadmium for Cd, gallium phosphide for Ga, germanium for Ge, indium phosphide for In, gold for Au, and silver for Ag | [20 empty] | 0.122 | [21 empty] | 4.433 | [59 empty] | 33.115 | [39 empty] | 62.108 |  |  |  |  | 2024 | Wu, Y., Zheng, Y., Yu, P., Chen, X., Guo, L., Long, L., Hu, Z., Huang, Y., Chen, M., Lu, J., Ouyang, S., Chen, S. (2024). The world-class carbonate-hosted Fankou Zn-Pb deposit in China. Part III. Critical metal Ga is enriched in late stage and low temperature sphalerite. Ore Geology Reviews, 166, 105928. |  | CHN | Guangdong
| Fankou Zn-Pb deposit |  | Basin hydrothermal | Mississippi Valley-type (MVT) | MVT zinc-lead | Zn, Pb | Ga | Zn, Pb, Ga | Wu et al., 2024 |  | 625-21-1-1-5 |  | underground mine |  |  |  |  | ore material | polished section | grab | mineral separate | [5 empty] | mineralisation |  |  |  | sphalerite | [6 empty] | pyrite, galena, chalcopyrite, dolomite, calcite, arsenopyrite, freibergite, pyrargyrite, argentite, goethite, ferrohydrite, anglesite, zincosite | Samples were polished into thin sections and polished mounts for petrographic identification | EMPA, LA-ICPMS | JEOL JXA-i SP100 electron probe micro-analyzer equipped with four wavelength-dispersive spectrometers; NWR 193 nm Ar F Excimer laser-ablation system coupled to an iCAP RQ (ICPMS) | Laboratory of Marine Element and Isotope Facilities in Southern Marine Science and Engineering Guangdong Laboratory (Zhuhai, China); Guangzhou Tuoyan Analytical Technology Co., Ltd., Guangzhou, China | EPMA: accelerating voltage of 20 kV, a probe current of 20 nA, and a 5 μm beam. Peak counting time was 10 s for major elements (Zn, S, Fe), and 50 s for other minor elements (Cd, Ga, Ge, In, Au, and Ag). Background counting time was half of the peak counting time on the high- and low-energy background positions. Analytical results were reduced using the ZAF correction routines. LA-ICP-MS mapping: beam size of 15 μm, repetition rate of 10 Hz, depth of ablation around 5 μm. | sphalerite for S and Zn, marcasite for Fe, cadmium for Cd, gallium phosphide for Ga, germanium for Ge, indium phosphide for In, gold for Au, and silver for Ag | [20 empty] | 0.158 | [21 empty] | 5.856 | [59 empty] | 33.332 | [39 empty] | 60.048 |  |  |  |  | 2024 | Wu, Y., Zheng, Y., Yu, P., Chen, X., Guo, L., Long, L., Hu, Z., Huang, Y., Chen, M., Lu, J., Ouyang, S., Chen, S. (2024). The world-class carbonate-hosted Fankou Zn-Pb deposit in China. Part III. Critical metal Ga is enriched in late stage and low temperature sphalerite. Ore Geology Reviews, 166, 105928. |  | CHN | Guangdong
| Fankou Zn-Pb deposit |  | Basin hydrothermal | Mississippi Valley-type (MVT) | MVT zinc-lead | Zn, Pb | Ga | Zn, Pb, Ga | Wu et al., 2024 |  | 625-21-1-2-1 |  | underground mine |  |  |  |  | ore material | polished section | grab | mineral separate | [5 empty] | mineralisation |  |  |  | sphalerite | [6 empty] | pyrite, galena, chalcopyrite, dolomite, calcite, arsenopyrite, freibergite, pyrargyrite, argentite, goethite, ferrohydrite, anglesite, zincosite | Samples were polished into thin sections and polished mounts for petrographic identification | EMPA, LA-ICPMS | JEOL JXA-i SP100 electron probe micro-analyzer equipped with four wavelength-dispersive spectrometers; NWR 193 nm Ar F Excimer laser-ablation system coupled to an iCAP RQ (ICPMS) | Laboratory of Marine Element and Isotope Facilities in Southern Marine Science and Engineering Guangdong Laboratory (Zhuhai, China); Guangzhou Tuoyan Analytical Technology Co., Ltd., Guangzhou, China | EPMA: accelerating voltage of 20 kV, a probe current of 20 nA, and a 5 μm beam. Peak counting time was 10 s for major elements (Zn, S, Fe), and 50 s for other minor elements (Cd, Ga, Ge, In, Au, and Ag). Background counting time was half of the peak counting time on the high- and low-energy background positions. Analytical results were reduced using the ZAF correction routines. LA-ICP-MS mapping: beam size of 15 μm, repetition rate of 10 Hz, depth of ablation around 5 μm. | sphalerite for S and Zn, marcasite for Fe, cadmium for Cd, gallium phosphide for Ga, germanium for Ge, indium phosphide for In, gold for Au, and silver for Ag | [20 empty] | 0.108 | [21 empty] | 2.51 | [59 empty] | 33.103 | [39 empty] | 63.728 |  |  |  |  | 2024 | Wu, Y., Zheng, Y., Yu, P., Chen, X., Guo, L., Long, L., Hu, Z., Huang, Y., Chen, M., Lu, J., Ouyang, S., Chen, S. (2024). The world-class carbonate-hosted Fankou Zn-Pb deposit in China. Part III. Critical metal Ga is enriched in late stage and low temperature sphalerite. Ore Geology Reviews, 166, 105928. |  | CHN | Guangdong
| Fankou Zn-Pb deposit |  | Basin hydrothermal | Mississippi Valley-type (MVT) | MVT zinc-lead | Zn, Pb | Ga | Zn, Pb, Ga | Wu et al., 2024 |  | 625-21-1-2-2 |  | underground mine |  |  |  |  | ore material | polished section | grab | mineral separate | [5 empty] | mineralisation |  |  |  | sphalerite | [6 empty] | pyrite, galena, chalcopyrite, dolomite, calcite, arsenopyrite, freibergite, pyrargyrite, argentite, goethite, ferrohydrite, anglesite, zincosite | Samples were polished into thin sections and polished mounts for petrographic identification | EMPA, LA-ICPMS | JEOL JXA-i SP100 electron probe micro-analyzer equipped with four wavelength-dispersive spectrometers; NWR 193 nm Ar F Excimer laser-ablation system coupled to an iCAP RQ (ICPMS) | Laboratory of Marine Element and Isotope Facilities in Southern Marine Science and Engineering Guangdong Laboratory (Zhuhai, China); Guangzhou Tuoyan Analytical Technology Co., Ltd., Guangzhou, China | EPMA: accelerating voltage of 20 kV, a probe current of 20 nA, and a 5 μm beam. Peak counting time was 10 s for major elements (Zn, S, Fe), and 50 s for other minor elements (Cd, Ga, Ge, In, Au, and Ag). Background counting time was half of the peak counting time on the high- and low-energy background positions. Analytical results were reduced using the ZAF correction routines. LA-ICP-MS mapping: beam size of 15 μm, repetition rate of 10 Hz, depth of ablation around 5 μm. | sphalerite for S and Zn, marcasite for Fe, cadmium for Cd, gallium phosphide for Ga, germanium for Ge, indium phosphide for In, gold for Au, and silver for Ag | [20 empty] | 0.145 | [21 empty] | 4.365 | [13 empty] | 0.013 | [45 empty] | 33.273 | [39 empty] | 62.349 |  |  |  |  | 2024 | Wu, Y., Zheng, Y., Yu, P., Chen, X., Guo, L., Long, L., Hu, Z., Huang, Y., Chen, M., Lu, J., Ouyang, S., Chen, S. (2024). The world-class carbonate-hosted Fankou Zn-Pb deposit in China. Part III. Critical metal Ga is enriched in late stage and low temperature sphalerite. Ore Geology Reviews, 166, 105928. |  | CHN | Guangdong
| Fankou Zn-Pb deposit |  | Basin hydrothermal | Mississippi Valley-type (MVT) | MVT zinc-lead | Zn, Pb | Ga | Zn, Pb, Ga | Wu et al., 2024 |  | 625-21-1-2-3 |  | underground mine |  |  |  |  | ore material | polished section | grab | mineral separate | [5 empty] | mineralisation |  |  |  | sphalerite | [6 empty] | pyrite, galena, chalcopyrite, dolomite, calcite, arsenopyrite, freibergite, pyrargyrite, argentite, goethite, ferrohydrite, anglesite, zincosite | Samples were polished into thin sections and polished mounts for petrographic identification | EMPA, LA-ICPMS | JEOL JXA-i SP100 electron probe micro-analyzer equipped with four wavelength-dispersive spectrometers; NWR 193 nm Ar F Excimer laser-ablation system coupled to an iCAP RQ (ICPMS) | Laboratory of Marine Element and Isotope Facilities in Southern Marine Science and Engineering Guangdong Laboratory (Zhuhai, China); Guangzhou Tuoyan Analytical Technology Co., Ltd., Guangzhou, China | EPMA: accelerating voltage of 20 kV, a probe current of 20 nA, and a 5 μm beam. Peak counting time was 10 s for major elements (Zn, S, Fe), and 50 s for other minor elements (Cd, Ga, Ge, In, Au, and Ag). Background counting time was half of the peak counting time on the high- and low-energy background positions. Analytical results were reduced using the ZAF correction routines. LA-ICP-MS mapping: beam size of 15 μm, repetition rate of 10 Hz, depth of ablation around 5 μm. | sphalerite for S and Zn, marcasite for Fe, cadmium for Cd, gallium phosphide for Ga, germanium for Ge, indium phosphide for In, gold for Au, and silver for Ag | [6 empty] | 0.108 | [13 empty] | 0.151 | [21 empty] | 4.349 | [13 empty] | 0.01 | [45 empty] | 33.446 | [39 empty] | 61.378 |  |  |  |  | 2024 | Wu, Y., Zheng, Y., Yu, P., Chen, X., Guo, L., Long, L., Hu, Z., Huang, Y., Chen, M., Lu, J., Ouyang, S., Chen, S. (2024). The world-class carbonate-hosted Fankou Zn-Pb deposit in China. Part III. Critical metal Ga is enriched in late stage and low temperature sphalerite. Ore Geology Reviews, 166, 105928. |  | CHN | Guangdong
| Fankou Zn-Pb deposit |  | Basin hydrothermal | Mississippi Valley-type (MVT) | MVT zinc-lead | Zn, Pb | Ga | Zn, Pb, Ga | Wu et al., 2024 |  | 625-21-1-2-4 |  | underground mine |  |  |  |  | ore material | polished section | grab | mineral separate | [5 empty] | mineralisation |  |  |  | sphalerite | [6 empty] | pyrite, galena, chalcopyrite, dolomite, calcite, arsenopyrite, freibergite, pyrargyrite, argentite, goethite, ferrohydrite, anglesite, zincosite | Samples were polished into thin sections and polished mounts for petrographic identification | EMPA, LA-ICPMS | JEOL JXA-i SP100 electron probe micro-analyzer equipped with four wavelength-dispersive spectrometers; NWR 193 nm Ar F Excimer laser-ablation system coupled to an iCAP RQ (ICPMS) | Laboratory of Marine Element and Isotope Facilities in Southern Marine Science and Engineering Guangdong Laboratory (Zhuhai, China); Guangzhou Tuoyan Analytical Technology Co., Ltd., Guangzhou, China | EPMA: accelerating voltage of 20 kV, a probe current of 20 nA, and a 5 μm beam. Peak counting time was 10 s for major elements (Zn, S, Fe), and 50 s for other minor elements (Cd, Ga, Ge, In, Au, and Ag). Background counting time was half of the peak counting time on the high- and low-energy background positions. Analytical results were reduced using the ZAF correction routines. LA-ICP-MS mapping: beam size of 15 μm, repetition rate of 10 Hz, depth of ablation around 5 μm. | sphalerite for S and Zn, marcasite for Fe, cadmium for Cd, gallium phosphide for Ga, germanium for Ge, indium phosphide for In, gold for Au, and silver for Ag | [20 empty] | 0.107 | [21 empty] | 4.486 | [13 empty] | 0.01 | [45 empty] | 33.189 | [39 empty] | 62.063 |  |  |  |  | 2024 | Wu, Y., Zheng, Y., Yu, P., Chen, X., Guo, L., Long, L., Hu, Z., Huang, Y., Chen, M., Lu, J., Ouyang, S., Chen, S. (2024). The world-class carbonate-hosted Fankou Zn-Pb deposit in China. Part III. Critical metal Ga is enriched in late stage and low temperature sphalerite. Ore Geology Reviews, 166, 105928. |  | CHN | Guangdong
| Fankou Zn-Pb deposit |  | Basin hydrothermal | Mississippi Valley-type (MVT) | MVT zinc-lead | Zn, Pb | Ga | Zn, Pb, Ga | Wu et al., 2024 |  | 625-21-1-2-5 |  | underground mine |  |  |  |  | ore material | polished section | grab | mineral separate | [5 empty] | mineralisation |  |  |  | sphalerite | [6 empty] | pyrite, galena, chalcopyrite, dolomite, calcite, arsenopyrite, freibergite, pyrargyrite, argentite, goethite, ferrohydrite, anglesite, zincosite | Samples were polished into thin sections and polished mounts for petrographic identification | EMPA, LA-ICPMS | JEOL JXA-i SP100 electron probe micro-analyzer equipped with four wavelength-dispersive spectrometers; NWR 193 nm Ar F Excimer laser-ablation system coupled to an iCAP RQ (ICPMS) | Laboratory of Marine Element and Isotope Facilities in Southern Marine Science and Engineering Guangdong Laboratory (Zhuhai, China); Guangzhou Tuoyan Analytical Technology Co., Ltd., Guangzhou, China | EPMA: accelerating voltage of 20 kV, a probe current of 20 nA, and a 5 μm beam. Peak counting time was 10 s for major elements (Zn, S, Fe), and 50 s for other minor elements (Cd, Ga, Ge, In, Au, and Ag). Background counting time was half of the peak counting time on the high- and low-energy background positions. Analytical results were reduced using the ZAF correction routines. LA-ICP-MS mapping: beam size of 15 μm, repetition rate of 10 Hz, depth of ablation around 5 μm. | sphalerite for S and Zn, marcasite for Fe, cadmium for Cd, gallium phosphide for Ga, germanium for Ge, indium phosphide for In, gold for Au, and silver for Ag | [20 empty] | 0.115 | [21 empty] | 5.252 | [59 empty] | 33.286 | [39 empty] | 60.814 |  |  |  |  | 2024 | Wu, Y., Zheng, Y., Yu, P., Chen, X., Guo, L., Long, L., Hu, Z., Huang, Y., Chen, M., Lu, J., Ouyang, S., Chen, S. (2024). The world-class carbonate-hosted Fankou Zn-Pb deposit in China. Part III. Critical metal Ga is enriched in late stage and low temperature sphalerite. Ore Geology Reviews, 166, 105928. |  | CHN | Guangdong
| Fankou Zn-Pb deposit |  | Basin hydrothermal | Mississippi Valley-type (MVT) | MVT zinc-lead | Zn, Pb | Ga | Zn, Pb, Ga | Wu et al., 2024 |  | 625-21-1-2-6 |  | underground mine |  |  |  |  | ore material | polished section | grab | mineral separate | [5 empty] | mineralisation |  |  |  | sphalerite | [6 empty] | pyrite, galena, chalcopyrite, dolomite, calcite, arsenopyrite, freibergite, pyrargyrite, argentite, goethite, ferrohydrite, anglesite, zincosite | Samples were polished into thin sections and polished mounts for petrographic identification | EMPA, LA-ICPMS | JEOL JXA-i SP100 electron probe micro-analyzer equipped with four wavelength-dispersive spectrometers; NWR 193 nm Ar F Excimer laser-ablation system coupled to an iCAP RQ (ICPMS) | Laboratory of Marine Element and Isotope Facilities in Southern Marine Science and Engineering Guangdong Laboratory (Zhuhai, China); Guangzhou Tuoyan Analytical Technology Co., Ltd., Guangzhou, China | EPMA: accelerating voltage of 20 kV, a probe current of 20 nA, and a 5 μm beam. Peak counting time was 10 s for major elements (Zn, S, Fe), and 50 s for other minor elements (Cd, Ga, Ge, In, Au, and Ag). Background counting time was half of the peak counting time on the high- and low-energy background positions. Analytical results were reduced using the ZAF correction routines. LA-ICP-MS mapping: beam size of 15 μm, repetition rate of 10 Hz, depth of ablation around 5 μm. | sphalerite for S and Zn, marcasite for Fe, cadmium for Cd, gallium phosphide for Ga, germanium for Ge, indium phosphide for In, gold for Au, and silver for Ag | [20 empty] | 0.177 | [21 empty] | 5.632 | [59 empty] | 33.331 | [39 empty] | 60.223 |  |  |  |  | 2024 | Wu, Y., Zheng, Y., Yu, P., Chen, X., Guo, L., Long, L., Hu, Z., Huang, Y., Chen, M., Lu, J., Ouyang, S., Chen, S. (2024). The world-class carbonate-hosted Fankou Zn-Pb deposit in China. Part III. Critical metal Ga is enriched in late stage and low temperature sphalerite. Ore Geology Reviews, 166, 105928. |  | CHN | Guangdong
| Fankou Zn-Pb deposit |  | Basin hydrothermal | Mississippi Valley-type (MVT) | MVT zinc-lead | Zn, Pb | Ga | Zn, Pb, Ga | Wu et al., 2024 |  | 625-21-1-2-7 |  | underground mine |  |  |  |  | ore material | polished section | grab | mineral separate | [5 empty] | mineralisation |  |  |  | sphalerite | [6 empty] | pyrite, galena, chalcopyrite, dolomite, calcite, arsenopyrite, freibergite, pyrargyrite, argentite, goethite, ferrohydrite, anglesite, zincosite | Samples were polished into thin sections and polished mounts for petrographic identification | EMPA, LA-ICPMS | JEOL JXA-i SP100 electron probe micro-analyzer equipped with four wavelength-dispersive spectrometers; NWR 193 nm Ar F Excimer laser-ablation system coupled to an iCAP RQ (ICPMS) | Laboratory of Marine Element and Isotope Facilities in Southern Marine Science and Engineering Guangdong Laboratory (Zhuhai, China); Guangzhou Tuoyan Analytical Technology Co., Ltd., Guangzhou, China | EPMA: accelerating voltage of 20 kV, a probe current of 20 nA, and a 5 μm beam. Peak counting time was 10 s for major elements (Zn, S, Fe), and 50 s for other minor elements (Cd, Ga, Ge, In, Au, and Ag). Background counting time was half of the peak counting time on the high- and low-energy background positions. Analytical results were reduced using the ZAF correction routines. LA-ICP-MS mapping: beam size of 15 μm, repetition rate of 10 Hz, depth of ablation around 5 μm. | sphalerite for S and Zn, marcasite for Fe, cadmium for Cd, gallium phosphide for Ga, germanium for Ge, indium phosphide for In, gold for Au, and silver for Ag | [20 empty] | 0.127 | [21 empty] | 3.972 | [59 empty] | 33.331 | [39 empty] | 61.8 |  |  |  |  | 2024 | Wu, Y., Zheng, Y., Yu, P., Chen, X., Guo, L., Long, L., Hu, Z., Huang, Y., Chen, M., Lu, J., Ouyang, S., Chen, S. (2024). The world-class carbonate-hosted Fankou Zn-Pb deposit in China. Part III. Critical metal Ga is enriched in late stage and low temperature sphalerite. Ore Geology Reviews, 166, 105928. |  | CHN | Guangdong
| Fankou Zn-Pb deposit |  | Basin hydrothermal | Mississippi Valley-type (MVT) | MVT zinc-lead | Zn, Pb | Ga | Zn, Pb, Ga | Wu et al., 2024 |  | 200-4-1-1-3 |  | underground mine |  |  |  |  | ore material | polished section | grab | mineral separate | [5 empty] | mineralisation |  |  |  | sphalerite | [6 empty] | pyrite, galena, chalcopyrite, dolomite, calcite, arsenopyrite, freibergite, pyrargyrite, argentite, goethite, ferrohydrite, anglesite, zincosite | Samples were polished into thin sections and polished mounts for petrographic identification | EMPA, LA-ICPMS | JEOL JXA-i SP100 electron probe micro-analyzer equipped with four wavelength-dispersive spectrometers; NWR 193 nm Ar F Excimer laser-ablation system coupled to an iCAP RQ (ICPMS) | Laboratory of Marine Element and Isotope Facilities in Southern Marine Science and Engineering Guangdong Laboratory (Zhuhai, China); Guangzhou Tuoyan Analytical Technology Co., Ltd., Guangzhou, China | EPMA: accelerating voltage of 20 kV, a probe current of 20 nA, and a 5 μm beam. Peak counting time was 10 s for major elements (Zn, S, Fe), and 50 s for other minor elements (Cd, Ga, Ge, In, Au, and Ag). Background counting time was half of the peak counting time on the high- and low-energy background positions. Analytical results were reduced using the ZAF correction routines. LA-ICP-MS mapping: beam size of 15 μm, repetition rate of 10 Hz, depth of ablation around 5 μm. | sphalerite for S and Zn, marcasite for Fe, cadmium for Cd, gallium phosphide for Ga, germanium for Ge, indium phosphide for In, gold for Au, and silver for Ag | [20 empty] | 0.09 | [21 empty] | 1.427 | [59 empty] | 33.135 | [39 empty] | 64.749 |  |  |  |  | 2024 | Wu, Y., Zheng, Y., Yu, P., Chen, X., Guo, L., Long, L., Hu, Z., Huang, Y., Chen, M., Lu, J., Ouyang, S., Chen, S. (2024). The world-class carbonate-hosted Fankou Zn-Pb deposit in China. Part III. Critical metal Ga is enriched in late stage and low temperature sphalerite. Ore Geology Reviews, 166, 105928. |  | CHN | Guangdong
| Fankou Zn-Pb deposit |  | Basin hydrothermal | Mississippi Valley-type (MVT) | MVT zinc-lead | Zn, Pb | Ga | Zn, Pb, Ga | Wu et al., 2024 |  | 200-4-1-1-6 |  | underground mine |  |  |  |  | ore material | polished section | grab | mineral separate | [5 empty] | mineralisation |  |  |  | sphalerite | [6 empty] | pyrite, galena, chalcopyrite, dolomite, calcite, arsenopyrite, freibergite, pyrargyrite, argentite, goethite, ferrohydrite, anglesite, zincosite | Samples were polished into thin sections and polished mounts for petrographic identification | EMPA, LA-ICPMS | JEOL JXA-i SP100 electron probe micro-analyzer equipped with four wavelength-dispersive spectrometers; NWR 193 nm Ar F Excimer laser-ablation system coupled to an iCAP RQ (ICPMS) | Laboratory of Marine Element and Isotope Facilities in Southern Marine Science and Engineering Guangdong Laboratory (Zhuhai, China); Guangzhou Tuoyan Analytical Technology Co., Ltd., Guangzhou, China | EPMA: accelerating voltage of 20 kV, a probe current of 20 nA, and a 5 μm beam. Peak counting time was 10 s for major elements (Zn, S, Fe), and 50 s for other minor elements (Cd, Ga, Ge, In, Au, and Ag). Background counting time was half of the peak counting time on the high- and low-energy background positions. Analytical results were reduced using the ZAF correction routines. LA-ICP-MS mapping: beam size of 15 μm, repetition rate of 10 Hz, depth of ablation around 5 μm. | sphalerite for S and Zn, marcasite for Fe, cadmium for Cd, gallium phosphide for Ga, germanium for Ge, indium phosphide for In, gold for Au, and silver for Ag | [20 empty] | 0.152 | [21 empty] | 4.113 | [59 empty] | 32.958 | [39 empty] | 61.145 |  |  |  |  | 2024 | Wu, Y., Zheng, Y., Yu, P., Chen, X., Guo, L., Long, L., Hu, Z., Huang, Y., Chen, M., Lu, J., Ouyang, S., Chen, S. (2024). The world-class carbonate-hosted Fankou Zn-Pb deposit in China. Part III. Critical metal Ga is enriched in late stage and low temperature sphalerite. Ore Geology Reviews, 166, 105928. |  | CHN | Guangdong
| Fankou Zn-Pb deposit |  | Basin hydrothermal | Mississippi Valley-type (MVT) | MVT zinc-lead | Zn, Pb | Ga | Zn, Pb, Ga | Wu et al., 2024 |  | 200-4-1-1-8 |  | underground mine |  |  |  |  | ore material | polished section | grab | mineral separate | [5 empty] | mineralisation |  |  |  | sphalerite | [6 empty] | pyrite, galena, chalcopyrite, dolomite, calcite, arsenopyrite, freibergite, pyrargyrite, argentite, goethite, ferrohydrite, anglesite, zincosite | Samples were polished into thin sections and polished mounts for petrographic identification | EMPA, LA-ICPMS | JEOL JXA-i SP100 electron probe micro-analyzer equipped with four wavelength-dispersive spectrometers; NWR 193 nm Ar F Excimer laser-ablation system coupled to an iCAP RQ (ICPMS) | Laboratory of Marine Element and Isotope Facilities in Southern Marine Science and Engineering Guangdong Laboratory (Zhuhai, China); Guangzhou Tuoyan Analytical Technology Co., Ltd., Guangzhou, China | EPMA: accelerating voltage of 20 kV, a probe current of 20 nA, and a 5 μm beam. Peak counting time was 10 s for major elements (Zn, S, Fe), and 50 s for other minor elements (Cd, Ga, Ge, In, Au, and Ag). Background counting time was half of the peak counting time on the high- and low-energy background positions. Analytical results were reduced using the ZAF correction routines. LA-ICP-MS mapping: beam size of 15 μm, repetition rate of 10 Hz, depth of ablation around 5 μm. | sphalerite for S and Zn, marcasite for Fe, cadmium for Cd, gallium phosphide for Ga, germanium for Ge, indium phosphide for In, gold for Au, and silver for Ag | [20 empty] | 0.122 | [21 empty] | 1.487 | [59 empty] | 32.974 | [39 empty] | 64.396 |  |  |  |  | 2024 | Wu, Y., Zheng, Y., Yu, P., Chen, X., Guo, L., Long, L., Hu, Z., Huang, Y., Chen, M., Lu, J., Ouyang, S., Chen, S. (2024). The world-class carbonate-hosted Fankou Zn-Pb deposit in China. Part III. Critical metal Ga is enriched in late stage and low temperature sphalerite. Ore Geology Reviews, 166, 105928. |  | CHN | Guangdong
| Fankou Zn-Pb deposit |  | Basin hydrothermal | Mississippi Valley-type (MVT) | MVT zinc-lead | Zn, Pb | Ga | Zn, Pb, Ga | Wu et al., 2024 |  | 200-4-1-2-1 |  | underground mine |  |  |  |  | ore material | polished section | grab | mineral separate | [5 empty] | mineralisation |  |  |  | sphalerite | [6 empty] | pyrite, galena, chalcopyrite, dolomite, calcite, arsenopyrite, freibergite, pyrargyrite, argentite, goethite, ferrohydrite, anglesite, zincosite | Samples were polished into thin sections and polished mounts for petrographic identification | EMPA, LA-ICPMS | JEOL JXA-i SP100 electron probe micro-analyzer equipped with four wavelength-dispersive spectrometers; NWR 193 nm Ar F Excimer laser-ablation system coupled to an iCAP RQ (ICPMS) | Laboratory of Marine Element and Isotope Facilities in Southern Marine Science and Engineering Guangdong Laboratory (Zhuhai, China); Guangzhou Tuoyan Analytical Technology Co., Ltd., Guangzhou, China | EPMA: accelerating voltage of 20 kV, a probe current of 20 nA, and a 5 μm beam. Peak counting time was 10 s for major elements (Zn, S, Fe), and 50 s for other minor elements (Cd, Ga, Ge, In, Au, and Ag). Background counting time was half of the peak counting time on the high- and low-energy background positions. Analytical results were reduced using the ZAF correction routines. LA-ICP-MS mapping: beam size of 15 μm, repetition rate of 10 Hz, depth of ablation around 5 μm. | sphalerite for S and Zn, marcasite for Fe, cadmium for Cd, gallium phosphide for Ga, germanium for Ge, indium phosphide for In, gold for Au, and silver for Ag | [20 empty] | 0.197 | [21 empty] | 4.318 | [59 empty] | 33.319 | [39 empty] | 61.915 |  |  |  |  | 2024 | Wu, Y., Zheng, Y., Yu, P., Chen, X., Guo, L., Long, L., Hu, Z., Huang, Y., Chen, M., Lu, J., Ouyang, S., Chen, S. (2024). The world-class carbonate-hosted Fankou Zn-Pb deposit in China. Part III. Critical metal Ga is enriched in late stage and low temperature sphalerite. Ore Geology Reviews, 166, 105928. |  | CHN | Guangdong
| Fankou Zn-Pb deposit |  | Basin hydrothermal | Mississippi Valley-type (MVT) | MVT zinc-lead | Zn, Pb | Ga | Zn, Pb, Ga | Wu et al., 2024 |  | 200-4-1-2-2 |  | underground mine |  |  |  |  | ore material | polished section | grab | mineral separate | [5 empty] | mineralisation |  |  |  | sphalerite | [6 empty] | pyrite, galena, chalcopyrite, dolomite, calcite, arsenopyrite, freibergite, pyrargyrite, argentite, goethite, ferrohydrite, anglesite, zincosite | Samples were polished into thin sections and polished mounts for petrographic identification | EMPA, LA-ICPMS | JEOL JXA-i SP100 electron probe micro-analyzer equipped with four wavelength-dispersive spectrometers; NWR 193 nm Ar F Excimer laser-ablation system coupled to an iCAP RQ (ICPMS) | Laboratory of Marine Element and Isotope Facilities in Southern Marine Science and Engineering Guangdong Laboratory (Zhuhai, China); Guangzhou Tuoyan Analytical Technology Co., Ltd., Guangzhou, China | EPMA: accelerating voltage of 20 kV, a probe current of 20 nA, and a 5 μm beam. Peak counting time was 10 s for major elements (Zn, S, Fe), and 50 s for other minor elements (Cd, Ga, Ge, In, Au, and Ag). Background counting time was half of the peak counting time on the high- and low-energy background positions. Analytical results were reduced using the ZAF correction routines. LA-ICP-MS mapping: beam size of 15 μm, repetition rate of 10 Hz, depth of ablation around 5 μm. | sphalerite for S and Zn, marcasite for Fe, cadmium for Cd, gallium phosphide for Ga, germanium for Ge, indium phosphide for In, gold for Au, and silver for Ag | [20 empty] | 0.149 | [21 empty] | 0.676 | [13 empty] | 0.015 | [45 empty] | 32.962 | [39 empty] | 65.57 |  |  |  |  | 2024 | Wu, Y., Zheng, Y., Yu, P., Chen, X., Guo, L., Long, L., Hu, Z., Huang, Y., Chen, M., Lu, J., Ouyang, S., Chen, S. (2024). The world-class carbonate-hosted Fankou Zn-Pb deposit in China. Part III. Critical metal Ga is enriched in late stage and low temperature sphalerite. Ore Geology Reviews, 166, 105928. |  | CHN | Guangdong
| Fankou Zn-Pb deposit |  | Basin hydrothermal | Mississippi Valley-type (MVT) | MVT zinc-lead | Zn, Pb | Ga | Zn, Pb, Ga | Wu et al., 2024 |  | 200-4-1-2-3 |  | underground mine |  |  |  |  | ore material | polished section | grab | mineral separate | [5 empty] | mineralisation |  |  |  | sphalerite | [6 empty] | pyrite, galena, chalcopyrite, dolomite, calcite, arsenopyrite, freibergite, pyrargyrite, argentite, goethite, ferrohydrite, anglesite, zincosite | Samples were polished into thin sections and polished mounts for petrographic identification | EMPA, LA-ICPMS | JEOL JXA-i SP100 electron probe micro-analyzer equipped with four wavelength-dispersive spectrometers; NWR 193 nm Ar F Excimer laser-ablation system coupled to an iCAP RQ (ICPMS) | Laboratory of Marine Element and Isotope Facilities in Southern Marine Science and Engineering Guangdong Laboratory (Zhuhai, China); Guangzhou Tuoyan Analytical Technology Co., Ltd., Guangzhou, China | EPMA: accelerating voltage of 20 kV, a probe current of 20 nA, and a 5 μm beam. Peak counting time was 10 s for major elements (Zn, S, Fe), and 50 s for other minor elements (Cd, Ga, Ge, In, Au, and Ag). Background counting time was half of the peak counting time on the high- and low-energy background positions. Analytical results were reduced using the ZAF correction routines. LA-ICP-MS mapping: beam size of 15 μm, repetition rate of 10 Hz, depth of ablation around 5 μm. | sphalerite for S and Zn, marcasite for Fe, cadmium for Cd, gallium phosphide for Ga, germanium for Ge, indium phosphide for In, gold for Au, and silver for Ag | [20 empty] | 0.115 | [21 empty] | 1.906 | [59 empty] | 32.914 | [39 empty] | 64.302 |  |  |  |  | 2024 | Wu, Y., Zheng, Y., Yu, P., Chen, X., Guo, L., Long, L., Hu, Z., Huang, Y., Chen, M., Lu, J., Ouyang, S., Chen, S. (2024). The world-class carbonate-hosted Fankou Zn-Pb deposit in China. Part III. Critical metal Ga is enriched in late stage and low temperature sphalerite. Ore Geology Reviews, 166, 105928. |  | CHN | Guangdong
| Fankou Zn-Pb deposit |  | Basin hydrothermal | Mississippi Valley-type (MVT) | MVT zinc-lead | Zn, Pb | Ga | Zn, Pb, Ga | Wu et al., 2024 |  | 240-133-1-1-2 |  | underground mine |  |  |  |  | ore material | polished section | grab | mineral separate | [5 empty] | mineralisation |  |  |  | sphalerite | [6 empty] | pyrite, galena, chalcopyrite, dolomite, calcite, arsenopyrite, freibergite, pyrargyrite, argentite, goethite, ferrohydrite, anglesite, zincosite | Samples were polished into thin sections and polished mounts for petrographic identification | EMPA, LA-ICPMS | JEOL JXA-i SP100 electron probe micro-analyzer equipped with four wavelength-dispersive spectrometers; NWR 193 nm Ar F Excimer laser-ablation system coupled to an iCAP RQ (ICPMS) | Laboratory of Marine Element and Isotope Facilities in Southern Marine Science and Engineering Guangdong Laboratory (Zhuhai, China); Guangzhou Tuoyan Analytical Technology Co., Ltd., Guangzhou, China | EPMA: accelerating voltage of 20 kV, a probe current of 20 nA, and a 5 μm beam. Peak counting time was 10 s for major elements (Zn, S, Fe), and 50 s for other minor elements (Cd, Ga, Ge, In, Au, and Ag). Background counting time was half of the peak counting time on the high- and low-energy background positions. Analytical results were reduced using the ZAF correction routines. LA-ICP-MS mapping: beam size of 15 μm, repetition rate of 10 Hz, depth of ablation around 5 μm. | sphalerite for S and Zn, marcasite for Fe, cadmium for Cd, gallium phosphide for Ga, germanium for Ge, indium phosphide for In, gold for Au, and silver for Ag | [6 empty] | 0.025 | [13 empty] | 0.14 | [21 empty] | 0.218 | [59 empty] | 32.782 | [39 empty] | 65.681 |  |  |  |  | 2024 | Wu, Y., Zheng, Y., Yu, P., Chen, X., Guo, L., Long, L., Hu, Z., Huang, Y., Chen, M., Lu, J., Ouyang, S., Chen, S. (2024). The world-class carbonate-hosted Fankou Zn-Pb deposit in China. Part III. Critical metal Ga is enriched in late stage and low temperature sphalerite. Ore Geology Reviews, 166, 105928. |  | CHN | Guangdong
| Fankou Zn-Pb deposit |  | Basin hydrothermal | Mississippi Valley-type (MVT) | MVT zinc-lead | Zn, Pb | Ga | Zn, Pb, Ga | Wu et al., 2024 |  | 240-133-1-1-3 |  | underground mine |  |  |  |  | ore material | polished section | grab | mineral separate | [5 empty] | mineralisation |  |  |  | sphalerite | [6 empty] | pyrite, galena, chalcopyrite, dolomite, calcite, arsenopyrite, freibergite, pyrargyrite, argentite, goethite, ferrohydrite, anglesite, zincosite | Samples were polished into thin sections and polished mounts for petrographic identification | EMPA, LA-ICPMS | JEOL JXA-i SP100 electron probe micro-analyzer equipped with four wavelength-dispersive spectrometers; NWR 193 nm Ar F Excimer laser-ablation system coupled to an iCAP RQ (ICPMS) | Laboratory of Marine Element and Isotope Facilities in Southern Marine Science and Engineering Guangdong Laboratory (Zhuhai, China); Guangzhou Tuoyan Analytical Technology Co., Ltd., Guangzhou, China | EPMA: accelerating voltage of 20 kV, a probe current of 20 nA, and a 5 μm beam. Peak counting time was 10 s for major elements (Zn, S, Fe), and 50 s for other minor elements (Cd, Ga, Ge, In, Au, and Ag). Background counting time was half of the peak counting time on the high- and low-energy background positions. Analytical results were reduced using the ZAF correction routines. LA-ICP-MS mapping: beam size of 15 μm, repetition rate of 10 Hz, depth of ablation around 5 μm. | sphalerite for S and Zn, marcasite for Fe, cadmium for Cd, gallium phosphide for Ga, germanium for Ge, indium phosphide for In, gold for Au, and silver for Ag | [20 empty] | 0.145 | [21 empty] | 0.149 | [13 empty] | 0.012 | [45 empty] | 32.915 | [39 empty] | 65.883 |  |  |  |  | 2024 | Wu, Y., Zheng, Y., Yu, P., Chen, X., Guo, L., Long, L., Hu, Z., Huang, Y., Chen, M., Lu, J., Ouyang, S., Chen, S. (2024). The world-class carbonate-hosted Fankou Zn-Pb deposit in China. Part III. Critical metal Ga is enriched in late stage and low temperature sphalerite. Ore Geology Reviews, 166, 105928. |  | CHN | Guangdong
| Fankou Zn-Pb deposit |  | Basin hydrothermal | Mississippi Valley-type (MVT) | MVT zinc-lead | Zn, Pb | Ga | Zn, Pb, Ga | Wu et al., 2024 |  | 240-133-1-1-6 |  | underground mine |  |  |  |  | ore material | polished section | grab | mineral separate | [5 empty] | mineralisation |  |  |  | sphalerite | [6 empty] | pyrite, galena, chalcopyrite, dolomite, calcite, arsenopyrite, freibergite, pyrargyrite, argentite, goethite, ferrohydrite, anglesite, zincosite | Samples were polished into thin sections and polished mounts for petrographic identification | EMPA, LA-ICPMS | JEOL JXA-i SP100 electron probe micro-analyzer equipped with four wavelength-dispersive spectrometers; NWR 193 nm Ar F Excimer laser-ablation system coupled to an iCAP RQ (ICPMS) | Laboratory of Marine Element and Isotope Facilities in Southern Marine Science and Engineering Guangdong Laboratory (Zhuhai, China); Guangzhou Tuoyan Analytical Technology Co., Ltd., Guangzhou, China | EPMA: accelerating voltage of 20 kV, a probe current of 20 nA, and a 5 μm beam. Peak counting time was 10 s for major elements (Zn, S, Fe), and 50 s for other minor elements (Cd, Ga, Ge, In, Au, and Ag). Background counting time was half of the peak counting time on the high- and low-energy background positions. Analytical results were reduced using the ZAF correction routines. LA-ICP-MS mapping: beam size of 15 μm, repetition rate of 10 Hz, depth of ablation around 5 μm. | sphalerite for S and Zn, marcasite for Fe, cadmium for Cd, gallium phosphide for Ga, germanium for Ge, indium phosphide for In, gold for Au, and silver for Ag | [20 empty] | 0.217 | [21 empty] | 2.29 | [59 empty] | 32.872 | [39 empty] | 63.131 |  |  |  |  | 2024 | Wu, Y., Zheng, Y., Yu, P., Chen, X., Guo, L., Long, L., Hu, Z., Huang, Y., Chen, M., Lu, J., Ouyang, S., Chen, S. (2024). The world-class carbonate-hosted Fankou Zn-Pb deposit in China. Part III. Critical metal Ga is enriched in late stage and low temperature sphalerite. Ore Geology Reviews, 166, 105928. |  | CHN | Guangdong
| Fankou Zn-Pb deposit |  | Basin hydrothermal | Mississippi Valley-type (MVT) | MVT zinc-lead | Zn, Pb | Ga | Zn, Pb, Ga | Wu et al., 2024 |  | 240-133-1-2-1 |  | underground mine |  |  |  |  | ore material | polished section | grab | mineral separate | [5 empty] | mineralisation |  |  |  | sphalerite | [6 empty] | pyrite, galena, chalcopyrite, dolomite, calcite, arsenopyrite, freibergite, pyrargyrite, argentite, goethite, ferrohydrite, anglesite, zincosite | Samples were polished into thin sections and polished mounts for petrographic identification | EMPA, LA-ICPMS | JEOL JXA-i SP100 electron probe micro-analyzer equipped with four wavelength-dispersive spectrometers; NWR 193 nm Ar F Excimer laser-ablation system coupled to an iCAP RQ (ICPMS) | Laboratory of Marine Element and Isotope Facilities in Southern Marine Science and Engineering Guangdong Laboratory (Zhuhai, China); Guangzhou Tuoyan Analytical Technology Co., Ltd., Guangzhou, China | EPMA: accelerating voltage of 20 kV, a probe current of 20 nA, and a 5 μm beam. Peak counting time was 10 s for major elements (Zn, S, Fe), and 50 s for other minor elements (Cd, Ga, Ge, In, Au, and Ag). Background counting time was half of the peak counting time on the high- and low-energy background positions. Analytical results were reduced using the ZAF correction routines. LA-ICP-MS mapping: beam size of 15 μm, repetition rate of 10 Hz, depth of ablation around 5 μm. | sphalerite for S and Zn, marcasite for Fe, cadmium for Cd, gallium phosphide for Ga, germanium for Ge, indium phosphide for In, gold for Au, and silver for Ag | [20 empty] | 0.208 | [21 empty] | 2.586 | [5 empty] | 0.054 | [53 empty] | 33.07 | [39 empty] | 63.204 |  |  |  |  | 2024 | Wu, Y., Zheng, Y., Yu, P., Chen, X., Guo, L., Long, L., Hu, Z., Huang, Y., Chen, M., Lu, J., Ouyang, S., Chen, S. (2024). The world-class carbonate-hosted Fankou Zn-Pb deposit in China. Part III. Critical metal Ga is enriched in late stage and low temperature sphalerite. Ore Geology Reviews, 166, 105928. |  | CHN | Guangdong
| Fankou Zn-Pb deposit |  | Basin hydrothermal | Mississippi Valley-type (MVT) | MVT zinc-lead | Zn, Pb | Ga | Zn, Pb, Ga | Wu et al., 2024 |  | 240-133-1-2-2 |  | underground mine |  |  |  |  | ore material | polished section | grab | mineral separate | [5 empty] | mineralisation |  |  |  | sphalerite | [6 empty] | pyrite, galena, chalcopyrite, dolomite, calcite, arsenopyrite, freibergite, pyrargyrite, argentite, goethite, ferrohydrite, anglesite, zincosite | Samples were polished into thin sections and polished mounts for petrographic identification | EMPA, LA-ICPMS | JEOL JXA-i SP100 electron probe micro-analyzer equipped with four wavelength-dispersive spectrometers; NWR 193 nm Ar F Excimer laser-ablation system coupled to an iCAP RQ (ICPMS) | Laboratory of Marine Element and Isotope Facilities in Southern Marine Science and Engineering Guangdong Laboratory (Zhuhai, China); Guangzhou Tuoyan Analytical Technology Co., Ltd., Guangzhou, China | EPMA: accelerating voltage of 20 kV, a probe current of 20 nA, and a 5 μm beam. Peak counting time was 10 s for major elements (Zn, S, Fe), and 50 s for other minor elements (Cd, Ga, Ge, In, Au, and Ag). Background counting time was half of the peak counting time on the high- and low-energy background positions. Analytical results were reduced using the ZAF correction routines. LA-ICP-MS mapping: beam size of 15 μm, repetition rate of 10 Hz, depth of ablation around 5 μm. | sphalerite for S and Zn, marcasite for Fe, cadmium for Cd, gallium phosphide for Ga, germanium for Ge, indium phosphide for In, gold for Au, and silver for Ag | [6 empty] | 0.025 | [13 empty] | 0.134 | [21 empty] | 0.857 | [13 empty] | 0.01 | [45 empty] | 33.024 | [39 empty] | 65.462 |  |  |  |  | 2024 | Wu, Y., Zheng, Y., Yu, P., Chen, X., Guo, L., Long, L., Hu, Z., Huang, Y., Chen, M., Lu, J., Ouyang, S., Chen, S. (2024). The world-class carbonate-hosted Fankou Zn-Pb deposit in China. Part III. Critical metal Ga is enriched in late stage and low temperature sphalerite. Ore Geology Reviews, 166, 105928. |  | CHN | Guangdong
| Fankou Zn-Pb deposit |  | Basin hydrothermal | Mississippi Valley-type (MVT) | MVT zinc-lead | Zn, Pb | Ga | Zn, Pb, Ga | Wu et al., 2024 |  | 400-146-1-1-2 |  | underground mine |  |  |  |  | ore material | polished section | grab | mineral separate | [5 empty] | mineralisation |  |  |  | sphalerite | [6 empty] | pyrite, galena, chalcopyrite, dolomite, calcite, arsenopyrite, freibergite, pyrargyrite, argentite, goethite, ferrohydrite, anglesite, zincosite | Samples were polished into thin sections and polished mounts for petrographic identification | EMPA, LA-ICPMS | JEOL JXA-i SP100 electron probe micro-analyzer equipped with four wavelength-dispersive spectrometers; NWR 193 nm Ar F Excimer laser-ablation system coupled to an iCAP RQ (ICPMS) | Laboratory of Marine Element and Isotope Facilities in Southern Marine Science and Engineering Guangdong Laboratory (Zhuhai, China); Guangzhou Tuoyan Analytical Technology Co., Ltd., Guangzhou, China | EPMA: accelerating voltage of 20 kV, a probe current of 20 nA, and a 5 μm beam. Peak counting time was 10 s for major elements (Zn, S, Fe), and 50 s for other minor elements (Cd, Ga, Ge, In, Au, and Ag). Background counting time was half of the peak counting time on the high- and low-energy background positions. Analytical results were reduced using the ZAF correction routines. LA-ICP-MS mapping: beam size of 15 μm, repetition rate of 10 Hz, depth of ablation around 5 μm. | sphalerite for S and Zn, marcasite for Fe, cadmium for Cd, gallium phosphide for Ga, germanium for Ge, indium phosphide for In, gold for Au, and silver for Ag | [20 empty] | 0.157 | [21 empty] | 1.463 | [59 empty] | 32.583 | [39 empty] | 64.984 |  |  |  |  | 2024 | Wu, Y., Zheng, Y., Yu, P., Chen, X., Guo, L., Long, L., Hu, Z., Huang, Y., Chen, M., Lu, J., Ouyang, S., Chen, S. (2024). The world-class carbonate-hosted Fankou Zn-Pb deposit in China. Part III. Critical metal Ga is enriched in late stage and low temperature sphalerite. Ore Geology Reviews, 166, 105928. |  | CHN | Guangdong
| Fankou Zn-Pb deposit |  | Basin hydrothermal | Mississippi Valley-type (MVT) | MVT zinc-lead | Zn, Pb | Ga | Zn, Pb, Ga | Wu et al., 2024 |  | 400-146-1-1-3 |  | underground mine |  |  |  |  | ore material | polished section | grab | mineral separate | [5 empty] | mineralisation |  |  |  | sphalerite | [6 empty] | pyrite, galena, chalcopyrite, dolomite, calcite, arsenopyrite, freibergite, pyrargyrite, argentite, goethite, ferrohydrite, anglesite, zincosite | Samples were polished into thin sections and polished mounts for petrographic identification | EMPA, LA-ICPMS | JEOL JXA-i SP100 electron probe micro-analyzer equipped with four wavelength-dispersive spectrometers; NWR 193 nm Ar F Excimer laser-ablation system coupled to an iCAP RQ (ICPMS) | Laboratory of Marine Element and Isotope Facilities in Southern Marine Science and Engineering Guangdong Laboratory (Zhuhai, China); Guangzhou Tuoyan Analytical Technology Co., Ltd., Guangzhou, China | EPMA: accelerating voltage of 20 kV, a probe current of 20 nA, and a 5 μm beam. Peak counting time was 10 s for major elements (Zn, S, Fe), and 50 s for other minor elements (Cd, Ga, Ge, In, Au, and Ag). Background counting time was half of the peak counting time on the high- and low-energy background positions. Analytical results were reduced using the ZAF correction routines. LA-ICP-MS mapping: beam size of 15 μm, repetition rate of 10 Hz, depth of ablation around 5 μm. | sphalerite for S and Zn, marcasite for Fe, cadmium for Cd, gallium phosphide for Ga, germanium for Ge, indium phosphide for In, gold for Au, and silver for Ag | [6 empty] | 0.05 | [13 empty] | 0.172 | [21 empty] | 0.669 |  | 0.085 | [57 empty] | 32.733 | [39 empty] | 65.628 |  |  |  |  | 2024 | Wu, Y., Zheng, Y., Yu, P., Chen, X., Guo, L., Long, L., Hu, Z., Huang, Y., Chen, M., Lu, J., Ouyang, S., Chen, S. (2024). The world-class carbonate-hosted Fankou Zn-Pb deposit in China. Part III. Critical metal Ga is enriched in late stage and low temperature sphalerite. Ore Geology Reviews, 166, 105928. |  | CHN | Guangdong
| Fankou Zn-Pb deposit |  | Basin hydrothermal | Mississippi Valley-type (MVT) | MVT zinc-lead | Zn, Pb | Ga | Zn, Pb, Ga | Wu et al., 2024 |  | 400-146-1-2-4 |  | underground mine |  |  |  |  | ore material | polished section | grab | mineral separate | [5 empty] | mineralisation |  |  |  | sphalerite | [6 empty] | pyrite, galena, chalcopyrite, dolomite, calcite, arsenopyrite, freibergite, pyrargyrite, argentite, goethite, ferrohydrite, anglesite, zincosite | Samples were polished into thin sections and polished mounts for petrographic identification | EMPA, LA-ICPMS | JEOL JXA-i SP100 electron probe micro-analyzer equipped with four wavelength-dispersive spectrometers; NWR 193 nm Ar F Excimer laser-ablation system coupled to an iCAP RQ (ICPMS) | Laboratory of Marine Element and Isotope Facilities in Southern Marine Science and Engineering Guangdong Laboratory (Zhuhai, China); Guangzhou Tuoyan Analytical Technology Co., Ltd., Guangzhou, China | EPMA: accelerating voltage of 20 kV, a probe current of 20 nA, and a 5 μm beam. Peak counting time was 10 s for major elements (Zn, S, Fe), and 50 s for other minor elements (Cd, Ga, Ge, In, Au, and Ag). Background counting time was half of the peak counting time on the high- and low-energy background positions. Analytical results were reduced using the ZAF correction routines. LA-ICP-MS mapping: beam size of 15 μm, repetition rate of 10 Hz, depth of ablation around 5 μm. | sphalerite for S and Zn, marcasite for Fe, cadmium for Cd, gallium phosphide for Ga, germanium for Ge, indium phosphide for In, gold for Au, and silver for Ag | [6 empty] | 0.013 | [13 empty] | 0.152 | [21 empty] | 1.177 | [59 empty] | 32.832 | [39 empty] | 64.888 |  |  |  |  | 2024 | Wu, Y., Zheng, Y., Yu, P., Chen, X., Guo, L., Long, L., Hu, Z., Huang, Y., Chen, M., Lu, J., Ouyang, S., Chen, S. (2024). The world-class carbonate-hosted Fankou Zn-Pb deposit in China. Part III. Critical metal Ga is enriched in late stage and low temperature sphalerite. Ore Geology Reviews, 166, 105928. |  | CHN | Guangdong
| Fankou Zn-Pb deposit |  | Basin hydrothermal | Mississippi Valley-type (MVT) | MVT zinc-lead | Zn, Pb | Ga | Zn, Pb, Ga | Wu et al., 2024 |  | 400-146-1-2-5 |  | underground mine |  |  |  |  | ore material | polished section | grab | mineral separate | [5 empty] | mineralisation |  |  |  | sphalerite | [6 empty] | pyrite, galena, chalcopyrite, dolomite, calcite, arsenopyrite, freibergite, pyrargyrite, argentite, goethite, ferrohydrite, anglesite, zincosite | Samples were polished into thin sections and polished mounts for petrographic identification | EMPA, LA-ICPMS | JEOL JXA-i SP100 electron probe micro-analyzer equipped with four wavelength-dispersive spectrometers; NWR 193 nm Ar F Excimer laser-ablation system coupled to an iCAP RQ (ICPMS) | Laboratory of Marine Element and Isotope Facilities in Southern Marine Science and Engineering Guangdong Laboratory (Zhuhai, China); Guangzhou Tuoyan Analytical Technology Co., Ltd., Guangzhou, China | EPMA: accelerating voltage of 20 kV, a probe current of 20 nA, and a 5 μm beam. Peak counting time was 10 s for major elements (Zn, S, Fe), and 50 s for other minor elements (Cd, Ga, Ge, In, Au, and Ag). Background counting time was half of the peak counting time on the high- and low-energy background positions. Analytical results were reduced using the ZAF correction routines. LA-ICP-MS mapping: beam size of 15 μm, repetition rate of 10 Hz, depth of ablation around 5 μm. | sphalerite for S and Zn, marcasite for Fe, cadmium for Cd, gallium phosphide for Ga, germanium for Ge, indium phosphide for In, gold for Au, and silver for Ag | [20 empty] | 0.157 | [21 empty] | 1.614 | [13 empty] | 0.015 | [45 empty] | 32.807 | [39 empty] | 63.538 |  |  |  |  | 2024 | Wu, Y., Zheng, Y., Yu, P., Chen, X., Guo, L., Long, L., Hu, Z., Huang, Y., Chen, M., Lu, J., Ouyang, S., Chen, S. (2024). The world-class carbonate-hosted Fankou Zn-Pb deposit in China. Part III. Critical metal Ga is enriched in late stage and low temperature sphalerite. Ore Geology Reviews, 166, 105928. |  | CHN | Guangdong
| Fankou Zn-Pb deposit |  | Basin hydrothermal | Mississippi Valley-type (MVT) | MVT zinc-lead | Zn, Pb | Ga | Zn, Pb, Ga | Wu et al., 2024 |  | 500-90-1-1-1 |  | underground mine |  |  |  |  | ore material | polished section | grab | mineral separate | [5 empty] | mineralisation |  |  |  | sphalerite | [6 empty] | pyrite, galena, chalcopyrite, dolomite, calcite, arsenopyrite, freibergite, pyrargyrite, argentite, goethite, ferrohydrite, anglesite, zincosite | Samples were polished into thin sections and polished mounts for petrographic identification | EMPA, LA-ICPMS | JEOL JXA-i SP100 electron probe micro-analyzer equipped with four wavelength-dispersive spectrometers; NWR 193 nm Ar F Excimer laser-ablation system coupled to an iCAP RQ (ICPMS) | Laboratory of Marine Element and Isotope Facilities in Southern Marine Science and Engineering Guangdong Laboratory (Zhuhai, China); Guangzhou Tuoyan Analytical Technology Co., Ltd., Guangzhou, China | EPMA: accelerating voltage of 20 kV, a probe current of 20 nA, and a 5 μm beam. Peak counting time was 10 s for major elements (Zn, S, Fe), and 50 s for other minor elements (Cd, Ga, Ge, In, Au, and Ag). Background counting time was half of the peak counting time on the high- and low-energy background positions. Analytical results were reduced using the ZAF correction routines. LA-ICP-MS mapping: beam size of 15 μm, repetition rate of 10 Hz, depth of ablation around 5 μm. | sphalerite for S and Zn, marcasite for Fe, cadmium for Cd, gallium phosphide for Ga, germanium for Ge, indium phosphide for In, gold for Au, and silver for Ag | [20 empty] | 0.143 | [21 empty] | 1.917 | [59 empty] | 32.97 | [39 empty] | 65.023 |  |  |  |  | 2024 | Wu, Y., Zheng, Y., Yu, P., Chen, X., Guo, L., Long, L., Hu, Z., Huang, Y., Chen, M., Lu, J., Ouyang, S., Chen, S. (2024). The world-class carbonate-hosted Fankou Zn-Pb deposit in China. Part III. Critical metal Ga is enriched in late stage and low temperature sphalerite. Ore Geology Reviews, 166, 105928. |  | CHN | Guangdong
| Fankou Zn-Pb deposit |  | Basin hydrothermal | Mississippi Valley-type (MVT) | MVT zinc-lead | Zn, Pb | Ga | Zn, Pb, Ga | Wu et al., 2024 |  | 500-90-1-1-3 |  | underground mine |  |  |  |  | ore material | polished section | grab | mineral separate | [5 empty] | mineralisation |  |  |  | sphalerite | [6 empty] | pyrite, galena, chalcopyrite, dolomite, calcite, arsenopyrite, freibergite, pyrargyrite, argentite, goethite, ferrohydrite, anglesite, zincosite | Samples were polished into thin sections and polished mounts for petrographic identification | EMPA, LA-ICPMS | JEOL JXA-i SP100 electron probe micro-analyzer equipped with four wavelength-dispersive spectrometers; NWR 193 nm Ar F Excimer laser-ablation system coupled to an iCAP RQ (ICPMS) | Laboratory of Marine Element and Isotope Facilities in Southern Marine Science and Engineering Guangdong Laboratory (Zhuhai, China); Guangzhou Tuoyan Analytical Technology Co., Ltd., Guangzhou, China | EPMA: accelerating voltage of 20 kV, a probe current of 20 nA, and a 5 μm beam. Peak counting time was 10 s for major elements (Zn, S, Fe), and 50 s for other minor elements (Cd, Ga, Ge, In, Au, and Ag). Background counting time was half of the peak counting time on the high- and low-energy background positions. Analytical results were reduced using the ZAF correction routines. LA-ICP-MS mapping: beam size of 15 μm, repetition rate of 10 Hz, depth of ablation around 5 μm. | sphalerite for S and Zn, marcasite for Fe, cadmium for Cd, gallium phosphide for Ga, germanium for Ge, indium phosphide for In, gold for Au, and silver for Ag | [6 empty] | 0.065 | [13 empty] | 0.144 | [21 empty] | 2.65 | [59 empty] | 33.164 | [39 empty] | 62.979 |  |  |  |  | 2024 | Wu, Y., Zheng, Y., Yu, P., Chen, X., Guo, L., Long, L., Hu, Z., Huang, Y., Chen, M., Lu, J., Ouyang, S., Chen, S. (2024). The world-class carbonate-hosted Fankou Zn-Pb deposit in China. Part III. Critical metal Ga is enriched in late stage and low temperature sphalerite. Ore Geology Reviews, 166, 105928. |  | CHN | Guangdong
| Fankou Zn-Pb deposit |  | Basin hydrothermal | Mississippi Valley-type (MVT) | MVT zinc-lead | Zn, Pb | Ga | Zn, Pb, Ga | Wu et al., 2024 |  | 500-90-1-1-4 |  | underground mine |  |  |  |  | ore material | polished section | grab | mineral separate | [5 empty] | mineralisation |  |  |  | sphalerite | [6 empty] | pyrite, galena, chalcopyrite, dolomite, calcite, arsenopyrite, freibergite, pyrargyrite, argentite, goethite, ferrohydrite, anglesite, zincosite | Samples were polished into thin sections and polished mounts for petrographic identification | EMPA, LA-ICPMS | JEOL JXA-i SP100 electron probe micro-analyzer equipped with four wavelength-dispersive spectrometers; NWR 193 nm Ar F Excimer laser-ablation system coupled to an iCAP RQ (ICPMS) | Laboratory of Marine Element and Isotope Facilities in Southern Marine Science and Engineering Guangdong Laboratory (Zhuhai, China); Guangzhou Tuoyan Analytical Technology Co., Ltd., Guangzhou, China | EPMA: accelerating voltage of 20 kV, a probe current of 20 nA, and a 5 μm beam. Peak counting time was 10 s for major elements (Zn, S, Fe), and 50 s for other minor elements (Cd, Ga, Ge, In, Au, and Ag). Background counting time was half of the peak counting time on the high- and low-energy background positions. Analytical results were reduced using the ZAF correction routines. LA-ICP-MS mapping: beam size of 15 μm, repetition rate of 10 Hz, depth of ablation around 5 μm. | sphalerite for S and Zn, marcasite for Fe, cadmium for Cd, gallium phosphide for Ga, germanium for Ge, indium phosphide for In, gold for Au, and silver for Ag | [20 empty] | 0.148 | [21 empty] | 3.657 | [59 empty] | 33.383 | [39 empty] | 62.355 |  |  |  |  | 2024 | Wu, Y., Zheng, Y., Yu, P., Chen, X., Guo, L., Long, L., Hu, Z., Huang, Y., Chen, M., Lu, J., Ouyang, S., Chen, S. (2024). The world-class carbonate-hosted Fankou Zn-Pb deposit in China. Part III. Critical metal Ga is enriched in late stage and low temperature sphalerite. Ore Geology Reviews, 166, 105928. |  | CHN | Guangdong
| Fankou Zn-Pb deposit |  | Basin hydrothermal | Mississippi Valley-type (MVT) | MVT zinc-lead | Zn, Pb | Ga | Zn, Pb, Ga | Wu et al., 2024 |  | 500-90-1-2-1 |  | underground mine |  |  |  |  | ore material | polished section | grab | mineral separate | [5 empty] | mineralisation |  |  |  | sphalerite | [6 empty] | pyrite, galena, chalcopyrite, dolomite, calcite, arsenopyrite, freibergite, pyrargyrite, argentite, goethite, ferrohydrite, anglesite, zincosite | Samples were polished into thin sections and polished mounts for petrographic identification | EMPA, LA-ICPMS | JEOL JXA-i SP100 electron probe micro-analyzer equipped with four wavelength-dispersive spectrometers; NWR 193 nm Ar F Excimer laser-ablation system coupled to an iCAP RQ (ICPMS) | Laboratory of Marine Element and Isotope Facilities in Southern Marine Science and Engineering Guangdong Laboratory (Zhuhai, China); Guangzhou Tuoyan Analytical Technology Co., Ltd., Guangzhou, China | EPMA: accelerating voltage of 20 kV, a probe current of 20 nA, and a 5 μm beam. Peak counting time was 10 s for major elements (Zn, S, Fe), and 50 s for other minor elements (Cd, Ga, Ge, In, Au, and Ag). Background counting time was half of the peak counting time on the high- and low-energy background positions. Analytical results were reduced using the ZAF correction routines. LA-ICP-MS mapping: beam size of 15 μm, repetition rate of 10 Hz, depth of ablation around 5 μm. | sphalerite for S and Zn, marcasite for Fe, cadmium for Cd, gallium phosphide for Ga, germanium for Ge, indium phosphide for In, gold for Au, and silver for Ag | [6 empty] | 0.037 | [13 empty] | 0.149 | [21 empty] | 3.17 | [59 empty] | 32.972 | [39 empty] | 63.453 |  |  |  |  | 2024 | Wu, Y., Zheng, Y., Yu, P., Chen, X., Guo, L., Long, L., Hu, Z., Huang, Y., Chen, M., Lu, J., Ouyang, S., Chen, S. (2024). The world-class carbonate-hosted Fankou Zn-Pb deposit in China. Part III. Critical metal Ga is enriched in late stage and low temperature sphalerite. Ore Geology Reviews, 166, 105928. |  | CHN | Guangdong
| Fankou Zn-Pb deposit |  | Basin hydrothermal | Mississippi Valley-type (MVT) | MVT zinc-lead | Zn, Pb | Ga | Zn, Pb, Ga | Wu et al., 2024 |  | 500-90-1-2-2 |  | underground mine |  |  |  |  | ore material | polished section | grab | mineral separate | [5 empty] | mineralisation |  |  |  | sphalerite | [6 empty] | pyrite, galena, chalcopyrite, dolomite, calcite, arsenopyrite, freibergite, pyrargyrite, argentite, goethite, ferrohydrite, anglesite, zincosite | Samples were polished into thin sections and polished mounts for petrographic identification | EMPA, LA-ICPMS | JEOL JXA-i SP100 electron probe micro-analyzer equipped with four wavelength-dispersive spectrometers; NWR 193 nm Ar F Excimer laser-ablation system coupled to an iCAP RQ (ICPMS) | Laboratory of Marine Element and Isotope Facilities in Southern Marine Science and Engineering Guangdong Laboratory (Zhuhai, China); Guangzhou Tuoyan Analytical Technology Co., Ltd., Guangzhou, China | EPMA: accelerating voltage of 20 kV, a probe current of 20 nA, and a 5 μm beam. Peak counting time was 10 s for major elements (Zn, S, Fe), and 50 s for other minor elements (Cd, Ga, Ge, In, Au, and Ag). Background counting time was half of the peak counting time on the high- and low-energy background positions. Analytical results were reduced using the ZAF correction routines. LA-ICP-MS mapping: beam size of 15 μm, repetition rate of 10 Hz, depth of ablation around 5 μm. | sphalerite for S and Zn, marcasite for Fe, cadmium for Cd, gallium phosphide for Ga, germanium for Ge, indium phosphide for In, gold for Au, and silver for Ag | [20 empty] | 0.14 | [21 empty] | 2.115 | [59 empty] | 33.25 | [39 empty] | 64.662 |  |  |  |  | 2024 | Wu, Y., Zheng, Y., Yu, P., Chen, X., Guo, L., Long, L., Hu, Z., Huang, Y., Chen, M., Lu, J., Ouyang, S., Chen, S. (2024). The world-class carbonate-hosted Fankou Zn-Pb deposit in China. Part III. Critical metal Ga is enriched in late stage and low temperature sphalerite. Ore Geology Reviews, 166, 105928. |  | CHN | Guangdong
| Fankou Zn-Pb deposit |  | Basin hydrothermal | Mississippi Valley-type (MVT) | MVT zinc-lead | Zn, Pb | Ga | Zn, Pb, Ga | Wu et al., 2024 |  | 500-90-1-2-4 |  | underground mine |  |  |  |  | ore material | polished section | grab | mineral separate | [5 empty] | mineralisation |  |  |  | sphalerite | [6 empty] | pyrite, galena, chalcopyrite, dolomite, calcite, arsenopyrite, freibergite, pyrargyrite, argentite, goethite, ferrohydrite, anglesite, zincosite | Samples were polished into thin sections and polished mounts for petrographic identification | EMPA, LA-ICPMS | JEOL JXA-i SP100 electron probe micro-analyzer equipped with four wavelength-dispersive spectrometers; NWR 193 nm Ar F Excimer laser-ablation system coupled to an iCAP RQ (ICPMS) | Laboratory of Marine Element and Isotope Facilities in Southern Marine Science and Engineering Guangdong Laboratory (Zhuhai, China); Guangzhou Tuoyan Analytical Technology Co., Ltd., Guangzhou, China | EPMA: accelerating voltage of 20 kV, a probe current of 20 nA, and a 5 μm beam. Peak counting time was 10 s for major elements (Zn, S, Fe), and 50 s for other minor elements (Cd, Ga, Ge, In, Au, and Ag). Background counting time was half of the peak counting time on the high- and low-energy background positions. Analytical results were reduced using the ZAF correction routines. LA-ICP-MS mapping: beam size of 15 μm, repetition rate of 10 Hz, depth of ablation around 5 μm. | sphalerite for S and Zn, marcasite for Fe, cadmium for Cd, gallium phosphide for Ga, germanium for Ge, indium phosphide for In, gold for Au, and silver for Ag | [20 empty] | 0.2 | [21 empty] | 5.047 | [59 empty] | 32.806 | [39 empty] | 60.603 |  |  |  |  | 2024 | Wu, Y., Zheng, Y., Yu, P., Chen, X., Guo, L., Long, L., Hu, Z., Huang, Y., Chen, M., Lu, J., Ouyang, S., Chen, S. (2024). The world-class carbonate-hosted Fankou Zn-Pb deposit in China. Part III. Critical metal Ga is enriched in late stage and low temperature sphalerite. Ore Geology Reviews, 166, 105928. |  | CHN | Guangdong
| Fankou Zn-Pb deposit |  | Basin hydrothermal | Mississippi Valley-type (MVT) | MVT zinc-lead | Zn, Pb | Ga | Zn, Pb, Ga | Wu et al., 2024 |  | 500-86-1-1-2 |  | underground mine |  |  |  |  | ore material | polished section | grab | mineral separate | [5 empty] | mineralisation |  |  |  | sphalerite | [6 empty] | pyrite, galena, chalcopyrite, dolomite, calcite, arsenopyrite, freibergite, pyrargyrite, argentite, goethite, ferrohydrite, anglesite, zincosite | Samples were polished into thin sections and polished mounts for petrographic identification | EMPA, LA-ICPMS | JEOL JXA-i SP100 electron probe micro-analyzer equipped with four wavelength-dispersive spectrometers; NWR 193 nm Ar F Excimer laser-ablation system coupled to an iCAP RQ (ICPMS) | Laboratory of Marine Element and Isotope Facilities in Southern Marine Science and Engineering Guangdong Laboratory (Zhuhai, China); Guangzhou Tuoyan Analytical Technology Co., Ltd., Guangzhou, China | EPMA: accelerating voltage of 20 kV, a probe current of 20 nA, and a 5 μm beam. Peak counting time was 10 s for major elements (Zn, S, Fe), and 50 s for other minor elements (Cd, Ga, Ge, In, Au, and Ag). Background counting time was half of the peak counting time on the high- and low-energy background positions. Analytical results were reduced using the ZAF correction routines. LA-ICP-MS mapping: beam size of 15 μm, repetition rate of 10 Hz, depth of ablation around 5 μm. | sphalerite for S and Zn, marcasite for Fe, cadmium for Cd, gallium phosphide for Ga, germanium for Ge, indium phosphide for In, gold for Au, and silver for Ag | [6 empty] | 0.078 | [13 empty] | 0.145 | [21 empty] | 2.737 | [59 empty] | 32.93 | [39 empty] | 62.394 |  |  |  |  | 2024 | Wu, Y., Zheng, Y., Yu, P., Chen, X., Guo, L., Long, L., Hu, Z., Huang, Y., Chen, M., Lu, J., Ouyang, S., Chen, S. (2024). The world-class carbonate-hosted Fankou Zn-Pb deposit in China. Part III. Critical metal Ga is enriched in late stage and low temperature sphalerite. Ore Geology Reviews, 166, 105928. |  | CHN | Guangdong
| Fankou Zn-Pb deposit |  | Basin hydrothermal | Mississippi Valley-type (MVT) | MVT zinc-lead | Zn, Pb | Ga | Zn, Pb, Ga | Wu et al., 2024 |  | 500-86-1-1-3 |  | underground mine |  |  |  |  | ore material | polished section | grab | mineral separate | [5 empty] | mineralisation |  |  |  | sphalerite | [6 empty] | pyrite, galena, chalcopyrite, dolomite, calcite, arsenopyrite, freibergite, pyrargyrite, argentite, goethite, ferrohydrite, anglesite, zincosite | Samples were polished into thin sections and polished mounts for petrographic identification | EMPA, LA-ICPMS | JEOL JXA-i SP100 electron probe micro-analyzer equipped with four wavelength-dispersive spectrometers; NWR 193 nm Ar F Excimer laser-ablation system coupled to an iCAP RQ (ICPMS) | Laboratory of Marine Element and Isotope Facilities in Southern Marine Science and Engineering Guangdong Laboratory (Zhuhai, China); Guangzhou Tuoyan Analytical Technology Co., Ltd., Guangzhou, China | EPMA: accelerating voltage of 20 kV, a probe current of 20 nA, and a 5 μm beam. Peak counting time was 10 s for major elements (Zn, S, Fe), and 50 s for other minor elements (Cd, Ga, Ge, In, Au, and Ag). Background counting time was half of the peak counting time on the high- and low-energy background positions. Analytical results were reduced using the ZAF correction routines. LA-ICP-MS mapping: beam size of 15 μm, repetition rate of 10 Hz, depth of ablation around 5 μm. | sphalerite for S and Zn, marcasite for Fe, cadmium for Cd, gallium phosphide for Ga, germanium for Ge, indium phosphide for In, gold for Au, and silver for Ag | [6 empty] | 0.019 | [13 empty] | 0.176 | [21 empty] | 1.189 | [59 empty] | 33.077 | [39 empty] | 63.961 |  |  |  |  | 2024 | Wu, Y., Zheng, Y., Yu, P., Chen, X., Guo, L., Long, L., Hu, Z., Huang, Y., Chen, M., Lu, J., Ouyang, S., Chen, S. (2024). The world-class carbonate-hosted Fankou Zn-Pb deposit in China. Part III. Critical metal Ga is enriched in late stage and low temperature sphalerite. Ore Geology Reviews, 166, 105928. |  | CHN | Guangdong
| Fankou Zn-Pb deposit |  | Basin hydrothermal | Mississippi Valley-type (MVT) | MVT zinc-lead | Zn, Pb | Ga | Zn, Pb, Ga | Wu et al., 2024 |  | 500-86-1-1-4 |  | underground mine |  |  |  |  | ore material | polished section | grab | mineral separate | [5 empty] | mineralisation |  |  |  | sphalerite | [6 empty] | pyrite, galena, chalcopyrite, dolomite, calcite, arsenopyrite, freibergite, pyrargyrite, argentite, goethite, ferrohydrite, anglesite, zincosite | Samples were polished into thin sections and polished mounts for petrographic identification | EMPA, LA-ICPMS | JEOL JXA-i SP100 electron probe micro-analyzer equipped with four wavelength-dispersive spectrometers; NWR 193 nm Ar F Excimer laser-ablation system coupled to an iCAP RQ (ICPMS) | Laboratory of Marine Element and Isotope Facilities in Southern Marine Science and Engineering Guangdong Laboratory (Zhuhai, China); Guangzhou Tuoyan Analytical Technology Co., Ltd., Guangzhou, China | EPMA: accelerating voltage of 20 kV, a probe current of 20 nA, and a 5 μm beam. Peak counting time was 10 s for major elements (Zn, S, Fe), and 50 s for other minor elements (Cd, Ga, Ge, In, Au, and Ag). Background counting time was half of the peak counting time on the high- and low-energy background positions. Analytical results were reduced using the ZAF correction routines. LA-ICP-MS mapping: beam size of 15 μm, repetition rate of 10 Hz, depth of ablation around 5 μm. | sphalerite for S and Zn, marcasite for Fe, cadmium for Cd, gallium phosphide for Ga, germanium for Ge, indium phosphide for In, gold for Au, and silver for Ag | [20 empty] | 0.178 | [21 empty] | 1.666 | [59 empty] | 32.988 | [39 empty] | 63.397 |  |  |  |  | 2024 | Wu, Y., Zheng, Y., Yu, P., Chen, X., Guo, L., Long, L., Hu, Z., Huang, Y., Chen, M., Lu, J., Ouyang, S., Chen, S. (2024). The world-class carbonate-hosted Fankou Zn-Pb deposit in China. Part III. Critical metal Ga is enriched in late stage and low temperature sphalerite. Ore Geology Reviews, 166, 105928. |  | CHN | Guangdong
| Fankou Zn-Pb deposit |  | Basin hydrothermal | Mississippi Valley-type (MVT) | MVT zinc-lead | Zn, Pb | Ga | Zn, Pb, Ga | Wu et al., 2024 |  | 500-86-1-1-5 |  | underground mine |  |  |  |  | ore material | polished section | grab | mineral separate | [5 empty] | mineralisation |  |  |  | sphalerite | [6 empty] | pyrite, galena, chalcopyrite, dolomite, calcite, arsenopyrite, freibergite, pyrargyrite, argentite, goethite, ferrohydrite, anglesite, zincosite | Samples were polished into thin sections and polished mounts for petrographic identification | EMPA, LA-ICPMS | JEOL JXA-i SP100 electron probe micro-analyzer equipped with four wavelength-dispersive spectrometers; NWR 193 nm Ar F Excimer laser-ablation system coupled to an iCAP RQ (ICPMS) | Laboratory of Marine Element and Isotope Facilities in Southern Marine Science and Engineering Guangdong Laboratory (Zhuhai, China); Guangzhou Tuoyan Analytical Technology Co., Ltd., Guangzhou, China | EPMA: accelerating voltage of 20 kV, a probe current of 20 nA, and a 5 μm beam. Peak counting time was 10 s for major elements (Zn, S, Fe), and 50 s for other minor elements (Cd, Ga, Ge, In, Au, and Ag). Background counting time was half of the peak counting time on the high- and low-energy background positions. Analytical results were reduced using the ZAF correction routines. LA-ICP-MS mapping: beam size of 15 μm, repetition rate of 10 Hz, depth of ablation around 5 μm. | sphalerite for S and Zn, marcasite for Fe, cadmium for Cd, gallium phosphide for Ga, germanium for Ge, indium phosphide for In, gold for Au, and silver for Ag | [20 empty] | 0.105 | [21 empty] | 2.256 | [13 empty] | 0.01 | [45 empty] | 33.007 | [39 empty] | 62.702 |  |  |  |  | 2024 | Wu, Y., Zheng, Y., Yu, P., Chen, X., Guo, L., Long, L., Hu, Z., Huang, Y., Chen, M., Lu, J., Ouyang, S., Chen, S. (2024). The world-class carbonate-hosted Fankou Zn-Pb deposit in China. Part III. Critical metal Ga is enriched in late stage and low temperature sphalerite. Ore Geology Reviews, 166, 105928. |  | CHN | Guangdong
| Fankou Zn-Pb deposit |  | Basin hydrothermal | Mississippi Valley-type (MVT) | MVT zinc-lead | Zn, Pb | Ga | Zn, Pb, Ga | Wu et al., 2024 |  | 500-86-1-1-7 |  | underground mine |  |  |  |  | ore material | polished section | grab | mineral separate | [5 empty] | mineralisation |  |  |  | sphalerite | [6 empty] | pyrite, galena, chalcopyrite, dolomite, calcite, arsenopyrite, freibergite, pyrargyrite, argentite, goethite, ferrohydrite, anglesite, zincosite | Samples were polished into thin sections and polished mounts for petrographic identification | EMPA, LA-ICPMS | JEOL JXA-i SP100 electron probe micro-analyzer equipped with four wavelength-dispersive spectrometers; NWR 193 nm Ar F Excimer laser-ablation system coupled to an iCAP RQ (ICPMS) | Laboratory of Marine Element and Isotope Facilities in Southern Marine Science and Engineering Guangdong Laboratory (Zhuhai, China); Guangzhou Tuoyan Analytical Technology Co., Ltd., Guangzhou, China | EPMA: accelerating voltage of 20 kV, a probe current of 20 nA, and a 5 μm beam. Peak counting time was 10 s for major elements (Zn, S, Fe), and 50 s for other minor elements (Cd, Ga, Ge, In, Au, and Ag). Background counting time was half of the peak counting time on the high- and low-energy background positions. Analytical results were reduced using the ZAF correction routines. LA-ICP-MS mapping: beam size of 15 μm, repetition rate of 10 Hz, depth of ablation around 5 μm. | sphalerite for S and Zn, marcasite for Fe, cadmium for Cd, gallium phosphide for Ga, germanium for Ge, indium phosphide for In, gold for Au, and silver for Ag | [20 empty] | 0.129 | [21 empty] | 2.632 | [59 empty] | 32.948 | [39 empty] | 62.709 |  |  |  |  | 2024 | Wu, Y., Zheng, Y., Yu, P., Chen, X., Guo, L., Long, L., Hu, Z., Huang, Y., Chen, M., Lu, J., Ouyang, S., Chen, S. (2024). The world-class carbonate-hosted Fankou Zn-Pb deposit in China. Part III. Critical metal Ga is enriched in late stage and low temperature sphalerite. Ore Geology Reviews, 166, 105928. |  | CHN | Guangdong
| Fankou Zn-Pb deposit |  | Basin hydrothermal | Mississippi Valley-type (MVT) | MVT zinc-lead | Zn, Pb | Ga | Zn, Pb, Ga | Wu et al., 2024 |  | 500-86-1-1-8 |  | underground mine |  |  |  |  | ore material | polished section | grab | mineral separate | [5 empty] | mineralisation |  |  |  | sphalerite | [6 empty] | pyrite, galena, chalcopyrite, dolomite, calcite, arsenopyrite, freibergite, pyrargyrite, argentite, goethite, ferrohydrite, anglesite, zincosite | Samples were polished into thin sections and polished mounts for petrographic identification | EMPA, LA-ICPMS | JEOL JXA-i SP100 electron probe micro-analyzer equipped with four wavelength-dispersive spectrometers; NWR 193 nm Ar F Excimer laser-ablation system coupled to an iCAP RQ (ICPMS) | Laboratory of Marine Element and Isotope Facilities in Southern Marine Science and Engineering Guangdong Laboratory (Zhuhai, China); Guangzhou Tuoyan Analytical Technology Co., Ltd., Guangzhou, China | EPMA: accelerating voltage of 20 kV, a probe current of 20 nA, and a 5 μm beam. Peak counting time was 10 s for major elements (Zn, S, Fe), and 50 s for other minor elements (Cd, Ga, Ge, In, Au, and Ag). Background counting time was half of the peak counting time on the high- and low-energy background positions. Analytical results were reduced using the ZAF correction routines. LA-ICP-MS mapping: beam size of 15 μm, repetition rate of 10 Hz, depth of ablation around 5 μm. | sphalerite for S and Zn, marcasite for Fe, cadmium for Cd, gallium phosphide for Ga, germanium for Ge, indium phosphide for In, gold for Au, and silver for Ag | [6 empty] | 0.037 | [13 empty] | 0.132 | [21 empty] | 3.971 | [13 empty] | 0.011 | [45 empty] | 33.025 | [39 empty] | 61.476 |  |  |  |  | 2024 | Wu, Y., Zheng, Y., Yu, P., Chen, X., Guo, L., Long, L., Hu, Z., Huang, Y., Chen, M., Lu, J., Ouyang, S., Chen, S. (2024). The world-class carbonate-hosted Fankou Zn-Pb deposit in China. Part III. Critical metal Ga is enriched in late stage and low temperature sphalerite. Ore Geology Reviews, 166, 105928. |  | CHN | Guangdong
| Fankou Zn-Pb deposit |  | Basin hydrothermal | Mississippi Valley-type (MVT) | MVT zinc-lead | Zn, Pb | Ga | Zn, Pb, Ga | Wu et al., 2024 |  | 500-86-1-1-9 |  | underground mine |  |  |  |  | ore material | polished section | grab | mineral separate | [5 empty] | mineralisation |  |  |  | sphalerite | [6 empty] | pyrite, galena, chalcopyrite, dolomite, calcite, arsenopyrite, freibergite, pyrargyrite, argentite, goethite, ferrohydrite, anglesite, zincosite | Samples were polished into thin sections and polished mounts for petrographic identification | EMPA, LA-ICPMS | JEOL JXA-i SP100 electron probe micro-analyzer equipped with four wavelength-dispersive spectrometers; NWR 193 nm Ar F Excimer laser-ablation system coupled to an iCAP RQ (ICPMS) | Laboratory of Marine Element and Isotope Facilities in Southern Marine Science and Engineering Guangdong Laboratory (Zhuhai, China); Guangzhou Tuoyan Analytical Technology Co., Ltd., Guangzhou, China | EPMA: accelerating voltage of 20 kV, a probe current of 20 nA, and a 5 μm beam. Peak counting time was 10 s for major elements (Zn, S, Fe), and 50 s for other minor elements (Cd, Ga, Ge, In, Au, and Ag). Background counting time was half of the peak counting time on the high- and low-energy background positions. Analytical results were reduced using the ZAF correction routines. LA-ICP-MS mapping: beam size of 15 μm, repetition rate of 10 Hz, depth of ablation around 5 μm. | sphalerite for S and Zn, marcasite for Fe, cadmium for Cd, gallium phosphide for Ga, germanium for Ge, indium phosphide for In, gold for Au, and silver for Ag | [20 empty] | 0.059 | [21 empty] | 3.925 | [59 empty] | 32.841 | [39 empty] | 61.333 |  |  |  |  | 2024 | Wu, Y., Zheng, Y., Yu, P., Chen, X., Guo, L., Long, L., Hu, Z., Huang, Y., Chen, M., Lu, J., Ouyang, S., Chen, S. (2024). The world-class carbonate-hosted Fankou Zn-Pb deposit in China. Part III. Critical metal Ga is enriched in late stage and low temperature sphalerite. Ore Geology Reviews, 166, 105928. |  | CHN | Guangdong
| Fankou Zn-Pb deposit |  | Basin hydrothermal | Mississippi Valley-type (MVT) | MVT zinc-lead | Zn, Pb | Ga | Zn, Pb, Ga | Wu et al., 2024 |  | 500-86-1-2-1 |  | underground mine |  |  |  |  | ore material | polished section | grab | mineral separate | [5 empty] | mineralisation |  |  |  | sphalerite | [6 empty] | pyrite, galena, chalcopyrite, dolomite, calcite, arsenopyrite, freibergite, pyrargyrite, argentite, goethite, ferrohydrite, anglesite, zincosite | Samples were polished into thin sections and polished mounts for petrographic identification | EMPA, LA-ICPMS | JEOL JXA-i SP100 electron probe micro-analyzer equipped with four wavelength-dispersive spectrometers; NWR 193 nm Ar F Excimer laser-ablation system coupled to an iCAP RQ (ICPMS) | Laboratory of Marine Element and Isotope Facilities in Southern Marine Science and Engineering Guangdong Laboratory (Zhuhai, China); Guangzhou Tuoyan Analytical Technology Co., Ltd., Guangzhou, China | EPMA: accelerating voltage of 20 kV, a probe current of 20 nA, and a 5 μm beam. Peak counting time was 10 s for major elements (Zn, S, Fe), and 50 s for other minor elements (Cd, Ga, Ge, In, Au, and Ag). Background counting time was half of the peak counting time on the high- and low-energy background positions. Analytical results were reduced using the ZAF correction routines. LA-ICP-MS mapping: beam size of 15 μm, repetition rate of 10 Hz, depth of ablation around 5 μm. | sphalerite for S and Zn, marcasite for Fe, cadmium for Cd, gallium phosphide for Ga, germanium for Ge, indium phosphide for In, gold for Au, and silver for Ag | [20 empty] | 0.125 | [21 empty] | 3.318 | [13 empty] | 0.022 | [45 empty] | 33.278 | [39 empty] | 61.843 |  |  |  |  | 2024 | Wu, Y., Zheng, Y., Yu, P., Chen, X., Guo, L., Long, L., Hu, Z., Huang, Y., Chen, M., Lu, J., Ouyang, S., Chen, S. (2024). The world-class carbonate-hosted Fankou Zn-Pb deposit in China. Part III. Critical metal Ga is enriched in late stage and low temperature sphalerite. Ore Geology Reviews, 166, 105928. |  | CHN | Guangdong
| Fankou Zn-Pb deposit |  | Basin hydrothermal | Mississippi Valley-type (MVT) | MVT zinc-lead | Zn, Pb | Ga | Zn, Pb, Ga | Wu et al., 2024 |  | 500-86-1-2-2 |  | underground mine |  |  |  |  | ore material | polished section | grab | mineral separate | [5 empty] | mineralisation |  |  |  | sphalerite | [6 empty] | pyrite, galena, chalcopyrite, dolomite, calcite, arsenopyrite, freibergite, pyrargyrite, argentite, goethite, ferrohydrite, anglesite, zincosite | Samples were polished into thin sections and polished mounts for petrographic identification | EMPA, LA-ICPMS | JEOL JXA-i SP100 electron probe micro-analyzer equipped with four wavelength-dispersive spectrometers; NWR 193 nm Ar F Excimer laser-ablation system coupled to an iCAP RQ (ICPMS) | Laboratory of Marine Element and Isotope Facilities in Southern Marine Science and Engineering Guangdong Laboratory (Zhuhai, China); Guangzhou Tuoyan Analytical Technology Co., Ltd., Guangzhou, China | EPMA: accelerating voltage of 20 kV, a probe current of 20 nA, and a 5 μm beam. Peak counting time was 10 s for major elements (Zn, S, Fe), and 50 s for other minor elements (Cd, Ga, Ge, In, Au, and Ag). Background counting time was half of the peak counting time on the high- and low-energy background positions. Analytical results were reduced using the ZAF correction routines. LA-ICP-MS mapping: beam size of 15 μm, repetition rate of 10 Hz, depth of ablation around 5 μm. | sphalerite for S and Zn, marcasite for Fe, cadmium for Cd, gallium phosphide for Ga, germanium for Ge, indium phosphide for In, gold for Au, and silver for Ag | [6 empty] | 0.016 | [13 empty] | 0.124 | [21 empty] | 2.937 | [59 empty] | 33.273 | [39 empty] | 62.651 |  |  |  |  | 2024 | Wu, Y., Zheng, Y., Yu, P., Chen, X., Guo, L., Long, L., Hu, Z., Huang, Y., Chen, M., Lu, J., Ouyang, S., Chen, S. (2024). The world-class carbonate-hosted Fankou Zn-Pb deposit in China. Part III. Critical metal Ga is enriched in late stage and low temperature sphalerite. Ore Geology Reviews, 166, 105928. |  | CHN | Guangdong
| Fankou Zn-Pb deposit |  | Basin hydrothermal | Mississippi Valley-type (MVT) | MVT zinc-lead | Zn, Pb | Ga | Zn, Pb, Ga | Wu et al., 2024 |  | 500-86-1-2-3 |  | underground mine |  |  |  |  | ore material | polished section | grab | mineral separate | [5 empty] | mineralisation |  |  |  | sphalerite | [6 empty] | pyrite, galena, chalcopyrite, dolomite, calcite, arsenopyrite, freibergite, pyrargyrite, argentite, goethite, ferrohydrite, anglesite, zincosite | Samples were polished into thin sections and polished mounts for petrographic identification | EMPA, LA-ICPMS | JEOL JXA-i SP100 electron probe micro-analyzer equipped with four wavelength-dispersive spectrometers; NWR 193 nm Ar F Excimer laser-ablation system coupled to an iCAP RQ (ICPMS) | Laboratory of Marine Element and Isotope Facilities in Southern Marine Science and Engineering Guangdong Laboratory (Zhuhai, China); Guangzhou Tuoyan Analytical Technology Co., Ltd., Guangzhou, China | EPMA: accelerating voltage of 20 kV, a probe current of 20 nA, and a 5 μm beam. Peak counting time was 10 s for major elements (Zn, S, Fe), and 50 s for other minor elements (Cd, Ga, Ge, In, Au, and Ag). Background counting time was half of the peak counting time on the high- and low-energy background positions. Analytical results were reduced using the ZAF correction routines. LA-ICP-MS mapping: beam size of 15 μm, repetition rate of 10 Hz, depth of ablation around 5 μm. | sphalerite for S and Zn, marcasite for Fe, cadmium for Cd, gallium phosphide for Ga, germanium for Ge, indium phosphide for In, gold for Au, and silver for Ag | [20 empty] | 0.108 | [21 empty] | 2.153 | [13 empty] | 0.01 | [45 empty] | 32.761 | [39 empty] | 63.235 |  |  |  |  | 2024 | Wu, Y., Zheng, Y., Yu, P., Chen, X., Guo, L., Long, L., Hu, Z., Huang, Y., Chen, M., Lu, J., Ouyang, S., Chen, S. (2024). The world-class carbonate-hosted Fankou Zn-Pb deposit in China. Part III. Critical metal Ga is enriched in late stage and low temperature sphalerite. Ore Geology Reviews, 166, 105928. |  | CHN | Guangdong
| Fankou Zn-Pb deposit |  | Basin hydrothermal | Mississippi Valley-type (MVT) | MVT zinc-lead | Zn, Pb | Ga | Zn, Pb, Ga | Wu et al., 2024 |  | 500-86-1-2-4 |  | underground mine |  |  |  |  | ore material | polished section | grab | mineral separate | [5 empty] | mineralisation |  |  |  | sphalerite | [6 empty] | pyrite, galena, chalcopyrite, dolomite, calcite, arsenopyrite, freibergite, pyrargyrite, argentite, goethite, ferrohydrite, anglesite, zincosite | Samples were polished into thin sections and polished mounts for petrographic identification | EMPA, LA-ICPMS | JEOL JXA-i SP100 electron probe micro-analyzer equipped with four wavelength-dispersive spectrometers; NWR 193 nm Ar F Excimer laser-ablation system coupled to an iCAP RQ (ICPMS) | Laboratory of Marine Element and Isotope Facilities in Southern Marine Science and Engineering Guangdong Laboratory (Zhuhai, China); Guangzhou Tuoyan Analytical Technology Co., Ltd., Guangzhou, China | EPMA: accelerating voltage of 20 kV, a probe current of 20 nA, and a 5 μm beam. Peak counting time was 10 s for major elements (Zn, S, Fe), and 50 s for other minor elements (Cd, Ga, Ge, In, Au, and Ag). Background counting time was half of the peak counting time on the high- and low-energy background positions. Analytical results were reduced using the ZAF correction routines. LA-ICP-MS mapping: beam size of 15 μm, repetition rate of 10 Hz, depth of ablation around 5 μm. | sphalerite for S and Zn, marcasite for Fe, cadmium for Cd, gallium phosphide for Ga, germanium for Ge, indium phosphide for In, gold for Au, and silver for Ag | [20 empty] | 0.135 | [21 empty] | 2.663 | [13 empty] | 0.014 | [45 empty] | 33.111 | [39 empty] | 63.394 |  |  |  |  | 2024 | Wu, Y., Zheng, Y., Yu, P., Chen, X., Guo, L., Long, L., Hu, Z., Huang, Y., Chen, M., Lu, J., Ouyang, S., Chen, S. (2024). The world-class carbonate-hosted Fankou Zn-Pb deposit in China. Part III. Critical metal Ga is enriched in late stage and low temperature sphalerite. Ore Geology Reviews, 166, 105928. |  | CHN | Guangdong
| Fankou Zn-Pb deposit |  | Basin hydrothermal | Mississippi Valley-type (MVT) | MVT zinc-lead | Zn, Pb | Ga | Zn, Pb, Ga | Wu et al., 2024 |  | 500-86-1-2-5 |  | underground mine |  |  |  |  | ore material | polished section | grab | mineral separate | [5 empty] | mineralisation |  |  |  | sphalerite | [6 empty] | pyrite, galena, chalcopyrite, dolomite, calcite, arsenopyrite, freibergite, pyrargyrite, argentite, goethite, ferrohydrite, anglesite, zincosite | Samples were polished into thin sections and polished mounts for petrographic identification | EMPA, LA-ICPMS | JEOL JXA-i SP100 electron probe micro-analyzer equipped with four wavelength-dispersive spectrometers; NWR 193 nm Ar F Excimer laser-ablation system coupled to an iCAP RQ (ICPMS) | Laboratory of Marine Element and Isotope Facilities in Southern Marine Science and Engineering Guangdong Laboratory (Zhuhai, China); Guangzhou Tuoyan Analytical Technology Co., Ltd., Guangzhou, China | EPMA: accelerating voltage of 20 kV, a probe current of 20 nA, and a 5 μm beam. Peak counting time was 10 s for major elements (Zn, S, Fe), and 50 s for other minor elements (Cd, Ga, Ge, In, Au, and Ag). Background counting time was half of the peak counting time on the high- and low-energy background positions. Analytical results were reduced using the ZAF correction routines. LA-ICP-MS mapping: beam size of 15 μm, repetition rate of 10 Hz, depth of ablation around 5 μm. | sphalerite for S and Zn, marcasite for Fe, cadmium for Cd, gallium phosphide for Ga, germanium for Ge, indium phosphide for In, gold for Au, and silver for Ag | [6 empty] | 0.019 | [13 empty] | 0.132 | [21 empty] | 2.516 |  | 0.019 | [57 empty] | 33.436 | [39 empty] | 63.01 |  |  |  |  | 2024 | Wu, Y., Zheng, Y., Yu, P., Chen, X., Guo, L., Long, L., Hu, Z., Huang, Y., Chen, M., Lu, J., Ouyang, S., Chen, S. (2024). The world-class carbonate-hosted Fankou Zn-Pb deposit in China. Part III. Critical metal Ga is enriched in late stage and low temperature sphalerite. Ore Geology Reviews, 166, 105928. |  | CHN | Guangdong
| Fankou Zn-Pb deposit |  | Basin hydrothermal | Mississippi Valley-type (MVT) | MVT zinc-lead | Zn, Pb | Ga | Zn, Pb, Ga | Wu et al., 2024 |  | 500-86-1-2-6 |  | underground mine |  |  |  |  | ore material | polished section | grab | mineral separate | [5 empty] | mineralisation |  |  |  | sphalerite | [6 empty] | pyrite, galena, chalcopyrite, dolomite, calcite, arsenopyrite, freibergite, pyrargyrite, argentite, goethite, ferrohydrite, anglesite, zincosite | Samples were polished into thin sections and polished mounts for petrographic identification | EMPA, LA-ICPMS | JEOL JXA-i SP100 electron probe micro-analyzer equipped with four wavelength-dispersive spectrometers; NWR 193 nm Ar F Excimer laser-ablation system coupled to an iCAP RQ (ICPMS) | Laboratory of Marine Element and Isotope Facilities in Southern Marine Science and Engineering Guangdong Laboratory (Zhuhai, China); Guangzhou Tuoyan Analytical Technology Co., Ltd., Guangzhou, China | EPMA: accelerating voltage of 20 kV, a probe current of 20 nA, and a 5 μm beam. Peak counting time was 10 s for major elements (Zn, S, Fe), and 50 s for other minor elements (Cd, Ga, Ge, In, Au, and Ag). Background counting time was half of the peak counting time on the high- and low-energy background positions. Analytical results were reduced using the ZAF correction routines. LA-ICP-MS mapping: beam size of 15 μm, repetition rate of 10 Hz, depth of ablation around 5 μm. | sphalerite for S and Zn, marcasite for Fe, cadmium for Cd, gallium phosphide for Ga, germanium for Ge, indium phosphide for In, gold for Au, and silver for Ag | [20 empty] | 0.154 | [21 empty] | 2.939 | [59 empty] | 33.064 | [39 empty] | 62.22 |  |  |  |  | 2024 | Wu, Y., Zheng, Y., Yu, P., Chen, X., Guo, L., Long, L., Hu, Z., Huang, Y., Chen, M., Lu, J., Ouyang, S., Chen, S. (2024). The world-class carbonate-hosted Fankou Zn-Pb deposit in China. Part III. Critical metal Ga is enriched in late stage and low temperature sphalerite. Ore Geology Reviews, 166, 105928. |  | CHN | Guangdong
| Fankou Zn-Pb deposit |  | Basin hydrothermal | Mississippi Valley-type (MVT) | MVT zinc-lead | Zn, Pb | Ga | Zn, Pb, Ga | Wu et al., 2024 |  | 550-95-1-1-1 |  | underground mine |  |  |  |  | ore material | polished section | grab | mineral separate | [5 empty] | mineralisation |  |  |  | sphalerite | [6 empty] | pyrite, galena, chalcopyrite, dolomite, calcite, arsenopyrite, freibergite, pyrargyrite, argentite, goethite, ferrohydrite, anglesite, zincosite | Samples were polished into thin sections and polished mounts for petrographic identification | EMPA, LA-ICPMS | JEOL JXA-i SP100 electron probe micro-analyzer equipped with four wavelength-dispersive spectrometers; NWR 193 nm Ar F Excimer laser-ablation system coupled to an iCAP RQ (ICPMS) | Laboratory of Marine Element and Isotope Facilities in Southern Marine Science and Engineering Guangdong Laboratory (Zhuhai, China); Guangzhou Tuoyan Analytical Technology Co., Ltd., Guangzhou, China | EPMA: accelerating voltage of 20 kV, a probe current of 20 nA, and a 5 μm beam. Peak counting time was 10 s for major elements (Zn, S, Fe), and 50 s for other minor elements (Cd, Ga, Ge, In, Au, and Ag). Background counting time was half of the peak counting time on the high- and low-energy background positions. Analytical results were reduced using the ZAF correction routines. LA-ICP-MS mapping: beam size of 15 μm, repetition rate of 10 Hz, depth of ablation around 5 μm. | sphalerite for S and Zn, marcasite for Fe, cadmium for Cd, gallium phosphide for Ga, germanium for Ge, indium phosphide for In, gold for Au, and silver for Ag | [6 empty] | 0.013 | [13 empty] | 0.129 | [21 empty] | 2.452 | [59 empty] | 32.952 | [39 empty] | 63.784 |  |  |  |  | 2024 | Wu, Y., Zheng, Y., Yu, P., Chen, X., Guo, L., Long, L., Hu, Z., Huang, Y., Chen, M., Lu, J., Ouyang, S., Chen, S. (2024). The world-class carbonate-hosted Fankou Zn-Pb deposit in China. Part III. Critical metal Ga is enriched in late stage and low temperature sphalerite. Ore Geology Reviews, 166, 105928. |  | CHN | Guangdong
| Fankou Zn-Pb deposit |  | Basin hydrothermal | Mississippi Valley-type (MVT) | MVT zinc-lead | Zn, Pb | Ga | Zn, Pb, Ga | Wu et al., 2024 |  | 550-95-1-1-2 |  | underground mine |  |  |  |  | ore material | polished section | grab | mineral separate | [5 empty] | mineralisation |  |  |  | sphalerite | [6 empty] | pyrite, galena, chalcopyrite, dolomite, calcite, arsenopyrite, freibergite, pyrargyrite, argentite, goethite, ferrohydrite, anglesite, zincosite | Samples were polished into thin sections and polished mounts for petrographic identification | EMPA, LA-ICPMS | JEOL JXA-i SP100 electron probe micro-analyzer equipped with four wavelength-dispersive spectrometers; NWR 193 nm Ar F Excimer laser-ablation system coupled to an iCAP RQ (ICPMS) | Laboratory of Marine Element and Isotope Facilities in Southern Marine Science and Engineering Guangdong Laboratory (Zhuhai, China); Guangzhou Tuoyan Analytical Technology Co., Ltd., Guangzhou, China | EPMA: accelerating voltage of 20 kV, a probe current of 20 nA, and a 5 μm beam. Peak counting time was 10 s for major elements (Zn, S, Fe), and 50 s for other minor elements (Cd, Ga, Ge, In, Au, and Ag). Background counting time was half of the peak counting time on the high- and low-energy background positions. Analytical results were reduced using the ZAF correction routines. LA-ICP-MS mapping: beam size of 15 μm, repetition rate of 10 Hz, depth of ablation around 5 μm. | sphalerite for S and Zn, marcasite for Fe, cadmium for Cd, gallium phosphide for Ga, germanium for Ge, indium phosphide for In, gold for Au, and silver for Ag | [6 empty] | 0.072 | [13 empty] | 0.132 | [21 empty] | 2.736 | [59 empty] | 33.002 | [39 empty] | 64.036 |  |  |  |  | 2024 | Wu, Y., Zheng, Y., Yu, P., Chen, X., Guo, L., Long, L., Hu, Z., Huang, Y., Chen, M., Lu, J., Ouyang, S., Chen, S. (2024). The world-class carbonate-hosted Fankou Zn-Pb deposit in China. Part III. Critical metal Ga is enriched in late stage and low temperature sphalerite. Ore Geology Reviews, 166, 105928. |  | CHN | Guangdong
| Fankou Zn-Pb deposit |  | Basin hydrothermal | Mississippi Valley-type (MVT) | MVT zinc-lead | Zn, Pb | Ga | Zn, Pb, Ga | Wu et al., 2024 |  | 550-95-1-1-3 |  | underground mine |  |  |  |  | ore material | polished section | grab | mineral separate | [5 empty] | mineralisation |  |  |  | sphalerite | [6 empty] | pyrite, galena, chalcopyrite, dolomite, calcite, arsenopyrite, freibergite, pyrargyrite, argentite, goethite, ferrohydrite, anglesite, zincosite | Samples were polished into thin sections and polished mounts for petrographic identification | EMPA, LA-ICPMS | JEOL JXA-i SP100 electron probe micro-analyzer equipped with four wavelength-dispersive spectrometers; NWR 193 nm Ar F Excimer laser-ablation system coupled to an iCAP RQ (ICPMS) | Laboratory of Marine Element and Isotope Facilities in Southern Marine Science and Engineering Guangdong Laboratory (Zhuhai, China); Guangzhou Tuoyan Analytical Technology Co., Ltd., Guangzhou, China | EPMA: accelerating voltage of 20 kV, a probe current of 20 nA, and a 5 μm beam. Peak counting time was 10 s for major elements (Zn, S, Fe), and 50 s for other minor elements (Cd, Ga, Ge, In, Au, and Ag). Background counting time was half of the peak counting time on the high- and low-energy background positions. Analytical results were reduced using the ZAF correction routines. LA-ICP-MS mapping: beam size of 15 μm, repetition rate of 10 Hz, depth of ablation around 5 μm. | sphalerite for S and Zn, marcasite for Fe, cadmium for Cd, gallium phosphide for Ga, germanium for Ge, indium phosphide for In, gold for Au, and silver for Ag | [6 empty] | 0.015 | [13 empty] | 0.182 | [21 empty] | 4.368 | [59 empty] | 33.198 | [39 empty] | 61.404 |  |  |  |  | 2024 | Wu, Y., Zheng, Y., Yu, P., Chen, X., Guo, L., Long, L., Hu, Z., Huang, Y., Chen, M., Lu, J., Ouyang, S., Chen, S. (2024). The world-class carbonate-hosted Fankou Zn-Pb deposit in China. Part III. Critical metal Ga is enriched in late stage and low temperature sphalerite. Ore Geology Reviews, 166, 105928. |  | CHN | Guangdong
| Fankou Zn-Pb deposit |  | Basin hydrothermal | Mississippi Valley-type (MVT) | MVT zinc-lead | Zn, Pb | Ga | Zn, Pb, Ga | Wu et al., 2024 |  | 550-95-1-1-4 |  | underground mine |  |  |  |  | ore material | polished section | grab | mineral separate | [5 empty] | mineralisation |  |  |  | sphalerite | [6 empty] | pyrite, galena, chalcopyrite, dolomite, calcite, arsenopyrite, freibergite, pyrargyrite, argentite, goethite, ferrohydrite, anglesite, zincosite | Samples were polished into thin sections and polished mounts for petrographic identification | EMPA, LA-ICPMS | JEOL JXA-i SP100 electron probe micro-analyzer equipped with four wavelength-dispersive spectrometers; NWR 193 nm Ar F Excimer laser-ablation system coupled to an iCAP RQ (ICPMS) | Laboratory of Marine Element and Isotope Facilities in Southern Marine Science and Engineering Guangdong Laboratory (Zhuhai, China); Guangzhou Tuoyan Analytical Technology Co., Ltd., Guangzhou, China | EPMA: accelerating voltage of 20 kV, a probe current of 20 nA, and a 5 μm beam. Peak counting time was 10 s for major elements (Zn, S, Fe), and 50 s for other minor elements (Cd, Ga, Ge, In, Au, and Ag). Background counting time was half of the peak counting time on the high- and low-energy background positions. Analytical results were reduced using the ZAF correction routines. LA-ICP-MS mapping: beam size of 15 μm, repetition rate of 10 Hz, depth of ablation around 5 μm. | sphalerite for S and Zn, marcasite for Fe, cadmium for Cd, gallium phosphide for Ga, germanium for Ge, indium phosphide for In, gold for Au, and silver for Ag | [20 empty] | 0.116 | [21 empty] | 2.07 | [59 empty] | 32.935 | [39 empty] | 64.121 |  |  |  |  | 2024 | Wu, Y., Zheng, Y., Yu, P., Chen, X., Guo, L., Long, L., Hu, Z., Huang, Y., Chen, M., Lu, J., Ouyang, S., Chen, S. (2024). The world-class carbonate-hosted Fankou Zn-Pb deposit in China. Part III. Critical metal Ga is enriched in late stage and low temperature sphalerite. Ore Geology Reviews, 166, 105928. |  | CHN | Guangdong
| Fankou Zn-Pb deposit |  | Basin hydrothermal | Mississippi Valley-type (MVT) | MVT zinc-lead | Zn, Pb | Ga | Zn, Pb, Ga | Wu et al., 2024 |  | 550-95-1-1-5 |  | underground mine |  |  |  |  | ore material | polished section | grab | mineral separate | [5 empty] | mineralisation |  |  |  | sphalerite | [6 empty] | pyrite, galena, chalcopyrite, dolomite, calcite, arsenopyrite, freibergite, pyrargyrite, argentite, goethite, ferrohydrite, anglesite, zincosite | Samples were polished into thin sections and polished mounts for petrographic identification | EMPA, LA-ICPMS | JEOL JXA-i SP100 electron probe micro-analyzer equipped with four wavelength-dispersive spectrometers; NWR 193 nm Ar F Excimer laser-ablation system coupled to an iCAP RQ (ICPMS) | Laboratory of Marine Element and Isotope Facilities in Southern Marine Science and Engineering Guangdong Laboratory (Zhuhai, China); Guangzhou Tuoyan Analytical Technology Co., Ltd., Guangzhou, China | EPMA: accelerating voltage of 20 kV, a probe current of 20 nA, and a 5 μm beam. Peak counting time was 10 s for major elements (Zn, S, Fe), and 50 s for other minor elements (Cd, Ga, Ge, In, Au, and Ag). Background counting time was half of the peak counting time on the high- and low-energy background positions. Analytical results were reduced using the ZAF correction routines. LA-ICP-MS mapping: beam size of 15 μm, repetition rate of 10 Hz, depth of ablation around 5 μm. | sphalerite for S and Zn, marcasite for Fe, cadmium for Cd, gallium phosphide for Ga, germanium for Ge, indium phosphide for In, gold for Au, and silver for Ag | [20 empty] | 0.077 | [21 empty] | 1.5 | [59 empty] | 33.233 | [39 empty] | 65.016 |  |  |  |  | 2024 | Wu, Y., Zheng, Y., Yu, P., Chen, X., Guo, L., Long, L., Hu, Z., Huang, Y., Chen, M., Lu, J., Ouyang, S., Chen, S. (2024). The world-class carbonate-hosted Fankou Zn-Pb deposit in China. Part III. Critical metal Ga is enriched in late stage and low temperature sphalerite. Ore Geology Reviews, 166, 105928. |  | CHN | Guangdong
| Fankou Zn-Pb deposit |  | Basin hydrothermal | Mississippi Valley-type (MVT) | MVT zinc-lead | Zn, Pb | Ga | Zn, Pb, Ga | Wu et al., 2024 |  | 550-95-1-1-6 |  | underground mine |  |  |  |  | ore material | polished section | grab | mineral separate | [5 empty] | mineralisation |  |  |  | sphalerite | [6 empty] | pyrite, galena, chalcopyrite, dolomite, calcite, arsenopyrite, freibergite, pyrargyrite, argentite, goethite, ferrohydrite, anglesite, zincosite | Samples were polished into thin sections and polished mounts for petrographic identification | EMPA, LA-ICPMS | JEOL JXA-i SP100 electron probe micro-analyzer equipped with four wavelength-dispersive spectrometers; NWR 193 nm Ar F Excimer laser-ablation system coupled to an iCAP RQ (ICPMS) | Laboratory of Marine Element and Isotope Facilities in Southern Marine Science and Engineering Guangdong Laboratory (Zhuhai, China); Guangzhou Tuoyan Analytical Technology Co., Ltd., Guangzhou, China | EPMA: accelerating voltage of 20 kV, a probe current of 20 nA, and a 5 μm beam. Peak counting time was 10 s for major elements (Zn, S, Fe), and 50 s for other minor elements (Cd, Ga, Ge, In, Au, and Ag). Background counting time was half of the peak counting time on the high- and low-energy background positions. Analytical results were reduced using the ZAF correction routines. LA-ICP-MS mapping: beam size of 15 μm, repetition rate of 10 Hz, depth of ablation around 5 μm. | sphalerite for S and Zn, marcasite for Fe, cadmium for Cd, gallium phosphide for Ga, germanium for Ge, indium phosphide for In, gold for Au, and silver for Ag | [20 empty] | 0.146 | [21 empty] | 3.872 | [59 empty] | 32.898 | [39 empty] | 62.126 |  |  |  |  | 2024 | Wu, Y., Zheng, Y., Yu, P., Chen, X., Guo, L., Long, L., Hu, Z., Huang, Y., Chen, M., Lu, J., Ouyang, S., Chen, S. (2024). The world-class carbonate-hosted Fankou Zn-Pb deposit in China. Part III. Critical metal Ga is enriched in late stage and low temperature sphalerite. Ore Geology Reviews, 166, 105928. |  | CHN | Guangdong
| Fankou Zn-Pb deposit |  | Basin hydrothermal | Mississippi Valley-type (MVT) | MVT zinc-lead | Zn, Pb | Ga | Zn, Pb, Ga | Wu et al., 2024 |  | 550-95-1-2-3 |  | underground mine |  |  |  |  | ore material | polished section | grab | mineral separate | [5 empty] | mineralisation |  |  |  | sphalerite | [6 empty] | pyrite, galena, chalcopyrite, dolomite, calcite, arsenopyrite, freibergite, pyrargyrite, argentite, goethite, ferrohydrite, anglesite, zincosite | Samples were polished into thin sections and polished mounts for petrographic identification | EMPA, LA-ICPMS | JEOL JXA-i SP100 electron probe micro-analyzer equipped with four wavelength-dispersive spectrometers; NWR 193 nm Ar F Excimer laser-ablation system coupled to an iCAP RQ (ICPMS) | Laboratory of Marine Element and Isotope Facilities in Southern Marine Science and Engineering Guangdong Laboratory (Zhuhai, China); Guangzhou Tuoyan Analytical Technology Co., Ltd., Guangzhou, China | EPMA: accelerating voltage of 20 kV, a probe current of 20 nA, and a 5 μm beam. Peak counting time was 10 s for major elements (Zn, S, Fe), and 50 s for other minor elements (Cd, Ga, Ge, In, Au, and Ag). Background counting time was half of the peak counting time on the high- and low-energy background positions. Analytical results were reduced using the ZAF correction routines. LA-ICP-MS mapping: beam size of 15 μm, repetition rate of 10 Hz, depth of ablation around 5 μm. | sphalerite for S and Zn, marcasite for Fe, cadmium for Cd, gallium phosphide for Ga, germanium for Ge, indium phosphide for In, gold for Au, and silver for Ag | [6 empty] | 0.016 | [13 empty] | 0.165 | [21 empty] | 0.922 | [13 empty] | 0.011 | [45 empty] | 32.794 | [39 empty] | 65.523 |  |  |  |  | 2024 | Wu, Y., Zheng, Y., Yu, P., Chen, X., Guo, L., Long, L., Hu, Z., Huang, Y., Chen, M., Lu, J., Ouyang, S., Chen, S. (2024). The world-class carbonate-hosted Fankou Zn-Pb deposit in China. Part III. Critical metal Ga is enriched in late stage and low temperature sphalerite. Ore Geology Reviews, 166, 105928. |  | CHN | Guangdong
| Fankou Zn-Pb deposit |  | Basin hydrothermal | Mississippi Valley-type (MVT) | MVT zinc-lead | Zn, Pb | Ga | Zn, Pb, Ga | Wu et al., 2024 |  | 550-95-1-2-4 |  | underground mine |  |  |  |  | ore material | polished section | grab | mineral separate | [5 empty] | mineralisation |  |  |  | sphalerite | [6 empty] | pyrite, galena, chalcopyrite, dolomite, calcite, arsenopyrite, freibergite, pyrargyrite, argentite, goethite, ferrohydrite, anglesite, zincosite | Samples were polished into thin sections and polished mounts for petrographic identification | EMPA, LA-ICPMS | JEOL JXA-i SP100 electron probe micro-analyzer equipped with four wavelength-dispersive spectrometers; NWR 193 nm Ar F Excimer laser-ablation system coupled to an iCAP RQ (ICPMS) | Laboratory of Marine Element and Isotope Facilities in Southern Marine Science and Engineering Guangdong Laboratory (Zhuhai, China); Guangzhou Tuoyan Analytical Technology Co., Ltd., Guangzhou, China | EPMA: accelerating voltage of 20 kV, a probe current of 20 nA, and a 5 μm beam. Peak counting time was 10 s for major elements (Zn, S, Fe), and 50 s for other minor elements (Cd, Ga, Ge, In, Au, and Ag). Background counting time was half of the peak counting time on the high- and low-energy background positions. Analytical results were reduced using the ZAF correction routines. LA-ICP-MS mapping: beam size of 15 μm, repetition rate of 10 Hz, depth of ablation around 5 μm. | sphalerite for S and Zn, marcasite for Fe, cadmium for Cd, gallium phosphide for Ga, germanium for Ge, indium phosphide for In, gold for Au, and silver for Ag | [20 empty] | 0.166 | [21 empty] | 0.797 |  | 0.358 | [11 empty] | 0.013 | [45 empty] | 32.725 | [39 empty] | 64.872 |  |  |  |  | 2024 | Wu, Y., Zheng, Y., Yu, P., Chen, X., Guo, L., Long, L., Hu, Z., Huang, Y., Chen, M., Lu, J., Ouyang, S., Chen, S. (2024). The world-class carbonate-hosted Fankou Zn-Pb deposit in China. Part III. Critical metal Ga is enriched in late stage and low temperature sphalerite. Ore Geology Reviews, 166, 105928. |  | CHN | Guangdong
| Fankou Zn-Pb deposit |  | Basin hydrothermal | Mississippi Valley-type (MVT) | MVT zinc-lead | Zn, Pb | Ga | Zn, Pb, Ga | Wu et al., 2024 |  | 550-95-1-2-5 |  | underground mine |  |  |  |  | ore material | polished section | grab | mineral separate | [5 empty] | mineralisation |  |  |  | sphalerite | [6 empty] | pyrite, galena, chalcopyrite, dolomite, calcite, arsenopyrite, freibergite, pyrargyrite, argentite, goethite, ferrohydrite, anglesite, zincosite | Samples were polished into thin sections and polished mounts for petrographic identification | EMPA, LA-ICPMS | JEOL JXA-i SP100 electron probe micro-analyzer equipped with four wavelength-dispersive spectrometers; NWR 193 nm Ar F Excimer laser-ablation system coupled to an iCAP RQ (ICPMS) | Laboratory of Marine Element and Isotope Facilities in Southern Marine Science and Engineering Guangdong Laboratory (Zhuhai, China); Guangzhou Tuoyan Analytical Technology Co., Ltd., Guangzhou, China | EPMA: accelerating voltage of 20 kV, a probe current of 20 nA, and a 5 μm beam. Peak counting time was 10 s for major elements (Zn, S, Fe), and 50 s for other minor elements (Cd, Ga, Ge, In, Au, and Ag). Background counting time was half of the peak counting time on the high- and low-energy background positions. Analytical results were reduced using the ZAF correction routines. LA-ICP-MS mapping: beam size of 15 μm, repetition rate of 10 Hz, depth of ablation around 5 μm. | sphalerite for S and Zn, marcasite for Fe, cadmium for Cd, gallium phosphide for Ga, germanium for Ge, indium phosphide for In, gold for Au, and silver for Ag | [20 empty] | 0.146 | [21 empty] | 1.257 | [59 empty] | 33.009 | [39 empty] | 65.272 |  |  |  |  | 2024 | Wu, Y., Zheng, Y., Yu, P., Chen, X., Guo, L., Long, L., Hu, Z., Huang, Y., Chen, M., Lu, J., Ouyang, S., Chen, S. (2024). The world-class carbonate-hosted Fankou Zn-Pb deposit in China. Part III. Critical metal Ga is enriched in late stage and low temperature sphalerite. Ore Geology Reviews, 166, 105928. |  | CHN | Guangdong
| Fankou Zn-Pb deposit |  | Basin hydrothermal | Mississippi Valley-type (MVT) | MVT zinc-lead | Zn, Pb | Ga | Zn, Pb, Ga | Wu et al., 2024 |  | 550-95-1-2-6 |  | underground mine |  |  |  |  | ore material | polished section | grab | mineral separate | [5 empty] | mineralisation |  |  |  | sphalerite | [6 empty] | pyrite, galena, chalcopyrite, dolomite, calcite, arsenopyrite, freibergite, pyrargyrite, argentite, goethite, ferrohydrite, anglesite, zincosite | Samples were polished into thin sections and polished mounts for petrographic identification | EMPA, LA-ICPMS | JEOL JXA-i SP100 electron probe micro-analyzer equipped with four wavelength-dispersive spectrometers; NWR 193 nm Ar F Excimer laser-ablation system coupled to an iCAP RQ (ICPMS) | Laboratory of Marine Element and Isotope Facilities in Southern Marine Science and Engineering Guangdong Laboratory (Zhuhai, China); Guangzhou Tuoyan Analytical Technology Co., Ltd., Guangzhou, China | EPMA: accelerating voltage of 20 kV, a probe current of 20 nA, and a 5 μm beam. Peak counting time was 10 s for major elements (Zn, S, Fe), and 50 s for other minor elements (Cd, Ga, Ge, In, Au, and Ag). Background counting time was half of the peak counting time on the high- and low-energy background positions. Analytical results were reduced using the ZAF correction routines. LA-ICP-MS mapping: beam size of 15 μm, repetition rate of 10 Hz, depth of ablation around 5 μm. | sphalerite for S and Zn, marcasite for Fe, cadmium for Cd, gallium phosphide for Ga, germanium for Ge, indium phosphide for In, gold for Au, and silver for Ag | [20 empty] | 0.144 | [21 empty] | 2.321 | [59 empty] | 33.053 | [39 empty] | 63.202 |  |  |  |  | 2024 | Wu, Y., Zheng, Y., Yu, P., Chen, X., Guo, L., Long, L., Hu, Z., Huang, Y., Chen, M., Lu, J., Ouyang, S., Chen, S. (2024). The world-class carbonate-hosted Fankou Zn-Pb deposit in China. Part III. Critical metal Ga is enriched in late stage and low temperature sphalerite. Ore Geology Reviews, 166, 105928. |  | CHN | Guangdong
| Fankou Zn-Pb deposit |  | Basin hydrothermal | Mississippi Valley-type (MVT) | MVT zinc-lead | Zn, Pb | Ga | Zn, Pb, Ga | Wu et al., 2024 |  | 550-111-1-1-2 |  | underground mine |  |  |  |  | ore material | polished section | grab | mineral separate | [5 empty] | mineralisation |  |  |  | sphalerite | [6 empty] | pyrite, galena, chalcopyrite, dolomite, calcite, arsenopyrite, freibergite, pyrargyrite, argentite, goethite, ferrohydrite, anglesite, zincosite | Samples were polished into thin sections and polished mounts for petrographic identification | EMPA, LA-ICPMS | JEOL JXA-i SP100 electron probe micro-analyzer equipped with four wavelength-dispersive spectrometers; NWR 193 nm Ar F Excimer laser-ablation system coupled to an iCAP RQ (ICPMS) | Laboratory of Marine Element and Isotope Facilities in Southern Marine Science and Engineering Guangdong Laboratory (Zhuhai, China); Guangzhou Tuoyan Analytical Technology Co., Ltd., Guangzhou, China | EPMA: accelerating voltage of 20 kV, a probe current of 20 nA, and a 5 μm beam. Peak counting time was 10 s for major elements (Zn, S, Fe), and 50 s for other minor elements (Cd, Ga, Ge, In, Au, and Ag). Background counting time was half of the peak counting time on the high- and low-energy background positions. Analytical results were reduced using the ZAF correction routines. LA-ICP-MS mapping: beam size of 15 μm, repetition rate of 10 Hz, depth of ablation around 5 μm. | sphalerite for S and Zn, marcasite for Fe, cadmium for Cd, gallium phosphide for Ga, germanium for Ge, indium phosphide for In, gold for Au, and silver for Ag | [6 empty] | 0.025 | [13 empty] | 0.156 | [21 empty] | 0.14 | [59 empty] | 32.68 | [39 empty] | 66.312 |  |  |  |  | 2024 | Wu, Y., Zheng, Y., Yu, P., Chen, X., Guo, L., Long, L., Hu, Z., Huang, Y., Chen, M., Lu, J., Ouyang, S., Chen, S. (2024). The world-class carbonate-hosted Fankou Zn-Pb deposit in China. Part III. Critical metal Ga is enriched in late stage and low temperature sphalerite. Ore Geology Reviews, 166, 105928. |  | CHN | Guangdong
| Fankou Zn-Pb deposit |  | Basin hydrothermal | Mississippi Valley-type (MVT) | MVT zinc-lead | Zn, Pb | Ga | Zn, Pb, Ga | Wu et al., 2024 |  | 550-111-1-1-4 |  | underground mine |  |  |  |  | ore material | polished section | grab | mineral separate | [5 empty] | mineralisation |  |  |  | sphalerite | [6 empty] | pyrite, galena, chalcopyrite, dolomite, calcite, arsenopyrite, freibergite, pyrargyrite, argentite, goethite, ferrohydrite, anglesite, zincosite | Samples were polished into thin sections and polished mounts for petrographic identification | EMPA, LA-ICPMS | JEOL JXA-i SP100 electron probe micro-analyzer equipped with four wavelength-dispersive spectrometers; NWR 193 nm Ar F Excimer laser-ablation system coupled to an iCAP RQ (ICPMS) | Laboratory of Marine Element and Isotope Facilities in Southern Marine Science and Engineering Guangdong Laboratory (Zhuhai, China); Guangzhou Tuoyan Analytical Technology Co., Ltd., Guangzhou, China | EPMA: accelerating voltage of 20 kV, a probe current of 20 nA, and a 5 μm beam. Peak counting time was 10 s for major elements (Zn, S, Fe), and 50 s for other minor elements (Cd, Ga, Ge, In, Au, and Ag). Background counting time was half of the peak counting time on the high- and low-energy background positions. Analytical results were reduced using the ZAF correction routines. LA-ICP-MS mapping: beam size of 15 μm, repetition rate of 10 Hz, depth of ablation around 5 μm. | sphalerite for S and Zn, marcasite for Fe, cadmium for Cd, gallium phosphide for Ga, germanium for Ge, indium phosphide for In, gold for Au, and silver for Ag | [20 empty] | 0.152 | [21 empty] | 0.214 | [13 empty] | 0.021 | [45 empty] | 32.818 | [39 empty] | 66.468 |  |  |  |  | 2024 | Wu, Y., Zheng, Y., Yu, P., Chen, X., Guo, L., Long, L., Hu, Z., Huang, Y., Chen, M., Lu, J., Ouyang, S., Chen, S. (2024). The world-class carbonate-hosted Fankou Zn-Pb deposit in China. Part III. Critical metal Ga is enriched in late stage and low temperature sphalerite. Ore Geology Reviews, 166, 105928. |  | CHN | Guangdong
| Fankou Zn-Pb deposit |  | Basin hydrothermal | Mississippi Valley-type (MVT) | MVT zinc-lead | Zn, Pb | Ga | Zn, Pb, Ga | Wu et al., 2024 |  | 550-111-1-1-7 |  | underground mine |  |  |  |  | ore material | polished section | grab | mineral separate | [5 empty] | mineralisation |  |  |  | sphalerite | [6 empty] | pyrite, galena, chalcopyrite, dolomite, calcite, arsenopyrite, freibergite, pyrargyrite, argentite, goethite, ferrohydrite, anglesite, zincosite | Samples were polished into thin sections and polished mounts for petrographic identification | EMPA, LA-ICPMS | JEOL JXA-i SP100 electron probe micro-analyzer equipped with four wavelength-dispersive spectrometers; NWR 193 nm Ar F Excimer laser-ablation system coupled to an iCAP RQ (ICPMS) | Laboratory of Marine Element and Isotope Facilities in Southern Marine Science and Engineering Guangdong Laboratory (Zhuhai, China); Guangzhou Tuoyan Analytical Technology Co., Ltd., Guangzhou, China | EPMA: accelerating voltage of 20 kV, a probe current of 20 nA, and a 5 μm beam. Peak counting time was 10 s for major elements (Zn, S, Fe), and 50 s for other minor elements (Cd, Ga, Ge, In, Au, and Ag). Background counting time was half of the peak counting time on the high- and low-energy background positions. Analytical results were reduced using the ZAF correction routines. LA-ICP-MS mapping: beam size of 15 μm, repetition rate of 10 Hz, depth of ablation around 5 μm. | sphalerite for S and Zn, marcasite for Fe, cadmium for Cd, gallium phosphide for Ga, germanium for Ge, indium phosphide for In, gold for Au, and silver for Ag | [20 empty] | 0.144 | [21 empty] | 0.151 | [13 empty] | 0.019 | [45 empty] | 33.087 | [39 empty] | 66.629 |  |  |  |  | 2024 | Wu, Y., Zheng, Y., Yu, P., Chen, X., Guo, L., Long, L., Hu, Z., Huang, Y., Chen, M., Lu, J., Ouyang, S., Chen, S. (2024). The world-class carbonate-hosted Fankou Zn-Pb deposit in China. Part III. Critical metal Ga is enriched in late stage and low temperature sphalerite. Ore Geology Reviews, 166, 105928. |  | CHN | Guangdong
| Fankou Zn-Pb deposit |  | Basin hydrothermal | Mississippi Valley-type (MVT) | MVT zinc-lead | Zn, Pb | Ga | Zn, Pb, Ga | Wu et al., 2024 |  | 550-51-1-1-1 |  | underground mine |  |  |  |  | ore material | polished section | grab | mineral separate | [5 empty] | mineralisation |  |  |  | sphalerite | [6 empty] | pyrite, galena, chalcopyrite, dolomite, calcite, arsenopyrite, freibergite, pyrargyrite, argentite, goethite, ferrohydrite, anglesite, zincosite | Samples were polished into thin sections and polished mounts for petrographic identification | EMPA, LA-ICPMS | JEOL JXA-i SP100 electron probe micro-analyzer equipped with four wavelength-dispersive spectrometers; NWR 193 nm Ar F Excimer laser-ablation system coupled to an iCAP RQ (ICPMS) | Laboratory of Marine Element and Isotope Facilities in Southern Marine Science and Engineering Guangdong Laboratory (Zhuhai, China); Guangzhou Tuoyan Analytical Technology Co., Ltd., Guangzhou, China | EPMA: accelerating voltage of 20 kV, a probe current of 20 nA, and a 5 μm beam. Peak counting time was 10 s for major elements (Zn, S, Fe), and 50 s for other minor elements (Cd, Ga, Ge, In, Au, and Ag). Background counting time was half of the peak counting time on the high- and low-energy background positions. Analytical results were reduced using the ZAF correction routines. LA-ICP-MS mapping: beam size of 15 μm, repetition rate of 10 Hz, depth of ablation around 5 μm. | sphalerite for S and Zn, marcasite for Fe, cadmium for Cd, gallium phosphide for Ga, germanium for Ge, indium phosphide for In, gold for Au, and silver for Ag | [20 empty] | 0.185 | [21 empty] | 0.522 |  | 0.461 | [57 empty] | 33.116 | [39 empty] | 64.628 |  |  |  |  | 2024 | Wu, Y., Zheng, Y., Yu, P., Chen, X., Guo, L., Long, L., Hu, Z., Huang, Y., Chen, M., Lu, J., Ouyang, S., Chen, S. (2024). The world-class carbonate-hosted Fankou Zn-Pb deposit in China. Part III. Critical metal Ga is enriched in late stage and low temperature sphalerite. Ore Geology Reviews, 166, 105928. |  | CHN | Guangdong
| Fankou Zn-Pb deposit |  | Basin hydrothermal | Mississippi Valley-type (MVT) | MVT zinc-lead | Zn, Pb | Ga | Zn, Pb, Ga | Wu et al., 2024 |  | 550-51-1-1-2 |  | underground mine |  |  |  |  | ore material | polished section | grab | mineral separate | [5 empty] | mineralisation |  |  |  | sphalerite | [6 empty] | pyrite, galena, chalcopyrite, dolomite, calcite, arsenopyrite, freibergite, pyrargyrite, argentite, goethite, ferrohydrite, anglesite, zincosite | Samples were polished into thin sections and polished mounts for petrographic identification | EMPA, LA-ICPMS | JEOL JXA-i SP100 electron probe micro-analyzer equipped with four wavelength-dispersive spectrometers; NWR 193 nm Ar F Excimer laser-ablation system coupled to an iCAP RQ (ICPMS) | Laboratory of Marine Element and Isotope Facilities in Southern Marine Science and Engineering Guangdong Laboratory (Zhuhai, China); Guangzhou Tuoyan Analytical Technology Co., Ltd., Guangzhou, China | EPMA: accelerating voltage of 20 kV, a probe current of 20 nA, and a 5 μm beam. Peak counting time was 10 s for major elements (Zn, S, Fe), and 50 s for other minor elements (Cd, Ga, Ge, In, Au, and Ag). Background counting time was half of the peak counting time on the high- and low-energy background positions. Analytical results were reduced using the ZAF correction routines. LA-ICP-MS mapping: beam size of 15 μm, repetition rate of 10 Hz, depth of ablation around 5 μm. | sphalerite for S and Zn, marcasite for Fe, cadmium for Cd, gallium phosphide for Ga, germanium for Ge, indium phosphide for In, gold for Au, and silver for Ag | [20 empty] | 0.186 | [21 empty] | 0.52 | [59 empty] | 32.715 | [39 empty] | 64.673 |  |  |  |  | 2024 | Wu, Y., Zheng, Y., Yu, P., Chen, X., Guo, L., Long, L., Hu, Z., Huang, Y., Chen, M., Lu, J., Ouyang, S., Chen, S. (2024). The world-class carbonate-hosted Fankou Zn-Pb deposit in China. Part III. Critical metal Ga is enriched in late stage and low temperature sphalerite. Ore Geology Reviews, 166, 105928. |  | CHN | Guangdong
| Fankou Zn-Pb deposit |  | Basin hydrothermal | Mississippi Valley-type (MVT) | MVT zinc-lead | Zn, Pb | Ga | Zn, Pb, Ga | Wu et al., 2024 |  | 550-51-1-1-3 |  | underground mine |  |  |  |  | ore material | polished section | grab | mineral separate | [5 empty] | mineralisation |  |  |  | sphalerite | [6 empty] | pyrite, galena, chalcopyrite, dolomite, calcite, arsenopyrite, freibergite, pyrargyrite, argentite, goethite, ferrohydrite, anglesite, zincosite | Samples were polished into thin sections and polished mounts for petrographic identification | EMPA, LA-ICPMS | JEOL JXA-i SP100 electron probe micro-analyzer equipped with four wavelength-dispersive spectrometers; NWR 193 nm Ar F Excimer laser-ablation system coupled to an iCAP RQ (ICPMS) | Laboratory of Marine Element and Isotope Facilities in Southern Marine Science and Engineering Guangdong Laboratory (Zhuhai, China); Guangzhou Tuoyan Analytical Technology Co., Ltd., Guangzhou, China | EPMA: accelerating voltage of 20 kV, a probe current of 20 nA, and a 5 μm beam. Peak counting time was 10 s for major elements (Zn, S, Fe), and 50 s for other minor elements (Cd, Ga, Ge, In, Au, and Ag). Background counting time was half of the peak counting time on the high- and low-energy background positions. Analytical results were reduced using the ZAF correction routines. LA-ICP-MS mapping: beam size of 15 μm, repetition rate of 10 Hz, depth of ablation around 5 μm. | sphalerite for S and Zn, marcasite for Fe, cadmium for Cd, gallium phosphide for Ga, germanium for Ge, indium phosphide for In, gold for Au, and silver for Ag | [6 empty] | 0.022 | [13 empty] | 0.154 | [21 empty] | 0.453 | [13 empty] | 0.022 | [45 empty] | 32.718 | [39 empty] | 65.271 |  |  |  |  | 2024 | Wu, Y., Zheng, Y., Yu, P., Chen, X., Guo, L., Long, L., Hu, Z., Huang, Y., Chen, M., Lu, J., Ouyang, S., Chen, S. (2024). The world-class carbonate-hosted Fankou Zn-Pb deposit in China. Part III. Critical metal Ga is enriched in late stage and low temperature sphalerite. Ore Geology Reviews, 166, 105928. |  | CHN | Guangdong
| Fankou Zn-Pb deposit |  | Basin hydrothermal | Mississippi Valley-type (MVT) | MVT zinc-lead | Zn, Pb | Ga | Zn, Pb, Ga | Wu et al., 2024 |  | 550-51-1-1-4 |  | underground mine |  |  |  |  | ore material | polished section | grab | mineral separate | [5 empty] | mineralisation |  |  |  | sphalerite | [6 empty] | pyrite, galena, chalcopyrite, dolomite, calcite, arsenopyrite, freibergite, pyrargyrite, argentite, goethite, ferrohydrite, anglesite, zincosite | Samples were polished into thin sections and polished mounts for petrographic identification | EMPA, LA-ICPMS | JEOL JXA-i SP100 electron probe micro-analyzer equipped with four wavelength-dispersive spectrometers; NWR 193 nm Ar F Excimer laser-ablation system coupled to an iCAP RQ (ICPMS) | Laboratory of Marine Element and Isotope Facilities in Southern Marine Science and Engineering Guangdong Laboratory (Zhuhai, China); Guangzhou Tuoyan Analytical Technology Co., Ltd., Guangzhou, China | EPMA: accelerating voltage of 20 kV, a probe current of 20 nA, and a 5 μm beam. Peak counting time was 10 s for major elements (Zn, S, Fe), and 50 s for other minor elements (Cd, Ga, Ge, In, Au, and Ag). Background counting time was half of the peak counting time on the high- and low-energy background positions. Analytical results were reduced using the ZAF correction routines. LA-ICP-MS mapping: beam size of 15 μm, repetition rate of 10 Hz, depth of ablation around 5 μm. | sphalerite for S and Zn, marcasite for Fe, cadmium for Cd, gallium phosphide for Ga, germanium for Ge, indium phosphide for In, gold for Au, and silver for Ag | [20 empty] | 0.163 | [21 empty] | 0.496 | [59 empty] | 32.971 | [39 empty] | 65.681 |  |  |  |  | 2024 | Wu, Y., Zheng, Y., Yu, P., Chen, X., Guo, L., Long, L., Hu, Z., Huang, Y., Chen, M., Lu, J., Ouyang, S., Chen, S. (2024). The world-class carbonate-hosted Fankou Zn-Pb deposit in China. Part III. Critical metal Ga is enriched in late stage and low temperature sphalerite. Ore Geology Reviews, 166, 105928. |  | CHN | Guangdong
| Fankou Zn-Pb deposit |  | Basin hydrothermal | Mississippi Valley-type (MVT) | MVT zinc-lead | Zn, Pb | Ga | Zn, Pb, Ga | Wu et al., 2024 |  | 550-51-1-1-5 |  | underground mine |  |  |  |  | ore material | polished section | grab | mineral separate | [5 empty] | mineralisation |  |  |  | sphalerite | [6 empty] | pyrite, galena, chalcopyrite, dolomite, calcite, arsenopyrite, freibergite, pyrargyrite, argentite, goethite, ferrohydrite, anglesite, zincosite | Samples were polished into thin sections and polished mounts for petrographic identification | EMPA, LA-ICPMS | JEOL JXA-i SP100 electron probe micro-analyzer equipped with four wavelength-dispersive spectrometers; NWR 193 nm Ar F Excimer laser-ablation system coupled to an iCAP RQ (ICPMS) | Laboratory of Marine Element and Isotope Facilities in Southern Marine Science and Engineering Guangdong Laboratory (Zhuhai, China); Guangzhou Tuoyan Analytical Technology Co., Ltd., Guangzhou, China | EPMA: accelerating voltage of 20 kV, a probe current of 20 nA, and a 5 μm beam. Peak counting time was 10 s for major elements (Zn, S, Fe), and 50 s for other minor elements (Cd, Ga, Ge, In, Au, and Ag). Background counting time was half of the peak counting time on the high- and low-energy background positions. Analytical results were reduced using the ZAF correction routines. LA-ICP-MS mapping: beam size of 15 μm, repetition rate of 10 Hz, depth of ablation around 5 μm. | sphalerite for S and Zn, marcasite for Fe, cadmium for Cd, gallium phosphide for Ga, germanium for Ge, indium phosphide for In, gold for Au, and silver for Ag | [20 empty] | 0.182 | [21 empty] | 0.475 | [59 empty] | 32.798 | [39 empty] | 65.691 |  |  |  |  | 2024 | Wu, Y., Zheng, Y., Yu, P., Chen, X., Guo, L., Long, L., Hu, Z., Huang, Y., Chen, M., Lu, J., Ouyang, S., Chen, S. (2024). The world-class carbonate-hosted Fankou Zn-Pb deposit in China. Part III. Critical metal Ga is enriched in late stage and low temperature sphalerite. Ore Geology Reviews, 166, 105928. |  | CHN | Guangdong
| Fankou Zn-Pb deposit |  | Basin hydrothermal | Mississippi Valley-type (MVT) | MVT zinc-lead | Zn, Pb | Ga | Zn, Pb, Ga | Wu et al., 2024 |  | 550-51-1-1-6 |  | underground mine |  |  |  |  | ore material | polished section | grab | mineral separate | [5 empty] | mineralisation |  |  |  | sphalerite | [6 empty] | pyrite, galena, chalcopyrite, dolomite, calcite, arsenopyrite, freibergite, pyrargyrite, argentite, goethite, ferrohydrite, anglesite, zincosite | Samples were polished into thin sections and polished mounts for petrographic identification | EMPA, LA-ICPMS | JEOL JXA-i SP100 electron probe micro-analyzer equipped with four wavelength-dispersive spectrometers; NWR 193 nm Ar F Excimer laser-ablation system coupled to an iCAP RQ (ICPMS) | Laboratory of Marine Element and Isotope Facilities in Southern Marine Science and Engineering Guangdong Laboratory (Zhuhai, China); Guangzhou Tuoyan Analytical Technology Co., Ltd., Guangzhou, China | EPMA: accelerating voltage of 20 kV, a probe current of 20 nA, and a 5 μm beam. Peak counting time was 10 s for major elements (Zn, S, Fe), and 50 s for other minor elements (Cd, Ga, Ge, In, Au, and Ag). Background counting time was half of the peak counting time on the high- and low-energy background positions. Analytical results were reduced using the ZAF correction routines. LA-ICP-MS mapping: beam size of 15 μm, repetition rate of 10 Hz, depth of ablation around 5 μm. | sphalerite for S and Zn, marcasite for Fe, cadmium for Cd, gallium phosphide for Ga, germanium for Ge, indium phosphide for In, gold for Au, and silver for Ag | [20 empty] | 0.146 | [21 empty] | 0.507 |  | 0.277 | [57 empty] | 32.82 | [39 empty] | 64.517 |  |  |  |  | 2024 | Wu, Y., Zheng, Y., Yu, P., Chen, X., Guo, L., Long, L., Hu, Z., Huang, Y., Chen, M., Lu, J., Ouyang, S., Chen, S. (2024). The world-class carbonate-hosted Fankou Zn-Pb deposit in China. Part III. Critical metal Ga is enriched in late stage and low temperature sphalerite. Ore Geology Reviews, 166, 105928. |  | CHN | Guangdong
| Fankou Zn-Pb deposit |  | Basin hydrothermal | Mississippi Valley-type (MVT) | MVT zinc-lead | Zn, Pb | Ga | Zn, Pb, Ga | Wu et al., 2024 |  | 550-51-1-2-1 |  | underground mine |  |  |  |  | ore material | polished section | grab | mineral separate | [5 empty] | mineralisation |  |  |  | sphalerite | [6 empty] | pyrite, galena, chalcopyrite, dolomite, calcite, arsenopyrite, freibergite, pyrargyrite, argentite, goethite, ferrohydrite, anglesite, zincosite | Samples were polished into thin sections and polished mounts for petrographic identification | EMPA, LA-ICPMS | JEOL JXA-i SP100 electron probe micro-analyzer equipped with four wavelength-dispersive spectrometers; NWR 193 nm Ar F Excimer laser-ablation system coupled to an iCAP RQ (ICPMS) | Laboratory of Marine Element and Isotope Facilities in Southern Marine Science and Engineering Guangdong Laboratory (Zhuhai, China); Guangzhou Tuoyan Analytical Technology Co., Ltd., Guangzhou, China | EPMA: accelerating voltage of 20 kV, a probe current of 20 nA, and a 5 μm beam. Peak counting time was 10 s for major elements (Zn, S, Fe), and 50 s for other minor elements (Cd, Ga, Ge, In, Au, and Ag). Background counting time was half of the peak counting time on the high- and low-energy background positions. Analytical results were reduced using the ZAF correction routines. LA-ICP-MS mapping: beam size of 15 μm, repetition rate of 10 Hz, depth of ablation around 5 μm. | sphalerite for S and Zn, marcasite for Fe, cadmium for Cd, gallium phosphide for Ga, germanium for Ge, indium phosphide for In, gold for Au, and silver for Ag | [6 empty] | 0.022 | [13 empty] | 0.166 | [21 empty] | 0.524 | [13 empty] | 0.013 | [45 empty] | 33.05 | [39 empty] | 65.194 |  |  |  |  | 2024 | Wu, Y., Zheng, Y., Yu, P., Chen, X., Guo, L., Long, L., Hu, Z., Huang, Y., Chen, M., Lu, J., Ouyang, S., Chen, S. (2024). The world-class carbonate-hosted Fankou Zn-Pb deposit in China. Part III. Critical metal Ga is enriched in late stage and low temperature sphalerite. Ore Geology Reviews, 166, 105928. |  | CHN | Guangdong
| Fankou Zn-Pb deposit |  | Basin hydrothermal | Mississippi Valley-type (MVT) | MVT zinc-lead | Zn, Pb | Ga | Zn, Pb, Ga | Wu et al., 2024 |  | 550-51-1-2-2 |  | underground mine |  |  |  |  | ore material | polished section | grab | mineral separate | [5 empty] | mineralisation |  |  |  | sphalerite | [6 empty] | pyrite, galena, chalcopyrite, dolomite, calcite, arsenopyrite, freibergite, pyrargyrite, argentite, goethite, ferrohydrite, anglesite, zincosite | Samples were polished into thin sections and polished mounts for petrographic identification | EMPA, LA-ICPMS | JEOL JXA-i SP100 electron probe micro-analyzer equipped with four wavelength-dispersive spectrometers; NWR 193 nm Ar F Excimer laser-ablation system coupled to an iCAP RQ (ICPMS) | Laboratory of Marine Element and Isotope Facilities in Southern Marine Science and Engineering Guangdong Laboratory (Zhuhai, China); Guangzhou Tuoyan Analytical Technology Co., Ltd., Guangzhou, China | EPMA: accelerating voltage of 20 kV, a probe current of 20 nA, and a 5 μm beam. Peak counting time was 10 s for major elements (Zn, S, Fe), and 50 s for other minor elements (Cd, Ga, Ge, In, Au, and Ag). Background counting time was half of the peak counting time on the high- and low-energy background positions. Analytical results were reduced using the ZAF correction routines. LA-ICP-MS mapping: beam size of 15 μm, repetition rate of 10 Hz, depth of ablation around 5 μm. | sphalerite for S and Zn, marcasite for Fe, cadmium for Cd, gallium phosphide for Ga, germanium for Ge, indium phosphide for In, gold for Au, and silver for Ag | [6 empty] | 0.028 | [13 empty] | 0.172 | [21 empty] | 0.513 | [13 empty] | 0.016 | [45 empty] | 33.056 | [39 empty] | 65.014 |  |  |  |  | 2024 | Wu, Y., Zheng, Y., Yu, P., Chen, X., Guo, L., Long, L., Hu, Z., Huang, Y., Chen, M., Lu, J., Ouyang, S., Chen, S. (2024). The world-class carbonate-hosted Fankou Zn-Pb deposit in China. Part III. Critical metal Ga is enriched in late stage and low temperature sphalerite. Ore Geology Reviews, 166, 105928. |  | CHN | Guangdong
| Fankou Zn-Pb deposit |  | Basin hydrothermal | Mississippi Valley-type (MVT) | MVT zinc-lead | Zn, Pb | Ga | Zn, Pb, Ga | Wu et al., 2024 |  | 550-51-1-2-3 |  | underground mine |  |  |  |  | ore material | polished section | grab | mineral separate | [5 empty] | mineralisation |  |  |  | sphalerite | [6 empty] | pyrite, galena, chalcopyrite, dolomite, calcite, arsenopyrite, freibergite, pyrargyrite, argentite, goethite, ferrohydrite, anglesite, zincosite | Samples were polished into thin sections and polished mounts for petrographic identification | EMPA, LA-ICPMS | JEOL JXA-i SP100 electron probe micro-analyzer equipped with four wavelength-dispersive spectrometers; NWR 193 nm Ar F Excimer laser-ablation system coupled to an iCAP RQ (ICPMS) | Laboratory of Marine Element and Isotope Facilities in Southern Marine Science and Engineering Guangdong Laboratory (Zhuhai, China); Guangzhou Tuoyan Analytical Technology Co., Ltd., Guangzhou, China | EPMA: accelerating voltage of 20 kV, a probe current of 20 nA, and a 5 μm beam. Peak counting time was 10 s for major elements (Zn, S, Fe), and 50 s for other minor elements (Cd, Ga, Ge, In, Au, and Ag). Background counting time was half of the peak counting time on the high- and low-energy background positions. Analytical results were reduced using the ZAF correction routines. LA-ICP-MS mapping: beam size of 15 μm, repetition rate of 10 Hz, depth of ablation around 5 μm. | sphalerite for S and Zn, marcasite for Fe, cadmium for Cd, gallium phosphide for Ga, germanium for Ge, indium phosphide for In, gold for Au, and silver for Ag | [20 empty] | 0.177 | [21 empty] | 0.448 | [59 empty] | 32.64 | [39 empty] | 65.688 |  |  |  |  | 2024 | Wu, Y., Zheng, Y., Yu, P., Chen, X., Guo, L., Long, L., Hu, Z., Huang, Y., Chen, M., Lu, J., Ouyang, S., Chen, S. (2024). The world-class carbonate-hosted Fankou Zn-Pb deposit in China. Part III. Critical metal Ga is enriched in late stage and low temperature sphalerite. Ore Geology Reviews, 166, 105928. |  | CHN | Guangdong
| Fankou Zn-Pb deposit |  | Basin hydrothermal | Mississippi Valley-type (MVT) | MVT zinc-lead | Zn, Pb | Ga | Zn, Pb, Ga | Wu et al., 2024 |  | 550-51-1-2-4 |  | underground mine |  |  |  |  | ore material | polished section | grab | mineral separate | [5 empty] | mineralisation |  |  |  | sphalerite | [6 empty] | pyrite, galena, chalcopyrite, dolomite, calcite, arsenopyrite, freibergite, pyrargyrite, argentite, goethite, ferrohydrite, anglesite, zincosite | Samples were polished into thin sections and polished mounts for petrographic identification | EMPA, LA-ICPMS | JEOL JXA-i SP100 electron probe micro-analyzer equipped with four wavelength-dispersive spectrometers; NWR 193 nm Ar F Excimer laser-ablation system coupled to an iCAP RQ (ICPMS) | Laboratory of Marine Element and Isotope Facilities in Southern Marine Science and Engineering Guangdong Laboratory (Zhuhai, China); Guangzhou Tuoyan Analytical Technology Co., Ltd., Guangzhou, China | EPMA: accelerating voltage of 20 kV, a probe current of 20 nA, and a 5 μm beam. Peak counting time was 10 s for major elements (Zn, S, Fe), and 50 s for other minor elements (Cd, Ga, Ge, In, Au, and Ag). Background counting time was half of the peak counting time on the high- and low-energy background positions. Analytical results were reduced using the ZAF correction routines. LA-ICP-MS mapping: beam size of 15 μm, repetition rate of 10 Hz, depth of ablation around 5 μm. | sphalerite for S and Zn, marcasite for Fe, cadmium for Cd, gallium phosphide for Ga, germanium for Ge, indium phosphide for In, gold for Au, and silver for Ag | [6 empty] | 0.016 | [13 empty] | 0.156 | [21 empty] | 0.5 | [59 empty] | 33.05 | [39 empty] | 65.607 |  |  |  |  | 2024 | Wu, Y., Zheng, Y., Yu, P., Chen, X., Guo, L., Long, L., Hu, Z., Huang, Y., Chen, M., Lu, J., Ouyang, S., Chen, S. (2024). The world-class carbonate-hosted Fankou Zn-Pb deposit in China. Part III. Critical metal Ga is enriched in late stage and low temperature sphalerite. Ore Geology Reviews, 166, 105928. |  | CHN | Guangdong
| Fankou Zn-Pb deposit |  | Basin hydrothermal | Mississippi Valley-type (MVT) | MVT zinc-lead | Zn, Pb | Ga | Zn, Pb, Ga | Wu et al., 2024 |  | 550-51-1-2-5 |  | underground mine |  |  |  |  | ore material | polished section | grab | mineral separate | [5 empty] | mineralisation |  |  |  | sphalerite | [6 empty] | pyrite, galena, chalcopyrite, dolomite, calcite, arsenopyrite, freibergite, pyrargyrite, argentite, goethite, ferrohydrite, anglesite, zincosite | Samples were polished into thin sections and polished mounts for petrographic identification | EMPA, LA-ICPMS | JEOL JXA-i SP100 electron probe micro-analyzer equipped with four wavelength-dispersive spectrometers; NWR 193 nm Ar F Excimer laser-ablation system coupled to an iCAP RQ (ICPMS) | Laboratory of Marine Element and Isotope Facilities in Southern Marine Science and Engineering Guangdong Laboratory (Zhuhai, China); Guangzhou Tuoyan Analytical Technology Co., Ltd., Guangzhou, China | EPMA: accelerating voltage of 20 kV, a probe current of 20 nA, and a 5 μm beam. Peak counting time was 10 s for major elements (Zn, S, Fe), and 50 s for other minor elements (Cd, Ga, Ge, In, Au, and Ag). Background counting time was half of the peak counting time on the high- and low-energy background positions. Analytical results were reduced using the ZAF correction routines. LA-ICP-MS mapping: beam size of 15 μm, repetition rate of 10 Hz, depth of ablation around 5 μm. | sphalerite for S and Zn, marcasite for Fe, cadmium for Cd, gallium phosphide for Ga, germanium for Ge, indium phosphide for In, gold for Au, and silver for Ag | [20 empty] | 0.166 | [21 empty] | 0.474 | [59 empty] | 32.835 | [39 empty] | 65.638 |  |  |  |  | 2024 | Wu, Y., Zheng, Y., Yu, P., Chen, X., Guo, L., Long, L., Hu, Z., Huang, Y., Chen, M., Lu, J., Ouyang, S., Chen, S. (2024). The world-class carbonate-hosted Fankou Zn-Pb deposit in China. Part III. Critical metal Ga is enriched in late stage and low temperature sphalerite. Ore Geology Reviews, 166, 105928. |  | CHN | Guangdong
| Fankou Zn-Pb deposit |  | Basin hydrothermal | Mississippi Valley-type (MVT) | MVT zinc-lead | Zn, Pb | Ga | Zn, Pb, Ga | Wu et al., 2024 |  | 550-51-1-2-6 |  | underground mine |  |  |  |  | ore material | polished section | grab | mineral separate | [5 empty] | mineralisation |  |  |  | sphalerite | [6 empty] | pyrite, galena, chalcopyrite, dolomite, calcite, arsenopyrite, freibergite, pyrargyrite, argentite, goethite, ferrohydrite, anglesite, zincosite | Samples were polished into thin sections and polished mounts for petrographic identification | EMPA, LA-ICPMS | JEOL JXA-i SP100 electron probe micro-analyzer equipped with four wavelength-dispersive spectrometers; NWR 193 nm Ar F Excimer laser-ablation system coupled to an iCAP RQ (ICPMS) | Laboratory of Marine Element and Isotope Facilities in Southern Marine Science and Engineering Guangdong Laboratory (Zhuhai, China); Guangzhou Tuoyan Analytical Technology Co., Ltd., Guangzhou, China | EPMA: accelerating voltage of 20 kV, a probe current of 20 nA, and a 5 μm beam. Peak counting time was 10 s for major elements (Zn, S, Fe), and 50 s for other minor elements (Cd, Ga, Ge, In, Au, and Ag). Background counting time was half of the peak counting time on the high- and low-energy background positions. Analytical results were reduced using the ZAF correction routines. LA-ICP-MS mapping: beam size of 15 μm, repetition rate of 10 Hz, depth of ablation around 5 μm. | sphalerite for S and Zn, marcasite for Fe, cadmium for Cd, gallium phosphide for Ga, germanium for Ge, indium phosphide for In, gold for Au, and silver for Ag | [6 empty] | 0.022 | [13 empty] | 0.188 | [21 empty] | 0.451 | [59 empty] | 32.611 | [39 empty] | 65.788 |  |  |  |  | 2024 | Wu, Y., Zheng, Y., Yu, P., Chen, X., Guo, L., Long, L., Hu, Z., Huang, Y., Chen, M., Lu, J., Ouyang, S., Chen, S. (2024). The world-class carbonate-hosted Fankou Zn-Pb deposit in China. Part III. Critical metal Ga is enriched in late stage and low temperature sphalerite. Ore Geology Reviews, 166, 105928. |  | CHN | Guangdong
| Fankou Zn-Pb deposit |  | Basin hydrothermal | Mississippi Valley-type (MVT) | MVT zinc-lead | Zn, Pb | Ga | Zn, Pb, Ga | Wu et al., 2024 |  | 550-51-1-2-7 |  | underground mine |  |  |  |  | ore material | polished section | grab | mineral separate | [5 empty] | mineralisation |  |  |  | sphalerite | [6 empty] | pyrite, galena, chalcopyrite, dolomite, calcite, arsenopyrite, freibergite, pyrargyrite, argentite, goethite, ferrohydrite, anglesite, zincosite | Samples were polished into thin sections and polished mounts for petrographic identification | EMPA, LA-ICPMS | JEOL JXA-i SP100 electron probe micro-analyzer equipped with four wavelength-dispersive spectrometers; NWR 193 nm Ar F Excimer laser-ablation system coupled to an iCAP RQ (ICPMS) | Laboratory of Marine Element and Isotope Facilities in Southern Marine Science and Engineering Guangdong Laboratory (Zhuhai, China); Guangzhou Tuoyan Analytical Technology Co., Ltd., Guangzhou, China | EPMA: accelerating voltage of 20 kV, a probe current of 20 nA, and a 5 μm beam. Peak counting time was 10 s for major elements (Zn, S, Fe), and 50 s for other minor elements (Cd, Ga, Ge, In, Au, and Ag). Background counting time was half of the peak counting time on the high- and low-energy background positions. Analytical results were reduced using the ZAF correction routines. LA-ICP-MS mapping: beam size of 15 μm, repetition rate of 10 Hz, depth of ablation around 5 μm. | sphalerite for S and Zn, marcasite for Fe, cadmium for Cd, gallium phosphide for Ga, germanium for Ge, indium phosphide for In, gold for Au, and silver for Ag | [6 empty] | 0.037 | [13 empty] | 0.153 | [21 empty] | 0.387 | [59 empty] | 32.851 | [39 empty] | 65.853 |  |  |  |  | 2024 | Wu, Y., Zheng, Y., Yu, P., Chen, X., Guo, L., Long, L., Hu, Z., Huang, Y., Chen, M., Lu, J., Ouyang, S., Chen, S. (2024). The world-class carbonate-hosted Fankou Zn-Pb deposit in China. Part III. Critical metal Ga is enriched in late stage and low temperature sphalerite. Ore Geology Reviews, 166, 105928. |  | CHN | Guangdong
| Fankou Zn-Pb deposit |  | Basin hydrothermal | Mississippi Valley-type (MVT) | MVT zinc-lead | Zn, Pb | Ga | Zn, Pb, Ga | Wu et al., 2024 |  | 600-170-1-1-1 |  | underground mine |  |  |  |  | ore material | polished section | grab | mineral separate | [5 empty] | mineralisation |  |  |  | sphalerite | [6 empty] | pyrite, galena, chalcopyrite, dolomite, calcite, arsenopyrite, freibergite, pyrargyrite, argentite, goethite, ferrohydrite, anglesite, zincosite | Samples were polished into thin sections and polished mounts for petrographic identification | EMPA, LA-ICPMS | JEOL JXA-i SP100 electron probe micro-analyzer equipped with four wavelength-dispersive spectrometers; NWR 193 nm Ar F Excimer laser-ablation system coupled to an iCAP RQ (ICPMS) | Laboratory of Marine Element and Isotope Facilities in Southern Marine Science and Engineering Guangdong Laboratory (Zhuhai, China); Guangzhou Tuoyan Analytical Technology Co., Ltd., Guangzhou, China | EPMA: accelerating voltage of 20 kV, a probe current of 20 nA, and a 5 μm beam. Peak counting time was 10 s for major elements (Zn, S, Fe), and 50 s for other minor elements (Cd, Ga, Ge, In, Au, and Ag). Background counting time was half of the peak counting time on the high- and low-energy background positions. Analytical results were reduced using the ZAF correction routines. LA-ICP-MS mapping: beam size of 15 μm, repetition rate of 10 Hz, depth of ablation around 5 μm. | sphalerite for S and Zn, marcasite for Fe, cadmium for Cd, gallium phosphide for Ga, germanium for Ge, indium phosphide for In, gold for Au, and silver for Ag | [6 empty] | 0.099 | [13 empty] | 0.159 | [21 empty] | 1.031 | [59 empty] | 33.279 | [39 empty] | 64.629 |  |  |  |  | 2024 | Wu, Y., Zheng, Y., Yu, P., Chen, X., Guo, L., Long, L., Hu, Z., Huang, Y., Chen, M., Lu, J., Ouyang, S., Chen, S. (2024). The world-class carbonate-hosted Fankou Zn-Pb deposit in China. Part III. Critical metal Ga is enriched in late stage and low temperature sphalerite. Ore Geology Reviews, 166, 105928. |  | CHN | Guangdong
| Fankou Zn-Pb deposit |  | Basin hydrothermal | Mississippi Valley-type (MVT) | MVT zinc-lead | Zn, Pb | Ga | Zn, Pb, Ga | Wu et al., 2024 |  | 600-170-1-1-2 |  | underground mine |  |  |  |  | ore material | polished section | grab | mineral separate | [5 empty] | mineralisation |  |  |  | sphalerite | [6 empty] | pyrite, galena, chalcopyrite, dolomite, calcite, arsenopyrite, freibergite, pyrargyrite, argentite, goethite, ferrohydrite, anglesite, zincosite | Samples were polished into thin sections and polished mounts for petrographic identification | EMPA, LA-ICPMS | JEOL JXA-i SP100 electron probe micro-analyzer equipped with four wavelength-dispersive spectrometers; NWR 193 nm Ar F Excimer laser-ablation system coupled to an iCAP RQ (ICPMS) | Laboratory of Marine Element and Isotope Facilities in Southern Marine Science and Engineering Guangdong Laboratory (Zhuhai, China); Guangzhou Tuoyan Analytical Technology Co., Ltd., Guangzhou, China | EPMA: accelerating voltage of 20 kV, a probe current of 20 nA, and a 5 μm beam. Peak counting time was 10 s for major elements (Zn, S, Fe), and 50 s for other minor elements (Cd, Ga, Ge, In, Au, and Ag). Background counting time was half of the peak counting time on the high- and low-energy background positions. Analytical results were reduced using the ZAF correction routines. LA-ICP-MS mapping: beam size of 15 μm, repetition rate of 10 Hz, depth of ablation around 5 μm. | sphalerite for S and Zn, marcasite for Fe, cadmium for Cd, gallium phosphide for Ga, germanium for Ge, indium phosphide for In, gold for Au, and silver for Ag | [20 empty] | 0.146 | [21 empty] | 1.668 | [59 empty] | 33.408 | [39 empty] | 64.401 |  |  |  |  | 2024 | Wu, Y., Zheng, Y., Yu, P., Chen, X., Guo, L., Long, L., Hu, Z., Huang, Y., Chen, M., Lu, J., Ouyang, S., Chen, S. (2024). The world-class carbonate-hosted Fankou Zn-Pb deposit in China. Part III. Critical metal Ga is enriched in late stage and low temperature sphalerite. Ore Geology Reviews, 166, 105928. |  | CHN | Guangdong
| Fankou Zn-Pb deposit |  | Basin hydrothermal | Mississippi Valley-type (MVT) | MVT zinc-lead | Zn, Pb | Ga | Zn, Pb, Ga | Wu et al., 2024 |  | 600-170-1-1-3 |  | underground mine |  |  |  |  | ore material | polished section | grab | mineral separate | [5 empty] | mineralisation |  |  |  | sphalerite | [6 empty] | pyrite, galena, chalcopyrite, dolomite, calcite, arsenopyrite, freibergite, pyrargyrite, argentite, goethite, ferrohydrite, anglesite, zincosite | Samples were polished into thin sections and polished mounts for petrographic identification | EMPA, LA-ICPMS | JEOL JXA-i SP100 electron probe micro-analyzer equipped with four wavelength-dispersive spectrometers; NWR 193 nm Ar F Excimer laser-ablation system coupled to an iCAP RQ (ICPMS) | Laboratory of Marine Element and Isotope Facilities in Southern Marine Science and Engineering Guangdong Laboratory (Zhuhai, China); Guangzhou Tuoyan Analytical Technology Co., Ltd., Guangzhou, China | EPMA: accelerating voltage of 20 kV, a probe current of 20 nA, and a 5 μm beam. Peak counting time was 10 s for major elements (Zn, S, Fe), and 50 s for other minor elements (Cd, Ga, Ge, In, Au, and Ag). Background counting time was half of the peak counting time on the high- and low-energy background positions. Analytical results were reduced using the ZAF correction routines. LA-ICP-MS mapping: beam size of 15 μm, repetition rate of 10 Hz, depth of ablation around 5 μm. | sphalerite for S and Zn, marcasite for Fe, cadmium for Cd, gallium phosphide for Ga, germanium for Ge, indium phosphide for In, gold for Au, and silver for Ag | [20 empty] | 0.139 | [21 empty] | 1.856 | [59 empty] | 33.253 | [39 empty] | 64.115 |  |  |  |  | 2024 | Wu, Y., Zheng, Y., Yu, P., Chen, X., Guo, L., Long, L., Hu, Z., Huang, Y., Chen, M., Lu, J., Ouyang, S., Chen, S. (2024). The world-class carbonate-hosted Fankou Zn-Pb deposit in China. Part III. Critical metal Ga is enriched in late stage and low temperature sphalerite. Ore Geology Reviews, 166, 105928. |  | CHN | Guangdong
| Fankou Zn-Pb deposit |  | Basin hydrothermal | Mississippi Valley-type (MVT) | MVT zinc-lead | Zn, Pb | Ga | Zn, Pb, Ga | Wu et al., 2024 |  | 600-170-1-1-4 |  | underground mine |  |  |  |  | ore material | polished section | grab | mineral separate | [5 empty] | mineralisation |  |  |  | sphalerite | [6 empty] | pyrite, galena, chalcopyrite, dolomite, calcite, arsenopyrite, freibergite, pyrargyrite, argentite, goethite, ferrohydrite, anglesite, zincosite | Samples were polished into thin sections and polished mounts for petrographic identification | EMPA, LA-ICPMS | JEOL JXA-i SP100 electron probe micro-analyzer equipped with four wavelength-dispersive spectrometers; NWR 193 nm Ar F Excimer laser-ablation system coupled to an iCAP RQ (ICPMS) | Laboratory of Marine Element and Isotope Facilities in Southern Marine Science and Engineering Guangdong Laboratory (Zhuhai, China); Guangzhou Tuoyan Analytical Technology Co., Ltd., Guangzhou, China | EPMA: accelerating voltage of 20 kV, a probe current of 20 nA, and a 5 μm beam. Peak counting time was 10 s for major elements (Zn, S, Fe), and 50 s for other minor elements (Cd, Ga, Ge, In, Au, and Ag). Background counting time was half of the peak counting time on the high- and low-energy background positions. Analytical results were reduced using the ZAF correction routines. LA-ICP-MS mapping: beam size of 15 μm, repetition rate of 10 Hz, depth of ablation around 5 μm. | sphalerite for S and Zn, marcasite for Fe, cadmium for Cd, gallium phosphide for Ga, germanium for Ge, indium phosphide for In, gold for Au, and silver for Ag | [6 empty] | 0.028 | [13 empty] | 0.137 | [21 empty] | 1.133 | [59 empty] | 32.859 | [39 empty] | 64.832 |  |  |  |  | 2024 | Wu, Y., Zheng, Y., Yu, P., Chen, X., Guo, L., Long, L., Hu, Z., Huang, Y., Chen, M., Lu, J., Ouyang, S., Chen, S. (2024). The world-class carbonate-hosted Fankou Zn-Pb deposit in China. Part III. Critical metal Ga is enriched in late stage and low temperature sphalerite. Ore Geology Reviews, 166, 105928. |  | CHN | Guangdong
| Fankou Zn-Pb deposit |  | Basin hydrothermal | Mississippi Valley-type (MVT) | MVT zinc-lead | Zn, Pb | Ga | Zn, Pb, Ga | Wu et al., 2024 |  | 600-170-1-1-5 |  | underground mine |  |  |  |  | ore material | polished section | grab | mineral separate | [5 empty] | mineralisation |  |  |  | sphalerite | [6 empty] | pyrite, galena, chalcopyrite, dolomite, calcite, arsenopyrite, freibergite, pyrargyrite, argentite, goethite, ferrohydrite, anglesite, zincosite | Samples were polished into thin sections and polished mounts for petrographic identification | EMPA, LA-ICPMS | JEOL JXA-i SP100 electron probe micro-analyzer equipped with four wavelength-dispersive spectrometers; NWR 193 nm Ar F Excimer laser-ablation system coupled to an iCAP RQ (ICPMS) | Laboratory of Marine Element and Isotope Facilities in Southern Marine Science and Engineering Guangdong Laboratory (Zhuhai, China); Guangzhou Tuoyan Analytical Technology Co., Ltd., Guangzhou, China | EPMA: accelerating voltage of 20 kV, a probe current of 20 nA, and a 5 μm beam. Peak counting time was 10 s for major elements (Zn, S, Fe), and 50 s for other minor elements (Cd, Ga, Ge, In, Au, and Ag). Background counting time was half of the peak counting time on the high- and low-energy background positions. Analytical results were reduced using the ZAF correction routines. LA-ICP-MS mapping: beam size of 15 μm, repetition rate of 10 Hz, depth of ablation around 5 μm. | sphalerite for S and Zn, marcasite for Fe, cadmium for Cd, gallium phosphide for Ga, germanium for Ge, indium phosphide for In, gold for Au, and silver for Ag | [20 empty] | 0.153 | [21 empty] | 1.034 | [59 empty] | 33.018 | [39 empty] | 65.279 |  |  |  |  | 2024 | Wu, Y., Zheng, Y., Yu, P., Chen, X., Guo, L., Long, L., Hu, Z., Huang, Y., Chen, M., Lu, J., Ouyang, S., Chen, S. (2024). The world-class carbonate-hosted Fankou Zn-Pb deposit in China. Part III. Critical metal Ga is enriched in late stage and low temperature sphalerite. Ore Geology Reviews, 166, 105928. |  | CHN | Guangdong
| Fankou Zn-Pb deposit |  | Basin hydrothermal | Mississippi Valley-type (MVT) | MVT zinc-lead | Zn, Pb | Ga | Zn, Pb, Ga | Wu et al., 2024 |  | 600-170-1-1-6 |  | underground mine |  |  |  |  | ore material | polished section | grab | mineral separate | [5 empty] | mineralisation |  |  |  | sphalerite | [6 empty] | pyrite, galena, chalcopyrite, dolomite, calcite, arsenopyrite, freibergite, pyrargyrite, argentite, goethite, ferrohydrite, anglesite, zincosite | Samples were polished into thin sections and polished mounts for petrographic identification | EMPA, LA-ICPMS | JEOL JXA-i SP100 electron probe micro-analyzer equipped with four wavelength-dispersive spectrometers; NWR 193 nm Ar F Excimer laser-ablation system coupled to an iCAP RQ (ICPMS) | Laboratory of Marine Element and Isotope Facilities in Southern Marine Science and Engineering Guangdong Laboratory (Zhuhai, China); Guangzhou Tuoyan Analytical Technology Co., Ltd., Guangzhou, China | EPMA: accelerating voltage of 20 kV, a probe current of 20 nA, and a 5 μm beam. Peak counting time was 10 s for major elements (Zn, S, Fe), and 50 s for other minor elements (Cd, Ga, Ge, In, Au, and Ag). Background counting time was half of the peak counting time on the high- and low-energy background positions. Analytical results were reduced using the ZAF correction routines. LA-ICP-MS mapping: beam size of 15 μm, repetition rate of 10 Hz, depth of ablation around 5 μm. | sphalerite for S and Zn, marcasite for Fe, cadmium for Cd, gallium phosphide for Ga, germanium for Ge, indium phosphide for In, gold for Au, and silver for Ag | [20 empty] | 0.106 | [21 empty] | 2.192 | [59 empty] | 33.137 | [39 empty] | 64.116 |  |  |  |  | 2024 | Wu, Y., Zheng, Y., Yu, P., Chen, X., Guo, L., Long, L., Hu, Z., Huang, Y., Chen, M., Lu, J., Ouyang, S., Chen, S. (2024). The world-class carbonate-hosted Fankou Zn-Pb deposit in China. Part III. Critical metal Ga is enriched in late stage and low temperature sphalerite. Ore Geology Reviews, 166, 105928. |  | CHN | Guangdong
| Fankou Zn-Pb deposit |  | Basin hydrothermal | Mississippi Valley-type (MVT) | MVT zinc-lead | Zn, Pb | Ga | Zn, Pb, Ga | Wu et al., 2024 |  | 600-170-1-2-1 |  | underground mine |  |  |  |  | ore material | polished section | grab | mineral separate | [5 empty] | mineralisation |  |  |  | sphalerite | [6 empty] | pyrite, galena, chalcopyrite, dolomite, calcite, arsenopyrite, freibergite, pyrargyrite, argentite, goethite, ferrohydrite, anglesite, zincosite | Samples were polished into thin sections and polished mounts for petrographic identification | EMPA, LA-ICPMS | JEOL JXA-i SP100 electron probe micro-analyzer equipped with four wavelength-dispersive spectrometers; NWR 193 nm Ar F Excimer laser-ablation system coupled to an iCAP RQ (ICPMS) | Laboratory of Marine Element and Isotope Facilities in Southern Marine Science and Engineering Guangdong Laboratory (Zhuhai, China); Guangzhou Tuoyan Analytical Technology Co., Ltd., Guangzhou, China | EPMA: accelerating voltage of 20 kV, a probe current of 20 nA, and a 5 μm beam. Peak counting time was 10 s for major elements (Zn, S, Fe), and 50 s for other minor elements (Cd, Ga, Ge, In, Au, and Ag). Background counting time was half of the peak counting time on the high- and low-energy background positions. Analytical results were reduced using the ZAF correction routines. LA-ICP-MS mapping: beam size of 15 μm, repetition rate of 10 Hz, depth of ablation around 5 μm. | sphalerite for S and Zn, marcasite for Fe, cadmium for Cd, gallium phosphide for Ga, germanium for Ge, indium phosphide for In, gold for Au, and silver for Ag | [6 empty] | 0.021 | [13 empty] | 0.156 | [21 empty] | 2.314 | [13 empty] | 0.011 | [45 empty] | 32.761 | [39 empty] | 63.907 |  |  |  |  | 2024 | Wu, Y., Zheng, Y., Yu, P., Chen, X., Guo, L., Long, L., Hu, Z., Huang, Y., Chen, M., Lu, J., Ouyang, S., Chen, S. (2024). The world-class carbonate-hosted Fankou Zn-Pb deposit in China. Part III. Critical metal Ga is enriched in late stage and low temperature sphalerite. Ore Geology Reviews, 166, 105928. |  | CHN | Guangdong
| Fankou Zn-Pb deposit |  | Basin hydrothermal | Mississippi Valley-type (MVT) | MVT zinc-lead | Zn, Pb | Ga | Zn, Pb, Ga | Wu et al., 2024 |  | 600-170-1-2-2 |  | underground mine |  |  |  |  | ore material | polished section | grab | mineral separate | [5 empty] | mineralisation |  |  |  | sphalerite | [6 empty] | pyrite, galena, chalcopyrite, dolomite, calcite, arsenopyrite, freibergite, pyrargyrite, argentite, goethite, ferrohydrite, anglesite, zincosite | Samples were polished into thin sections and polished mounts for petrographic identification | EMPA, LA-ICPMS | JEOL JXA-i SP100 electron probe micro-analyzer equipped with four wavelength-dispersive spectrometers; NWR 193 nm Ar F Excimer laser-ablation system coupled to an iCAP RQ (ICPMS) | Laboratory of Marine Element and Isotope Facilities in Southern Marine Science and Engineering Guangdong Laboratory (Zhuhai, China); Guangzhou Tuoyan Analytical Technology Co., Ltd., Guangzhou, China | EPMA: accelerating voltage of 20 kV, a probe current of 20 nA, and a 5 μm beam. Peak counting time was 10 s for major elements (Zn, S, Fe), and 50 s for other minor elements (Cd, Ga, Ge, In, Au, and Ag). Background counting time was half of the peak counting time on the high- and low-energy background positions. Analytical results were reduced using the ZAF correction routines. LA-ICP-MS mapping: beam size of 15 μm, repetition rate of 10 Hz, depth of ablation around 5 μm. | sphalerite for S and Zn, marcasite for Fe, cadmium for Cd, gallium phosphide for Ga, germanium for Ge, indium phosphide for In, gold for Au, and silver for Ag | [6 empty] | 0.077 | [13 empty] | 0.18 | [21 empty] | 1.657 | [59 empty] | 32.749 | [39 empty] | 64.513 |  |  |  |  | 2024 | Wu, Y., Zheng, Y., Yu, P., Chen, X., Guo, L., Long, L., Hu, Z., Huang, Y., Chen, M., Lu, J., Ouyang, S., Chen, S. (2024). The world-class carbonate-hosted Fankou Zn-Pb deposit in China. Part III. Critical metal Ga is enriched in late stage and low temperature sphalerite. Ore Geology Reviews, 166, 105928. |  | CHN | Guangdong
| Fankou Zn-Pb deposit |  | Basin hydrothermal | Mississippi Valley-type (MVT) | MVT zinc-lead | Zn, Pb | Ga | Zn, Pb, Ga | Wu et al., 2024 |  | 600-170-1-2-3 |  | underground mine |  |  |  |  | ore material | polished section | grab | mineral separate | [5 empty] | mineralisation |  |  |  | sphalerite | [6 empty] | pyrite, galena, chalcopyrite, dolomite, calcite, arsenopyrite, freibergite, pyrargyrite, argentite, goethite, ferrohydrite, anglesite, zincosite | Samples were polished into thin sections and polished mounts for petrographic identification | EMPA, LA-ICPMS | JEOL JXA-i SP100 electron probe micro-analyzer equipped with four wavelength-dispersive spectrometers; NWR 193 nm Ar F Excimer laser-ablation system coupled to an iCAP RQ (ICPMS) | Laboratory of Marine Element and Isotope Facilities in Southern Marine Science and Engineering Guangdong Laboratory (Zhuhai, China); Guangzhou Tuoyan Analytical Technology Co., Ltd., Guangzhou, China | EPMA: accelerating voltage of 20 kV, a probe current of 20 nA, and a 5 μm beam. Peak counting time was 10 s for major elements (Zn, S, Fe), and 50 s for other minor elements (Cd, Ga, Ge, In, Au, and Ag). Background counting time was half of the peak counting time on the high- and low-energy background positions. Analytical results were reduced using the ZAF correction routines. LA-ICP-MS mapping: beam size of 15 μm, repetition rate of 10 Hz, depth of ablation around 5 μm. | sphalerite for S and Zn, marcasite for Fe, cadmium for Cd, gallium phosphide for Ga, germanium for Ge, indium phosphide for In, gold for Au, and silver for Ag | [20 empty] | 0.17 | [21 empty] | 1.999 | [13 empty] | 0.013 | [45 empty] | 32.623 | [39 empty] | 63.413 |  |  |  |  | 2024 | Wu, Y., Zheng, Y., Yu, P., Chen, X., Guo, L., Long, L., Hu, Z., Huang, Y., Chen, M., Lu, J., Ouyang, S., Chen, S. (2024). The world-class carbonate-hosted Fankou Zn-Pb deposit in China. Part III. Critical metal Ga is enriched in late stage and low temperature sphalerite. Ore Geology Reviews, 166, 105928. |  | CHN | Guangdong
| Fankou Zn-Pb deposit |  | Basin hydrothermal | Mississippi Valley-type (MVT) | MVT zinc-lead | Zn, Pb | Ga | Zn, Pb, Ga | Wu et al., 2024 |  | 600-170-1-2-4 |  | underground mine |  |  |  |  | ore material | polished section | grab | mineral separate | [5 empty] | mineralisation |  |  |  | sphalerite | [6 empty] | pyrite, galena, chalcopyrite, dolomite, calcite, arsenopyrite, freibergite, pyrargyrite, argentite, goethite, ferrohydrite, anglesite, zincosite | Samples were polished into thin sections and polished mounts for petrographic identification | EMPA, LA-ICPMS | JEOL JXA-i SP100 electron probe micro-analyzer equipped with four wavelength-dispersive spectrometers; NWR 193 nm Ar F Excimer laser-ablation system coupled to an iCAP RQ (ICPMS) | Laboratory of Marine Element and Isotope Facilities in Southern Marine Science and Engineering Guangdong Laboratory (Zhuhai, China); Guangzhou Tuoyan Analytical Technology Co., Ltd., Guangzhou, China | EPMA: accelerating voltage of 20 kV, a probe current of 20 nA, and a 5 μm beam. Peak counting time was 10 s for major elements (Zn, S, Fe), and 50 s for other minor elements (Cd, Ga, Ge, In, Au, and Ag). Background counting time was half of the peak counting time on the high- and low-energy background positions. Analytical results were reduced using the ZAF correction routines. LA-ICP-MS mapping: beam size of 15 μm, repetition rate of 10 Hz, depth of ablation around 5 μm. | sphalerite for S and Zn, marcasite for Fe, cadmium for Cd, gallium phosphide for Ga, germanium for Ge, indium phosphide for In, gold for Au, and silver for Ag | [20 empty] | 0.21 | [21 empty] | 2.325 |  | 0.047 | [57 empty] | 33.302 | [39 empty] | 63.778 |  |  |  |  | 2024 | Wu, Y., Zheng, Y., Yu, P., Chen, X., Guo, L., Long, L., Hu, Z., Huang, Y., Chen, M., Lu, J., Ouyang, S., Chen, S. (2024). The world-class carbonate-hosted Fankou Zn-Pb deposit in China. Part III. Critical metal Ga is enriched in late stage and low temperature sphalerite. Ore Geology Reviews, 166, 105928. |  | CHN | Guangdong
| Fankou Zn-Pb deposit |  | Basin hydrothermal | Mississippi Valley-type (MVT) | MVT zinc-lead | Zn, Pb | Ga | Zn, Pb, Ga | Wu et al., 2024 |  | 600-170-1-2-5 |  | underground mine |  |  |  |  | ore material | polished section | grab | mineral separate | [5 empty] | mineralisation |  |  |  | sphalerite | [6 empty] | pyrite, galena, chalcopyrite, dolomite, calcite, arsenopyrite, freibergite, pyrargyrite, argentite, goethite, ferrohydrite, anglesite, zincosite | Samples were polished into thin sections and polished mounts for petrographic identification | EMPA, LA-ICPMS | JEOL JXA-i SP100 electron probe micro-analyzer equipped with four wavelength-dispersive spectrometers; NWR 193 nm Ar F Excimer laser-ablation system coupled to an iCAP RQ (ICPMS) | Laboratory of Marine Element and Isotope Facilities in Southern Marine Science and Engineering Guangdong Laboratory (Zhuhai, China); Guangzhou Tuoyan Analytical Technology Co., Ltd., Guangzhou, China | EPMA: accelerating voltage of 20 kV, a probe current of 20 nA, and a 5 μm beam. Peak counting time was 10 s for major elements (Zn, S, Fe), and 50 s for other minor elements (Cd, Ga, Ge, In, Au, and Ag). Background counting time was half of the peak counting time on the high- and low-energy background positions. Analytical results were reduced using the ZAF correction routines. LA-ICP-MS mapping: beam size of 15 μm, repetition rate of 10 Hz, depth of ablation around 5 μm. | sphalerite for S and Zn, marcasite for Fe, cadmium for Cd, gallium phosphide for Ga, germanium for Ge, indium phosphide for In, gold for Au, and silver for Ag | [6 empty] | 0.027 | [13 empty] | 0.162 | [21 empty] | 4.52 | [59 empty] | 34.003 | [39 empty] | 60.15 |  |  |  |  | 2024 | Wu, Y., Zheng, Y., Yu, P., Chen, X., Guo, L., Long, L., Hu, Z., Huang, Y., Chen, M., Lu, J., Ouyang, S., Chen, S. (2024). The world-class carbonate-hosted Fankou Zn-Pb deposit in China. Part III. Critical metal Ga is enriched in late stage and low temperature sphalerite. Ore Geology Reviews, 166, 105928. |  | CHN | Guangdong
| Fankou Zn-Pb deposit |  | Basin hydrothermal | Mississippi Valley-type (MVT) | MVT zinc-lead | Zn, Pb | Ga | Zn, Pb, Ga | Wu et al., 2024 |  | 455-23-2-1-2 |  | underground mine |  |  |  |  | ore material | polished section | grab | mineral separate | [5 empty] | mineralisation |  |  |  | sphalerite | [6 empty] | pyrite, galena, chalcopyrite, dolomite, calcite, arsenopyrite, freibergite, pyrargyrite, argentite, goethite, ferrohydrite, anglesite, zincosite | Samples were polished into thin sections and polished mounts for petrographic identification | EMPA, LA-ICPMS | JEOL JXA-i SP100 electron probe micro-analyzer equipped with four wavelength-dispersive spectrometers; NWR 193 nm Ar F Excimer laser-ablation system coupled to an iCAP RQ (ICPMS) | Laboratory of Marine Element and Isotope Facilities in Southern Marine Science and Engineering Guangdong Laboratory (Zhuhai, China); Guangzhou Tuoyan Analytical Technology Co., Ltd., Guangzhou, China | EPMA: accelerating voltage of 20 kV, a probe current of 20 nA, and a 5 μm beam. Peak counting time was 10 s for major elements (Zn, S, Fe), and 50 s for other minor elements (Cd, Ga, Ge, In, Au, and Ag). Background counting time was half of the peak counting time on the high- and low-energy background positions. Analytical results were reduced using the ZAF correction routines. LA-ICP-MS mapping: beam size of 15 μm, repetition rate of 10 Hz, depth of ablation around 5 μm. | sphalerite for S and Zn, marcasite for Fe, cadmium for Cd, gallium phosphide for Ga, germanium for Ge, indium phosphide for In, gold for Au, and silver for Ag | [20 empty] | 0.14 | [21 empty] | 3.68 | [59 empty] | 33.026 | [39 empty] | 62.294 |  |  |  |  | 2024 | Wu, Y., Zheng, Y., Yu, P., Chen, X., Guo, L., Long, L., Hu, Z., Huang, Y., Chen, M., Lu, J., Ouyang, S., Chen, S. (2024). The world-class carbonate-hosted Fankou Zn-Pb deposit in China. Part III. Critical metal Ga is enriched in late stage and low temperature sphalerite. Ore Geology Reviews, 166, 105928. |  | CHN | Guangdong
| Fankou Zn-Pb deposit |  | Basin hydrothermal | Mississippi Valley-type (MVT) | MVT zinc-lead | Zn, Pb | Ga | Zn, Pb, Ga | Wu et al., 2024 |  | 455-23-2-1-3 |  | underground mine |  |  |  |  | ore material | polished section | grab | mineral separate | [5 empty] | mineralisation |  |  |  | sphalerite | [6 empty] | pyrite, galena, chalcopyrite, dolomite, calcite, arsenopyrite, freibergite, pyrargyrite, argentite, goethite, ferrohydrite, anglesite, zincosite | Samples were polished into thin sections and polished mounts for petrographic identification | EMPA, LA-ICPMS | JEOL JXA-i SP100 electron probe micro-analyzer equipped with four wavelength-dispersive spectrometers; NWR 193 nm Ar F Excimer laser-ablation system coupled to an iCAP RQ (ICPMS) | Laboratory of Marine Element and Isotope Facilities in Southern Marine Science and Engineering Guangdong Laboratory (Zhuhai, China); Guangzhou Tuoyan Analytical Technology Co., Ltd., Guangzhou, China | EPMA: accelerating voltage of 20 kV, a probe current of 20 nA, and a 5 μm beam. Peak counting time was 10 s for major elements (Zn, S, Fe), and 50 s for other minor elements (Cd, Ga, Ge, In, Au, and Ag). Background counting time was half of the peak counting time on the high- and low-energy background positions. Analytical results were reduced using the ZAF correction routines. LA-ICP-MS mapping: beam size of 15 μm, repetition rate of 10 Hz, depth of ablation around 5 μm. | sphalerite for S and Zn, marcasite for Fe, cadmium for Cd, gallium phosphide for Ga, germanium for Ge, indium phosphide for In, gold for Au, and silver for Ag | [20 empty] | 0.128 | [21 empty] | 2.702 | [59 empty] | 33.133 | [39 empty] | 63.762 |  |  |  |  | 2024 | Wu, Y., Zheng, Y., Yu, P., Chen, X., Guo, L., Long, L., Hu, Z., Huang, Y., Chen, M., Lu, J., Ouyang, S., Chen, S. (2024). The world-class carbonate-hosted Fankou Zn-Pb deposit in China. Part III. Critical metal Ga is enriched in late stage and low temperature sphalerite. Ore Geology Reviews, 166, 105928. |  | CHN | Guangdong
| Fankou Zn-Pb deposit |  | Basin hydrothermal | Mississippi Valley-type (MVT) | MVT zinc-lead | Zn, Pb | Ga | Zn, Pb, Ga | Wu et al., 2024 |  | 455-23-2-1-7 |  | underground mine |  |  |  |  | ore material | polished section | grab | mineral separate | [5 empty] | mineralisation |  |  |  | sphalerite | [6 empty] | pyrite, galena, chalcopyrite, dolomite, calcite, arsenopyrite, freibergite, pyrargyrite, argentite, goethite, ferrohydrite, anglesite, zincosite | Samples were polished into thin sections and polished mounts for petrographic identification | EMPA, LA-ICPMS | JEOL JXA-i SP100 electron probe micro-analyzer equipped with four wavelength-dispersive spectrometers; NWR 193 nm Ar F Excimer laser-ablation system coupled to an iCAP RQ (ICPMS) | Laboratory of Marine Element and Isotope Facilities in Southern Marine Science and Engineering Guangdong Laboratory (Zhuhai, China); Guangzhou Tuoyan Analytical Technology Co., Ltd., Guangzhou, China | EPMA: accelerating voltage of 20 kV, a probe current of 20 nA, and a 5 μm beam. Peak counting time was 10 s for major elements (Zn, S, Fe), and 50 s for other minor elements (Cd, Ga, Ge, In, Au, and Ag). Background counting time was half of the peak counting time on the high- and low-energy background positions. Analytical results were reduced using the ZAF correction routines. LA-ICP-MS mapping: beam size of 15 μm, repetition rate of 10 Hz, depth of ablation around 5 μm. | sphalerite for S and Zn, marcasite for Fe, cadmium for Cd, gallium phosphide for Ga, germanium for Ge, indium phosphide for In, gold for Au, and silver for Ag | [20 empty] | 0.154 | [21 empty] | 3.211 | [13 empty] | 0.027 | [45 empty] | 33.327 | [39 empty] | 63.114 |  |  |  |  | 2024 | Wu, Y., Zheng, Y., Yu, P., Chen, X., Guo, L., Long, L., Hu, Z., Huang, Y., Chen, M., Lu, J., Ouyang, S., Chen, S. (2024). The world-class carbonate-hosted Fankou Zn-Pb deposit in China. Part III. Critical metal Ga is enriched in late stage and low temperature sphalerite. Ore Geology Reviews, 166, 105928. |  | CHN | Guangdong
| Fankou Zn-Pb deposit |  | Basin hydrothermal | Mississippi Valley-type (MVT) | MVT zinc-lead | Zn, Pb | Ga | Zn, Pb, Ga | Wu et al., 2024 |  | 455-23-2-1-8 |  | underground mine |  |  |  |  | ore material | polished section | grab | mineral separate | [5 empty] | mineralisation |  |  |  | sphalerite | [6 empty] | pyrite, galena, chalcopyrite, dolomite, calcite, arsenopyrite, freibergite, pyrargyrite, argentite, goethite, ferrohydrite, anglesite, zincosite | Samples were polished into thin sections and polished mounts for petrographic identification | EMPA, LA-ICPMS | JEOL JXA-i SP100 electron probe micro-analyzer equipped with four wavelength-dispersive spectrometers; NWR 193 nm Ar F Excimer laser-ablation system coupled to an iCAP RQ (ICPMS) | Laboratory of Marine Element and Isotope Facilities in Southern Marine Science and Engineering Guangdong Laboratory (Zhuhai, China); Guangzhou Tuoyan Analytical Technology Co., Ltd., Guangzhou, China | EPMA: accelerating voltage of 20 kV, a probe current of 20 nA, and a 5 μm beam. Peak counting time was 10 s for major elements (Zn, S, Fe), and 50 s for other minor elements (Cd, Ga, Ge, In, Au, and Ag). Background counting time was half of the peak counting time on the high- and low-energy background positions. Analytical results were reduced using the ZAF correction routines. LA-ICP-MS mapping: beam size of 15 μm, repetition rate of 10 Hz, depth of ablation around 5 μm. | sphalerite for S and Zn, marcasite for Fe, cadmium for Cd, gallium phosphide for Ga, germanium for Ge, indium phosphide for In, gold for Au, and silver for Ag | [20 empty] | 0.127 | [21 empty] | 3.269 | [59 empty] | 33.416 | [39 empty] | 63.746 |  |  |  |  | 2024 | Wu, Y., Zheng, Y., Yu, P., Chen, X., Guo, L., Long, L., Hu, Z., Huang, Y., Chen, M., Lu, J., Ouyang, S., Chen, S. (2024). The world-class carbonate-hosted Fankou Zn-Pb deposit in China. Part III. Critical metal Ga is enriched in late stage and low temperature sphalerite. Ore Geology Reviews, 166, 105928. |  | CHN | Guangdong
| Fankou Zn-Pb deposit |  | Basin hydrothermal | Mississippi Valley-type (MVT) | MVT zinc-lead | Zn, Pb | Ga | Zn, Pb, Ga | Wu et al., 2024 |  | 455-23-2-2-3 |  | underground mine |  |  |  |  | ore material | polished section | grab | mineral separate | [5 empty] | mineralisation |  |  |  | sphalerite | [6 empty] | pyrite, galena, chalcopyrite, dolomite, calcite, arsenopyrite, freibergite, pyrargyrite, argentite, goethite, ferrohydrite, anglesite, zincosite | Samples were polished into thin sections and polished mounts for petrographic identification | EMPA, LA-ICPMS | JEOL JXA-i SP100 electron probe micro-analyzer equipped with four wavelength-dispersive spectrometers; NWR 193 nm Ar F Excimer laser-ablation system coupled to an iCAP RQ (ICPMS) | Laboratory of Marine Element and Isotope Facilities in Southern Marine Science and Engineering Guangdong Laboratory (Zhuhai, China); Guangzhou Tuoyan Analytical Technology Co., Ltd., Guangzhou, China | EPMA: accelerating voltage of 20 kV, a probe current of 20 nA, and a 5 μm beam. Peak counting time was 10 s for major elements (Zn, S, Fe), and 50 s for other minor elements (Cd, Ga, Ge, In, Au, and Ag). Background counting time was half of the peak counting time on the high- and low-energy background positions. Analytical results were reduced using the ZAF correction routines. LA-ICP-MS mapping: beam size of 15 μm, repetition rate of 10 Hz, depth of ablation around 5 μm. | sphalerite for S and Zn, marcasite for Fe, cadmium for Cd, gallium phosphide for Ga, germanium for Ge, indium phosphide for In, gold for Au, and silver for Ag | [6 empty] | 0.027 | [13 empty] | 0.106 | [21 empty] | 3.995 | [13 empty] | 0.011 | [45 empty] | 33.267 | [39 empty] | 62.471 |  |  |  |  | 2024 | Wu, Y., Zheng, Y., Yu, P., Chen, X., Guo, L., Long, L., Hu, Z., Huang, Y., Chen, M., Lu, J., Ouyang, S., Chen, S. (2024). The world-class carbonate-hosted Fankou Zn-Pb deposit in China. Part III. Critical metal Ga is enriched in late stage and low temperature sphalerite. Ore Geology Reviews, 166, 105928. |  | CHN | Guangdong
| Fankou Zn-Pb deposit |  | Basin hydrothermal | Mississippi Valley-type (MVT) | MVT zinc-lead | Zn, Pb | Ga | Zn, Pb, Ga | Wu et al., 2024 |  | 455-23-2-2-4 |  | underground mine |  |  |  |  | ore material | polished section | grab | mineral separate | [5 empty] | mineralisation |  |  |  | sphalerite | [6 empty] | pyrite, galena, chalcopyrite, dolomite, calcite, arsenopyrite, freibergite, pyrargyrite, argentite, goethite, ferrohydrite, anglesite, zincosite | Samples were polished into thin sections and polished mounts for petrographic identification | EMPA, LA-ICPMS | JEOL JXA-i SP100 electron probe micro-analyzer equipped with four wavelength-dispersive spectrometers; NWR 193 nm Ar F Excimer laser-ablation system coupled to an iCAP RQ (ICPMS) | Laboratory of Marine Element and Isotope Facilities in Southern Marine Science and Engineering Guangdong Laboratory (Zhuhai, China); Guangzhou Tuoyan Analytical Technology Co., Ltd., Guangzhou, China | EPMA: accelerating voltage of 20 kV, a probe current of 20 nA, and a 5 μm beam. Peak counting time was 10 s for major elements (Zn, S, Fe), and 50 s for other minor elements (Cd, Ga, Ge, In, Au, and Ag). Background counting time was half of the peak counting time on the high- and low-energy background positions. Analytical results were reduced using the ZAF correction routines. LA-ICP-MS mapping: beam size of 15 μm, repetition rate of 10 Hz, depth of ablation around 5 μm. | sphalerite for S and Zn, marcasite for Fe, cadmium for Cd, gallium phosphide for Ga, germanium for Ge, indium phosphide for In, gold for Au, and silver for Ag | [20 empty] | 0.148 | [21 empty] | 4.105 | [59 empty] | 33.22 | [39 empty] | 61.964 |  |  |  |  | 2024 | Wu, Y., Zheng, Y., Yu, P., Chen, X., Guo, L., Long, L., Hu, Z., Huang, Y., Chen, M., Lu, J., Ouyang, S., Chen, S. (2024). The world-class carbonate-hosted Fankou Zn-Pb deposit in China. Part III. Critical metal Ga is enriched in late stage and low temperature sphalerite. Ore Geology Reviews, 166, 105928. |  | CHN | Guangdong
| Fankou Zn-Pb deposit |  | Basin hydrothermal | Mississippi Valley-type (MVT) | MVT zinc-lead | Zn, Pb | Ga | Zn, Pb, Ga | Wu et al., 2024 |  | 455-23-2-2-5 |  | underground mine |  |  |  |  | ore material | polished section | grab | mineral separate | [5 empty] | mineralisation |  |  |  | sphalerite | [6 empty] | pyrite, galena, chalcopyrite, dolomite, calcite, arsenopyrite, freibergite, pyrargyrite, argentite, goethite, ferrohydrite, anglesite, zincosite | Samples were polished into thin sections and polished mounts for petrographic identification | EMPA, LA-ICPMS | JEOL JXA-i SP100 electron probe micro-analyzer equipped with four wavelength-dispersive spectrometers; NWR 193 nm Ar F Excimer laser-ablation system coupled to an iCAP RQ (ICPMS) | Laboratory of Marine Element and Isotope Facilities in Southern Marine Science and Engineering Guangdong Laboratory (Zhuhai, China); Guangzhou Tuoyan Analytical Technology Co., Ltd., Guangzhou, China | EPMA: accelerating voltage of 20 kV, a probe current of 20 nA, and a 5 μm beam. Peak counting time was 10 s for major elements (Zn, S, Fe), and 50 s for other minor elements (Cd, Ga, Ge, In, Au, and Ag). Background counting time was half of the peak counting time on the high- and low-energy background positions. Analytical results were reduced using the ZAF correction routines. LA-ICP-MS mapping: beam size of 15 μm, repetition rate of 10 Hz, depth of ablation around 5 μm. | sphalerite for S and Zn, marcasite for Fe, cadmium for Cd, gallium phosphide for Ga, germanium for Ge, indium phosphide for In, gold for Au, and silver for Ag | [20 empty] | 0.159 | [21 empty] | 3.612 | [13 empty] | 0.014 | [45 empty] | 33.084 | [39 empty] | 62.292 |  |  |  |  | 2024 | Wu, Y., Zheng, Y., Yu, P., Chen, X., Guo, L., Long, L., Hu, Z., Huang, Y., Chen, M., Lu, J., Ouyang, S., Chen, S. (2024). The world-class carbonate-hosted Fankou Zn-Pb deposit in China. Part III. Critical metal Ga is enriched in late stage and low temperature sphalerite. Ore Geology Reviews, 166, 105928. |  | CHN | Guangdong
| Fankou Zn-Pb deposit |  | Basin hydrothermal | Mississippi Valley-type (MVT) | MVT zinc-lead | Zn, Pb | Ga | Zn, Pb, Ga | Wu et al., 2024 |  | 455-23-2-2-6 |  | underground mine |  |  |  |  | ore material | polished section | grab | mineral separate | [5 empty] | mineralisation |  |  |  | sphalerite | [6 empty] | pyrite, galena, chalcopyrite, dolomite, calcite, arsenopyrite, freibergite, pyrargyrite, argentite, goethite, ferrohydrite, anglesite, zincosite | Samples were polished into thin sections and polished mounts for petrographic identification | EMPA, LA-ICPMS | JEOL JXA-i SP100 electron probe micro-analyzer equipped with four wavelength-dispersive spectrometers; NWR 193 nm Ar F Excimer laser-ablation system coupled to an iCAP RQ (ICPMS) | Laboratory of Marine Element and Isotope Facilities in Southern Marine Science and Engineering Guangdong Laboratory (Zhuhai, China); Guangzhou Tuoyan Analytical Technology Co., Ltd., Guangzhou, China | EPMA: accelerating voltage of 20 kV, a probe current of 20 nA, and a 5 μm beam. Peak counting time was 10 s for major elements (Zn, S, Fe), and 50 s for other minor elements (Cd, Ga, Ge, In, Au, and Ag). Background counting time was half of the peak counting time on the high- and low-energy background positions. Analytical results were reduced using the ZAF correction routines. LA-ICP-MS mapping: beam size of 15 μm, repetition rate of 10 Hz, depth of ablation around 5 μm. | sphalerite for S and Zn, marcasite for Fe, cadmium for Cd, gallium phosphide for Ga, germanium for Ge, indium phosphide for In, gold for Au, and silver for Ag | [20 empty] | 0.101 | [21 empty] | 3.176 | [59 empty] | 33.16 | [39 empty] | 62.757 |  |  |  |  | 2024 | Wu, Y., Zheng, Y., Yu, P., Chen, X., Guo, L., Long, L., Hu, Z., Huang, Y., Chen, M., Lu, J., Ouyang, S., Chen, S. (2024). The world-class carbonate-hosted Fankou Zn-Pb deposit in China. Part III. Critical metal Ga is enriched in late stage and low temperature sphalerite. Ore Geology Reviews, 166, 105928. |  | CHN | Guangdong
| Fankou Zn-Pb deposit |  | Basin hydrothermal | Mississippi Valley-type (MVT) | MVT zinc-lead | Zn, Pb | Ga | Zn, Pb, Ga | Wu et al., 2024 |  | 455-23-2-2-7 |  | underground mine |  |  |  |  | ore material | polished section | grab | mineral separate | [5 empty] | mineralisation |  |  |  | sphalerite | [6 empty] | pyrite, galena, chalcopyrite, dolomite, calcite, arsenopyrite, freibergite, pyrargyrite, argentite, goethite, ferrohydrite, anglesite, zincosite | Samples were polished into thin sections and polished mounts for petrographic identification | EMPA, LA-ICPMS | JEOL JXA-i SP100 electron probe micro-analyzer equipped with four wavelength-dispersive spectrometers; NWR 193 nm Ar F Excimer laser-ablation system coupled to an iCAP RQ (ICPMS) | Laboratory of Marine Element and Isotope Facilities in Southern Marine Science and Engineering Guangdong Laboratory (Zhuhai, China); Guangzhou Tuoyan Analytical Technology Co., Ltd., Guangzhou, China | EPMA: accelerating voltage of 20 kV, a probe current of 20 nA, and a 5 μm beam. Peak counting time was 10 s for major elements (Zn, S, Fe), and 50 s for other minor elements (Cd, Ga, Ge, In, Au, and Ag). Background counting time was half of the peak counting time on the high- and low-energy background positions. Analytical results were reduced using the ZAF correction routines. LA-ICP-MS mapping: beam size of 15 μm, repetition rate of 10 Hz, depth of ablation around 5 μm. | sphalerite for S and Zn, marcasite for Fe, cadmium for Cd, gallium phosphide for Ga, germanium for Ge, indium phosphide for In, gold for Au, and silver for Ag | [20 empty] | 0.141 | [21 empty] | 3.793 | [59 empty] | 33.161 | [39 empty] | 62.692 |  |  |  |  | 2024 | Wu, Y., Zheng, Y., Yu, P., Chen, X., Guo, L., Long, L., Hu, Z., Huang, Y., Chen, M., Lu, J., Ouyang, S., Chen, S. (2024). The world-class carbonate-hosted Fankou Zn-Pb deposit in China. Part III. Critical metal Ga is enriched in late stage and low temperature sphalerite. Ore Geology Reviews, 166, 105928. |  | CHN | Guangdong
| Fankou Zn-Pb deposit |  | Basin hydrothermal | Mississippi Valley-type (MVT) | MVT zinc-lead | Zn, Pb | Ga | Zn, Pb, Ga | Wu et al., 2024 |  | 455-23-2-2-8 |  | underground mine |  |  |  |  | ore material | polished section | grab | mineral separate | [5 empty] | mineralisation |  |  |  | sphalerite | [6 empty] | pyrite, galena, chalcopyrite, dolomite, calcite, arsenopyrite, freibergite, pyrargyrite, argentite, goethite, ferrohydrite, anglesite, zincosite | Samples were polished into thin sections and polished mounts for petrographic identification | EMPA, LA-ICPMS | JEOL JXA-i SP100 electron probe micro-analyzer equipped with four wavelength-dispersive spectrometers; NWR 193 nm Ar F Excimer laser-ablation system coupled to an iCAP RQ (ICPMS) | Laboratory of Marine Element and Isotope Facilities in Southern Marine Science and Engineering Guangdong Laboratory (Zhuhai, China); Guangzhou Tuoyan Analytical Technology Co., Ltd., Guangzhou, China | EPMA: accelerating voltage of 20 kV, a probe current of 20 nA, and a 5 μm beam. Peak counting time was 10 s for major elements (Zn, S, Fe), and 50 s for other minor elements (Cd, Ga, Ge, In, Au, and Ag). Background counting time was half of the peak counting time on the high- and low-energy background positions. Analytical results were reduced using the ZAF correction routines. LA-ICP-MS mapping: beam size of 15 μm, repetition rate of 10 Hz, depth of ablation around 5 μm. | sphalerite for S and Zn, marcasite for Fe, cadmium for Cd, gallium phosphide for Ga, germanium for Ge, indium phosphide for In, gold for Au, and silver for Ag | [20 empty] | 0.124 | [21 empty] | 3.913 | [13 empty] | 0.01 | [45 empty] | 33.205 | [39 empty] | 62.577 |  |  |  |  | 2024 | Wu, Y., Zheng, Y., Yu, P., Chen, X., Guo, L., Long, L., Hu, Z., Huang, Y., Chen, M., Lu, J., Ouyang, S., Chen, S. (2024). The world-class carbonate-hosted Fankou Zn-Pb deposit in China. Part III. Critical metal Ga is enriched in late stage and low temperature sphalerite. Ore Geology Reviews, 166, 105928. |  | CHN | Guangdong
| Fankou Zn-Pb deposit |  | Basin hydrothermal | Mississippi Valley-type (MVT) | MVT zinc-lead | Zn, Pb | Ga | Zn, Pb, Ga | Wu et al., 2024 |  | 500-36-1-1-4 |  | underground mine |  |  |  |  | ore material | polished section | grab | mineral separate | [5 empty] | mineralisation |  |  |  | sphalerite | [6 empty] | pyrite, galena, chalcopyrite, dolomite, calcite, arsenopyrite, freibergite, pyrargyrite, argentite, goethite, ferrohydrite, anglesite, zincosite | Samples were polished into thin sections and polished mounts for petrographic identification | EMPA, LA-ICPMS | JEOL JXA-i SP100 electron probe micro-analyzer equipped with four wavelength-dispersive spectrometers; NWR 193 nm Ar F Excimer laser-ablation system coupled to an iCAP RQ (ICPMS) | Laboratory of Marine Element and Isotope Facilities in Southern Marine Science and Engineering Guangdong Laboratory (Zhuhai, China); Guangzhou Tuoyan Analytical Technology Co., Ltd., Guangzhou, China | EPMA: accelerating voltage of 20 kV, a probe current of 20 nA, and a 5 μm beam. Peak counting time was 10 s for major elements (Zn, S, Fe), and 50 s for other minor elements (Cd, Ga, Ge, In, Au, and Ag). Background counting time was half of the peak counting time on the high- and low-energy background positions. Analytical results were reduced using the ZAF correction routines. LA-ICP-MS mapping: beam size of 15 μm, repetition rate of 10 Hz, depth of ablation around 5 μm. | sphalerite for S and Zn, marcasite for Fe, cadmium for Cd, gallium phosphide for Ga, germanium for Ge, indium phosphide for In, gold for Au, and silver for Ag | [20 empty] | 0.18 | [21 empty] | 3.461 | [59 empty] | 33.165 | [39 empty] | 62.322 |  |  |  |  | 2024 | Wu, Y., Zheng, Y., Yu, P., Chen, X., Guo, L., Long, L., Hu, Z., Huang, Y., Chen, M., Lu, J., Ouyang, S., Chen, S. (2024). The world-class carbonate-hosted Fankou Zn-Pb deposit in China. Part III. Critical metal Ga is enriched in late stage and low temperature sphalerite. Ore Geology Reviews, 166, 105928. |  | CHN | Guangdong
| Fankou Zn-Pb deposit |  | Basin hydrothermal | Mississippi Valley-type (MVT) | MVT zinc-lead | Zn, Pb | Ga | Zn, Pb, Ga | Wu et al., 2024 |  | 500-36-1-1-5 |  | underground mine |  |  |  |  | ore material | polished section | grab | mineral separate | [5 empty] | mineralisation |  |  |  | sphalerite | [6 empty] | pyrite, galena, chalcopyrite, dolomite, calcite, arsenopyrite, freibergite, pyrargyrite, argentite, goethite, ferrohydrite, anglesite, zincosite | Samples were polished into thin sections and polished mounts for petrographic identification | EMPA, LA-ICPMS | JEOL JXA-i SP100 electron probe micro-analyzer equipped with four wavelength-dispersive spectrometers; NWR 193 nm Ar F Excimer laser-ablation system coupled to an iCAP RQ (ICPMS) | Laboratory of Marine Element and Isotope Facilities in Southern Marine Science and Engineering Guangdong Laboratory (Zhuhai, China); Guangzhou Tuoyan Analytical Technology Co., Ltd., Guangzhou, China | EPMA: accelerating voltage of 20 kV, a probe current of 20 nA, and a 5 μm beam. Peak counting time was 10 s for major elements (Zn, S, Fe), and 50 s for other minor elements (Cd, Ga, Ge, In, Au, and Ag). Background counting time was half of the peak counting time on the high- and low-energy background positions. Analytical results were reduced using the ZAF correction routines. LA-ICP-MS mapping: beam size of 15 μm, repetition rate of 10 Hz, depth of ablation around 5 μm. | sphalerite for S and Zn, marcasite for Fe, cadmium for Cd, gallium phosphide for Ga, germanium for Ge, indium phosphide for In, gold for Au, and silver for Ag | [20 empty] | 0.197 | [21 empty] | 3.176 | [59 empty] | 32.824 | [39 empty] | 62.973 |  |  |  |  | 2024 | Wu, Y., Zheng, Y., Yu, P., Chen, X., Guo, L., Long, L., Hu, Z., Huang, Y., Chen, M., Lu, J., Ouyang, S., Chen, S. (2024). The world-class carbonate-hosted Fankou Zn-Pb deposit in China. Part III. Critical metal Ga is enriched in late stage and low temperature sphalerite. Ore Geology Reviews, 166, 105928. |  | CHN | Guangdong
| Fankou Zn-Pb deposit |  | Basin hydrothermal | Mississippi Valley-type (MVT) | MVT zinc-lead | Zn, Pb | Ga | Zn, Pb, Ga | Wu et al., 2024 |  | 500-36-1-2-4 |  | underground mine |  |  |  |  | ore material | polished section | grab | mineral separate | [5 empty] | mineralisation |  |  |  | sphalerite | [6 empty] | pyrite, galena, chalcopyrite, dolomite, calcite, arsenopyrite, freibergite, pyrargyrite, argentite, goethite, ferrohydrite, anglesite, zincosite | Samples were polished into thin sections and polished mounts for petrographic identification | EMPA, LA-ICPMS | JEOL JXA-i SP100 electron probe micro-analyzer equipped with four wavelength-dispersive spectrometers; NWR 193 nm Ar F Excimer laser-ablation system coupled to an iCAP RQ (ICPMS) | Laboratory of Marine Element and Isotope Facilities in Southern Marine Science and Engineering Guangdong Laboratory (Zhuhai, China); Guangzhou Tuoyan Analytical Technology Co., Ltd., Guangzhou, China | EPMA: accelerating voltage of 20 kV, a probe current of 20 nA, and a 5 μm beam. Peak counting time was 10 s for major elements (Zn, S, Fe), and 50 s for other minor elements (Cd, Ga, Ge, In, Au, and Ag). Background counting time was half of the peak counting time on the high- and low-energy background positions. Analytical results were reduced using the ZAF correction routines. LA-ICP-MS mapping: beam size of 15 μm, repetition rate of 10 Hz, depth of ablation around 5 μm. | sphalerite for S and Zn, marcasite for Fe, cadmium for Cd, gallium phosphide for Ga, germanium for Ge, indium phosphide for In, gold for Au, and silver for Ag | [6 empty] | 0.04 | [13 empty] | 0.199 | [21 empty] | 3.466 | [59 empty] | 33.403 | [39 empty] | 62.643 |  |  |  |  | 2024 | Wu, Y., Zheng, Y., Yu, P., Chen, X., Guo, L., Long, L., Hu, Z., Huang, Y., Chen, M., Lu, J., Ouyang, S., Chen, S. (2024). The world-class carbonate-hosted Fankou Zn-Pb deposit in China. Part III. Critical metal Ga is enriched in late stage and low temperature sphalerite. Ore Geology Reviews, 166, 105928. |  | CHN | Guangdong
| Fankou Zn-Pb deposit |  | Basin hydrothermal | Mississippi Valley-type (MVT) | MVT zinc-lead | Zn, Pb | Ga | Zn, Pb, Ga | Wu et al., 2024 |  | 500-36-1-2-5 |  | underground mine |  |  |  |  | ore material | polished section | grab | mineral separate | [5 empty] | mineralisation |  |  |  | sphalerite | [6 empty] | pyrite, galena, chalcopyrite, dolomite, calcite, arsenopyrite, freibergite, pyrargyrite, argentite, goethite, ferrohydrite, anglesite, zincosite | Samples were polished into thin sections and polished mounts for petrographic identification | EMPA, LA-ICPMS | JEOL JXA-i SP100 electron probe micro-analyzer equipped with four wavelength-dispersive spectrometers; NWR 193 nm Ar F Excimer laser-ablation system coupled to an iCAP RQ (ICPMS) | Laboratory of Marine Element and Isotope Facilities in Southern Marine Science and Engineering Guangdong Laboratory (Zhuhai, China); Guangzhou Tuoyan Analytical Technology Co., Ltd., Guangzhou, China | EPMA: accelerating voltage of 20 kV, a probe current of 20 nA, and a 5 μm beam. Peak counting time was 10 s for major elements (Zn, S, Fe), and 50 s for other minor elements (Cd, Ga, Ge, In, Au, and Ag). Background counting time was half of the peak counting time on the high- and low-energy background positions. Analytical results were reduced using the ZAF correction routines. LA-ICP-MS mapping: beam size of 15 μm, repetition rate of 10 Hz, depth of ablation around 5 μm. | sphalerite for S and Zn, marcasite for Fe, cadmium for Cd, gallium phosphide for Ga, germanium for Ge, indium phosphide for In, gold for Au, and silver for Ag | [20 empty] | 0.263 | [21 empty] | 4.643 | [59 empty] | 33.405 | [39 empty] | 61.948 |  |  |  |  | 2024 | Wu, Y., Zheng, Y., Yu, P., Chen, X., Guo, L., Long, L., Hu, Z., Huang, Y., Chen, M., Lu, J., Ouyang, S., Chen, S. (2024). The world-class carbonate-hosted Fankou Zn-Pb deposit in China. Part III. Critical metal Ga is enriched in late stage and low temperature sphalerite. Ore Geology Reviews, 166, 105928. |  | CHN | Guangdong
| Fankou Zn-Pb deposit |  | Basin hydrothermal | Mississippi Valley-type (MVT) | MVT zinc-lead | Zn, Pb | Ga | Zn, Pb, Ga | Wu et al., 2024 |  | 320-158-1-1-1 |  | underground mine |  |  |  |  | ore material | polished section | grab | mineral separate | [5 empty] | mineralisation |  |  |  | sphalerite | [6 empty] | pyrite, galena, chalcopyrite, dolomite, calcite, arsenopyrite, freibergite, pyrargyrite, argentite, goethite, ferrohydrite, anglesite, zincosite | Samples were polished into thin sections and polished mounts for petrographic identification | EMPA, LA-ICPMS | JEOL JXA-i SP100 electron probe micro-analyzer equipped with four wavelength-dispersive spectrometers; NWR 193 nm Ar F Excimer laser-ablation system coupled to an iCAP RQ (ICPMS) | Laboratory of Marine Element and Isotope Facilities in Southern Marine Science and Engineering Guangdong Laboratory (Zhuhai, China); Guangzhou Tuoyan Analytical Technology Co., Ltd., Guangzhou, China | EPMA: accelerating voltage of 20 kV, a probe current of 20 nA, and a 5 μm beam. Peak counting time was 10 s for major elements (Zn, S, Fe), and 50 s for other minor elements (Cd, Ga, Ge, In, Au, and Ag). Background counting time was half of the peak counting time on the high- and low-energy background positions. Analytical results were reduced using the ZAF correction routines. LA-ICP-MS mapping: beam size of 15 μm, repetition rate of 10 Hz, depth of ablation around 5 μm. | sphalerite for S and Zn, marcasite for Fe, cadmium for Cd, gallium phosphide for Ga, germanium for Ge, indium phosphide for In, gold for Au, and silver for Ag | [20 empty] | 0.1 | [21 empty] | 3.025 | [59 empty] | 32.894 | [39 empty] | 61.97 |  |  |  |  | 2024 | Wu, Y., Zheng, Y., Yu, P., Chen, X., Guo, L., Long, L., Hu, Z., Huang, Y., Chen, M., Lu, J., Ouyang, S., Chen, S. (2024). The world-class carbonate-hosted Fankou Zn-Pb deposit in China. Part III. Critical metal Ga is enriched in late stage and low temperature sphalerite. Ore Geology Reviews, 166, 105928. |  | CHN | Guangdong
| Fankou Zn-Pb deposit |  | Basin hydrothermal | Mississippi Valley-type (MVT) | MVT zinc-lead | Zn, Pb | Ga | Zn, Pb, Ga | Wu et al., 2024 |  | 320-158-1-1-3 |  | underground mine |  |  |  |  | ore material | polished section | grab | mineral separate | [5 empty] | mineralisation |  |  |  | sphalerite | [6 empty] | pyrite, galena, chalcopyrite, dolomite, calcite, arsenopyrite, freibergite, pyrargyrite, argentite, goethite, ferrohydrite, anglesite, zincosite | Samples were polished into thin sections and polished mounts for petrographic identification | EMPA, LA-ICPMS | JEOL JXA-i SP100 electron probe micro-analyzer equipped with four wavelength-dispersive spectrometers; NWR 193 nm Ar F Excimer laser-ablation system coupled to an iCAP RQ (ICPMS) | Laboratory of Marine Element and Isotope Facilities in Southern Marine Science and Engineering Guangdong Laboratory (Zhuhai, China); Guangzhou Tuoyan Analytical Technology Co., Ltd., Guangzhou, China | EPMA: accelerating voltage of 20 kV, a probe current of 20 nA, and a 5 μm beam. Peak counting time was 10 s for major elements (Zn, S, Fe), and 50 s for other minor elements (Cd, Ga, Ge, In, Au, and Ag). Background counting time was half of the peak counting time on the high- and low-energy background positions. Analytical results were reduced using the ZAF correction routines. LA-ICP-MS mapping: beam size of 15 μm, repetition rate of 10 Hz, depth of ablation around 5 μm. | sphalerite for S and Zn, marcasite for Fe, cadmium for Cd, gallium phosphide for Ga, germanium for Ge, indium phosphide for In, gold for Au, and silver for Ag | [20 empty] | 0.134 | [21 empty] | 4.335 | [59 empty] | 33.141 | [39 empty] | 60.461 |  |  |  |  | 2024 | Wu, Y., Zheng, Y., Yu, P., Chen, X., Guo, L., Long, L., Hu, Z., Huang, Y., Chen, M., Lu, J., Ouyang, S., Chen, S. (2024). The world-class carbonate-hosted Fankou Zn-Pb deposit in China. Part III. Critical metal Ga is enriched in late stage and low temperature sphalerite. Ore Geology Reviews, 166, 105928. |  | CHN | Guangdong
| Fankou Zn-Pb deposit |  | Basin hydrothermal | Mississippi Valley-type (MVT) | MVT zinc-lead | Zn, Pb | Ga | Zn, Pb, Ga | Wu et al., 2024 |  | 320-158-1-1-4 |  | underground mine |  |  |  |  | ore material | polished section | grab | mineral separate | [5 empty] | mineralisation |  |  |  | sphalerite | [6 empty] | pyrite, galena, chalcopyrite, dolomite, calcite, arsenopyrite, freibergite, pyrargyrite, argentite, goethite, ferrohydrite, anglesite, zincosite | Samples were polished into thin sections and polished mounts for petrographic identification | EMPA, LA-ICPMS | JEOL JXA-i SP100 electron probe micro-analyzer equipped with four wavelength-dispersive spectrometers; NWR 193 nm Ar F Excimer laser-ablation system coupled to an iCAP RQ (ICPMS) | Laboratory of Marine Element and Isotope Facilities in Southern Marine Science and Engineering Guangdong Laboratory (Zhuhai, China); Guangzhou Tuoyan Analytical Technology Co., Ltd., Guangzhou, China | EPMA: accelerating voltage of 20 kV, a probe current of 20 nA, and a 5 μm beam. Peak counting time was 10 s for major elements (Zn, S, Fe), and 50 s for other minor elements (Cd, Ga, Ge, In, Au, and Ag). Background counting time was half of the peak counting time on the high- and low-energy background positions. Analytical results were reduced using the ZAF correction routines. LA-ICP-MS mapping: beam size of 15 μm, repetition rate of 10 Hz, depth of ablation around 5 μm. | sphalerite for S and Zn, marcasite for Fe, cadmium for Cd, gallium phosphide for Ga, germanium for Ge, indium phosphide for In, gold for Au, and silver for Ag | [20 empty] | 0.184 | [21 empty] | 5.619 | [59 empty] | 33.279 | [39 empty] | 59.237 |  |  |  |  | 2024 | Wu, Y., Zheng, Y., Yu, P., Chen, X., Guo, L., Long, L., Hu, Z., Huang, Y., Chen, M., Lu, J., Ouyang, S., Chen, S. (2024). The world-class carbonate-hosted Fankou Zn-Pb deposit in China. Part III. Critical metal Ga is enriched in late stage and low temperature sphalerite. Ore Geology Reviews, 166, 105928. |  | CHN | Guangdong
| Fankou Zn-Pb deposit |  | Basin hydrothermal | Mississippi Valley-type (MVT) | MVT zinc-lead | Zn, Pb | Ga | Zn, Pb, Ga | Wu et al., 2024 |  | 320-158-1-1-5 |  | underground mine |  |  |  |  | ore material | polished section | grab | mineral separate | [5 empty] | mineralisation |  |  |  | sphalerite | [6 empty] | pyrite, galena, chalcopyrite, dolomite, calcite, arsenopyrite, freibergite, pyrargyrite, argentite, goethite, ferrohydrite, anglesite, zincosite | Samples were polished into thin sections and polished mounts for petrographic identification | EMPA, LA-ICPMS | JEOL JXA-i SP100 electron probe micro-analyzer equipped with four wavelength-dispersive spectrometers; NWR 193 nm Ar F Excimer laser-ablation system coupled to an iCAP RQ (ICPMS) | Laboratory of Marine Element and Isotope Facilities in Southern Marine Science and Engineering Guangdong Laboratory (Zhuhai, China); Guangzhou Tuoyan Analytical Technology Co., Ltd., Guangzhou, China | EPMA: accelerating voltage of 20 kV, a probe current of 20 nA, and a 5 μm beam. Peak counting time was 10 s for major elements (Zn, S, Fe), and 50 s for other minor elements (Cd, Ga, Ge, In, Au, and Ag). Background counting time was half of the peak counting time on the high- and low-energy background positions. Analytical results were reduced using the ZAF correction routines. LA-ICP-MS mapping: beam size of 15 μm, repetition rate of 10 Hz, depth of ablation around 5 μm. | sphalerite for S and Zn, marcasite for Fe, cadmium for Cd, gallium phosphide for Ga, germanium for Ge, indium phosphide for In, gold for Au, and silver for Ag | [20 empty] | 0.13 | [21 empty] | 5.06 | [59 empty] | 33.144 | [39 empty] | 60.044 |  |  |  |  | 2024 | Wu, Y., Zheng, Y., Yu, P., Chen, X., Guo, L., Long, L., Hu, Z., Huang, Y., Chen, M., Lu, J., Ouyang, S., Chen, S. (2024). The world-class carbonate-hosted Fankou Zn-Pb deposit in China. Part III. Critical metal Ga is enriched in late stage and low temperature sphalerite. Ore Geology Reviews, 166, 105928. |  | CHN | Guangdong
| Fankou Zn-Pb deposit |  | Basin hydrothermal | Mississippi Valley-type (MVT) | MVT zinc-lead | Zn, Pb | Ga | Zn, Pb, Ga | Wu et al., 2024 |  | 320-158-1-2-1 |  | underground mine |  |  |  |  | ore material | polished section | grab | mineral separate | [5 empty] | mineralisation |  |  |  | sphalerite | [6 empty] | pyrite, galena, chalcopyrite, dolomite, calcite, arsenopyrite, freibergite, pyrargyrite, argentite, goethite, ferrohydrite, anglesite, zincosite | Samples were polished into thin sections and polished mounts for petrographic identification | EMPA, LA-ICPMS | JEOL JXA-i SP100 electron probe micro-analyzer equipped with four wavelength-dispersive spectrometers; NWR 193 nm Ar F Excimer laser-ablation system coupled to an iCAP RQ (ICPMS) | Laboratory of Marine Element and Isotope Facilities in Southern Marine Science and Engineering Guangdong Laboratory (Zhuhai, China); Guangzhou Tuoyan Analytical Technology Co., Ltd., Guangzhou, China | EPMA: accelerating voltage of 20 kV, a probe current of 20 nA, and a 5 μm beam. Peak counting time was 10 s for major elements (Zn, S, Fe), and 50 s for other minor elements (Cd, Ga, Ge, In, Au, and Ag). Background counting time was half of the peak counting time on the high- and low-energy background positions. Analytical results were reduced using the ZAF correction routines. LA-ICP-MS mapping: beam size of 15 μm, repetition rate of 10 Hz, depth of ablation around 5 μm. | sphalerite for S and Zn, marcasite for Fe, cadmium for Cd, gallium phosphide for Ga, germanium for Ge, indium phosphide for In, gold for Au, and silver for Ag | [20 empty] | 0.156 | [21 empty] | 1.932 | [59 empty] | 33.438 | [39 empty] | 63.714 |  |  |  |  | 2024 | Wu, Y., Zheng, Y., Yu, P., Chen, X., Guo, L., Long, L., Hu, Z., Huang, Y., Chen, M., Lu, J., Ouyang, S., Chen, S. (2024). The world-class carbonate-hosted Fankou Zn-Pb deposit in China. Part III. Critical metal Ga is enriched in late stage and low temperature sphalerite. Ore Geology Reviews, 166, 105928. |  | CHN | Guangdong
| Fankou Zn-Pb deposit |  | Basin hydrothermal | Mississippi Valley-type (MVT) | MVT zinc-lead | Zn, Pb | Ga | Zn, Pb, Ga | Wu et al., 2024 |  | 320-158-1-2-2 |  | underground mine |  |  |  |  | ore material | polished section | grab | mineral separate | [5 empty] | mineralisation |  |  |  | sphalerite | [6 empty] | pyrite, galena, chalcopyrite, dolomite, calcite, arsenopyrite, freibergite, pyrargyrite, argentite, goethite, ferrohydrite, anglesite, zincosite | Samples were polished into thin sections and polished mounts for petrographic identification | EMPA, LA-ICPMS | JEOL JXA-i SP100 electron probe micro-analyzer equipped with four wavelength-dispersive spectrometers; NWR 193 nm Ar F Excimer laser-ablation system coupled to an iCAP RQ (ICPMS) | Laboratory of Marine Element and Isotope Facilities in Southern Marine Science and Engineering Guangdong Laboratory (Zhuhai, China); Guangzhou Tuoyan Analytical Technology Co., Ltd., Guangzhou, China | EPMA: accelerating voltage of 20 kV, a probe current of 20 nA, and a 5 μm beam. Peak counting time was 10 s for major elements (Zn, S, Fe), and 50 s for other minor elements (Cd, Ga, Ge, In, Au, and Ag). Background counting time was half of the peak counting time on the high- and low-energy background positions. Analytical results were reduced using the ZAF correction routines. LA-ICP-MS mapping: beam size of 15 μm, repetition rate of 10 Hz, depth of ablation around 5 μm. | sphalerite for S and Zn, marcasite for Fe, cadmium for Cd, gallium phosphide for Ga, germanium for Ge, indium phosphide for In, gold for Au, and silver for Ag | [20 empty] | 0.099 | [21 empty] | 2.23 | [59 empty] | 33.272 | [39 empty] | 63.649 |  |  |  |  | 2024 | Wu, Y., Zheng, Y., Yu, P., Chen, X., Guo, L., Long, L., Hu, Z., Huang, Y., Chen, M., Lu, J., Ouyang, S., Chen, S. (2024). The world-class carbonate-hosted Fankou Zn-Pb deposit in China. Part III. Critical metal Ga is enriched in late stage and low temperature sphalerite. Ore Geology Reviews, 166, 105928. |  | CHN | Guangdong
| Fankou Zn-Pb deposit |  | Basin hydrothermal | Mississippi Valley-type (MVT) | MVT zinc-lead | Zn, Pb | Ga | Zn, Pb, Ga | Wu et al., 2024 |  | 320-158-1-2-3 |  | underground mine |  |  |  |  | ore material | polished section | grab | mineral separate | [5 empty] | mineralisation |  |  |  | sphalerite | [6 empty] | pyrite, galena, chalcopyrite, dolomite, calcite, arsenopyrite, freibergite, pyrargyrite, argentite, goethite, ferrohydrite, anglesite, zincosite | Samples were polished into thin sections and polished mounts for petrographic identification | EMPA, LA-ICPMS | JEOL JXA-i SP100 electron probe micro-analyzer equipped with four wavelength-dispersive spectrometers; NWR 193 nm Ar F Excimer laser-ablation system coupled to an iCAP RQ (ICPMS) | Laboratory of Marine Element and Isotope Facilities in Southern Marine Science and Engineering Guangdong Laboratory (Zhuhai, China); Guangzhou Tuoyan Analytical Technology Co., Ltd., Guangzhou, China | EPMA: accelerating voltage of 20 kV, a probe current of 20 nA, and a 5 μm beam. Peak counting time was 10 s for major elements (Zn, S, Fe), and 50 s for other minor elements (Cd, Ga, Ge, In, Au, and Ag). Background counting time was half of the peak counting time on the high- and low-energy background positions. Analytical results were reduced using the ZAF correction routines. LA-ICP-MS mapping: beam size of 15 μm, repetition rate of 10 Hz, depth of ablation around 5 μm. | sphalerite for S and Zn, marcasite for Fe, cadmium for Cd, gallium phosphide for Ga, germanium for Ge, indium phosphide for In, gold for Au, and silver for Ag | [20 empty] | 0.099 | [21 empty] | 3.091 | [59 empty] | 33.225 | [39 empty] | 62.969 |  |  |  |  | 2024 | Wu, Y., Zheng, Y., Yu, P., Chen, X., Guo, L., Long, L., Hu, Z., Huang, Y., Chen, M., Lu, J., Ouyang, S., Chen, S. (2024). The world-class carbonate-hosted Fankou Zn-Pb deposit in China. Part III. Critical metal Ga is enriched in late stage and low temperature sphalerite. Ore Geology Reviews, 166, 105928. |  | CHN | Guangdong
| Fankou Zn-Pb deposit |  | Basin hydrothermal | Mississippi Valley-type (MVT) | MVT zinc-lead | Zn, Pb | Ga | Zn, Pb, Ga | Wu et al., 2024 |  | 320-158-1-2-4 |  | underground mine |  |  |  |  | ore material | polished section | grab | mineral separate | [5 empty] | mineralisation |  |  |  | sphalerite | [6 empty] | pyrite, galena, chalcopyrite, dolomite, calcite, arsenopyrite, freibergite, pyrargyrite, argentite, goethite, ferrohydrite, anglesite, zincosite | Samples were polished into thin sections and polished mounts for petrographic identification | EMPA, LA-ICPMS | JEOL JXA-i SP100 electron probe micro-analyzer equipped with four wavelength-dispersive spectrometers; NWR 193 nm Ar F Excimer laser-ablation system coupled to an iCAP RQ (ICPMS) | Laboratory of Marine Element and Isotope Facilities in Southern Marine Science and Engineering Guangdong Laboratory (Zhuhai, China); Guangzhou Tuoyan Analytical Technology Co., Ltd., Guangzhou, China | EPMA: accelerating voltage of 20 kV, a probe current of 20 nA, and a 5 μm beam. Peak counting time was 10 s for major elements (Zn, S, Fe), and 50 s for other minor elements (Cd, Ga, Ge, In, Au, and Ag). Background counting time was half of the peak counting time on the high- and low-energy background positions. Analytical results were reduced using the ZAF correction routines. LA-ICP-MS mapping: beam size of 15 μm, repetition rate of 10 Hz, depth of ablation around 5 μm. | sphalerite for S and Zn, marcasite for Fe, cadmium for Cd, gallium phosphide for Ga, germanium for Ge, indium phosphide for In, gold for Au, and silver for Ag | [20 empty] | 0.166 | [21 empty] | 4.571 | [59 empty] | 33.253 | [39 empty] | 61.277 |  |  |  |  | 2024 | Wu, Y., Zheng, Y., Yu, P., Chen, X., Guo, L., Long, L., Hu, Z., Huang, Y., Chen, M., Lu, J., Ouyang, S., Chen, S. (2024). The world-class carbonate-hosted Fankou Zn-Pb deposit in China. Part III. Critical metal Ga is enriched in late stage and low temperature sphalerite. Ore Geology Reviews, 166, 105928. |  | CHN | Guangdong
| Fankou Zn-Pb deposit |  | Basin hydrothermal | Mississippi Valley-type (MVT) | MVT zinc-lead | Zn, Pb | Ga | Zn, Pb, Ga | Wu et al., 2024 |  | 320-158-1-2-5 |  | underground mine |  |  |  |  | ore material | polished section | grab | mineral separate | [5 empty] | mineralisation |  |  |  | sphalerite | [6 empty] | pyrite, galena, chalcopyrite, dolomite, calcite, arsenopyrite, freibergite, pyrargyrite, argentite, goethite, ferrohydrite, anglesite, zincosite | Samples were polished into thin sections and polished mounts for petrographic identification | EMPA, LA-ICPMS | JEOL JXA-i SP100 electron probe micro-analyzer equipped with four wavelength-dispersive spectrometers; NWR 193 nm Ar F Excimer laser-ablation system coupled to an iCAP RQ (ICPMS) | Laboratory of Marine Element and Isotope Facilities in Southern Marine Science and Engineering Guangdong Laboratory (Zhuhai, China); Guangzhou Tuoyan Analytical Technology Co., Ltd., Guangzhou, China | EPMA: accelerating voltage of 20 kV, a probe current of 20 nA, and a 5 μm beam. Peak counting time was 10 s for major elements (Zn, S, Fe), and 50 s for other minor elements (Cd, Ga, Ge, In, Au, and Ag). Background counting time was half of the peak counting time on the high- and low-energy background positions. Analytical results were reduced using the ZAF correction routines. LA-ICP-MS mapping: beam size of 15 μm, repetition rate of 10 Hz, depth of ablation around 5 μm. | sphalerite for S and Zn, marcasite for Fe, cadmium for Cd, gallium phosphide for Ga, germanium for Ge, indium phosphide for In, gold for Au, and silver for Ag | [20 empty] | 0.135 | [21 empty] | 4.272 | [59 empty] | 33.211 | [39 empty] | 61.452 |  |  |  |  | 2024 | Wu, Y., Zheng, Y., Yu, P., Chen, X., Guo, L., Long, L., Hu, Z., Huang, Y., Chen, M., Lu, J., Ouyang, S., Chen, S. (2024). The world-class carbonate-hosted Fankou Zn-Pb deposit in China. Part III. Critical metal Ga is enriched in late stage and low temperature sphalerite. Ore Geology Reviews, 166, 105928. |  | CHN | Guangdong
| Fankou Zn-Pb deposit |  | Basin hydrothermal | Mississippi Valley-type (MVT) | MVT zinc-lead | Zn, Pb | Ga | Zn, Pb, Ga | Wu et al., 2024 |  | 320-158-1-3-1 |  | underground mine |  |  |  |  | ore material | polished section | grab | mineral separate | [5 empty] | mineralisation |  |  |  | sphalerite | [6 empty] | pyrite, galena, chalcopyrite, dolomite, calcite, arsenopyrite, freibergite, pyrargyrite, argentite, goethite, ferrohydrite, anglesite, zincosite | Samples were polished into thin sections and polished mounts for petrographic identification | EMPA, LA-ICPMS | JEOL JXA-i SP100 electron probe micro-analyzer equipped with four wavelength-dispersive spectrometers; NWR 193 nm Ar F Excimer laser-ablation system coupled to an iCAP RQ (ICPMS) | Laboratory of Marine Element and Isotope Facilities in Southern Marine Science and Engineering Guangdong Laboratory (Zhuhai, China); Guangzhou Tuoyan Analytical Technology Co., Ltd., Guangzhou, China | EPMA: accelerating voltage of 20 kV, a probe current of 20 nA, and a 5 μm beam. Peak counting time was 10 s for major elements (Zn, S, Fe), and 50 s for other minor elements (Cd, Ga, Ge, In, Au, and Ag). Background counting time was half of the peak counting time on the high- and low-energy background positions. Analytical results were reduced using the ZAF correction routines. LA-ICP-MS mapping: beam size of 15 μm, repetition rate of 10 Hz, depth of ablation around 5 μm. | sphalerite for S and Zn, marcasite for Fe, cadmium for Cd, gallium phosphide for Ga, germanium for Ge, indium phosphide for In, gold for Au, and silver for Ag | [20 empty] | 0.133 | [21 empty] | 2.853 | [59 empty] | 33.185 | [39 empty] | 62.836 |  |  |  |  | 2024 | Wu, Y., Zheng, Y., Yu, P., Chen, X., Guo, L., Long, L., Hu, Z., Huang, Y., Chen, M., Lu, J., Ouyang, S., Chen, S. (2024). The world-class carbonate-hosted Fankou Zn-Pb deposit in China. Part III. Critical metal Ga is enriched in late stage and low temperature sphalerite. Ore Geology Reviews, 166, 105928. |  | CHN | Guangdong
| Fankou Zn-Pb deposit |  | Basin hydrothermal | Mississippi Valley-type (MVT) | MVT zinc-lead | Zn, Pb | Ga | Zn, Pb, Ga | Wu et al., 2024 |  | 320-158-1-3-2 |  | underground mine |  |  |  |  | ore material | polished section | grab | mineral separate | [5 empty] | mineralisation |  |  |  | sphalerite | [6 empty] | pyrite, galena, chalcopyrite, dolomite, calcite, arsenopyrite, freibergite, pyrargyrite, argentite, goethite, ferrohydrite, anglesite, zincosite | Samples were polished into thin sections and polished mounts for petrographic identification | EMPA, LA-ICPMS | JEOL JXA-i SP100 electron probe micro-analyzer equipped with four wavelength-dispersive spectrometers; NWR 193 nm Ar F Excimer laser-ablation system coupled to an iCAP RQ (ICPMS) | Laboratory of Marine Element and Isotope Facilities in Southern Marine Science and Engineering Guangdong Laboratory (Zhuhai, China); Guangzhou Tuoyan Analytical Technology Co., Ltd., Guangzhou, China | EPMA: accelerating voltage of 20 kV, a probe current of 20 nA, and a 5 μm beam. Peak counting time was 10 s for major elements (Zn, S, Fe), and 50 s for other minor elements (Cd, Ga, Ge, In, Au, and Ag). Background counting time was half of the peak counting time on the high- and low-energy background positions. Analytical results were reduced using the ZAF correction routines. LA-ICP-MS mapping: beam size of 15 μm, repetition rate of 10 Hz, depth of ablation around 5 μm. | sphalerite for S and Zn, marcasite for Fe, cadmium for Cd, gallium phosphide for Ga, germanium for Ge, indium phosphide for In, gold for Au, and silver for Ag | [20 empty] | 0.125 | [21 empty] | 2.607 | [13 empty] | 0.018 | [45 empty] | 33.062 | [39 empty] | 63.441 |  |  |  |  | 2024 | Wu, Y., Zheng, Y., Yu, P., Chen, X., Guo, L., Long, L., Hu, Z., Huang, Y., Chen, M., Lu, J., Ouyang, S., Chen, S. (2024). The world-class carbonate-hosted Fankou Zn-Pb deposit in China. Part III. Critical metal Ga is enriched in late stage and low temperature sphalerite. Ore Geology Reviews, 166, 105928. |  | CHN | Guangdong
| Fankou Zn-Pb deposit |  | Basin hydrothermal | Mississippi Valley-type (MVT) | MVT zinc-lead | Zn, Pb | Ga | Zn, Pb, Ga | Wu et al., 2024 |  | 320-158-1-3-3 |  | underground mine |  |  |  |  | ore material | polished section | grab | mineral separate | [5 empty] | mineralisation |  |  |  | sphalerite | [6 empty] | pyrite, galena, chalcopyrite, dolomite, calcite, arsenopyrite, freibergite, pyrargyrite, argentite, goethite, ferrohydrite, anglesite, zincosite | Samples were polished into thin sections and polished mounts for petrographic identification | EMPA, LA-ICPMS | JEOL JXA-i SP100 electron probe micro-analyzer equipped with four wavelength-dispersive spectrometers; NWR 193 nm Ar F Excimer laser-ablation system coupled to an iCAP RQ (ICPMS) | Laboratory of Marine Element and Isotope Facilities in Southern Marine Science and Engineering Guangdong Laboratory (Zhuhai, China); Guangzhou Tuoyan Analytical Technology Co., Ltd., Guangzhou, China | EPMA: accelerating voltage of 20 kV, a probe current of 20 nA, and a 5 μm beam. Peak counting time was 10 s for major elements (Zn, S, Fe), and 50 s for other minor elements (Cd, Ga, Ge, In, Au, and Ag). Background counting time was half of the peak counting time on the high- and low-energy background positions. Analytical results were reduced using the ZAF correction routines. LA-ICP-MS mapping: beam size of 15 μm, repetition rate of 10 Hz, depth of ablation around 5 μm. | sphalerite for S and Zn, marcasite for Fe, cadmium for Cd, gallium phosphide for Ga, germanium for Ge, indium phosphide for In, gold for Au, and silver for Ag | [6 empty] | 0.031 | [13 empty] | 0.111 | [21 empty] | 4.174 | [59 empty] | 32.984 | [39 empty] | 61.088 |  |  |  |  | 2024 | Wu, Y., Zheng, Y., Yu, P., Chen, X., Guo, L., Long, L., Hu, Z., Huang, Y., Chen, M., Lu, J., Ouyang, S., Chen, S. (2024). The world-class carbonate-hosted Fankou Zn-Pb deposit in China. Part III. Critical metal Ga is enriched in late stage and low temperature sphalerite. Ore Geology Reviews, 166, 105928. |  | CHN | Guangdong
| Fankou Zn-Pb deposit |  | Basin hydrothermal | Mississippi Valley-type (MVT) | MVT zinc-lead | Zn, Pb | Ga | Zn, Pb, Ga | Wu et al., 2024 |  | 320-158-1-3-4 |  | underground mine |  |  |  |  | ore material | polished section | grab | mineral separate | [5 empty] | mineralisation |  |  |  | sphalerite | [6 empty] | pyrite, galena, chalcopyrite, dolomite, calcite, arsenopyrite, freibergite, pyrargyrite, argentite, goethite, ferrohydrite, anglesite, zincosite | Samples were polished into thin sections and polished mounts for petrographic identification | EMPA, LA-ICPMS | JEOL JXA-i SP100 electron probe micro-analyzer equipped with four wavelength-dispersive spectrometers; NWR 193 nm Ar F Excimer laser-ablation system coupled to an iCAP RQ (ICPMS) | Laboratory of Marine Element and Isotope Facilities in Southern Marine Science and Engineering Guangdong Laboratory (Zhuhai, China); Guangzhou Tuoyan Analytical Technology Co., Ltd., Guangzhou, China | EPMA: accelerating voltage of 20 kV, a probe current of 20 nA, and a 5 μm beam. Peak counting time was 10 s for major elements (Zn, S, Fe), and 50 s for other minor elements (Cd, Ga, Ge, In, Au, and Ag). Background counting time was half of the peak counting time on the high- and low-energy background positions. Analytical results were reduced using the ZAF correction routines. LA-ICP-MS mapping: beam size of 15 μm, repetition rate of 10 Hz, depth of ablation around 5 μm. | sphalerite for S and Zn, marcasite for Fe, cadmium for Cd, gallium phosphide for Ga, germanium for Ge, indium phosphide for In, gold for Au, and silver for Ag | [20 empty] | 0.143 | [21 empty] | 4.736 | [59 empty] | 33.387 | [39 empty] | 61.003 |  |  |  |  | 2024 | Wu, Y., Zheng, Y., Yu, P., Chen, X., Guo, L., Long, L., Hu, Z., Huang, Y., Chen, M., Lu, J., Ouyang, S., Chen, S. (2024). The world-class carbonate-hosted Fankou Zn-Pb deposit in China. Part III. Critical metal Ga is enriched in late stage and low temperature sphalerite. Ore Geology Reviews, 166, 105928. |  | CHN | Guangdong
| Fankou Zn-Pb deposit |  | Basin hydrothermal | Mississippi Valley-type (MVT) | MVT zinc-lead | Zn, Pb | Ga | Zn, Pb, Ga | Wu et al., 2024 |  | 320-158-1-3-5 |  | underground mine |  |  |  |  | ore material | polished section | grab | mineral separate | [5 empty] | mineralisation |  |  |  | sphalerite | [6 empty] | pyrite, galena, chalcopyrite, dolomite, calcite, arsenopyrite, freibergite, pyrargyrite, argentite, goethite, ferrohydrite, anglesite, zincosite | Samples were polished into thin sections and polished mounts for petrographic identification | EMPA, LA-ICPMS | JEOL JXA-i SP100 electron probe micro-analyzer equipped with four wavelength-dispersive spectrometers; NWR 193 nm Ar F Excimer laser-ablation system coupled to an iCAP RQ (ICPMS) | Laboratory of Marine Element and Isotope Facilities in Southern Marine Science and Engineering Guangdong Laboratory (Zhuhai, China); Guangzhou Tuoyan Analytical Technology Co., Ltd., Guangzhou, China | EPMA: accelerating voltage of 20 kV, a probe current of 20 nA, and a 5 μm beam. Peak counting time was 10 s for major elements (Zn, S, Fe), and 50 s for other minor elements (Cd, Ga, Ge, In, Au, and Ag). Background counting time was half of the peak counting time on the high- and low-energy background positions. Analytical results were reduced using the ZAF correction routines. LA-ICP-MS mapping: beam size of 15 μm, repetition rate of 10 Hz, depth of ablation around 5 μm. | sphalerite for S and Zn, marcasite for Fe, cadmium for Cd, gallium phosphide for Ga, germanium for Ge, indium phosphide for In, gold for Au, and silver for Ag | [20 empty] | 0.141 | [21 empty] | 4.844 | [59 empty] | 33.264 | [39 empty] | 60.439 |  |  |  |  | 2024 | Wu, Y., Zheng, Y., Yu, P., Chen, X., Guo, L., Long, L., Hu, Z., Huang, Y., Chen, M., Lu, J., Ouyang, S., Chen, S. (2024). The world-class carbonate-hosted Fankou Zn-Pb deposit in China. Part III. Critical metal Ga is enriched in late stage and low temperature sphalerite. Ore Geology Reviews, 166, 105928. |  | CHN | Guangdong
| Fankou Zn-Pb deposit |  | Basin hydrothermal | Mississippi Valley-type (MVT) | MVT zinc-lead | Zn, Pb | Ga | Zn, Pb, Ga | Wu et al., 2024 |  | 200-4-1-1-1 |  | underground mine |  |  |  |  | ore material | polished section | grab | mineral separate | [5 empty] | mineralisation |  |  |  | sphalerite | [6 empty] | pyrite, galena, chalcopyrite, dolomite, calcite, arsenopyrite, freibergite, pyrargyrite, argentite, goethite, ferrohydrite, anglesite, zincosite | Samples were polished into thin sections and polished mounts for petrographic identification | EMPA, LA-ICPMS | JEOL JXA-i SP100 electron probe micro-analyzer equipped with four wavelength-dispersive spectrometers; NWR 193 nm Ar F Excimer laser-ablation system coupled to an iCAP RQ (ICPMS) | Laboratory of Marine Element and Isotope Facilities in Southern Marine Science and Engineering Guangdong Laboratory (Zhuhai, China); Guangzhou Tuoyan Analytical Technology Co., Ltd., Guangzhou, China | EPMA: accelerating voltage of 20 kV, a probe current of 20 nA, and a 5 μm beam. Peak counting time was 10 s for major elements (Zn, S, Fe), and 50 s for other minor elements (Cd, Ga, Ge, In, Au, and Ag). Background counting time was half of the peak counting time on the high- and low-energy background positions. Analytical results were reduced using the ZAF correction routines. LA-ICP-MS mapping: beam size of 15 μm, repetition rate of 10 Hz, depth of ablation around 5 μm. | sphalerite for S and Zn, marcasite for Fe, cadmium for Cd, gallium phosphide for Ga, germanium for Ge, indium phosphide for In, gold for Au, and silver for Ag | [20 empty] | 0.163 | [21 empty] | 0.471 | [59 empty] | 32.86 | [39 empty] | 65.573 |  |  |  |  | 2024 | Wu, Y., Zheng, Y., Yu, P., Chen, X., Guo, L., Long, L., Hu, Z., Huang, Y., Chen, M., Lu, J., Ouyang, S., Chen, S. (2024). The world-class carbonate-hosted Fankou Zn-Pb deposit in China. Part III. Critical metal Ga is enriched in late stage and low temperature sphalerite. Ore Geology Reviews, 166, 105928. |  | CHN | Guangdong
| Fankou Zn-Pb deposit |  | Basin hydrothermal | Mississippi Valley-type (MVT) | MVT zinc-lead | Zn, Pb | Ga | Zn, Pb, Ga | Wu et al., 2024 |  | 200-4-1-1-2 |  | underground mine |  |  |  |  | ore material | polished section | grab | mineral separate | [5 empty] | mineralisation |  |  |  | sphalerite | [6 empty] | pyrite, galena, chalcopyrite, dolomite, calcite, arsenopyrite, freibergite, pyrargyrite, argentite, goethite, ferrohydrite, anglesite, zincosite | Samples were polished into thin sections and polished mounts for petrographic identification | EMPA, LA-ICPMS | JEOL JXA-i SP100 electron probe micro-analyzer equipped with four wavelength-dispersive spectrometers; NWR 193 nm Ar F Excimer laser-ablation system coupled to an iCAP RQ (ICPMS) | Laboratory of Marine Element and Isotope Facilities in Southern Marine Science and Engineering Guangdong Laboratory (Zhuhai, China); Guangzhou Tuoyan Analytical Technology Co., Ltd., Guangzhou, China | EPMA: accelerating voltage of 20 kV, a probe current of 20 nA, and a 5 μm beam. Peak counting time was 10 s for major elements (Zn, S, Fe), and 50 s for other minor elements (Cd, Ga, Ge, In, Au, and Ag). Background counting time was half of the peak counting time on the high- and low-energy background positions. Analytical results were reduced using the ZAF correction routines. LA-ICP-MS mapping: beam size of 15 μm, repetition rate of 10 Hz, depth of ablation around 5 μm. | sphalerite for S and Zn, marcasite for Fe, cadmium for Cd, gallium phosphide for Ga, germanium for Ge, indium phosphide for In, gold for Au, and silver for Ag | [6 empty] | 0.025 | [13 empty] | 0.155 | [21 empty] | 0.213 | [59 empty] | 32.883 | [39 empty] | 65.638 |  |  |  |  | 2024 | Wu, Y., Zheng, Y., Yu, P., Chen, X., Guo, L., Long, L., Hu, Z., Huang, Y., Chen, M., Lu, J., Ouyang, S., Chen, S. (2024). The world-class carbonate-hosted Fankou Zn-Pb deposit in China. Part III. Critical metal Ga is enriched in late stage and low temperature sphalerite. Ore Geology Reviews, 166, 105928. |  | CHN | Guangdong
| Fankou Zn-Pb deposit |  | Basin hydrothermal | Mississippi Valley-type (MVT) | MVT zinc-lead | Zn, Pb | Ga | Zn, Pb, Ga | Wu et al., 2024 |  | 200-4-1-1-7 |  | underground mine |  |  |  |  | ore material | polished section | grab | mineral separate | [5 empty] | mineralisation |  |  |  | sphalerite | [6 empty] | pyrite, galena, chalcopyrite, dolomite, calcite, arsenopyrite, freibergite, pyrargyrite, argentite, goethite, ferrohydrite, anglesite, zincosite | Samples were polished into thin sections and polished mounts for petrographic identification | EMPA, LA-ICPMS | JEOL JXA-i SP100 electron probe micro-analyzer equipped with four wavelength-dispersive spectrometers; NWR 193 nm Ar F Excimer laser-ablation system coupled to an iCAP RQ (ICPMS) | Laboratory of Marine Element and Isotope Facilities in Southern Marine Science and Engineering Guangdong Laboratory (Zhuhai, China); Guangzhou Tuoyan Analytical Technology Co., Ltd., Guangzhou, China | EPMA: accelerating voltage of 20 kV, a probe current of 20 nA, and a 5 μm beam. Peak counting time was 10 s for major elements (Zn, S, Fe), and 50 s for other minor elements (Cd, Ga, Ge, In, Au, and Ag). Background counting time was half of the peak counting time on the high- and low-energy background positions. Analytical results were reduced using the ZAF correction routines. LA-ICP-MS mapping: beam size of 15 μm, repetition rate of 10 Hz, depth of ablation around 5 μm. | sphalerite for S and Zn, marcasite for Fe, cadmium for Cd, gallium phosphide for Ga, germanium for Ge, indium phosphide for In, gold for Au, and silver for Ag | [20 empty] | 0.169 | [21 empty] | 4.083 | [13 empty] | 0.013 | [45 empty] | 33.365 | [39 empty] | 61.672 |  |  |  |  | 2024 | Wu, Y., Zheng, Y., Yu, P., Chen, X., Guo, L., Long, L., Hu, Z., Huang, Y., Chen, M., Lu, J., Ouyang, S., Chen, S. (2024). The world-class carbonate-hosted Fankou Zn-Pb deposit in China. Part III. Critical metal Ga is enriched in late stage and low temperature sphalerite. Ore Geology Reviews, 166, 105928. |  | CHN | Guangdong
| Fankou Zn-Pb deposit |  | Basin hydrothermal | Mississippi Valley-type (MVT) | MVT zinc-lead | Zn, Pb | Ga | Zn, Pb, Ga | Wu et al., 2024 |  | 200-4-1-2-5 |  | underground mine |  |  |  |  | ore material | polished section | grab | mineral separate | [5 empty] | mineralisation |  |  |  | sphalerite | [6 empty] | pyrite, galena, chalcopyrite, dolomite, calcite, arsenopyrite, freibergite, pyrargyrite, argentite, goethite, ferrohydrite, anglesite, zincosite | Samples were polished into thin sections and polished mounts for petrographic identification | EMPA, LA-ICPMS | JEOL JXA-i SP100 electron probe micro-analyzer equipped with four wavelength-dispersive spectrometers; NWR 193 nm Ar F Excimer laser-ablation system coupled to an iCAP RQ (ICPMS) | Laboratory of Marine Element and Isotope Facilities in Southern Marine Science and Engineering Guangdong Laboratory (Zhuhai, China); Guangzhou Tuoyan Analytical Technology Co., Ltd., Guangzhou, China | EPMA: accelerating voltage of 20 kV, a probe current of 20 nA, and a 5 μm beam. Peak counting time was 10 s for major elements (Zn, S, Fe), and 50 s for other minor elements (Cd, Ga, Ge, In, Au, and Ag). Background counting time was half of the peak counting time on the high- and low-energy background positions. Analytical results were reduced using the ZAF correction routines. LA-ICP-MS mapping: beam size of 15 μm, repetition rate of 10 Hz, depth of ablation around 5 μm. | sphalerite for S and Zn, marcasite for Fe, cadmium for Cd, gallium phosphide for Ga, germanium for Ge, indium phosphide for In, gold for Au, and silver for Ag | [20 empty] | 0.126 | [21 empty] | 3.153 | [59 empty] | 33.249 | [39 empty] | 62.525 |  |  |  |  | 2024 | Wu, Y., Zheng, Y., Yu, P., Chen, X., Guo, L., Long, L., Hu, Z., Huang, Y., Chen, M., Lu, J., Ouyang, S., Chen, S. (2024). The world-class carbonate-hosted Fankou Zn-Pb deposit in China. Part III. Critical metal Ga is enriched in late stage and low temperature sphalerite. Ore Geology Reviews, 166, 105928. |  | CHN | Guangdong
| Fankou Zn-Pb deposit |  | Basin hydrothermal | Mississippi Valley-type (MVT) | MVT zinc-lead | Zn, Pb | Ga | Zn, Pb, Ga | Wu et al., 2024 |  | 240-133-1-1-1 |  | underground mine |  |  |  |  | ore material | polished section | grab | mineral separate | [5 empty] | mineralisation |  |  |  | sphalerite | [6 empty] | pyrite, galena, chalcopyrite, dolomite, calcite, arsenopyrite, freibergite, pyrargyrite, argentite, goethite, ferrohydrite, anglesite, zincosite | Samples were polished into thin sections and polished mounts for petrographic identification | EMPA, LA-ICPMS | JEOL JXA-i SP100 electron probe micro-analyzer equipped with four wavelength-dispersive spectrometers; NWR 193 nm Ar F Excimer laser-ablation system coupled to an iCAP RQ (ICPMS) | Laboratory of Marine Element and Isotope Facilities in Southern Marine Science and Engineering Guangdong Laboratory (Zhuhai, China); Guangzhou Tuoyan Analytical Technology Co., Ltd., Guangzhou, China | EPMA: accelerating voltage of 20 kV, a probe current of 20 nA, and a 5 μm beam. Peak counting time was 10 s for major elements (Zn, S, Fe), and 50 s for other minor elements (Cd, Ga, Ge, In, Au, and Ag). Background counting time was half of the peak counting time on the high- and low-energy background positions. Analytical results were reduced using the ZAF correction routines. LA-ICP-MS mapping: beam size of 15 μm, repetition rate of 10 Hz, depth of ablation around 5 μm. | sphalerite for S and Zn, marcasite for Fe, cadmium for Cd, gallium phosphide for Ga, germanium for Ge, indium phosphide for In, gold for Au, and silver for Ag | [6 empty] | 0.016 | [13 empty] | 0.142 | [21 empty] | 0.46 | [59 empty] | 33.225 | [39 empty] | 65.539 |  |  |  |  | 2024 | Wu, Y., Zheng, Y., Yu, P., Chen, X., Guo, L., Long, L., Hu, Z., Huang, Y., Chen, M., Lu, J., Ouyang, S., Chen, S. (2024). The world-class carbonate-hosted Fankou Zn-Pb deposit in China. Part III. Critical metal Ga is enriched in late stage and low temperature sphalerite. Ore Geology Reviews, 166, 105928. |  | CHN | Guangdong
| Fankou Zn-Pb deposit |  | Basin hydrothermal | Mississippi Valley-type (MVT) | MVT zinc-lead | Zn, Pb | Ga | Zn, Pb, Ga | Wu et al., 2024 |  | 240-133-1-1-4 |  | underground mine |  |  |  |  | ore material | polished section | grab | mineral separate | [5 empty] | mineralisation |  |  |  | sphalerite | [6 empty] | pyrite, galena, chalcopyrite, dolomite, calcite, arsenopyrite, freibergite, pyrargyrite, argentite, goethite, ferrohydrite, anglesite, zincosite | Samples were polished into thin sections and polished mounts for petrographic identification | EMPA, LA-ICPMS | JEOL JXA-i SP100 electron probe micro-analyzer equipped with four wavelength-dispersive spectrometers; NWR 193 nm Ar F Excimer laser-ablation system coupled to an iCAP RQ (ICPMS) | Laboratory of Marine Element and Isotope Facilities in Southern Marine Science and Engineering Guangdong Laboratory (Zhuhai, China); Guangzhou Tuoyan Analytical Technology Co., Ltd., Guangzhou, China | EPMA: accelerating voltage of 20 kV, a probe current of 20 nA, and a 5 μm beam. Peak counting time was 10 s for major elements (Zn, S, Fe), and 50 s for other minor elements (Cd, Ga, Ge, In, Au, and Ag). Background counting time was half of the peak counting time on the high- and low-energy background positions. Analytical results were reduced using the ZAF correction routines. LA-ICP-MS mapping: beam size of 15 μm, repetition rate of 10 Hz, depth of ablation around 5 μm. | sphalerite for S and Zn, marcasite for Fe, cadmium for Cd, gallium phosphide for Ga, germanium for Ge, indium phosphide for In, gold for Au, and silver for Ag | [20 empty] | 0.169 | [21 empty] | 1.59 | [59 empty] | 32.868 | [39 empty] | 64.476 |  |  |  |  | 2024 | Wu, Y., Zheng, Y., Yu, P., Chen, X., Guo, L., Long, L., Hu, Z., Huang, Y., Chen, M., Lu, J., Ouyang, S., Chen, S. (2024). The world-class carbonate-hosted Fankou Zn-Pb deposit in China. Part III. Critical metal Ga is enriched in late stage and low temperature sphalerite. Ore Geology Reviews, 166, 105928. |  | CHN | Guangdong
| Fankou Zn-Pb deposit |  | Basin hydrothermal | Mississippi Valley-type (MVT) | MVT zinc-lead | Zn, Pb | Ga | Zn, Pb, Ga | Wu et al., 2024 |  | 240-133-1-2-3 |  | underground mine |  |  |  |  | ore material | polished section | grab | mineral separate | [5 empty] | mineralisation |  |  |  | sphalerite | [6 empty] | pyrite, galena, chalcopyrite, dolomite, calcite, arsenopyrite, freibergite, pyrargyrite, argentite, goethite, ferrohydrite, anglesite, zincosite | Samples were polished into thin sections and polished mounts for petrographic identification | EMPA, LA-ICPMS | JEOL JXA-i SP100 electron probe micro-analyzer equipped with four wavelength-dispersive spectrometers; NWR 193 nm Ar F Excimer laser-ablation system coupled to an iCAP RQ (ICPMS) | Laboratory of Marine Element and Isotope Facilities in Southern Marine Science and Engineering Guangdong Laboratory (Zhuhai, China); Guangzhou Tuoyan Analytical Technology Co., Ltd., Guangzhou, China | EPMA: accelerating voltage of 20 kV, a probe current of 20 nA, and a 5 μm beam. Peak counting time was 10 s for major elements (Zn, S, Fe), and 50 s for other minor elements (Cd, Ga, Ge, In, Au, and Ag). Background counting time was half of the peak counting time on the high- and low-energy background positions. Analytical results were reduced using the ZAF correction routines. LA-ICP-MS mapping: beam size of 15 μm, repetition rate of 10 Hz, depth of ablation around 5 μm. | sphalerite for S and Zn, marcasite for Fe, cadmium for Cd, gallium phosphide for Ga, germanium for Ge, indium phosphide for In, gold for Au, and silver for Ag | [6 empty] | 0.038 | [13 empty] | 0.158 | [21 empty] | 1.121 |  | 0.023 | [57 empty] | 32.783 | [39 empty] | 64.459 |  |  |  |  | 2024 | Wu, Y., Zheng, Y., Yu, P., Chen, X., Guo, L., Long, L., Hu, Z., Huang, Y., Chen, M., Lu, J., Ouyang, S., Chen, S. (2024). The world-class carbonate-hosted Fankou Zn-Pb deposit in China. Part III. Critical metal Ga is enriched in late stage and low temperature sphalerite. Ore Geology Reviews, 166, 105928. |  | CHN | Guangdong
| Fankou Zn-Pb deposit |  | Basin hydrothermal | Mississippi Valley-type (MVT) | MVT zinc-lead | Zn, Pb | Ga | Zn, Pb, Ga | Wu et al., 2024 |  | 400-146-1-1-1 |  | underground mine |  |  |  |  | ore material | polished section | grab | mineral separate | [5 empty] | mineralisation |  |  |  | sphalerite | [6 empty] | pyrite, galena, chalcopyrite, dolomite, calcite, arsenopyrite, freibergite, pyrargyrite, argentite, goethite, ferrohydrite, anglesite, zincosite | Samples were polished into thin sections and polished mounts for petrographic identification | EMPA, LA-ICPMS | JEOL JXA-i SP100 electron probe micro-analyzer equipped with four wavelength-dispersive spectrometers; NWR 193 nm Ar F Excimer laser-ablation system coupled to an iCAP RQ (ICPMS) | Laboratory of Marine Element and Isotope Facilities in Southern Marine Science and Engineering Guangdong Laboratory (Zhuhai, China); Guangzhou Tuoyan Analytical Technology Co., Ltd., Guangzhou, China | EPMA: accelerating voltage of 20 kV, a probe current of 20 nA, and a 5 μm beam. Peak counting time was 10 s for major elements (Zn, S, Fe), and 50 s for other minor elements (Cd, Ga, Ge, In, Au, and Ag). Background counting time was half of the peak counting time on the high- and low-energy background positions. Analytical results were reduced using the ZAF correction routines. LA-ICP-MS mapping: beam size of 15 μm, repetition rate of 10 Hz, depth of ablation around 5 μm. | sphalerite for S and Zn, marcasite for Fe, cadmium for Cd, gallium phosphide for Ga, germanium for Ge, indium phosphide for In, gold for Au, and silver for Ag | [6 empty] | 0.013 | [13 empty] | 0.141 | [21 empty] | 0.702 | [59 empty] | 32.845 | [39 empty] | 65.234 |  |  |  |  | 2024 | Wu, Y., Zheng, Y., Yu, P., Chen, X., Guo, L., Long, L., Hu, Z., Huang, Y., Chen, M., Lu, J., Ouyang, S., Chen, S. (2024). The world-class carbonate-hosted Fankou Zn-Pb deposit in China. Part III. Critical metal Ga is enriched in late stage and low temperature sphalerite. Ore Geology Reviews, 166, 105928. |  | CHN | Guangdong
| Fankou Zn-Pb deposit |  | Basin hydrothermal | Mississippi Valley-type (MVT) | MVT zinc-lead | Zn, Pb | Ga | Zn, Pb, Ga | Wu et al., 2024 |  | 400-146-1-2-1 |  | underground mine |  |  |  |  | ore material | polished section | grab | mineral separate | [5 empty] | mineralisation |  |  |  | sphalerite | [6 empty] | pyrite, galena, chalcopyrite, dolomite, calcite, arsenopyrite, freibergite, pyrargyrite, argentite, goethite, ferrohydrite, anglesite, zincosite | Samples were polished into thin sections and polished mounts for petrographic identification | EMPA, LA-ICPMS | JEOL JXA-i SP100 electron probe micro-analyzer equipped with four wavelength-dispersive spectrometers; NWR 193 nm Ar F Excimer laser-ablation system coupled to an iCAP RQ (ICPMS) | Laboratory of Marine Element and Isotope Facilities in Southern Marine Science and Engineering Guangdong Laboratory (Zhuhai, China); Guangzhou Tuoyan Analytical Technology Co., Ltd., Guangzhou, China | EPMA: accelerating voltage of 20 kV, a probe current of 20 nA, and a 5 μm beam. Peak counting time was 10 s for major elements (Zn, S, Fe), and 50 s for other minor elements (Cd, Ga, Ge, In, Au, and Ag). Background counting time was half of the peak counting time on the high- and low-energy background positions. Analytical results were reduced using the ZAF correction routines. LA-ICP-MS mapping: beam size of 15 μm, repetition rate of 10 Hz, depth of ablation around 5 μm. | sphalerite for S and Zn, marcasite for Fe, cadmium for Cd, gallium phosphide for Ga, germanium for Ge, indium phosphide for In, gold for Au, and silver for Ag | [6 empty] | 0.078 | [13 empty] | 0.142 | [21 empty] | 1.894 | [13 empty] | 0.025 | [45 empty] | 33.211 | [39 empty] | 64.396 |  |  |  |  | 2024 | Wu, Y., Zheng, Y., Yu, P., Chen, X., Guo, L., Long, L., Hu, Z., Huang, Y., Chen, M., Lu, J., Ouyang, S., Chen, S. (2024). The world-class carbonate-hosted Fankou Zn-Pb deposit in China. Part III. Critical metal Ga is enriched in late stage and low temperature sphalerite. Ore Geology Reviews, 166, 105928. |  | CHN | Guangdong
| Fankou Zn-Pb deposit |  | Basin hydrothermal | Mississippi Valley-type (MVT) | MVT zinc-lead | Zn, Pb | Ga | Zn, Pb, Ga | Wu et al., 2024 |  | 550-95-1-2-1 |  | underground mine |  |  |  |  | ore material | polished section | grab | mineral separate | [5 empty] | mineralisation |  |  |  | sphalerite | [6 empty] | pyrite, galena, chalcopyrite, dolomite, calcite, arsenopyrite, freibergite, pyrargyrite, argentite, goethite, ferrohydrite, anglesite, zincosite | Samples were polished into thin sections and polished mounts for petrographic identification | EMPA, LA-ICPMS | JEOL JXA-i SP100 electron probe micro-analyzer equipped with four wavelength-dispersive spectrometers; NWR 193 nm Ar F Excimer laser-ablation system coupled to an iCAP RQ (ICPMS) | Laboratory of Marine Element and Isotope Facilities in Southern Marine Science and Engineering Guangdong Laboratory (Zhuhai, China); Guangzhou Tuoyan Analytical Technology Co., Ltd., Guangzhou, China | EPMA: accelerating voltage of 20 kV, a probe current of 20 nA, and a 5 μm beam. Peak counting time was 10 s for major elements (Zn, S, Fe), and 50 s for other minor elements (Cd, Ga, Ge, In, Au, and Ag). Background counting time was half of the peak counting time on the high- and low-energy background positions. Analytical results were reduced using the ZAF correction routines. LA-ICP-MS mapping: beam size of 15 μm, repetition rate of 10 Hz, depth of ablation around 5 μm. | sphalerite for S and Zn, marcasite for Fe, cadmium for Cd, gallium phosphide for Ga, germanium for Ge, indium phosphide for In, gold for Au, and silver for Ag | [20 empty] | 0.127 | [21 empty] | 0.744 | [13 empty] | 0.012 | [45 empty] | 32.635 | [39 empty] | 65.422 |  |  |  |  | 2024 | Wu, Y., Zheng, Y., Yu, P., Chen, X., Guo, L., Long, L., Hu, Z., Huang, Y., Chen, M., Lu, J., Ouyang, S., Chen, S. (2024). The world-class carbonate-hosted Fankou Zn-Pb deposit in China. Part III. Critical metal Ga is enriched in late stage and low temperature sphalerite. Ore Geology Reviews, 166, 105928. |  | CHN | Guangdong
| Fankou Zn-Pb deposit |  | Basin hydrothermal | Mississippi Valley-type (MVT) | MVT zinc-lead | Zn, Pb | Ga | Zn, Pb, Ga | Wu et al., 2024 |  | 550-95-1-2-2 |  | underground mine |  |  |  |  | ore material | polished section | grab | mineral separate | [5 empty] | mineralisation |  |  |  | sphalerite | [6 empty] | pyrite, galena, chalcopyrite, dolomite, calcite, arsenopyrite, freibergite, pyrargyrite, argentite, goethite, ferrohydrite, anglesite, zincosite | Samples were polished into thin sections and polished mounts for petrographic identification | EMPA, LA-ICPMS | JEOL JXA-i SP100 electron probe micro-analyzer equipped with four wavelength-dispersive spectrometers; NWR 193 nm Ar F Excimer laser-ablation system coupled to an iCAP RQ (ICPMS) | Laboratory of Marine Element and Isotope Facilities in Southern Marine Science and Engineering Guangdong Laboratory (Zhuhai, China); Guangzhou Tuoyan Analytical Technology Co., Ltd., Guangzhou, China | EPMA: accelerating voltage of 20 kV, a probe current of 20 nA, and a 5 μm beam. Peak counting time was 10 s for major elements (Zn, S, Fe), and 50 s for other minor elements (Cd, Ga, Ge, In, Au, and Ag). Background counting time was half of the peak counting time on the high- and low-energy background positions. Analytical results were reduced using the ZAF correction routines. LA-ICP-MS mapping: beam size of 15 μm, repetition rate of 10 Hz, depth of ablation around 5 μm. | sphalerite for S and Zn, marcasite for Fe, cadmium for Cd, gallium phosphide for Ga, germanium for Ge, indium phosphide for In, gold for Au, and silver for Ag | [20 empty] | 0.15 | [21 empty] | 0.778 | [59 empty] | 32.698 | [39 empty] | 66.01 |  |  |  |  | 2024 | Wu, Y., Zheng, Y., Yu, P., Chen, X., Guo, L., Long, L., Hu, Z., Huang, Y., Chen, M., Lu, J., Ouyang, S., Chen, S. (2024). The world-class carbonate-hosted Fankou Zn-Pb deposit in China. Part III. Critical metal Ga is enriched in late stage and low temperature sphalerite. Ore Geology Reviews, 166, 105928. |  | CHN | Guangdong
| Fankou Zn-Pb deposit |  | Basin hydrothermal | Mississippi Valley-type (MVT) | MVT zinc-lead | Zn, Pb | Ga | Zn, Pb, Ga | Wu et al., 2024 |  | 550-111-1-1-1 |  | underground mine |  |  |  |  | ore material | polished section | grab | mineral separate | [5 empty] | mineralisation |  |  |  | sphalerite | [6 empty] | pyrite, galena, chalcopyrite, dolomite, calcite, arsenopyrite, freibergite, pyrargyrite, argentite, goethite, ferrohydrite, anglesite, zincosite | Samples were polished into thin sections and polished mounts for petrographic identification | EMPA, LA-ICPMS | JEOL JXA-i SP100 electron probe micro-analyzer equipped with four wavelength-dispersive spectrometers; NWR 193 nm Ar F Excimer laser-ablation system coupled to an iCAP RQ (ICPMS) | Laboratory of Marine Element and Isotope Facilities in Southern Marine Science and Engineering Guangdong Laboratory (Zhuhai, China); Guangzhou Tuoyan Analytical Technology Co., Ltd., Guangzhou, China | EPMA: accelerating voltage of 20 kV, a probe current of 20 nA, and a 5 μm beam. Peak counting time was 10 s for major elements (Zn, S, Fe), and 50 s for other minor elements (Cd, Ga, Ge, In, Au, and Ag). Background counting time was half of the peak counting time on the high- and low-energy background positions. Analytical results were reduced using the ZAF correction routines. LA-ICP-MS mapping: beam size of 15 μm, repetition rate of 10 Hz, depth of ablation around 5 μm. | sphalerite for S and Zn, marcasite for Fe, cadmium for Cd, gallium phosphide for Ga, germanium for Ge, indium phosphide for In, gold for Au, and silver for Ag | [20 empty] | 0.164 | [21 empty] | 0.274 | [59 empty] | 32.708 | [39 empty] | 65.991 |  |  |  |  | 2024 | Wu, Y., Zheng, Y., Yu, P., Chen, X., Guo, L., Long, L., Hu, Z., Huang, Y., Chen, M., Lu, J., Ouyang, S., Chen, S. (2024). The world-class carbonate-hosted Fankou Zn-Pb deposit in China. Part III. Critical metal Ga is enriched in late stage and low temperature sphalerite. Ore Geology Reviews, 166, 105928. |  | CHN | Guangdong
| Fankou Zn-Pb deposit |  | Basin hydrothermal | Mississippi Valley-type (MVT) | MVT zinc-lead | Zn, Pb | Ga | Zn, Pb, Ga | Wu et al., 2024 |  | 550-111-1-1-3 |  | underground mine |  |  |  |  | ore material | polished section | grab | mineral separate | [5 empty] | mineralisation |  |  |  | sphalerite | [6 empty] | pyrite, galena, chalcopyrite, dolomite, calcite, arsenopyrite, freibergite, pyrargyrite, argentite, goethite, ferrohydrite, anglesite, zincosite | Samples were polished into thin sections and polished mounts for petrographic identification | EMPA, LA-ICPMS | JEOL JXA-i SP100 electron probe micro-analyzer equipped with four wavelength-dispersive spectrometers; NWR 193 nm Ar F Excimer laser-ablation system coupled to an iCAP RQ (ICPMS) | Laboratory of Marine Element and Isotope Facilities in Southern Marine Science and Engineering Guangdong Laboratory (Zhuhai, China); Guangzhou Tuoyan Analytical Technology Co., Ltd., Guangzhou, China | EPMA: accelerating voltage of 20 kV, a probe current of 20 nA, and a 5 μm beam. Peak counting time was 10 s for major elements (Zn, S, Fe), and 50 s for other minor elements (Cd, Ga, Ge, In, Au, and Ag). Background counting time was half of the peak counting time on the high- and low-energy background positions. Analytical results were reduced using the ZAF correction routines. LA-ICP-MS mapping: beam size of 15 μm, repetition rate of 10 Hz, depth of ablation around 5 μm. | sphalerite for S and Zn, marcasite for Fe, cadmium for Cd, gallium phosphide for Ga, germanium for Ge, indium phosphide for In, gold for Au, and silver for Ag | [6 empty] | 0.044 | [13 empty] | 0.161 | [21 empty] | 0.23 | [13 empty] | 0.026 | [45 empty] | 32.851 | [39 empty] | 66.142 |  |  |  |  | 2024 | Wu, Y., Zheng, Y., Yu, P., Chen, X., Guo, L., Long, L., Hu, Z., Huang, Y., Chen, M., Lu, J., Ouyang, S., Chen, S. (2024). The world-class carbonate-hosted Fankou Zn-Pb deposit in China. Part III. Critical metal Ga is enriched in late stage and low temperature sphalerite. Ore Geology Reviews, 166, 105928. |  | CHN | Guangdong
| Fankou Zn-Pb deposit |  | Basin hydrothermal | Mississippi Valley-type (MVT) | MVT zinc-lead | Zn, Pb | Ga | Zn, Pb, Ga | Wu et al., 2024 |  | 550-111-1-1-5 |  | underground mine |  |  |  |  | ore material | polished section | grab | mineral separate | [5 empty] | mineralisation |  |  |  | sphalerite | [6 empty] | pyrite, galena, chalcopyrite, dolomite, calcite, arsenopyrite, freibergite, pyrargyrite, argentite, goethite, ferrohydrite, anglesite, zincosite | Samples were polished into thin sections and polished mounts for petrographic identification | EMPA, LA-ICPMS | JEOL JXA-i SP100 electron probe micro-analyzer equipped with four wavelength-dispersive spectrometers; NWR 193 nm Ar F Excimer laser-ablation system coupled to an iCAP RQ (ICPMS) | Laboratory of Marine Element and Isotope Facilities in Southern Marine Science and Engineering Guangdong Laboratory (Zhuhai, China); Guangzhou Tuoyan Analytical Technology Co., Ltd., Guangzhou, China | EPMA: accelerating voltage of 20 kV, a probe current of 20 nA, and a 5 μm beam. Peak counting time was 10 s for major elements (Zn, S, Fe), and 50 s for other minor elements (Cd, Ga, Ge, In, Au, and Ag). Background counting time was half of the peak counting time on the high- and low-energy background positions. Analytical results were reduced using the ZAF correction routines. LA-ICP-MS mapping: beam size of 15 μm, repetition rate of 10 Hz, depth of ablation around 5 μm. | sphalerite for S and Zn, marcasite for Fe, cadmium for Cd, gallium phosphide for Ga, germanium for Ge, indium phosphide for In, gold for Au, and silver for Ag | [20 empty] | 0.157 | [21 empty] | 0.234 | [59 empty] | 32.94 | [39 empty] | 66.182 |  |  |  |  | 2024 | Wu, Y., Zheng, Y., Yu, P., Chen, X., Guo, L., Long, L., Hu, Z., Huang, Y., Chen, M., Lu, J., Ouyang, S., Chen, S. (2024). The world-class carbonate-hosted Fankou Zn-Pb deposit in China. Part III. Critical metal Ga is enriched in late stage and low temperature sphalerite. Ore Geology Reviews, 166, 105928. |  | CHN | Guangdong
| Fankou Zn-Pb deposit |  | Basin hydrothermal | Mississippi Valley-type (MVT) | MVT zinc-lead | Zn, Pb | Ga | Zn, Pb, Ga | Wu et al., 2024 |  | 550-111-1-1-6 |  | underground mine |  |  |  |  | ore material | polished section | grab | mineral separate | [5 empty] | mineralisation |  |  |  | sphalerite | [6 empty] | pyrite, galena, chalcopyrite, dolomite, calcite, arsenopyrite, freibergite, pyrargyrite, argentite, goethite, ferrohydrite, anglesite, zincosite | Samples were polished into thin sections and polished mounts for petrographic identification | EMPA, LA-ICPMS | JEOL JXA-i SP100 electron probe micro-analyzer equipped with four wavelength-dispersive spectrometers; NWR 193 nm Ar F Excimer laser-ablation system coupled to an iCAP RQ (ICPMS) | Laboratory of Marine Element and Isotope Facilities in Southern Marine Science and Engineering Guangdong Laboratory (Zhuhai, China); Guangzhou Tuoyan Analytical Technology Co., Ltd., Guangzhou, China | EPMA: accelerating voltage of 20 kV, a probe current of 20 nA, and a 5 μm beam. Peak counting time was 10 s for major elements (Zn, S, Fe), and 50 s for other minor elements (Cd, Ga, Ge, In, Au, and Ag). Background counting time was half of the peak counting time on the high- and low-energy background positions. Analytical results were reduced using the ZAF correction routines. LA-ICP-MS mapping: beam size of 15 μm, repetition rate of 10 Hz, depth of ablation around 5 μm. | sphalerite for S and Zn, marcasite for Fe, cadmium for Cd, gallium phosphide for Ga, germanium for Ge, indium phosphide for In, gold for Au, and silver for Ag | [6 empty] | 0.038 | [13 empty] | 0.174 | [21 empty] | 0.215 | [59 empty] | 32.7 | [39 empty] | 66.009 |  |  |  |  | 2024 | Wu, Y., Zheng, Y., Yu, P., Chen, X., Guo, L., Long, L., Hu, Z., Huang, Y., Chen, M., Lu, J., Ouyang, S., Chen, S. (2024). The world-class carbonate-hosted Fankou Zn-Pb deposit in China. Part III. Critical metal Ga is enriched in late stage and low temperature sphalerite. Ore Geology Reviews, 166, 105928. |  | CHN | Guangdong
| Fankou Zn-Pb deposit |  | Basin hydrothermal | Mississippi Valley-type (MVT) | MVT zinc-lead | Zn, Pb | Ga | Zn, Pb, Ga | Wu et al., 2024 |  | 500-36-1-1-1 |  | underground mine |  |  |  |  | ore material | polished section | grab | mineral separate | [5 empty] | mineralisation |  |  |  | sphalerite | [6 empty] | pyrite, galena, chalcopyrite, dolomite, calcite, arsenopyrite, freibergite, pyrargyrite, argentite, goethite, ferrohydrite, anglesite, zincosite | Samples were polished into thin sections and polished mounts for petrographic identification | EMPA, LA-ICPMS | JEOL JXA-i SP100 electron probe micro-analyzer equipped with four wavelength-dispersive spectrometers; NWR 193 nm Ar F Excimer laser-ablation system coupled to an iCAP RQ (ICPMS) | Laboratory of Marine Element and Isotope Facilities in Southern Marine Science and Engineering Guangdong Laboratory (Zhuhai, China); Guangzhou Tuoyan Analytical Technology Co., Ltd., Guangzhou, China | EPMA: accelerating voltage of 20 kV, a probe current of 20 nA, and a 5 μm beam. Peak counting time was 10 s for major elements (Zn, S, Fe), and 50 s for other minor elements (Cd, Ga, Ge, In, Au, and Ag). Background counting time was half of the peak counting time on the high- and low-energy background positions. Analytical results were reduced using the ZAF correction routines. LA-ICP-MS mapping: beam size of 15 μm, repetition rate of 10 Hz, depth of ablation around 5 μm. | sphalerite for S and Zn, marcasite for Fe, cadmium for Cd, gallium phosphide for Ga, germanium for Ge, indium phosphide for In, gold for Au, and silver for Ag | [20 empty] | 0.17 | [21 empty] | 0.766 | [59 empty] | 32.672 | [39 empty] | 65.249 |  |  |  |  | 2024 | Wu, Y., Zheng, Y., Yu, P., Chen, X., Guo, L., Long, L., Hu, Z., Huang, Y., Chen, M., Lu, J., Ouyang, S., Chen, S. (2024). The world-class carbonate-hosted Fankou Zn-Pb deposit in China. Part III. Critical metal Ga is enriched in late stage and low temperature sphalerite. Ore Geology Reviews, 166, 105928. |  | CHN | Guangdong
| Fankou Zn-Pb deposit |  | Basin hydrothermal | Mississippi Valley-type (MVT) | MVT zinc-lead | Zn, Pb | Ga | Zn, Pb, Ga | Wu et al., 2024 |  | 500-36-1-1-2 |  | underground mine |  |  |  |  | ore material | polished section | grab | mineral separate | [5 empty] | mineralisation |  |  |  | sphalerite | [6 empty] | pyrite, galena, chalcopyrite, dolomite, calcite, arsenopyrite, freibergite, pyrargyrite, argentite, goethite, ferrohydrite, anglesite, zincosite | Samples were polished into thin sections and polished mounts for petrographic identification | EMPA, LA-ICPMS | JEOL JXA-i SP100 electron probe micro-analyzer equipped with four wavelength-dispersive spectrometers; NWR 193 nm Ar F Excimer laser-ablation system coupled to an iCAP RQ (ICPMS) | Laboratory of Marine Element and Isotope Facilities in Southern Marine Science and Engineering Guangdong Laboratory (Zhuhai, China); Guangzhou Tuoyan Analytical Technology Co., Ltd., Guangzhou, China | EPMA: accelerating voltage of 20 kV, a probe current of 20 nA, and a 5 μm beam. Peak counting time was 10 s for major elements (Zn, S, Fe), and 50 s for other minor elements (Cd, Ga, Ge, In, Au, and Ag). Background counting time was half of the peak counting time on the high- and low-energy background positions. Analytical results were reduced using the ZAF correction routines. LA-ICP-MS mapping: beam size of 15 μm, repetition rate of 10 Hz, depth of ablation around 5 μm. | sphalerite for S and Zn, marcasite for Fe, cadmium for Cd, gallium phosphide for Ga, germanium for Ge, indium phosphide for In, gold for Au, and silver for Ag | [20 empty] | 0.188 | [21 empty] | 0.893 | [59 empty] | 32.674 | [39 empty] | 65.817 |  |  |  |  | 2024 | Wu, Y., Zheng, Y., Yu, P., Chen, X., Guo, L., Long, L., Hu, Z., Huang, Y., Chen, M., Lu, J., Ouyang, S., Chen, S. (2024). The world-class carbonate-hosted Fankou Zn-Pb deposit in China. Part III. Critical metal Ga is enriched in late stage and low temperature sphalerite. Ore Geology Reviews, 166, 105928. |  | CHN | Guangdong
| Fankou Zn-Pb deposit |  | Basin hydrothermal | Mississippi Valley-type (MVT) | MVT zinc-lead | Zn, Pb | Ga | Zn, Pb, Ga | Wu et al., 2024 |  | 500-36-1-1-3 |  | underground mine |  |  |  |  | ore material | polished section | grab | mineral separate | [5 empty] | mineralisation |  |  |  | sphalerite | [6 empty] | pyrite, galena, chalcopyrite, dolomite, calcite, arsenopyrite, freibergite, pyrargyrite, argentite, goethite, ferrohydrite, anglesite, zincosite | Samples were polished into thin sections and polished mounts for petrographic identification | EMPA, LA-ICPMS | JEOL JXA-i SP100 electron probe micro-analyzer equipped with four wavelength-dispersive spectrometers; NWR 193 nm Ar F Excimer laser-ablation system coupled to an iCAP RQ (ICPMS) | Laboratory of Marine Element and Isotope Facilities in Southern Marine Science and Engineering Guangdong Laboratory (Zhuhai, China); Guangzhou Tuoyan Analytical Technology Co., Ltd., Guangzhou, China | EPMA: accelerating voltage of 20 kV, a probe current of 20 nA, and a 5 μm beam. Peak counting time was 10 s for major elements (Zn, S, Fe), and 50 s for other minor elements (Cd, Ga, Ge, In, Au, and Ag). Background counting time was half of the peak counting time on the high- and low-energy background positions. Analytical results were reduced using the ZAF correction routines. LA-ICP-MS mapping: beam size of 15 μm, repetition rate of 10 Hz, depth of ablation around 5 μm. | sphalerite for S and Zn, marcasite for Fe, cadmium for Cd, gallium phosphide for Ga, germanium for Ge, indium phosphide for In, gold for Au, and silver for Ag | [20 empty] | 0.204 | [21 empty] | 3.72 | [59 empty] | 32.971 | [39 empty] | 62.499 |  |  |  |  | 2024 | Wu, Y., Zheng, Y., Yu, P., Chen, X., Guo, L., Long, L., Hu, Z., Huang, Y., Chen, M., Lu, J., Ouyang, S., Chen, S. (2024). The world-class carbonate-hosted Fankou Zn-Pb deposit in China. Part III. Critical metal Ga is enriched in late stage and low temperature sphalerite. Ore Geology Reviews, 166, 105928. |  | CHN | Guangdong
| Fankou Zn-Pb deposit |  | Basin hydrothermal | Mississippi Valley-type (MVT) | MVT zinc-lead | Zn, Pb | Ga | Zn, Pb, Ga | Wu et al., 2024 |  | 500-36-1-2-1 |  | underground mine |  |  |  |  | ore material | polished section | grab | mineral separate | [5 empty] | mineralisation |  |  |  | sphalerite | [6 empty] | pyrite, galena, chalcopyrite, dolomite, calcite, arsenopyrite, freibergite, pyrargyrite, argentite, goethite, ferrohydrite, anglesite, zincosite | Samples were polished into thin sections and polished mounts for petrographic identification | EMPA, LA-ICPMS | JEOL JXA-i SP100 electron probe micro-analyzer equipped with four wavelength-dispersive spectrometers; NWR 193 nm Ar F Excimer laser-ablation system coupled to an iCAP RQ (ICPMS) | Laboratory of Marine Element and Isotope Facilities in Southern Marine Science and Engineering Guangdong Laboratory (Zhuhai, China); Guangzhou Tuoyan Analytical Technology Co., Ltd., Guangzhou, China | EPMA: accelerating voltage of 20 kV, a probe current of 20 nA, and a 5 μm beam. Peak counting time was 10 s for major elements (Zn, S, Fe), and 50 s for other minor elements (Cd, Ga, Ge, In, Au, and Ag). Background counting time was half of the peak counting time on the high- and low-energy background positions. Analytical results were reduced using the ZAF correction routines. LA-ICP-MS mapping: beam size of 15 μm, repetition rate of 10 Hz, depth of ablation around 5 μm. | sphalerite for S and Zn, marcasite for Fe, cadmium for Cd, gallium phosphide for Ga, germanium for Ge, indium phosphide for In, gold for Au, and silver for Ag | [20 empty] | 0.198 | [21 empty] | 0.746 | [59 empty] | 32.967 | [39 empty] | 65.558 |  |  |  |  | 2024 | Wu, Y., Zheng, Y., Yu, P., Chen, X., Guo, L., Long, L., Hu, Z., Huang, Y., Chen, M., Lu, J., Ouyang, S., Chen, S. (2024). The world-class carbonate-hosted Fankou Zn-Pb deposit in China. Part III. Critical metal Ga is enriched in late stage and low temperature sphalerite. Ore Geology Reviews, 166, 105928. |  | CHN | Guangdong
| Fankou Zn-Pb deposit |  | Basin hydrothermal | Mississippi Valley-type (MVT) | MVT zinc-lead | Zn, Pb | Ga | Zn, Pb, Ga | Wu et al., 2024 |  | 500-36-1-2-2 |  | underground mine |  |  |  |  | ore material | polished section | grab | mineral separate | [5 empty] | mineralisation |  |  |  | sphalerite | [6 empty] | pyrite, galena, chalcopyrite, dolomite, calcite, arsenopyrite, freibergite, pyrargyrite, argentite, goethite, ferrohydrite, anglesite, zincosite | Samples were polished into thin sections and polished mounts for petrographic identification | EMPA, LA-ICPMS | JEOL JXA-i SP100 electron probe micro-analyzer equipped with four wavelength-dispersive spectrometers; NWR 193 nm Ar F Excimer laser-ablation system coupled to an iCAP RQ (ICPMS) | Laboratory of Marine Element and Isotope Facilities in Southern Marine Science and Engineering Guangdong Laboratory (Zhuhai, China); Guangzhou Tuoyan Analytical Technology Co., Ltd., Guangzhou, China | EPMA: accelerating voltage of 20 kV, a probe current of 20 nA, and a 5 μm beam. Peak counting time was 10 s for major elements (Zn, S, Fe), and 50 s for other minor elements (Cd, Ga, Ge, In, Au, and Ag). Background counting time was half of the peak counting time on the high- and low-energy background positions. Analytical results were reduced using the ZAF correction routines. LA-ICP-MS mapping: beam size of 15 μm, repetition rate of 10 Hz, depth of ablation around 5 μm. | sphalerite for S and Zn, marcasite for Fe, cadmium for Cd, gallium phosphide for Ga, germanium for Ge, indium phosphide for In, gold for Au, and silver for Ag | [20 empty] | 0.177 | [21 empty] | 2.601 | [59 empty] | 33.057 | [39 empty] | 63.029 |  |  |  |  | 2024 | Wu, Y., Zheng, Y., Yu, P., Chen, X., Guo, L., Long, L., Hu, Z., Huang, Y., Chen, M., Lu, J., Ouyang, S., Chen, S. (2024). The world-class carbonate-hosted Fankou Zn-Pb deposit in China. Part III. Critical metal Ga is enriched in late stage and low temperature sphalerite. Ore Geology Reviews, 166, 105928. |  | CHN | Guangdong
| Fankou Zn-Pb deposit |  | Basin hydrothermal | Mississippi Valley-type (MVT) | MVT zinc-lead | Zn, Pb | Ga | Zn, Pb, Ga | Wu et al., 2024 |  | 600-3-3-1-1 |  | underground mine |  |  |  |  | ore material | polished section | grab | mineral separate | [5 empty] | mineralisation |  |  |  | sphalerite | [6 empty] | pyrite, galena, chalcopyrite, dolomite, calcite, arsenopyrite, freibergite, pyrargyrite, argentite, goethite, ferrohydrite, anglesite, zincosite | Samples were polished into thin sections and polished mounts for petrographic identification | EMPA, LA-ICPMS | JEOL JXA-i SP100 electron probe micro-analyzer equipped with four wavelength-dispersive spectrometers; NWR 193 nm Ar F Excimer laser-ablation system coupled to an iCAP RQ (ICPMS) | Laboratory of Marine Element and Isotope Facilities in Southern Marine Science and Engineering Guangdong Laboratory (Zhuhai, China); Guangzhou Tuoyan Analytical Technology Co., Ltd., Guangzhou, China | EPMA: accelerating voltage of 20 kV, a probe current of 20 nA, and a 5 μm beam. Peak counting time was 10 s for major elements (Zn, S, Fe), and 50 s for other minor elements (Cd, Ga, Ge, In, Au, and Ag). Background counting time was half of the peak counting time on the high- and low-energy background positions. Analytical results were reduced using the ZAF correction routines. LA-ICP-MS mapping: beam size of 15 μm, repetition rate of 10 Hz, depth of ablation around 5 μm. | sphalerite for S and Zn, marcasite for Fe, cadmium for Cd, gallium phosphide for Ga, germanium for Ge, indium phosphide for In, gold for Au, and silver for Ag | [20 empty] | 0.128 | [21 empty] | 2.539 | [59 empty] | 33.322 | [39 empty] | 63.477 |  |  |  |  | 2024 | Wu, Y., Zheng, Y., Yu, P., Chen, X., Guo, L., Long, L., Hu, Z., Huang, Y., Chen, M., Lu, J., Ouyang, S., Chen, S. (2024). The world-class carbonate-hosted Fankou Zn-Pb deposit in China. Part III. Critical metal Ga is enriched in late stage and low temperature sphalerite. Ore Geology Reviews, 166, 105928. |  | CHN | Guangdong
| Fankou Zn-Pb deposit |  | Basin hydrothermal | Mississippi Valley-type (MVT) | MVT zinc-lead | Zn, Pb | Ga | Zn, Pb, Ga | Wu et al., 2024 |  | 600-3-3-1-2 |  | underground mine |  |  |  |  | ore material | polished section | grab | mineral separate | [5 empty] | mineralisation |  |  |  | sphalerite | [6 empty] | pyrite, galena, chalcopyrite, dolomite, calcite, arsenopyrite, freibergite, pyrargyrite, argentite, goethite, ferrohydrite, anglesite, zincosite | Samples were polished into thin sections and polished mounts for petrographic identification | EMPA, LA-ICPMS | JEOL JXA-i SP100 electron probe micro-analyzer equipped with four wavelength-dispersive spectrometers; NWR 193 nm Ar F Excimer laser-ablation system coupled to an iCAP RQ (ICPMS) | Laboratory of Marine Element and Isotope Facilities in Southern Marine Science and Engineering Guangdong Laboratory (Zhuhai, China); Guangzhou Tuoyan Analytical Technology Co., Ltd., Guangzhou, China | EPMA: accelerating voltage of 20 kV, a probe current of 20 nA, and a 5 μm beam. Peak counting time was 10 s for major elements (Zn, S, Fe), and 50 s for other minor elements (Cd, Ga, Ge, In, Au, and Ag). Background counting time was half of the peak counting time on the high- and low-energy background positions. Analytical results were reduced using the ZAF correction routines. LA-ICP-MS mapping: beam size of 15 μm, repetition rate of 10 Hz, depth of ablation around 5 μm. | sphalerite for S and Zn, marcasite for Fe, cadmium for Cd, gallium phosphide for Ga, germanium for Ge, indium phosphide for In, gold for Au, and silver for Ag | [20 empty] | 0.138 | [21 empty] | 2.653 | [13 empty] | 0.026 | [45 empty] | 33.23 | [39 empty] | 63.571 |  |  |  |  | 2024 | Wu, Y., Zheng, Y., Yu, P., Chen, X., Guo, L., Long, L., Hu, Z., Huang, Y., Chen, M., Lu, J., Ouyang, S., Chen, S. (2024). The world-class carbonate-hosted Fankou Zn-Pb deposit in China. Part III. Critical metal Ga is enriched in late stage and low temperature sphalerite. Ore Geology Reviews, 166, 105928. |  | CHN | Guangdong
| Fankou Zn-Pb deposit |  | Basin hydrothermal | Mississippi Valley-type (MVT) | MVT zinc-lead | Zn, Pb | Ga | Zn, Pb, Ga | Wu et al., 2024 |  | 600-3-3-1-3 |  | underground mine |  |  |  |  | ore material | polished section | grab | mineral separate | [5 empty] | mineralisation |  |  |  | sphalerite | [6 empty] | pyrite, galena, chalcopyrite, dolomite, calcite, arsenopyrite, freibergite, pyrargyrite, argentite, goethite, ferrohydrite, anglesite, zincosite | Samples were polished into thin sections and polished mounts for petrographic identification | EMPA, LA-ICPMS | JEOL JXA-i SP100 electron probe micro-analyzer equipped with four wavelength-dispersive spectrometers; NWR 193 nm Ar F Excimer laser-ablation system coupled to an iCAP RQ (ICPMS) | Laboratory of Marine Element and Isotope Facilities in Southern Marine Science and Engineering Guangdong Laboratory (Zhuhai, China); Guangzhou Tuoyan Analytical Technology Co., Ltd., Guangzhou, China | EPMA: accelerating voltage of 20 kV, a probe current of 20 nA, and a 5 μm beam. Peak counting time was 10 s for major elements (Zn, S, Fe), and 50 s for other minor elements (Cd, Ga, Ge, In, Au, and Ag). Background counting time was half of the peak counting time on the high- and low-energy background positions. Analytical results were reduced using the ZAF correction routines. LA-ICP-MS mapping: beam size of 15 μm, repetition rate of 10 Hz, depth of ablation around 5 μm. | sphalerite for S and Zn, marcasite for Fe, cadmium for Cd, gallium phosphide for Ga, germanium for Ge, indium phosphide for In, gold for Au, and silver for Ag | [20 empty] | 0.125 | [21 empty] | 2.75 | [59 empty] | 33.729 | [39 empty] | 63.503 |  |  |  |  | 2024 | Wu, Y., Zheng, Y., Yu, P., Chen, X., Guo, L., Long, L., Hu, Z., Huang, Y., Chen, M., Lu, J., Ouyang, S., Chen, S. (2024). The world-class carbonate-hosted Fankou Zn-Pb deposit in China. Part III. Critical metal Ga is enriched in late stage and low temperature sphalerite. Ore Geology Reviews, 166, 105928. |  | CHN | Guangdong
| Fankou Zn-Pb deposit |  | Basin hydrothermal | Mississippi Valley-type (MVT) | MVT zinc-lead | Zn, Pb | Ga | Zn, Pb, Ga | Wu et al., 2024 |  | 600-3-3-1-4 |  | underground mine |  |  |  |  | ore material | polished section | grab | mineral separate | [5 empty] | mineralisation |  |  |  | sphalerite | [6 empty] | pyrite, galena, chalcopyrite, dolomite, calcite, arsenopyrite, freibergite, pyrargyrite, argentite, goethite, ferrohydrite, anglesite, zincosite | Samples were polished into thin sections and polished mounts for petrographic identification | EMPA, LA-ICPMS | JEOL JXA-i SP100 electron probe micro-analyzer equipped with four wavelength-dispersive spectrometers; NWR 193 nm Ar F Excimer laser-ablation system coupled to an iCAP RQ (ICPMS) | Laboratory of Marine Element and Isotope Facilities in Southern Marine Science and Engineering Guangdong Laboratory (Zhuhai, China); Guangzhou Tuoyan Analytical Technology Co., Ltd., Guangzhou, China | EPMA: accelerating voltage of 20 kV, a probe current of 20 nA, and a 5 μm beam. Peak counting time was 10 s for major elements (Zn, S, Fe), and 50 s for other minor elements (Cd, Ga, Ge, In, Au, and Ag). Background counting time was half of the peak counting time on the high- and low-energy background positions. Analytical results were reduced using the ZAF correction routines. LA-ICP-MS mapping: beam size of 15 μm, repetition rate of 10 Hz, depth of ablation around 5 μm. | sphalerite for S and Zn, marcasite for Fe, cadmium for Cd, gallium phosphide for Ga, germanium for Ge, indium phosphide for In, gold for Au, and silver for Ag | [6 empty] | 0.062 | [13 empty] | 0.117 | [21 empty] | 2.917 | [59 empty] | 33.221 | [39 empty] | 63.433 |  |  |  |  | 2024 | Wu, Y., Zheng, Y., Yu, P., Chen, X., Guo, L., Long, L., Hu, Z., Huang, Y., Chen, M., Lu, J., Ouyang, S., Chen, S. (2024). The world-class carbonate-hosted Fankou Zn-Pb deposit in China. Part III. Critical metal Ga is enriched in late stage and low temperature sphalerite. Ore Geology Reviews, 166, 105928. |  | CHN | Guangdong
| Fankou Zn-Pb deposit |  | Basin hydrothermal | Mississippi Valley-type (MVT) | MVT zinc-lead | Zn, Pb | Ga | Zn, Pb, Ga | Wu et al., 2024 |  | 600-3-3-1-5 |  | underground mine |  |  |  |  | ore material | polished section | grab | mineral separate | [5 empty] | mineralisation |  |  |  | sphalerite | [6 empty] | pyrite, galena, chalcopyrite, dolomite, calcite, arsenopyrite, freibergite, pyrargyrite, argentite, goethite, ferrohydrite, anglesite, zincosite | Samples were polished into thin sections and polished mounts for petrographic identification | EMPA, LA-ICPMS | JEOL JXA-i SP100 electron probe micro-analyzer equipped with four wavelength-dispersive spectrometers; NWR 193 nm Ar F Excimer laser-ablation system coupled to an iCAP RQ (ICPMS) | Laboratory of Marine Element and Isotope Facilities in Southern Marine Science and Engineering Guangdong Laboratory (Zhuhai, China); Guangzhou Tuoyan Analytical Technology Co., Ltd., Guangzhou, China | EPMA: accelerating voltage of 20 kV, a probe current of 20 nA, and a 5 μm beam. Peak counting time was 10 s for major elements (Zn, S, Fe), and 50 s for other minor elements (Cd, Ga, Ge, In, Au, and Ag). Background counting time was half of the peak counting time on the high- and low-energy background positions. Analytical results were reduced using the ZAF correction routines. LA-ICP-MS mapping: beam size of 15 μm, repetition rate of 10 Hz, depth of ablation around 5 μm. | sphalerite for S and Zn, marcasite for Fe, cadmium for Cd, gallium phosphide for Ga, germanium for Ge, indium phosphide for In, gold for Au, and silver for Ag | [20 empty] | 0.178 | [21 empty] | 2.743 | [59 empty] | 33.094 | [39 empty] | 63.335 |  |  |  |  | 2024 | Wu, Y., Zheng, Y., Yu, P., Chen, X., Guo, L., Long, L., Hu, Z., Huang, Y., Chen, M., Lu, J., Ouyang, S., Chen, S. (2024). The world-class carbonate-hosted Fankou Zn-Pb deposit in China. Part III. Critical metal Ga is enriched in late stage and low temperature sphalerite. Ore Geology Reviews, 166, 105928. |  | CHN | Guangdong
| Fankou Zn-Pb deposit |  | Basin hydrothermal | Mississippi Valley-type (MVT) | MVT zinc-lead | Zn, Pb | Ga | Zn, Pb, Ga | Wu et al., 2024 |  | 600-3-3-2-2 |  | underground mine |  |  |  |  | ore material | polished section | grab | mineral separate | [5 empty] | mineralisation |  |  |  | sphalerite | [6 empty] | pyrite, galena, chalcopyrite, dolomite, calcite, arsenopyrite, freibergite, pyrargyrite, argentite, goethite, ferrohydrite, anglesite, zincosite | Samples were polished into thin sections and polished mounts for petrographic identification | EMPA, LA-ICPMS | JEOL JXA-i SP100 electron probe micro-analyzer equipped with four wavelength-dispersive spectrometers; NWR 193 nm Ar F Excimer laser-ablation system coupled to an iCAP RQ (ICPMS) | Laboratory of Marine Element and Isotope Facilities in Southern Marine Science and Engineering Guangdong Laboratory (Zhuhai, China); Guangzhou Tuoyan Analytical Technology Co., Ltd., Guangzhou, China | EPMA: accelerating voltage of 20 kV, a probe current of 20 nA, and a 5 μm beam. Peak counting time was 10 s for major elements (Zn, S, Fe), and 50 s for other minor elements (Cd, Ga, Ge, In, Au, and Ag). Background counting time was half of the peak counting time on the high- and low-energy background positions. Analytical results were reduced using the ZAF correction routines. LA-ICP-MS mapping: beam size of 15 μm, repetition rate of 10 Hz, depth of ablation around 5 μm. | sphalerite for S and Zn, marcasite for Fe, cadmium for Cd, gallium phosphide for Ga, germanium for Ge, indium phosphide for In, gold for Au, and silver for Ag | [20 empty] | 0.132 | [21 empty] | 4.164 | [59 empty] | 33.31 | [39 empty] | 61.341 |  |  |  |  | 2024 | Wu, Y., Zheng, Y., Yu, P., Chen, X., Guo, L., Long, L., Hu, Z., Huang, Y., Chen, M., Lu, J., Ouyang, S., Chen, S. (2024). The world-class carbonate-hosted Fankou Zn-Pb deposit in China. Part III. Critical metal Ga is enriched in late stage and low temperature sphalerite. Ore Geology Reviews, 166, 105928. |  | CHN | Guangdong
| Fankou Zn-Pb deposit |  | Basin hydrothermal | Mississippi Valley-type (MVT) | MVT zinc-lead | Zn, Pb | Ga | Zn, Pb, Ga | Wu et al., 2024 |  | 600-3-3-2-3 |  | underground mine |  |  |  |  | ore material | polished section | grab | mineral separate | [5 empty] | mineralisation |  |  |  | sphalerite | [6 empty] | pyrite, galena, chalcopyrite, dolomite, calcite, arsenopyrite, freibergite, pyrargyrite, argentite, goethite, ferrohydrite, anglesite, zincosite | Samples were polished into thin sections and polished mounts for petrographic identification | EMPA, LA-ICPMS | JEOL JXA-i SP100 electron probe micro-analyzer equipped with four wavelength-dispersive spectrometers; NWR 193 nm Ar F Excimer laser-ablation system coupled to an iCAP RQ (ICPMS) | Laboratory of Marine Element and Isotope Facilities in Southern Marine Science and Engineering Guangdong Laboratory (Zhuhai, China); Guangzhou Tuoyan Analytical Technology Co., Ltd., Guangzhou, China | EPMA: accelerating voltage of 20 kV, a probe current of 20 nA, and a 5 μm beam. Peak counting time was 10 s for major elements (Zn, S, Fe), and 50 s for other minor elements (Cd, Ga, Ge, In, Au, and Ag). Background counting time was half of the peak counting time on the high- and low-energy background positions. Analytical results were reduced using the ZAF correction routines. LA-ICP-MS mapping: beam size of 15 μm, repetition rate of 10 Hz, depth of ablation around 5 μm. | sphalerite for S and Zn, marcasite for Fe, cadmium for Cd, gallium phosphide for Ga, germanium for Ge, indium phosphide for In, gold for Au, and silver for Ag | [6 empty] | 0.049 | [13 empty] | 0.155 | [21 empty] | 4.428 | [59 empty] | 33.276 | [39 empty] | 61.761 |  |  |  |  | 2024 | Wu, Y., Zheng, Y., Yu, P., Chen, X., Guo, L., Long, L., Hu, Z., Huang, Y., Chen, M., Lu, J., Ouyang, S., Chen, S. (2024). The world-class carbonate-hosted Fankou Zn-Pb deposit in China. Part III. Critical metal Ga is enriched in late stage and low temperature sphalerite. Ore Geology Reviews, 166, 105928. |  | CHN | Guangdong
| Fankou Zn-Pb deposit |  | Basin hydrothermal | Mississippi Valley-type (MVT) | MVT zinc-lead | Zn, Pb | Ga | Zn, Pb, Ga | Wu et al., 2024 |  | 600-3-3-2-4 |  | underground mine |  |  |  |  | ore material | polished section | grab | mineral separate | [5 empty] | mineralisation |  |  |  | sphalerite | [6 empty] | pyrite, galena, chalcopyrite, dolomite, calcite, arsenopyrite, freibergite, pyrargyrite, argentite, goethite, ferrohydrite, anglesite, zincosite | Samples were polished into thin sections and polished mounts for petrographic identification | EMPA, LA-ICPMS | JEOL JXA-i SP100 electron probe micro-analyzer equipped with four wavelength-dispersive spectrometers; NWR 193 nm Ar F Excimer laser-ablation system coupled to an iCAP RQ (ICPMS) | Laboratory of Marine Element and Isotope Facilities in Southern Marine Science and Engineering Guangdong Laboratory (Zhuhai, China); Guangzhou Tuoyan Analytical Technology Co., Ltd., Guangzhou, China | EPMA: accelerating voltage of 20 kV, a probe current of 20 nA, and a 5 μm beam. Peak counting time was 10 s for major elements (Zn, S, Fe), and 50 s for other minor elements (Cd, Ga, Ge, In, Au, and Ag). Background counting time was half of the peak counting time on the high- and low-energy background positions. Analytical results were reduced using the ZAF correction routines. LA-ICP-MS mapping: beam size of 15 μm, repetition rate of 10 Hz, depth of ablation around 5 μm. | sphalerite for S and Zn, marcasite for Fe, cadmium for Cd, gallium phosphide for Ga, germanium for Ge, indium phosphide for In, gold for Au, and silver for Ag | [20 empty] | 0.148 | [21 empty] | 4.131 | [59 empty] | 33.083 | [39 empty] | 61.174 |  |  |  |  | 2024 | Wu, Y., Zheng, Y., Yu, P., Chen, X., Guo, L., Long, L., Hu, Z., Huang, Y., Chen, M., Lu, J., Ouyang, S., Chen, S. (2024). The world-class carbonate-hosted Fankou Zn-Pb deposit in China. Part III. Critical metal Ga is enriched in late stage and low temperature sphalerite. Ore Geology Reviews, 166, 105928. |  | CHN | Guangdong
| Fankou Zn-Pb deposit |  | Basin hydrothermal | Mississippi Valley-type (MVT) | MVT zinc-lead | Zn, Pb | Ga | Zn, Pb, Ga | Wu et al., 2024 |  | 600-3-3-3-1 |  | underground mine |  |  |  |  | ore material | polished section | grab | mineral separate | [5 empty] | mineralisation |  |  |  | sphalerite | [6 empty] | pyrite, galena, chalcopyrite, dolomite, calcite, arsenopyrite, freibergite, pyrargyrite, argentite, goethite, ferrohydrite, anglesite, zincosite | Samples were polished into thin sections and polished mounts for petrographic identification | EMPA, LA-ICPMS | JEOL JXA-i SP100 electron probe micro-analyzer equipped with four wavelength-dispersive spectrometers; NWR 193 nm Ar F Excimer laser-ablation system coupled to an iCAP RQ (ICPMS) | Laboratory of Marine Element and Isotope Facilities in Southern Marine Science and Engineering Guangdong Laboratory (Zhuhai, China); Guangzhou Tuoyan Analytical Technology Co., Ltd., Guangzhou, China | EPMA: accelerating voltage of 20 kV, a probe current of 20 nA, and a 5 μm beam. Peak counting time was 10 s for major elements (Zn, S, Fe), and 50 s for other minor elements (Cd, Ga, Ge, In, Au, and Ag). Background counting time was half of the peak counting time on the high- and low-energy background positions. Analytical results were reduced using the ZAF correction routines. LA-ICP-MS mapping: beam size of 15 μm, repetition rate of 10 Hz, depth of ablation around 5 μm. | sphalerite for S and Zn, marcasite for Fe, cadmium for Cd, gallium phosphide for Ga, germanium for Ge, indium phosphide for In, gold for Au, and silver for Ag | [20 empty] | 0.129 | [21 empty] | 1.85 | [59 empty] | 33.358 | [39 empty] | 64.18 |  |  |  |  | 2024 | Wu, Y., Zheng, Y., Yu, P., Chen, X., Guo, L., Long, L., Hu, Z., Huang, Y., Chen, M., Lu, J., Ouyang, S., Chen, S. (2024). The world-class carbonate-hosted Fankou Zn-Pb deposit in China. Part III. Critical metal Ga is enriched in late stage and low temperature sphalerite. Ore Geology Reviews, 166, 105928. |  | CHN | Guangdong
| Fankou Zn-Pb deposit |  | Basin hydrothermal | Mississippi Valley-type (MVT) | MVT zinc-lead | Zn, Pb | Ga | Zn, Pb, Ga | Wu et al., 2024 |  | 600-3-3-3-2 |  | underground mine |  |  |  |  | ore material | polished section | grab | mineral separate | [5 empty] | mineralisation |  |  |  | sphalerite | [6 empty] | pyrite, galena, chalcopyrite, dolomite, calcite, arsenopyrite, freibergite, pyrargyrite, argentite, goethite, ferrohydrite, anglesite, zincosite | Samples were polished into thin sections and polished mounts for petrographic identification | EMPA, LA-ICPMS | JEOL JXA-i SP100 electron probe micro-analyzer equipped with four wavelength-dispersive spectrometers; NWR 193 nm Ar F Excimer laser-ablation system coupled to an iCAP RQ (ICPMS) | Laboratory of Marine Element and Isotope Facilities in Southern Marine Science and Engineering Guangdong Laboratory (Zhuhai, China); Guangzhou Tuoyan Analytical Technology Co., Ltd., Guangzhou, China | EPMA: accelerating voltage of 20 kV, a probe current of 20 nA, and a 5 μm beam. Peak counting time was 10 s for major elements (Zn, S, Fe), and 50 s for other minor elements (Cd, Ga, Ge, In, Au, and Ag). Background counting time was half of the peak counting time on the high- and low-energy background positions. Analytical results were reduced using the ZAF correction routines. LA-ICP-MS mapping: beam size of 15 μm, repetition rate of 10 Hz, depth of ablation around 5 μm. | sphalerite for S and Zn, marcasite for Fe, cadmium for Cd, gallium phosphide for Ga, germanium for Ge, indium phosphide for In, gold for Au, and silver for Ag | [20 empty] | 0.138 | [21 empty] | 3.058 | [59 empty] | 33.364 | [39 empty] | 61.92 |  |  |  |  | 2024 | Wu, Y., Zheng, Y., Yu, P., Chen, X., Guo, L., Long, L., Hu, Z., Huang, Y., Chen, M., Lu, J., Ouyang, S., Chen, S. (2024). The world-class carbonate-hosted Fankou Zn-Pb deposit in China. Part III. Critical metal Ga is enriched in late stage and low temperature sphalerite. Ore Geology Reviews, 166, 105928. |  | CHN | Guangdong
| Fankou Zn-Pb deposit |  | Basin hydrothermal | Mississippi Valley-type (MVT) | MVT zinc-lead | Zn, Pb | Ga | Zn, Pb, Ga | Wu et al., 2024 |  | 600-3-3-3-3 |  | underground mine |  |  |  |  | ore material | polished section | grab | mineral separate | [5 empty] | mineralisation |  |  |  | sphalerite | [6 empty] | pyrite, galena, chalcopyrite, dolomite, calcite, arsenopyrite, freibergite, pyrargyrite, argentite, goethite, ferrohydrite, anglesite, zincosite | Samples were polished into thin sections and polished mounts for petrographic identification | EMPA, LA-ICPMS | JEOL JXA-i SP100 electron probe micro-analyzer equipped with four wavelength-dispersive spectrometers; NWR 193 nm Ar F Excimer laser-ablation system coupled to an iCAP RQ (ICPMS) | Laboratory of Marine Element and Isotope Facilities in Southern Marine Science and Engineering Guangdong Laboratory (Zhuhai, China); Guangzhou Tuoyan Analytical Technology Co., Ltd., Guangzhou, China | EPMA: accelerating voltage of 20 kV, a probe current of 20 nA, and a 5 μm beam. Peak counting time was 10 s for major elements (Zn, S, Fe), and 50 s for other minor elements (Cd, Ga, Ge, In, Au, and Ag). Background counting time was half of the peak counting time on the high- and low-energy background positions. Analytical results were reduced using the ZAF correction routines. LA-ICP-MS mapping: beam size of 15 μm, repetition rate of 10 Hz, depth of ablation around 5 μm. | sphalerite for S and Zn, marcasite for Fe, cadmium for Cd, gallium phosphide for Ga, germanium for Ge, indium phosphide for In, gold for Au, and silver for Ag | [20 empty] | 0.164 | [21 empty] | 2.134 | [59 empty] | 33.007 | [39 empty] | 63.857 |  |  |  |  | 2024 | Wu, Y., Zheng, Y., Yu, P., Chen, X., Guo, L., Long, L., Hu, Z., Huang, Y., Chen, M., Lu, J., Ouyang, S., Chen, S. (2024). The world-class carbonate-hosted Fankou Zn-Pb deposit in China. Part III. Critical metal Ga is enriched in late stage and low temperature sphalerite. Ore Geology Reviews, 166, 105928. |  | CHN | Guangdong
| Fankou Zn-Pb deposit |  | Basin hydrothermal | Mississippi Valley-type (MVT) | MVT zinc-lead | Zn, Pb | Ga | Zn, Pb, Ga | Wu et al., 2024 |  | 600-3-3-3-4 |  | underground mine |  |  |  |  | ore material | polished section | grab | mineral separate | [5 empty] | mineralisation |  |  |  | sphalerite | [6 empty] | pyrite, galena, chalcopyrite, dolomite, calcite, arsenopyrite, freibergite, pyrargyrite, argentite, goethite, ferrohydrite, anglesite, zincosite | Samples were polished into thin sections and polished mounts for petrographic identification | EMPA, LA-ICPMS | JEOL JXA-i SP100 electron probe micro-analyzer equipped with four wavelength-dispersive spectrometers; NWR 193 nm Ar F Excimer laser-ablation system coupled to an iCAP RQ (ICPMS) | Laboratory of Marine Element and Isotope Facilities in Southern Marine Science and Engineering Guangdong Laboratory (Zhuhai, China); Guangzhou Tuoyan Analytical Technology Co., Ltd., Guangzhou, China | EPMA: accelerating voltage of 20 kV, a probe current of 20 nA, and a 5 μm beam. Peak counting time was 10 s for major elements (Zn, S, Fe), and 50 s for other minor elements (Cd, Ga, Ge, In, Au, and Ag). Background counting time was half of the peak counting time on the high- and low-energy background positions. Analytical results were reduced using the ZAF correction routines. LA-ICP-MS mapping: beam size of 15 μm, repetition rate of 10 Hz, depth of ablation around 5 μm. | sphalerite for S and Zn, marcasite for Fe, cadmium for Cd, gallium phosphide for Ga, germanium for Ge, indium phosphide for In, gold for Au, and silver for Ag | [20 empty] | 0.141 | [21 empty] | 2.326 | [59 empty] | 33.036 | [39 empty] | 63.467 |  |  |  |  | 2024 | Wu, Y., Zheng, Y., Yu, P., Chen, X., Guo, L., Long, L., Hu, Z., Huang, Y., Chen, M., Lu, J., Ouyang, S., Chen, S. (2024). The world-class carbonate-hosted Fankou Zn-Pb deposit in China. Part III. Critical metal Ga is enriched in late stage and low temperature sphalerite. Ore Geology Reviews, 166, 105928. |  | CHN | Guangdong
| Fankou Zn-Pb deposit |  | Basin hydrothermal | Mississippi Valley-type (MVT) | MVT zinc-lead | Zn, Pb | Ga | Zn, Pb, Ga | Wu et al., 2024 |  | 600-3-3-3-5 |  | underground mine |  |  |  |  | ore material | polished section | grab | mineral separate | [5 empty] | mineralisation |  |  |  | sphalerite | [6 empty] | pyrite, galena, chalcopyrite, dolomite, calcite, arsenopyrite, freibergite, pyrargyrite, argentite, goethite, ferrohydrite, anglesite, zincosite | Samples were polished into thin sections and polished mounts for petrographic identification | EMPA, LA-ICPMS | JEOL JXA-i SP100 electron probe micro-analyzer equipped with four wavelength-dispersive spectrometers; NWR 193 nm Ar F Excimer laser-ablation system coupled to an iCAP RQ (ICPMS) | Laboratory of Marine Element and Isotope Facilities in Southern Marine Science and Engineering Guangdong Laboratory (Zhuhai, China); Guangzhou Tuoyan Analytical Technology Co., Ltd., Guangzhou, China | EPMA: accelerating voltage of 20 kV, a probe current of 20 nA, and a 5 μm beam. Peak counting time was 10 s for major elements (Zn, S, Fe), and 50 s for other minor elements (Cd, Ga, Ge, In, Au, and Ag). Background counting time was half of the peak counting time on the high- and low-energy background positions. Analytical results were reduced using the ZAF correction routines. LA-ICP-MS mapping: beam size of 15 μm, repetition rate of 10 Hz, depth of ablation around 5 μm. | sphalerite for S and Zn, marcasite for Fe, cadmium for Cd, gallium phosphide for Ga, germanium for Ge, indium phosphide for In, gold for Au, and silver for Ag | [20 empty] | 0.141 | [21 empty] | 2.039 | [59 empty] | 32.835 | [39 empty] | 63.775 |  |  |  |  | 2024 | Wu, Y., Zheng, Y., Yu, P., Chen, X., Guo, L., Long, L., Hu, Z., Huang, Y., Chen, M., Lu, J., Ouyang, S., Chen, S. (2024). The world-class carbonate-hosted Fankou Zn-Pb deposit in China. Part III. Critical metal Ga is enriched in late stage and low temperature sphalerite. Ore Geology Reviews, 166, 105928. |  | CHN | Guangdong
| Fankou Zn-Pb deposit |  | Basin hydrothermal | Mississippi Valley-type (MVT) | MVT zinc-lead | Zn, Pb | Ga | Zn, Pb, Ga | Wu et al., 2024 |  | 625-21-1-1-3 |  | underground mine |  |  |  |  | ore material | polished section | grab | mineral separate | [5 empty] | mineralisation |  |  |  | sphalerite | [6 empty] | pyrite, galena, chalcopyrite, dolomite, calcite, arsenopyrite, freibergite, pyrargyrite, argentite, goethite, ferrohydrite, anglesite, zincosite | Samples were polished into thin sections and polished mounts for petrographic identification | EMPA, LA-ICPMS | JEOL JXA-i SP100 electron probe micro-analyzer equipped with four wavelength-dispersive spectrometers; NWR 193 nm Ar F Excimer laser-ablation system coupled to an iCAP RQ (ICPMS) | Laboratory of Marine Element and Isotope Facilities in Southern Marine Science and Engineering Guangdong Laboratory (Zhuhai, China); Guangzhou Tuoyan Analytical Technology Co., Ltd., Guangzhou, China | EPMA: accelerating voltage of 20 kV, a probe current of 20 nA, and a 5 μm beam. Peak counting time was 10 s for major elements (Zn, S, Fe), and 50 s for other minor elements (Cd, Ga, Ge, In, Au, and Ag). Background counting time was half of the peak counting time on the high- and low-energy background positions. Analytical results were reduced using the ZAF correction routines. LA-ICP-MS mapping: beam size of 15 μm, repetition rate of 10 Hz, depth of ablation around 5 μm. | sphalerite for S and Zn, marcasite for Fe, cadmium for Cd, gallium phosphide for Ga, germanium for Ge, indium phosphide for In, gold for Au, and silver for Ag | [20 empty] | 0.137 | [21 empty] | 3.91 | [59 empty] | 33.047 | [39 empty] | 62.262 |  |  |  |  | 2024 | Wu, Y., Zheng, Y., Yu, P., Chen, X., Guo, L., Long, L., Hu, Z., Huang, Y., Chen, M., Lu, J., Ouyang, S., Chen, S. (2024). The world-class carbonate-hosted Fankou Zn-Pb deposit in China. Part III. Critical metal Ga is enriched in late stage and low temperature sphalerite. Ore Geology Reviews, 166, 105928. |  | CHN | Guangdong
| Fankou Zn-Pb deposit |  | Basin hydrothermal | Mississippi Valley-type (MVT) | MVT zinc-lead | Zn, Pb | Ga | Zn, Pb, Ga | Wu et al., 2024 |  | 625-21-1-1-4 |  | underground mine |  |  |  |  | ore material | polished section | grab | mineral separate | [5 empty] | mineralisation |  |  |  | sphalerite | [6 empty] | pyrite, galena, chalcopyrite, dolomite, calcite, arsenopyrite, freibergite, pyrargyrite, argentite, goethite, ferrohydrite, anglesite, zincosite | Samples were polished into thin sections and polished mounts for petrographic identification | EMPA, LA-ICPMS | JEOL JXA-i SP100 electron probe micro-analyzer equipped with four wavelength-dispersive spectrometers; NWR 193 nm Ar F Excimer laser-ablation system coupled to an iCAP RQ (ICPMS) | Laboratory of Marine Element and Isotope Facilities in Southern Marine Science and Engineering Guangdong Laboratory (Zhuhai, China); Guangzhou Tuoyan Analytical Technology Co., Ltd., Guangzhou, China | EPMA: accelerating voltage of 20 kV, a probe current of 20 nA, and a 5 μm beam. Peak counting time was 10 s for major elements (Zn, S, Fe), and 50 s for other minor elements (Cd, Ga, Ge, In, Au, and Ag). Background counting time was half of the peak counting time on the high- and low-energy background positions. Analytical results were reduced using the ZAF correction routines. LA-ICP-MS mapping: beam size of 15 μm, repetition rate of 10 Hz, depth of ablation around 5 μm. | sphalerite for S and Zn, marcasite for Fe, cadmium for Cd, gallium phosphide for Ga, germanium for Ge, indium phosphide for In, gold for Au, and silver for Ag | [20 empty] | 0.141 | [21 empty] | 5.655 | [59 empty] | 33.375 | [39 empty] | 59.917 |  |  |  |  | 2024 | Wu, Y., Zheng, Y., Yu, P., Chen, X., Guo, L., Long, L., Hu, Z., Huang, Y., Chen, M., Lu, J., Ouyang, S., Chen, S. (2024). The world-class carbonate-hosted Fankou Zn-Pb deposit in China. Part III. Critical metal Ga is enriched in late stage and low temperature sphalerite. Ore Geology Reviews, 166, 105928. |  | CHN | Guangdong
| Fankou Zn-Pb deposit |  | Basin hydrothermal | Mississippi Valley-type (MVT) | MVT zinc-lead | Zn, Pb | Ga | Zn, Pb, Ga | Wu et al., 2024 |  | Sp1a n=92 |  | underground mine |  |  |  |  | ore material | polished section | grab | mineral separate | [5 empty] | mineralisation |  |  |  | sphalerite | [6 empty] | pyrite, galena, chalcopyrite, dolomite, calcite, arsenopyrite, freibergite, pyrargyrite, argentite, goethite, ferrohydrite, anglesite, zincosite | Samples were polished into thin sections and polished mounts for petrographic identification | EMPA, LA-ICPMS | JEOL JXA-i SP100 electron probe micro-analyzer equipped with four wavelength-dispersive spectrometers; NWR 193 nm Ar F Excimer laser-ablation system coupled to an iCAP RQ (ICPMS) | Laboratory of Marine Element and Isotope Facilities in Southern Marine Science and Engineering Guangdong Laboratory (Zhuhai, China); Guangzhou Tuoyan Analytical Technology Co., Ltd., Guangzhou, China | EPMA: accelerating voltage of 20 kV, a probe current of 20 nA, and a 5 μm beam. Peak counting time was 10 s for major elements (Zn, S, Fe), and 50 s for other minor elements (Cd, Ga, Ge, In, Au, and Ag). Background counting time was half of the peak counting time on the high- and low-energy background positions. Analytical results were reduced using the ZAF correction routines. LA-ICP-MS mapping: beam size of 15 μm, repetition rate of 10 Hz, depth of ablation around 5 μm. | sphalerite for S and Zn, marcasite for Fe, cadmium for Cd, gallium phosphide for Ga, germanium for Ge, indium phosphide for In, gold for Au, and silver for Ag | [147 empty] | 2024 | Wu, Y., Zheng, Y., Yu, P., Chen, X., Guo, L., Long, L., Hu, Z., Huang, Y., Chen, M., Lu, J., Ouyang, S., Chen, S. (2024). The world-class carbonate-hosted Fankou Zn-Pb deposit in China. Part III. Critical metal Ga is enriched in late stage and low temperature sphalerite. Ore Geology Reviews, 166, 105928. |  | CHN | Guangdong
| Fankou Zn-Pb deposit |  | Basin hydrothermal | Mississippi Valley-type (MVT) | MVT zinc-lead | Zn, Pb | Ga | Zn, Pb, Ga | Wu et al., 2024 |  | 160-115-1-2 |  | underground mine |  |  |  |  | ore material | polished section | grab | mineral separate | [5 empty] | mineralisation |  |  |  | sphalerite | [6 empty] | pyrite, galena, chalcopyrite, dolomite, calcite, arsenopyrite, freibergite, pyrargyrite, argentite, goethite, ferrohydrite, anglesite, zincosite | Samples were polished into thin sections and polished mounts for petrographic identification | EMPA, LA-ICPMS | JEOL JXA-i SP100 electron probe micro-analyzer equipped with four wavelength-dispersive spectrometers; NWR 193 nm Ar F Excimer laser-ablation system coupled to an iCAP RQ (ICPMS) | Laboratory of Marine Element and Isotope Facilities in Southern Marine Science and Engineering Guangdong Laboratory (Zhuhai, China); Guangzhou Tuoyan Analytical Technology Co., Ltd., Guangzhou, China | EPMA: accelerating voltage of 20 kV, a probe current of 20 nA, and a 5 μm beam. Peak counting time was 10 s for major elements (Zn, S, Fe), and 50 s for other minor elements (Cd, Ga, Ge, In, Au, and Ag). Background counting time was half of the peak counting time on the high- and low-energy background positions. Analytical results were reduced using the ZAF correction routines. LA-ICP-MS mapping: beam size of 15 μm, repetition rate of 10 Hz, depth of ablation around 5 μm. | sphalerite for S and Zn, marcasite for Fe, cadmium for Cd, gallium phosphide for Ga, germanium for Ge, indium phosphide for In, gold for Au, and silver for Ag | 26.9176 | [19 empty] | 2586.7291 | [11 empty] | 132.4163 | [9 empty] | 32863.3375 |  | 21.7898 |  |  |  | 46.5019 |  |  |  | 945.5685 |  |  |  | 0.093402 | [13 empty] | 179.7998 | [15 empty] | 23.9577 | [15 empty] | 162467.5736 |  | 15.1413 | [42 empty] | 2024 | Wu, Y., Zheng, Y., Yu, P., Chen, X., Guo, L., Long, L., Hu, Z., Huang, Y., Chen, M., Lu, J., Ouyang, S., Chen, S. (2024). The world-class carbonate-hosted Fankou Zn-Pb deposit in China. Part III. Critical metal Ga is enriched in late stage and low temperature sphalerite. Ore Geology Reviews, 166, 105928. |  | CHN | Guangdong
| Fankou Zn-Pb deposit |  | Basin hydrothermal | Mississippi Valley-type (MVT) | MVT zinc-lead | Zn, Pb | Ga | Zn, Pb, Ga | Wu et al., 2024 |  | 160-117-1-1 |  | underground mine |  |  |  |  | ore material | polished section | grab | mineral separate | [5 empty] | mineralisation |  |  |  | sphalerite | [6 empty] | pyrite, galena, chalcopyrite, dolomite, calcite, arsenopyrite, freibergite, pyrargyrite, argentite, goethite, ferrohydrite, anglesite, zincosite | Samples were polished into thin sections and polished mounts for petrographic identification | EMPA, LA-ICPMS | JEOL JXA-i SP100 electron probe micro-analyzer equipped with four wavelength-dispersive spectrometers; NWR 193 nm Ar F Excimer laser-ablation system coupled to an iCAP RQ (ICPMS) | Laboratory of Marine Element and Isotope Facilities in Southern Marine Science and Engineering Guangdong Laboratory (Zhuhai, China); Guangzhou Tuoyan Analytical Technology Co., Ltd., Guangzhou, China | EPMA: accelerating voltage of 20 kV, a probe current of 20 nA, and a 5 μm beam. Peak counting time was 10 s for major elements (Zn, S, Fe), and 50 s for other minor elements (Cd, Ga, Ge, In, Au, and Ag). Background counting time was half of the peak counting time on the high- and low-energy background positions. Analytical results were reduced using the ZAF correction routines. LA-ICP-MS mapping: beam size of 15 μm, repetition rate of 10 Hz, depth of ablation around 5 μm. | sphalerite for S and Zn, marcasite for Fe, cadmium for Cd, gallium phosphide for Ga, germanium for Ge, indium phosphide for In, gold for Au, and silver for Ag | 61.1677 | [19 empty] | 1326.5811 | [11 empty] | 3462.6874 | [9 empty] | 28521.8343 |  | 14.9022 |  |  |  | 55.0927 |  |  |  | 402.065 |  |  |  | 0.10365 | [13 empty] | 129.5141 | [15 empty] | 52.035 | [15 empty] | 186408.5026 |  | 77.1634 | [42 empty] | 2024 | Wu, Y., Zheng, Y., Yu, P., Chen, X., Guo, L., Long, L., Hu, Z., Huang, Y., Chen, M., Lu, J., Ouyang, S., Chen, S. (2024). The world-class carbonate-hosted Fankou Zn-Pb deposit in China. Part III. Critical metal Ga is enriched in late stage and low temperature sphalerite. Ore Geology Reviews, 166, 105928. |  | CHN | Guangdong
| Fankou Zn-Pb deposit |  | Basin hydrothermal | Mississippi Valley-type (MVT) | MVT zinc-lead | Zn, Pb | Ga | Zn, Pb, Ga | Wu et al., 2024 |  | 200-6-2-1 |  | underground mine |  |  |  |  | ore material | polished section | grab | mineral separate | [5 empty] | mineralisation |  |  |  | sphalerite | [6 empty] | pyrite, galena, chalcopyrite, dolomite, calcite, arsenopyrite, freibergite, pyrargyrite, argentite, goethite, ferrohydrite, anglesite, zincosite | Samples were polished into thin sections and polished mounts for petrographic identification | EMPA, LA-ICPMS | JEOL JXA-i SP100 electron probe micro-analyzer equipped with four wavelength-dispersive spectrometers; NWR 193 nm Ar F Excimer laser-ablation system coupled to an iCAP RQ (ICPMS) | Laboratory of Marine Element and Isotope Facilities in Southern Marine Science and Engineering Guangdong Laboratory (Zhuhai, China); Guangzhou Tuoyan Analytical Technology Co., Ltd., Guangzhou, China | EPMA: accelerating voltage of 20 kV, a probe current of 20 nA, and a 5 μm beam. Peak counting time was 10 s for major elements (Zn, S, Fe), and 50 s for other minor elements (Cd, Ga, Ge, In, Au, and Ag). Background counting time was half of the peak counting time on the high- and low-energy background positions. Analytical results were reduced using the ZAF correction routines. LA-ICP-MS mapping: beam size of 15 μm, repetition rate of 10 Hz, depth of ablation around 5 μm. | sphalerite for S and Zn, marcasite for Fe, cadmium for Cd, gallium phosphide for Ga, germanium for Ge, indium phosphide for In, gold for Au, and silver for Ag | 491.4345 | [19 empty] | 1699.5206 | [11 empty] | 1333.3098 | [9 empty] | 49293.8917 |  | 47.5033 |  |  |  | 669.0155 |  |  |  | 103.9108 |  |  |  | 0.14711 | [13 empty] | 418.7566 | [15 empty] | 69.2093 | [15 empty] | 172452.3131 |  | 35.0256 | [42 empty] | 2024 | Wu, Y., Zheng, Y., Yu, P., Chen, X., Guo, L., Long, L., Hu, Z., Huang, Y., Chen, M., Lu, J., Ouyang, S., Chen, S. (2024). The world-class carbonate-hosted Fankou Zn-Pb deposit in China. Part III. Critical metal Ga is enriched in late stage and low temperature sphalerite. Ore Geology Reviews, 166, 105928. |  | CHN | Guangdong
| Fankou Zn-Pb deposit |  | Basin hydrothermal | Mississippi Valley-type (MVT) | MVT zinc-lead | Zn, Pb | Ga | Zn, Pb, Ga | Wu et al., 2024 |  | 200-6-2-2 |  | underground mine |  |  |  |  | ore material | polished section | grab | mineral separate | [5 empty] | mineralisation |  |  |  | sphalerite | [6 empty] | pyrite, galena, chalcopyrite, dolomite, calcite, arsenopyrite, freibergite, pyrargyrite, argentite, goethite, ferrohydrite, anglesite, zincosite | Samples were polished into thin sections and polished mounts for petrographic identification | EMPA, LA-ICPMS | JEOL JXA-i SP100 electron probe micro-analyzer equipped with four wavelength-dispersive spectrometers; NWR 193 nm Ar F Excimer laser-ablation system coupled to an iCAP RQ (ICPMS) | Laboratory of Marine Element and Isotope Facilities in Southern Marine Science and Engineering Guangdong Laboratory (Zhuhai, China); Guangzhou Tuoyan Analytical Technology Co., Ltd., Guangzhou, China | EPMA: accelerating voltage of 20 kV, a probe current of 20 nA, and a 5 μm beam. Peak counting time was 10 s for major elements (Zn, S, Fe), and 50 s for other minor elements (Cd, Ga, Ge, In, Au, and Ag). Background counting time was half of the peak counting time on the high- and low-energy background positions. Analytical results were reduced using the ZAF correction routines. LA-ICP-MS mapping: beam size of 15 μm, repetition rate of 10 Hz, depth of ablation around 5 μm. | sphalerite for S and Zn, marcasite for Fe, cadmium for Cd, gallium phosphide for Ga, germanium for Ge, indium phosphide for In, gold for Au, and silver for Ag | 250.3749 | [19 empty] | 1941.3925 | [11 empty] | 1525.2655 | [9 empty] | 66335.5453 |  | 3.939 |  |  |  | 714.8815 |  |  |  | 107.7715 |  |  |  | 0.028947 | [13 empty] | 131.1464 | [15 empty] | 10.1847 | [15 empty] | 163335.5744 |  | 3.3983 | [42 empty] | 2024 | Wu, Y., Zheng, Y., Yu, P., Chen, X., Guo, L., Long, L., Hu, Z., Huang, Y., Chen, M., Lu, J., Ouyang, S., Chen, S. (2024). The world-class carbonate-hosted Fankou Zn-Pb deposit in China. Part III. Critical metal Ga is enriched in late stage and low temperature sphalerite. Ore Geology Reviews, 166, 105928. |  | CHN | Guangdong
| Fankou Zn-Pb deposit |  | Basin hydrothermal | Mississippi Valley-type (MVT) | MVT zinc-lead | Zn, Pb | Ga | Zn, Pb, Ga | Wu et al., 2024 |  | 240-131-1-1 |  | underground mine |  |  |  |  | ore material | polished section | grab | mineral separate | [5 empty] | mineralisation |  |  |  | sphalerite | [6 empty] | pyrite, galena, chalcopyrite, dolomite, calcite, arsenopyrite, freibergite, pyrargyrite, argentite, goethite, ferrohydrite, anglesite, zincosite | Samples were polished into thin sections and polished mounts for petrographic identification | EMPA, LA-ICPMS | JEOL JXA-i SP100 electron probe micro-analyzer equipped with four wavelength-dispersive spectrometers; NWR 193 nm Ar F Excimer laser-ablation system coupled to an iCAP RQ (ICPMS) | Laboratory of Marine Element and Isotope Facilities in Southern Marine Science and Engineering Guangdong Laboratory (Zhuhai, China); Guangzhou Tuoyan Analytical Technology Co., Ltd., Guangzhou, China | EPMA: accelerating voltage of 20 kV, a probe current of 20 nA, and a 5 μm beam. Peak counting time was 10 s for major elements (Zn, S, Fe), and 50 s for other minor elements (Cd, Ga, Ge, In, Au, and Ag). Background counting time was half of the peak counting time on the high- and low-energy background positions. Analytical results were reduced using the ZAF correction routines. LA-ICP-MS mapping: beam size of 15 μm, repetition rate of 10 Hz, depth of ablation around 5 μm. | sphalerite for S and Zn, marcasite for Fe, cadmium for Cd, gallium phosphide for Ga, germanium for Ge, indium phosphide for In, gold for Au, and silver for Ag | 132.1217 | [19 empty] | 2558.0885 | [11 empty] | 2267.8091 | [9 empty] | 33788.9459 |  | 14.2908 |  |  |  | 549.7624 |  |  |  | 294.2201 |  |  |  | 0.025344 | [13 empty] | 161.7568 | [15 empty] | 948.7667 | [15 empty] | 161384.9417 |  | 33.5468 | [42 empty] | 2024 | Wu, Y., Zheng, Y., Yu, P., Chen, X., Guo, L., Long, L., Hu, Z., Huang, Y., Chen, M., Lu, J., Ouyang, S., Chen, S. (2024). The world-class carbonate-hosted Fankou Zn-Pb deposit in China. Part III. Critical metal Ga is enriched in late stage and low temperature sphalerite. Ore Geology Reviews, 166, 105928. |  | CHN | Guangdong
| Fankou Zn-Pb deposit |  | Basin hydrothermal | Mississippi Valley-type (MVT) | MVT zinc-lead | Zn, Pb | Ga | Zn, Pb, Ga | Wu et al., 2024 |  | 240-131-1-2 |  | underground mine |  |  |  |  | ore material | polished section | grab | mineral separate | [5 empty] | mineralisation |  |  |  | sphalerite | [6 empty] | pyrite, galena, chalcopyrite, dolomite, calcite, arsenopyrite, freibergite, pyrargyrite, argentite, goethite, ferrohydrite, anglesite, zincosite | Samples were polished into thin sections and polished mounts for petrographic identification | EMPA, LA-ICPMS | JEOL JXA-i SP100 electron probe micro-analyzer equipped with four wavelength-dispersive spectrometers; NWR 193 nm Ar F Excimer laser-ablation system coupled to an iCAP RQ (ICPMS) | Laboratory of Marine Element and Isotope Facilities in Southern Marine Science and Engineering Guangdong Laboratory (Zhuhai, China); Guangzhou Tuoyan Analytical Technology Co., Ltd., Guangzhou, China | EPMA: accelerating voltage of 20 kV, a probe current of 20 nA, and a 5 μm beam. Peak counting time was 10 s for major elements (Zn, S, Fe), and 50 s for other minor elements (Cd, Ga, Ge, In, Au, and Ag). Background counting time was half of the peak counting time on the high- and low-energy background positions. Analytical results were reduced using the ZAF correction routines. LA-ICP-MS mapping: beam size of 15 μm, repetition rate of 10 Hz, depth of ablation around 5 μm. | sphalerite for S and Zn, marcasite for Fe, cadmium for Cd, gallium phosphide for Ga, germanium for Ge, indium phosphide for In, gold for Au, and silver for Ag | 104.8997 | [19 empty] | 2108.6476 | [11 empty] | 1587.1235 | [9 empty] | 33676.5861 |  | 20.8543 |  |  |  | 480.4897 |  |  |  | 279.7365 |  |  |  | 0.0225 | [13 empty] | 149.626 | [15 empty] | 36.0669 | [15 empty] | 160115.531 |  | 10.2281 | [42 empty] | 2024 | Wu, Y., Zheng, Y., Yu, P., Chen, X., Guo, L., Long, L., Hu, Z., Huang, Y., Chen, M., Lu, J., Ouyang, S., Chen, S. (2024). The world-class carbonate-hosted Fankou Zn-Pb deposit in China. Part III. Critical metal Ga is enriched in late stage and low temperature sphalerite. Ore Geology Reviews, 166, 105928. |  | CHN | Guangdong
| Fankou Zn-Pb deposit |  | Basin hydrothermal | Mississippi Valley-type (MVT) | MVT zinc-lead | Zn, Pb | Ga | Zn, Pb, Ga | Wu et al., 2024 |  | 280-56-1-6 |  | underground mine |  |  |  |  | ore material | polished section | grab | mineral separate | [5 empty] | mineralisation |  |  |  | sphalerite | [6 empty] | pyrite, galena, chalcopyrite, dolomite, calcite, arsenopyrite, freibergite, pyrargyrite, argentite, goethite, ferrohydrite, anglesite, zincosite | Samples were polished into thin sections and polished mounts for petrographic identification | EMPA, LA-ICPMS | JEOL JXA-i SP100 electron probe micro-analyzer equipped with four wavelength-dispersive spectrometers; NWR 193 nm Ar F Excimer laser-ablation system coupled to an iCAP RQ (ICPMS) | Laboratory of Marine Element and Isotope Facilities in Southern Marine Science and Engineering Guangdong Laboratory (Zhuhai, China); Guangzhou Tuoyan Analytical Technology Co., Ltd., Guangzhou, China | EPMA: accelerating voltage of 20 kV, a probe current of 20 nA, and a 5 μm beam. Peak counting time was 10 s for major elements (Zn, S, Fe), and 50 s for other minor elements (Cd, Ga, Ge, In, Au, and Ag). Background counting time was half of the peak counting time on the high- and low-energy background positions. Analytical results were reduced using the ZAF correction routines. LA-ICP-MS mapping: beam size of 15 μm, repetition rate of 10 Hz, depth of ablation around 5 μm. | sphalerite for S and Zn, marcasite for Fe, cadmium for Cd, gallium phosphide for Ga, germanium for Ge, indium phosphide for In, gold for Au, and silver for Ag | 30.4577 | [19 empty] | 1223.2122 | [11 empty] | 76.5198 | [9 empty] | 40647.4743 |  | 49.7428 |  |  |  | 2.8997 |  |  |  | 154.4452 |  |  |  | 1.4497 | [13 empty] | 223.4477 | [15 empty] | 12.9541 | [15 empty] | 162756.4707 |  | 1.0199 | [42 empty] | 2024 | Wu, Y., Zheng, Y., Yu, P., Chen, X., Guo, L., Long, L., Hu, Z., Huang, Y., Chen, M., Lu, J., Ouyang, S., Chen, S. (2024). The world-class carbonate-hosted Fankou Zn-Pb deposit in China. Part III. Critical metal Ga is enriched in late stage and low temperature sphalerite. Ore Geology Reviews, 166, 105928. |  | CHN | Guangdong
| Fankou Zn-Pb deposit |  | Basin hydrothermal | Mississippi Valley-type (MVT) | MVT zinc-lead | Zn, Pb | Ga | Zn, Pb, Ga | Wu et al., 2024 |  | 280-56-1-7 |  | underground mine |  |  |  |  | ore material | polished section | grab | mineral separate | [5 empty] | mineralisation |  |  |  | sphalerite | [6 empty] | pyrite, galena, chalcopyrite, dolomite, calcite, arsenopyrite, freibergite, pyrargyrite, argentite, goethite, ferrohydrite, anglesite, zincosite | Samples were polished into thin sections and polished mounts for petrographic identification | EMPA, LA-ICPMS | JEOL JXA-i SP100 electron probe micro-analyzer equipped with four wavelength-dispersive spectrometers; NWR 193 nm Ar F Excimer laser-ablation system coupled to an iCAP RQ (ICPMS) | Laboratory of Marine Element and Isotope Facilities in Southern Marine Science and Engineering Guangdong Laboratory (Zhuhai, China); Guangzhou Tuoyan Analytical Technology Co., Ltd., Guangzhou, China | EPMA: accelerating voltage of 20 kV, a probe current of 20 nA, and a 5 μm beam. Peak counting time was 10 s for major elements (Zn, S, Fe), and 50 s for other minor elements (Cd, Ga, Ge, In, Au, and Ag). Background counting time was half of the peak counting time on the high- and low-energy background positions. Analytical results were reduced using the ZAF correction routines. LA-ICP-MS mapping: beam size of 15 μm, repetition rate of 10 Hz, depth of ablation around 5 μm. | sphalerite for S and Zn, marcasite for Fe, cadmium for Cd, gallium phosphide for Ga, germanium for Ge, indium phosphide for In, gold for Au, and silver for Ag | 112.6401 | [19 empty] | 1709.2526 | [11 empty] | 83.5301 | [9 empty] | 65183.8406 |  | 1.2077 |  |  |  | 29.5787 |  |  |  | 196.7454 |  |  |  | 0.18091 | [13 empty] | 157.5558 | [15 empty] | 56.2393 | [15 empty] | 166841.1553 |  | 12.9434 | [42 empty] | 2024 | Wu, Y., Zheng, Y., Yu, P., Chen, X., Guo, L., Long, L., Hu, Z., Huang, Y., Chen, M., Lu, J., Ouyang, S., Chen, S. (2024). The world-class carbonate-hosted Fankou Zn-Pb deposit in China. Part III. Critical metal Ga is enriched in late stage and low temperature sphalerite. Ore Geology Reviews, 166, 105928. |  | CHN | Guangdong
| Fankou Zn-Pb deposit |  | Basin hydrothermal | Mississippi Valley-type (MVT) | MVT zinc-lead | Zn, Pb | Ga | Zn, Pb, Ga | Wu et al., 2024 |  | 320-157-1-1 |  | underground mine |  |  |  |  | ore material | polished section | grab | mineral separate | [5 empty] | mineralisation |  |  |  | sphalerite | [6 empty] | pyrite, galena, chalcopyrite, dolomite, calcite, arsenopyrite, freibergite, pyrargyrite, argentite, goethite, ferrohydrite, anglesite, zincosite | Samples were polished into thin sections and polished mounts for petrographic identification | EMPA, LA-ICPMS | JEOL JXA-i SP100 electron probe micro-analyzer equipped with four wavelength-dispersive spectrometers; NWR 193 nm Ar F Excimer laser-ablation system coupled to an iCAP RQ (ICPMS) | Laboratory of Marine Element and Isotope Facilities in Southern Marine Science and Engineering Guangdong Laboratory (Zhuhai, China); Guangzhou Tuoyan Analytical Technology Co., Ltd., Guangzhou, China | EPMA: accelerating voltage of 20 kV, a probe current of 20 nA, and a 5 μm beam. Peak counting time was 10 s for major elements (Zn, S, Fe), and 50 s for other minor elements (Cd, Ga, Ge, In, Au, and Ag). Background counting time was half of the peak counting time on the high- and low-energy background positions. Analytical results were reduced using the ZAF correction routines. LA-ICP-MS mapping: beam size of 15 μm, repetition rate of 10 Hz, depth of ablation around 5 μm. | sphalerite for S and Zn, marcasite for Fe, cadmium for Cd, gallium phosphide for Ga, germanium for Ge, indium phosphide for In, gold for Au, and silver for Ag | 111.6353 | [19 empty] | 1141.1548 | [11 empty] | 44.0795 | [9 empty] | 35269.9579 |  | 13.0106 |  |  |  | 0.79515 |  |  |  | 114.2378 |  |  |  | 0.27211 | [13 empty] | 61.2326 | [15 empty] | 49.2227 | [15 empty] | 149649.1572 |  | 25.2774 | [42 empty] | 2024 | Wu, Y., Zheng, Y., Yu, P., Chen, X., Guo, L., Long, L., Hu, Z., Huang, Y., Chen, M., Lu, J., Ouyang, S., Chen, S. (2024). The world-class carbonate-hosted Fankou Zn-Pb deposit in China. Part III. Critical metal Ga is enriched in late stage and low temperature sphalerite. Ore Geology Reviews, 166, 105928. |  | CHN | Guangdong
| Fankou Zn-Pb deposit |  | Basin hydrothermal | Mississippi Valley-type (MVT) | MVT zinc-lead | Zn, Pb | Ga | Zn, Pb, Ga | Wu et al., 2024 |  | 360-22-1-5 |  | underground mine |  |  |  |  | ore material | polished section | grab | mineral separate | [5 empty] | mineralisation |  |  |  | sphalerite | [6 empty] | pyrite, galena, chalcopyrite, dolomite, calcite, arsenopyrite, freibergite, pyrargyrite, argentite, goethite, ferrohydrite, anglesite, zincosite | Samples were polished into thin sections and polished mounts for petrographic identification | EMPA, LA-ICPMS | JEOL JXA-i SP100 electron probe micro-analyzer equipped with four wavelength-dispersive spectrometers; NWR 193 nm Ar F Excimer laser-ablation system coupled to an iCAP RQ (ICPMS) | Laboratory of Marine Element and Isotope Facilities in Southern Marine Science and Engineering Guangdong Laboratory (Zhuhai, China); Guangzhou Tuoyan Analytical Technology Co., Ltd., Guangzhou, China | EPMA: accelerating voltage of 20 kV, a probe current of 20 nA, and a 5 μm beam. Peak counting time was 10 s for major elements (Zn, S, Fe), and 50 s for other minor elements (Cd, Ga, Ge, In, Au, and Ag). Background counting time was half of the peak counting time on the high- and low-energy background positions. Analytical results were reduced using the ZAF correction routines. LA-ICP-MS mapping: beam size of 15 μm, repetition rate of 10 Hz, depth of ablation around 5 μm. | sphalerite for S and Zn, marcasite for Fe, cadmium for Cd, gallium phosphide for Ga, germanium for Ge, indium phosphide for In, gold for Au, and silver for Ag | 373.4506 | [19 empty] | 1273.4348 | [11 empty] | 256.691 | [9 empty] | 40164.4444 |  | 0.17972 |  |  |  | 229.7722 |  |  |  | 175.3431 |  |  |  | 0.098353 | [13 empty] | 156.6163 | [15 empty] | 26.3434 | [15 empty] | 161171.4012 |  | 0.3245 | [42 empty] | 2024 | Wu, Y., Zheng, Y., Yu, P., Chen, X., Guo, L., Long, L., Hu, Z., Huang, Y., Chen, M., Lu, J., Ouyang, S., Chen, S. (2024). The world-class carbonate-hosted Fankou Zn-Pb deposit in China. Part III. Critical metal Ga is enriched in late stage and low temperature sphalerite. Ore Geology Reviews, 166, 105928. |  | CHN | Guangdong
| Fankou Zn-Pb deposit |  | Basin hydrothermal | Mississippi Valley-type (MVT) | MVT zinc-lead | Zn, Pb | Ga | Zn, Pb, Ga | Wu et al., 2024 |  | 400-11-1-2 |  | underground mine |  |  |  |  | ore material | polished section | grab | mineral separate | [5 empty] | mineralisation |  |  |  | sphalerite | [6 empty] | pyrite, galena, chalcopyrite, dolomite, calcite, arsenopyrite, freibergite, pyrargyrite, argentite, goethite, ferrohydrite, anglesite, zincosite | Samples were polished into thin sections and polished mounts for petrographic identification | EMPA, LA-ICPMS | JEOL JXA-i SP100 electron probe micro-analyzer equipped with four wavelength-dispersive spectrometers; NWR 193 nm Ar F Excimer laser-ablation system coupled to an iCAP RQ (ICPMS) | Laboratory of Marine Element and Isotope Facilities in Southern Marine Science and Engineering Guangdong Laboratory (Zhuhai, China); Guangzhou Tuoyan Analytical Technology Co., Ltd., Guangzhou, China | EPMA: accelerating voltage of 20 kV, a probe current of 20 nA, and a 5 μm beam. Peak counting time was 10 s for major elements (Zn, S, Fe), and 50 s for other minor elements (Cd, Ga, Ge, In, Au, and Ag). Background counting time was half of the peak counting time on the high- and low-energy background positions. Analytical results were reduced using the ZAF correction routines. LA-ICP-MS mapping: beam size of 15 μm, repetition rate of 10 Hz, depth of ablation around 5 μm. | sphalerite for S and Zn, marcasite for Fe, cadmium for Cd, gallium phosphide for Ga, germanium for Ge, indium phosphide for In, gold for Au, and silver for Ag | 9.0133 | [19 empty] | 1345.6304 | [11 empty] | 21.1004 | [9 empty] | 41742.0321 |  | 9.4206 |  |  |  | 2.9979 |  |  |  | 81.5708 |  |  |  | 0.031121 | [13 empty] | 120.6865 | [15 empty] | 7.5903 | [15 empty] | 131756.6866 | [44 empty] | 2024 | Wu, Y., Zheng, Y., Yu, P., Chen, X., Guo, L., Long, L., Hu, Z., Huang, Y., Chen, M., Lu, J., Ouyang, S., Chen, S. (2024). The world-class carbonate-hosted Fankou Zn-Pb deposit in China. Part III. Critical metal Ga is enriched in late stage and low temperature sphalerite. Ore Geology Reviews, 166, 105928. |  | CHN | Guangdong
| Fankou Zn-Pb deposit |  | Basin hydrothermal | Mississippi Valley-type (MVT) | MVT zinc-lead | Zn, Pb | Ga | Zn, Pb, Ga | Wu et al., 2024 |  | 400-12-1-1 |  | underground mine |  |  |  |  | ore material | polished section | grab | mineral separate | [5 empty] | mineralisation |  |  |  | sphalerite | [6 empty] | pyrite, galena, chalcopyrite, dolomite, calcite, arsenopyrite, freibergite, pyrargyrite, argentite, goethite, ferrohydrite, anglesite, zincosite | Samples were polished into thin sections and polished mounts for petrographic identification | EMPA, LA-ICPMS | JEOL JXA-i SP100 electron probe micro-analyzer equipped with four wavelength-dispersive spectrometers; NWR 193 nm Ar F Excimer laser-ablation system coupled to an iCAP RQ (ICPMS) | Laboratory of Marine Element and Isotope Facilities in Southern Marine Science and Engineering Guangdong Laboratory (Zhuhai, China); Guangzhou Tuoyan Analytical Technology Co., Ltd., Guangzhou, China | EPMA: accelerating voltage of 20 kV, a probe current of 20 nA, and a 5 μm beam. Peak counting time was 10 s for major elements (Zn, S, Fe), and 50 s for other minor elements (Cd, Ga, Ge, In, Au, and Ag). Background counting time was half of the peak counting time on the high- and low-energy background positions. Analytical results were reduced using the ZAF correction routines. LA-ICP-MS mapping: beam size of 15 μm, repetition rate of 10 Hz, depth of ablation around 5 μm. | sphalerite for S and Zn, marcasite for Fe, cadmium for Cd, gallium phosphide for Ga, germanium for Ge, indium phosphide for In, gold for Au, and silver for Ag | 63.2132 | [19 empty] | 1753.7085 | [11 empty] | 669.3767 | [9 empty] | 62345.6507 |  | 0.91516 |  |  |  | 328.4019 |  |  |  | 81.2367 | [17 empty] | 166.1577 | [15 empty] | 17.8959 | [15 empty] | 135815.6219 |  | 0.42817 | [42 empty] | 2024 | Wu, Y., Zheng, Y., Yu, P., Chen, X., Guo, L., Long, L., Hu, Z., Huang, Y., Chen, M., Lu, J., Ouyang, S., Chen, S. (2024). The world-class carbonate-hosted Fankou Zn-Pb deposit in China. Part III. Critical metal Ga is enriched in late stage and low temperature sphalerite. Ore Geology Reviews, 166, 105928. |  | CHN | Guangdong
| Fankou Zn-Pb deposit |  | Basin hydrothermal | Mississippi Valley-type (MVT) | MVT zinc-lead | Zn, Pb | Ga | Zn, Pb, Ga | Wu et al., 2024 |  | 400-12-1-2 |  | underground mine |  |  |  |  | ore material | polished section | grab | mineral separate | [5 empty] | mineralisation |  |  |  | sphalerite | [6 empty] | pyrite, galena, chalcopyrite, dolomite, calcite, arsenopyrite, freibergite, pyrargyrite, argentite, goethite, ferrohydrite, anglesite, zincosite | Samples were polished into thin sections and polished mounts for petrographic identification | EMPA, LA-ICPMS | JEOL JXA-i SP100 electron probe micro-analyzer equipped with four wavelength-dispersive spectrometers; NWR 193 nm Ar F Excimer laser-ablation system coupled to an iCAP RQ (ICPMS) | Laboratory of Marine Element and Isotope Facilities in Southern Marine Science and Engineering Guangdong Laboratory (Zhuhai, China); Guangzhou Tuoyan Analytical Technology Co., Ltd., Guangzhou, China | EPMA: accelerating voltage of 20 kV, a probe current of 20 nA, and a 5 μm beam. Peak counting time was 10 s for major elements (Zn, S, Fe), and 50 s for other minor elements (Cd, Ga, Ge, In, Au, and Ag). Background counting time was half of the peak counting time on the high- and low-energy background positions. Analytical results were reduced using the ZAF correction routines. LA-ICP-MS mapping: beam size of 15 μm, repetition rate of 10 Hz, depth of ablation around 5 μm. | sphalerite for S and Zn, marcasite for Fe, cadmium for Cd, gallium phosphide for Ga, germanium for Ge, indium phosphide for In, gold for Au, and silver for Ag | 25.4858 | [19 empty] | 1721.4275 | [11 empty] | 88.4636 | [9 empty] | 62380.1119 |  | 0.28458 |  |  |  | 45.6533 |  |  |  | 69.592 | [17 empty] | 175.1888 | [15 empty] | 34.7735 | [15 empty] | 138392.454 |  | 0.30152 | [42 empty] | 2024 | Wu, Y., Zheng, Y., Yu, P., Chen, X., Guo, L., Long, L., Hu, Z., Huang, Y., Chen, M., Lu, J., Ouyang, S., Chen, S. (2024). The world-class carbonate-hosted Fankou Zn-Pb deposit in China. Part III. Critical metal Ga is enriched in late stage and low temperature sphalerite. Ore Geology Reviews, 166, 105928. |  | CHN | Guangdong
| Fankou Zn-Pb deposit |  | Basin hydrothermal | Mississippi Valley-type (MVT) | MVT zinc-lead | Zn, Pb | Ga | Zn, Pb, Ga | Wu et al., 2024 |  | 400-138-1-1 |  | underground mine |  |  |  |  | ore material | polished section | grab | mineral separate | [5 empty] | mineralisation |  |  |  | sphalerite | [6 empty] | pyrite, galena, chalcopyrite, dolomite, calcite, arsenopyrite, freibergite, pyrargyrite, argentite, goethite, ferrohydrite, anglesite, zincosite | Samples were polished into thin sections and polished mounts for petrographic identification | EMPA, LA-ICPMS | JEOL JXA-i SP100 electron probe micro-analyzer equipped with four wavelength-dispersive spectrometers; NWR 193 nm Ar F Excimer laser-ablation system coupled to an iCAP RQ (ICPMS) | Laboratory of Marine Element and Isotope Facilities in Southern Marine Science and Engineering Guangdong Laboratory (Zhuhai, China); Guangzhou Tuoyan Analytical Technology Co., Ltd., Guangzhou, China | EPMA: accelerating voltage of 20 kV, a probe current of 20 nA, and a 5 μm beam. Peak counting time was 10 s for major elements (Zn, S, Fe), and 50 s for other minor elements (Cd, Ga, Ge, In, Au, and Ag). Background counting time was half of the peak counting time on the high- and low-energy background positions. Analytical results were reduced using the ZAF correction routines. LA-ICP-MS mapping: beam size of 15 μm, repetition rate of 10 Hz, depth of ablation around 5 μm. | sphalerite for S and Zn, marcasite for Fe, cadmium for Cd, gallium phosphide for Ga, germanium for Ge, indium phosphide for In, gold for Au, and silver for Ag | 281.9773 | [19 empty] | 1275.519 | [11 empty] | 543.1651 | [9 empty] | 21796.512 |  | 263.4422 |  |  |  | 168.1828 |  |  |  | 77.9517 |  |  |  | 0.87289 | [13 empty] | 302.3685 | [15 empty] | 194.968 | [15 empty] | 140025.5876 |  | 9.4407 | [42 empty] | 2024 | Wu, Y., Zheng, Y., Yu, P., Chen, X., Guo, L., Long, L., Hu, Z., Huang, Y., Chen, M., Lu, J., Ouyang, S., Chen, S. (2024). The world-class carbonate-hosted Fankou Zn-Pb deposit in China. Part III. Critical metal Ga is enriched in late stage and low temperature sphalerite. Ore Geology Reviews, 166, 105928. |  | CHN | Guangdong
| Fankou Zn-Pb deposit |  | Basin hydrothermal | Mississippi Valley-type (MVT) | MVT zinc-lead | Zn, Pb | Ga | Zn, Pb, Ga | Wu et al., 2024 |  | 400-138-1-2 |  | underground mine |  |  |  |  | ore material | polished section | grab | mineral separate | [5 empty] | mineralisation |  |  |  | sphalerite | [6 empty] | pyrite, galena, chalcopyrite, dolomite, calcite, arsenopyrite, freibergite, pyrargyrite, argentite, goethite, ferrohydrite, anglesite, zincosite | Samples were polished into thin sections and polished mounts for petrographic identification | EMPA, LA-ICPMS | JEOL JXA-i SP100 electron probe micro-analyzer equipped with four wavelength-dispersive spectrometers; NWR 193 nm Ar F Excimer laser-ablation system coupled to an iCAP RQ (ICPMS) | Laboratory of Marine Element and Isotope Facilities in Southern Marine Science and Engineering Guangdong Laboratory (Zhuhai, China); Guangzhou Tuoyan Analytical Technology Co., Ltd., Guangzhou, China | EPMA: accelerating voltage of 20 kV, a probe current of 20 nA, and a 5 μm beam. Peak counting time was 10 s for major elements (Zn, S, Fe), and 50 s for other minor elements (Cd, Ga, Ge, In, Au, and Ag). Background counting time was half of the peak counting time on the high- and low-energy background positions. Analytical results were reduced using the ZAF correction routines. LA-ICP-MS mapping: beam size of 15 μm, repetition rate of 10 Hz, depth of ablation around 5 μm. | sphalerite for S and Zn, marcasite for Fe, cadmium for Cd, gallium phosphide for Ga, germanium for Ge, indium phosphide for In, gold for Au, and silver for Ag | 413.7134 | [19 empty] | 2226.0161 | [11 empty] | 1325.6238 | [9 empty] | 32964.4804 |  | 61.5258 |  |  |  | 668.1796 |  |  |  | 230.7171 |  |  |  | 0.4064 | [13 empty] | 995.0068 | [15 empty] | 133.6821 | [15 empty] | 151316.1792 |  | 1.4938 | [42 empty] | 2024 | Wu, Y., Zheng, Y., Yu, P., Chen, X., Guo, L., Long, L., Hu, Z., Huang, Y., Chen, M., Lu, J., Ouyang, S., Chen, S. (2024). The world-class carbonate-hosted Fankou Zn-Pb deposit in China. Part III. Critical metal Ga is enriched in late stage and low temperature sphalerite. Ore Geology Reviews, 166, 105928. |  | CHN | Guangdong
| Fankou Zn-Pb deposit |  | Basin hydrothermal | Mississippi Valley-type (MVT) | MVT zinc-lead | Zn, Pb | Ga | Zn, Pb, Ga | Wu et al., 2024 |  | 400-143-1-1 |  | underground mine |  |  |  |  | ore material | polished section | grab | mineral separate | [5 empty] | mineralisation |  |  |  | sphalerite | [6 empty] | pyrite, galena, chalcopyrite, dolomite, calcite, arsenopyrite, freibergite, pyrargyrite, argentite, goethite, ferrohydrite, anglesite, zincosite | Samples were polished into thin sections and polished mounts for petrographic identification | EMPA, LA-ICPMS | JEOL JXA-i SP100 electron probe micro-analyzer equipped with four wavelength-dispersive spectrometers; NWR 193 nm Ar F Excimer laser-ablation system coupled to an iCAP RQ (ICPMS) | Laboratory of Marine Element and Isotope Facilities in Southern Marine Science and Engineering Guangdong Laboratory (Zhuhai, China); Guangzhou Tuoyan Analytical Technology Co., Ltd., Guangzhou, China | EPMA: accelerating voltage of 20 kV, a probe current of 20 nA, and a 5 μm beam. Peak counting time was 10 s for major elements (Zn, S, Fe), and 50 s for other minor elements (Cd, Ga, Ge, In, Au, and Ag). Background counting time was half of the peak counting time on the high- and low-energy background positions. Analytical results were reduced using the ZAF correction routines. LA-ICP-MS mapping: beam size of 15 μm, repetition rate of 10 Hz, depth of ablation around 5 μm. | sphalerite for S and Zn, marcasite for Fe, cadmium for Cd, gallium phosphide for Ga, germanium for Ge, indium phosphide for In, gold for Au, and silver for Ag | 58.2589 | [19 empty] | 2176.6716 | [11 empty] | 6.9935 | [9 empty] | 66452.8892 |  | 4.471 |  |  |  | 2.3613 |  |  |  | 106.5091 |  |  |  | 0.10406 | [13 empty] | 172.9702 | [15 empty] | 30.4294 | [15 empty] | 169869.3191 |  | 3.8817 | [42 empty] | 2024 | Wu, Y., Zheng, Y., Yu, P., Chen, X., Guo, L., Long, L., Hu, Z., Huang, Y., Chen, M., Lu, J., Ouyang, S., Chen, S. (2024). The world-class carbonate-hosted Fankou Zn-Pb deposit in China. Part III. Critical metal Ga is enriched in late stage and low temperature sphalerite. Ore Geology Reviews, 166, 105928. |  | CHN | Guangdong
| Fankou Zn-Pb deposit |  | Basin hydrothermal | Mississippi Valley-type (MVT) | MVT zinc-lead | Zn, Pb | Ga | Zn, Pb, Ga | Wu et al., 2024 |  | 400-143-1-2 |  | underground mine |  |  |  |  | ore material | polished section | grab | mineral separate | [5 empty] | mineralisation |  |  |  | sphalerite | [6 empty] | pyrite, galena, chalcopyrite, dolomite, calcite, arsenopyrite, freibergite, pyrargyrite, argentite, goethite, ferrohydrite, anglesite, zincosite | Samples were polished into thin sections and polished mounts for petrographic identification | EMPA, LA-ICPMS | JEOL JXA-i SP100 electron probe micro-analyzer equipped with four wavelength-dispersive spectrometers; NWR 193 nm Ar F Excimer laser-ablation system coupled to an iCAP RQ (ICPMS) | Laboratory of Marine Element and Isotope Facilities in Southern Marine Science and Engineering Guangdong Laboratory (Zhuhai, China); Guangzhou Tuoyan Analytical Technology Co., Ltd., Guangzhou, China | EPMA: accelerating voltage of 20 kV, a probe current of 20 nA, and a 5 μm beam. Peak counting time was 10 s for major elements (Zn, S, Fe), and 50 s for other minor elements (Cd, Ga, Ge, In, Au, and Ag). Background counting time was half of the peak counting time on the high- and low-energy background positions. Analytical results were reduced using the ZAF correction routines. LA-ICP-MS mapping: beam size of 15 μm, repetition rate of 10 Hz, depth of ablation around 5 μm. | sphalerite for S and Zn, marcasite for Fe, cadmium for Cd, gallium phosphide for Ga, germanium for Ge, indium phosphide for In, gold for Au, and silver for Ag | 39.9643 | [19 empty] | 2500.0963 | [11 empty] | 23.7499 | [9 empty] | 122909.17 |  | 23.3025 |  |  |  | 0.41164 |  |  |  | 83.1447 |  |  |  | 0.071386 | [13 empty] | 204.9792 | [15 empty] | 5.2444 | [15 empty] | 182234.5406 |  | 0.26789 | [42 empty] | 2024 | Wu, Y., Zheng, Y., Yu, P., Chen, X., Guo, L., Long, L., Hu, Z., Huang, Y., Chen, M., Lu, J., Ouyang, S., Chen, S. (2024). The world-class carbonate-hosted Fankou Zn-Pb deposit in China. Part III. Critical metal Ga is enriched in late stage and low temperature sphalerite. Ore Geology Reviews, 166, 105928. |  | CHN | Guangdong
| Fankou Zn-Pb deposit |  | Basin hydrothermal | Mississippi Valley-type (MVT) | MVT zinc-lead | Zn, Pb | Ga | Zn, Pb, Ga | Wu et al., 2024 |  | 455-17-1-1 |  | underground mine |  |  |  |  | ore material | polished section | grab | mineral separate | [5 empty] | mineralisation |  |  |  | sphalerite | [6 empty] | pyrite, galena, chalcopyrite, dolomite, calcite, arsenopyrite, freibergite, pyrargyrite, argentite, goethite, ferrohydrite, anglesite, zincosite | Samples were polished into thin sections and polished mounts for petrographic identification | EMPA, LA-ICPMS | JEOL JXA-i SP100 electron probe micro-analyzer equipped with four wavelength-dispersive spectrometers; NWR 193 nm Ar F Excimer laser-ablation system coupled to an iCAP RQ (ICPMS) | Laboratory of Marine Element and Isotope Facilities in Southern Marine Science and Engineering Guangdong Laboratory (Zhuhai, China); Guangzhou Tuoyan Analytical Technology Co., Ltd., Guangzhou, China | EPMA: accelerating voltage of 20 kV, a probe current of 20 nA, and a 5 μm beam. Peak counting time was 10 s for major elements (Zn, S, Fe), and 50 s for other minor elements (Cd, Ga, Ge, In, Au, and Ag). Background counting time was half of the peak counting time on the high- and low-energy background positions. Analytical results were reduced using the ZAF correction routines. LA-ICP-MS mapping: beam size of 15 μm, repetition rate of 10 Hz, depth of ablation around 5 μm. | sphalerite for S and Zn, marcasite for Fe, cadmium for Cd, gallium phosphide for Ga, germanium for Ge, indium phosphide for In, gold for Au, and silver for Ag | 16.5791 | [19 empty] | 1492.6335 | [11 empty] | 9.39 | [9 empty] | 98781.644 |  | 0.54898 |  |  |  | 0.49718 |  |  |  | 42.8498 |  |  |  | 0.060202 | [13 empty] | 196.1212 | [15 empty] | 69.2269 | [15 empty] | 190535.6472 |  | 10.2069 | [42 empty] | 2024 | Wu, Y., Zheng, Y., Yu, P., Chen, X., Guo, L., Long, L., Hu, Z., Huang, Y., Chen, M., Lu, J., Ouyang, S., Chen, S. (2024). The world-class carbonate-hosted Fankou Zn-Pb deposit in China. Part III. Critical metal Ga is enriched in late stage and low temperature sphalerite. Ore Geology Reviews, 166, 105928. |  | CHN | Guangdong
| Fankou Zn-Pb deposit |  | Basin hydrothermal | Mississippi Valley-type (MVT) | MVT zinc-lead | Zn, Pb | Ga | Zn, Pb, Ga | Wu et al., 2024 |  | 455-17-1-2 |  | underground mine |  |  |  |  | ore material | polished section | grab | mineral separate | [5 empty] | mineralisation |  |  |  | sphalerite | [6 empty] | pyrite, galena, chalcopyrite, dolomite, calcite, arsenopyrite, freibergite, pyrargyrite, argentite, goethite, ferrohydrite, anglesite, zincosite | Samples were polished into thin sections and polished mounts for petrographic identification | EMPA, LA-ICPMS | JEOL JXA-i SP100 electron probe micro-analyzer equipped with four wavelength-dispersive spectrometers; NWR 193 nm Ar F Excimer laser-ablation system coupled to an iCAP RQ (ICPMS) | Laboratory of Marine Element and Isotope Facilities in Southern Marine Science and Engineering Guangdong Laboratory (Zhuhai, China); Guangzhou Tuoyan Analytical Technology Co., Ltd., Guangzhou, China | EPMA: accelerating voltage of 20 kV, a probe current of 20 nA, and a 5 μm beam. Peak counting time was 10 s for major elements (Zn, S, Fe), and 50 s for other minor elements (Cd, Ga, Ge, In, Au, and Ag). Background counting time was half of the peak counting time on the high- and low-energy background positions. Analytical results were reduced using the ZAF correction routines. LA-ICP-MS mapping: beam size of 15 μm, repetition rate of 10 Hz, depth of ablation around 5 μm. | sphalerite for S and Zn, marcasite for Fe, cadmium for Cd, gallium phosphide for Ga, germanium for Ge, indium phosphide for In, gold for Au, and silver for Ag | 62.6862 | [19 empty] | 2055.4155 | [11 empty] | 161.6446 | [9 empty] | 48431.9446 |  | 2.9061 |  |  |  | 22.1977 |  |  |  | 59.7017 |  |  |  | 0.0792 | [13 empty] | 158.8173 | [15 empty] | 86.0936 | [15 empty] | 157966.3971 |  | 18.6845 | [42 empty] | 2024 | Wu, Y., Zheng, Y., Yu, P., Chen, X., Guo, L., Long, L., Hu, Z., Huang, Y., Chen, M., Lu, J., Ouyang, S., Chen, S. (2024). The world-class carbonate-hosted Fankou Zn-Pb deposit in China. Part III. Critical metal Ga is enriched in late stage and low temperature sphalerite. Ore Geology Reviews, 166, 105928. |  | CHN | Guangdong
| Fankou Zn-Pb deposit |  | Basin hydrothermal | Mississippi Valley-type (MVT) | MVT zinc-lead | Zn, Pb | Ga | Zn, Pb, Ga | Wu et al., 2024 |  | 500-180-2-1 |  | underground mine |  |  |  |  | ore material | polished section | grab | mineral separate | [5 empty] | mineralisation |  |  |  | sphalerite | [6 empty] | pyrite, galena, chalcopyrite, dolomite, calcite, arsenopyrite, freibergite, pyrargyrite, argentite, goethite, ferrohydrite, anglesite, zincosite | Samples were polished into thin sections and polished mounts for petrographic identification | EMPA, LA-ICPMS | JEOL JXA-i SP100 electron probe micro-analyzer equipped with four wavelength-dispersive spectrometers; NWR 193 nm Ar F Excimer laser-ablation system coupled to an iCAP RQ (ICPMS) | Laboratory of Marine Element and Isotope Facilities in Southern Marine Science and Engineering Guangdong Laboratory (Zhuhai, China); Guangzhou Tuoyan Analytical Technology Co., Ltd., Guangzhou, China | EPMA: accelerating voltage of 20 kV, a probe current of 20 nA, and a 5 μm beam. Peak counting time was 10 s for major elements (Zn, S, Fe), and 50 s for other minor elements (Cd, Ga, Ge, In, Au, and Ag). Background counting time was half of the peak counting time on the high- and low-energy background positions. Analytical results were reduced using the ZAF correction routines. LA-ICP-MS mapping: beam size of 15 μm, repetition rate of 10 Hz, depth of ablation around 5 μm. | sphalerite for S and Zn, marcasite for Fe, cadmium for Cd, gallium phosphide for Ga, germanium for Ge, indium phosphide for In, gold for Au, and silver for Ag | 20.7991 | [19 empty] | 2181.9759 | [11 empty] | 9.0014 | [9 empty] | 45931.0844 |  | 1.3715 | [7 empty] | 126.4494 |  |  |  | 0.00726 | [13 empty] | 84.2897 | [15 empty] | 9.9558 | [15 empty] | 184469.0499 |  | 3.3298 | [42 empty] | 2024 | Wu, Y., Zheng, Y., Yu, P., Chen, X., Guo, L., Long, L., Hu, Z., Huang, Y., Chen, M., Lu, J., Ouyang, S., Chen, S. (2024). The world-class carbonate-hosted Fankou Zn-Pb deposit in China. Part III. Critical metal Ga is enriched in late stage and low temperature sphalerite. Ore Geology Reviews, 166, 105928. |  | CHN | Guangdong
| Fankou Zn-Pb deposit |  | Basin hydrothermal | Mississippi Valley-type (MVT) | MVT zinc-lead | Zn, Pb | Ga | Zn, Pb, Ga | Wu et al., 2024 |  | 500-180-2-2 |  | underground mine |  |  |  |  | ore material | polished section | grab | mineral separate | [5 empty] | mineralisation |  |  |  | sphalerite | [6 empty] | pyrite, galena, chalcopyrite, dolomite, calcite, arsenopyrite, freibergite, pyrargyrite, argentite, goethite, ferrohydrite, anglesite, zincosite | Samples were polished into thin sections and polished mounts for petrographic identification | EMPA, LA-ICPMS | JEOL JXA-i SP100 electron probe micro-analyzer equipped with four wavelength-dispersive spectrometers; NWR 193 nm Ar F Excimer laser-ablation system coupled to an iCAP RQ (ICPMS) | Laboratory of Marine Element and Isotope Facilities in Southern Marine Science and Engineering Guangdong Laboratory (Zhuhai, China); Guangzhou Tuoyan Analytical Technology Co., Ltd., Guangzhou, China | EPMA: accelerating voltage of 20 kV, a probe current of 20 nA, and a 5 μm beam. Peak counting time was 10 s for major elements (Zn, S, Fe), and 50 s for other minor elements (Cd, Ga, Ge, In, Au, and Ag). Background counting time was half of the peak counting time on the high- and low-energy background positions. Analytical results were reduced using the ZAF correction routines. LA-ICP-MS mapping: beam size of 15 μm, repetition rate of 10 Hz, depth of ablation around 5 μm. | sphalerite for S and Zn, marcasite for Fe, cadmium for Cd, gallium phosphide for Ga, germanium for Ge, indium phosphide for In, gold for Au, and silver for Ag | 24.7423 | [19 empty] | 1807.2427 | [11 empty] | 220.4512 | [9 empty] | 61869.0848 |  | 144.9393 |  |  |  | 8.9902 |  |  |  | 99.7535 |  |  |  | 0.12398 | [13 empty] | 156.102 | [15 empty] | 3.2813 | [15 empty] | 191262.4767 |  | 1.9947 | [42 empty] | 2024 | Wu, Y., Zheng, Y., Yu, P., Chen, X., Guo, L., Long, L., Hu, Z., Huang, Y., Chen, M., Lu, J., Ouyang, S., Chen, S. (2024). The world-class carbonate-hosted Fankou Zn-Pb deposit in China. Part III. Critical metal Ga is enriched in late stage and low temperature sphalerite. Ore Geology Reviews, 166, 105928. |  | CHN | Guangdong
| Fankou Zn-Pb deposit |  | Basin hydrothermal | Mississippi Valley-type (MVT) | MVT zinc-lead | Zn, Pb | Ga | Zn, Pb, Ga | Wu et al., 2024 |  | 500-30-1-1 |  | underground mine |  |  |  |  | ore material | polished section | grab | mineral separate | [5 empty] | mineralisation |  |  |  | sphalerite | [6 empty] | pyrite, galena, chalcopyrite, dolomite, calcite, arsenopyrite, freibergite, pyrargyrite, argentite, goethite, ferrohydrite, anglesite, zincosite | Samples were polished into thin sections and polished mounts for petrographic identification | EMPA, LA-ICPMS | JEOL JXA-i SP100 electron probe micro-analyzer equipped with four wavelength-dispersive spectrometers; NWR 193 nm Ar F Excimer laser-ablation system coupled to an iCAP RQ (ICPMS) | Laboratory of Marine Element and Isotope Facilities in Southern Marine Science and Engineering Guangdong Laboratory (Zhuhai, China); Guangzhou Tuoyan Analytical Technology Co., Ltd., Guangzhou, China | EPMA: accelerating voltage of 20 kV, a probe current of 20 nA, and a 5 μm beam. Peak counting time was 10 s for major elements (Zn, S, Fe), and 50 s for other minor elements (Cd, Ga, Ge, In, Au, and Ag). Background counting time was half of the peak counting time on the high- and low-energy background positions. Analytical results were reduced using the ZAF correction routines. LA-ICP-MS mapping: beam size of 15 μm, repetition rate of 10 Hz, depth of ablation around 5 μm. | sphalerite for S and Zn, marcasite for Fe, cadmium for Cd, gallium phosphide for Ga, germanium for Ge, indium phosphide for In, gold for Au, and silver for Ag | 86.1543 | [19 empty] | 1835.0336 | [11 empty] | 374.8819 | [9 empty] | 88214.965 |  | 1.4289 |  |  |  | 289.7502 |  |  |  | 311.1673 |  |  |  | 0.21993 | [13 empty] | 316.4227 | [15 empty] | 91.4114 | [15 empty] | 198152.1387 |  | 16.1273 | [42 empty] | 2024 | Wu, Y., Zheng, Y., Yu, P., Chen, X., Guo, L., Long, L., Hu, Z., Huang, Y., Chen, M., Lu, J., Ouyang, S., Chen, S. (2024). The world-class carbonate-hosted Fankou Zn-Pb deposit in China. Part III. Critical metal Ga is enriched in late stage and low temperature sphalerite. Ore Geology Reviews, 166, 105928. |  | CHN | Guangdong
| Fankou Zn-Pb deposit |  | Basin hydrothermal | Mississippi Valley-type (MVT) | MVT zinc-lead | Zn, Pb | Ga | Zn, Pb, Ga | Wu et al., 2024 |  | 500-30-1-2 |  | underground mine |  |  |  |  | ore material | polished section | grab | mineral separate | [5 empty] | mineralisation |  |  |  | sphalerite | [6 empty] | pyrite, galena, chalcopyrite, dolomite, calcite, arsenopyrite, freibergite, pyrargyrite, argentite, goethite, ferrohydrite, anglesite, zincosite | Samples were polished into thin sections and polished mounts for petrographic identification | EMPA, LA-ICPMS | JEOL JXA-i SP100 electron probe micro-analyzer equipped with four wavelength-dispersive spectrometers; NWR 193 nm Ar F Excimer laser-ablation system coupled to an iCAP RQ (ICPMS) | Laboratory of Marine Element and Isotope Facilities in Southern Marine Science and Engineering Guangdong Laboratory (Zhuhai, China); Guangzhou Tuoyan Analytical Technology Co., Ltd., Guangzhou, China | EPMA: accelerating voltage of 20 kV, a probe current of 20 nA, and a 5 μm beam. Peak counting time was 10 s for major elements (Zn, S, Fe), and 50 s for other minor elements (Cd, Ga, Ge, In, Au, and Ag). Background counting time was half of the peak counting time on the high- and low-energy background positions. Analytical results were reduced using the ZAF correction routines. LA-ICP-MS mapping: beam size of 15 μm, repetition rate of 10 Hz, depth of ablation around 5 μm. | sphalerite for S and Zn, marcasite for Fe, cadmium for Cd, gallium phosphide for Ga, germanium for Ge, indium phosphide for In, gold for Au, and silver for Ag | 148.7328 | [19 empty] | 1859.7559 | [11 empty] | 676.4932 | [9 empty] | 69391.2011 |  | 7.4529 |  |  |  | 304.0038 |  |  |  | 398.3934 |  |  |  | 0.006441 | [13 empty] | 148.5226 | [15 empty] | 1383.9045 | [15 empty] | 192038.2564 |  | 36.9088 | [42 empty] | 2024 | Wu, Y., Zheng, Y., Yu, P., Chen, X., Guo, L., Long, L., Hu, Z., Huang, Y., Chen, M., Lu, J., Ouyang, S., Chen, S. (2024). The world-class carbonate-hosted Fankou Zn-Pb deposit in China. Part III. Critical metal Ga is enriched in late stage and low temperature sphalerite. Ore Geology Reviews, 166, 105928. |  | CHN | Guangdong
| Fankou Zn-Pb deposit |  | Basin hydrothermal | Mississippi Valley-type (MVT) | MVT zinc-lead | Zn, Pb | Ga | Zn, Pb, Ga | Wu et al., 2024 |  | 500-44-1-1 |  | underground mine |  |  |  |  | ore material | polished section | grab | mineral separate | [5 empty] | mineralisation |  |  |  | sphalerite | [6 empty] | pyrite, galena, chalcopyrite, dolomite, calcite, arsenopyrite, freibergite, pyrargyrite, argentite, goethite, ferrohydrite, anglesite, zincosite | Samples were polished into thin sections and polished mounts for petrographic identification | EMPA, LA-ICPMS | JEOL JXA-i SP100 electron probe micro-analyzer equipped with four wavelength-dispersive spectrometers; NWR 193 nm Ar F Excimer laser-ablation system coupled to an iCAP RQ (ICPMS) | Laboratory of Marine Element and Isotope Facilities in Southern Marine Science and Engineering Guangdong Laboratory (Zhuhai, China); Guangzhou Tuoyan Analytical Technology Co., Ltd., Guangzhou, China | EPMA: accelerating voltage of 20 kV, a probe current of 20 nA, and a 5 μm beam. Peak counting time was 10 s for major elements (Zn, S, Fe), and 50 s for other minor elements (Cd, Ga, Ge, In, Au, and Ag). Background counting time was half of the peak counting time on the high- and low-energy background positions. Analytical results were reduced using the ZAF correction routines. LA-ICP-MS mapping: beam size of 15 μm, repetition rate of 10 Hz, depth of ablation around 5 μm. | sphalerite for S and Zn, marcasite for Fe, cadmium for Cd, gallium phosphide for Ga, germanium for Ge, indium phosphide for In, gold for Au, and silver for Ag | 161.8675 | [19 empty] | 1818.0369 | [11 empty] | 506.9715 | [9 empty] | 68350.2162 |  | 6.0604 |  |  |  | 263.6202 |  |  |  | 298.2191 |  |  |  | 0.11292 | [13 empty] | 214.7428 | [15 empty] | 41.5644 | [15 empty] | 155506.4105 |  | 7.0843 | [42 empty] | 2024 | Wu, Y., Zheng, Y., Yu, P., Chen, X., Guo, L., Long, L., Hu, Z., Huang, Y., Chen, M., Lu, J., Ouyang, S., Chen, S. (2024). The world-class carbonate-hosted Fankou Zn-Pb deposit in China. Part III. Critical metal Ga is enriched in late stage and low temperature sphalerite. Ore Geology Reviews, 166, 105928. |  | CHN | Guangdong
| Fankou Zn-Pb deposit |  | Basin hydrothermal | Mississippi Valley-type (MVT) | MVT zinc-lead | Zn, Pb | Ga | Zn, Pb, Ga | Wu et al., 2024 |  | 500-50-1-1 |  | underground mine |  |  |  |  | ore material | polished section | grab | mineral separate | [5 empty] | mineralisation |  |  |  | sphalerite | [6 empty] | pyrite, galena, chalcopyrite, dolomite, calcite, arsenopyrite, freibergite, pyrargyrite, argentite, goethite, ferrohydrite, anglesite, zincosite | Samples were polished into thin sections and polished mounts for petrographic identification | EMPA, LA-ICPMS | JEOL JXA-i SP100 electron probe micro-analyzer equipped with four wavelength-dispersive spectrometers; NWR 193 nm Ar F Excimer laser-ablation system coupled to an iCAP RQ (ICPMS) | Laboratory of Marine Element and Isotope Facilities in Southern Marine Science and Engineering Guangdong Laboratory (Zhuhai, China); Guangzhou Tuoyan Analytical Technology Co., Ltd., Guangzhou, China | EPMA: accelerating voltage of 20 kV, a probe current of 20 nA, and a 5 μm beam. Peak counting time was 10 s for major elements (Zn, S, Fe), and 50 s for other minor elements (Cd, Ga, Ge, In, Au, and Ag). Background counting time was half of the peak counting time on the high- and low-energy background positions. Analytical results were reduced using the ZAF correction routines. LA-ICP-MS mapping: beam size of 15 μm, repetition rate of 10 Hz, depth of ablation around 5 μm. | sphalerite for S and Zn, marcasite for Fe, cadmium for Cd, gallium phosphide for Ga, germanium for Ge, indium phosphide for In, gold for Au, and silver for Ag | 886.9959 | [19 empty] | 4839.7213 | [11 empty] | 133.8993 | [9 empty] | 65526.5042 |  | 199.1748 |  |  |  | 570.4512 |  |  |  | 618.8162 |  |  |  | 0.17603 | [13 empty] | 385.9246 | [15 empty] | 22.1131 | [15 empty] | 165854.2422 |  | 1.4767 | [42 empty] | 2024 | Wu, Y., Zheng, Y., Yu, P., Chen, X., Guo, L., Long, L., Hu, Z., Huang, Y., Chen, M., Lu, J., Ouyang, S., Chen, S. (2024). The world-class carbonate-hosted Fankou Zn-Pb deposit in China. Part III. Critical metal Ga is enriched in late stage and low temperature sphalerite. Ore Geology Reviews, 166, 105928. |  | CHN | Guangdong
| Fankou Zn-Pb deposit |  | Basin hydrothermal | Mississippi Valley-type (MVT) | MVT zinc-lead | Zn, Pb | Ga | Zn, Pb, Ga | Wu et al., 2024 |  | 500-50-1-2 |  | underground mine |  |  |  |  | ore material | polished section | grab | mineral separate | [5 empty] | mineralisation |  |  |  | sphalerite | [6 empty] | pyrite, galena, chalcopyrite, dolomite, calcite, arsenopyrite, freibergite, pyrargyrite, argentite, goethite, ferrohydrite, anglesite, zincosite | Samples were polished into thin sections and polished mounts for petrographic identification | EMPA, LA-ICPMS | JEOL JXA-i SP100 electron probe micro-analyzer equipped with four wavelength-dispersive spectrometers; NWR 193 nm Ar F Excimer laser-ablation system coupled to an iCAP RQ (ICPMS) | Laboratory of Marine Element and Isotope Facilities in Southern Marine Science and Engineering Guangdong Laboratory (Zhuhai, China); Guangzhou Tuoyan Analytical Technology Co., Ltd., Guangzhou, China | EPMA: accelerating voltage of 20 kV, a probe current of 20 nA, and a 5 μm beam. Peak counting time was 10 s for major elements (Zn, S, Fe), and 50 s for other minor elements (Cd, Ga, Ge, In, Au, and Ag). Background counting time was half of the peak counting time on the high- and low-energy background positions. Analytical results were reduced using the ZAF correction routines. LA-ICP-MS mapping: beam size of 15 μm, repetition rate of 10 Hz, depth of ablation around 5 μm. | sphalerite for S and Zn, marcasite for Fe, cadmium for Cd, gallium phosphide for Ga, germanium for Ge, indium phosphide for In, gold for Au, and silver for Ag | 1426.5824 | [19 empty] | 4437.733 | [11 empty] | 148.0025 | [9 empty] | 48898.8873 |  | 167.2272 |  |  |  | 1073.2231 |  |  |  | 514.762 |  |  |  | 0.25351 | [13 empty] | 274.6497 | [15 empty] | 72.6128 | [15 empty] | 173571.0456 |  | 5.1117 | [42 empty] | 2024 | Wu, Y., Zheng, Y., Yu, P., Chen, X., Guo, L., Long, L., Hu, Z., Huang, Y., Chen, M., Lu, J., Ouyang, S., Chen, S. (2024). The world-class carbonate-hosted Fankou Zn-Pb deposit in China. Part III. Critical metal Ga is enriched in late stage and low temperature sphalerite. Ore Geology Reviews, 166, 105928. |  | CHN | Guangdong
| Fankou Zn-Pb deposit |  | Basin hydrothermal | Mississippi Valley-type (MVT) | MVT zinc-lead | Zn, Pb | Ga | Zn, Pb, Ga | Wu et al., 2024 |  | 500-85-1-1 |  | underground mine |  |  |  |  | ore material | polished section | grab | mineral separate | [5 empty] | mineralisation |  |  |  | sphalerite | [6 empty] | pyrite, galena, chalcopyrite, dolomite, calcite, arsenopyrite, freibergite, pyrargyrite, argentite, goethite, ferrohydrite, anglesite, zincosite | Samples were polished into thin sections and polished mounts for petrographic identification | EMPA, LA-ICPMS | JEOL JXA-i SP100 electron probe micro-analyzer equipped with four wavelength-dispersive spectrometers; NWR 193 nm Ar F Excimer laser-ablation system coupled to an iCAP RQ (ICPMS) | Laboratory of Marine Element and Isotope Facilities in Southern Marine Science and Engineering Guangdong Laboratory (Zhuhai, China); Guangzhou Tuoyan Analytical Technology Co., Ltd., Guangzhou, China | EPMA: accelerating voltage of 20 kV, a probe current of 20 nA, and a 5 μm beam. Peak counting time was 10 s for major elements (Zn, S, Fe), and 50 s for other minor elements (Cd, Ga, Ge, In, Au, and Ag). Background counting time was half of the peak counting time on the high- and low-energy background positions. Analytical results were reduced using the ZAF correction routines. LA-ICP-MS mapping: beam size of 15 μm, repetition rate of 10 Hz, depth of ablation around 5 μm. | sphalerite for S and Zn, marcasite for Fe, cadmium for Cd, gallium phosphide for Ga, germanium for Ge, indium phosphide for In, gold for Au, and silver for Ag | 256.5143 | [19 empty] | 1677.4809 | [11 empty] | 334.9393 | [9 empty] | 49162.3947 |  | 0.16459 |  |  |  | 209.2321 |  |  |  | 137.7384 |  |  |  | 0.056355 | [13 empty] | 273.3799 | [15 empty] | 4.202 | [15 empty] | 133285.5849 |  | 0.48485 | [42 empty] | 2024 | Wu, Y., Zheng, Y., Yu, P., Chen, X., Guo, L., Long, L., Hu, Z., Huang, Y., Chen, M., Lu, J., Ouyang, S., Chen, S. (2024). The world-class carbonate-hosted Fankou Zn-Pb deposit in China. Part III. Critical metal Ga is enriched in late stage and low temperature sphalerite. Ore Geology Reviews, 166, 105928. |  | CHN | Guangdong
| Fankou Zn-Pb deposit |  | Basin hydrothermal | Mississippi Valley-type (MVT) | MVT zinc-lead | Zn, Pb | Ga | Zn, Pb, Ga | Wu et al., 2024 |  | 500-85-1-2 |  | underground mine |  |  |  |  | ore material | polished section | grab | mineral separate | [5 empty] | mineralisation |  |  |  | sphalerite | [6 empty] | pyrite, galena, chalcopyrite, dolomite, calcite, arsenopyrite, freibergite, pyrargyrite, argentite, goethite, ferrohydrite, anglesite, zincosite | Samples were polished into thin sections and polished mounts for petrographic identification | EMPA, LA-ICPMS | JEOL JXA-i SP100 electron probe micro-analyzer equipped with four wavelength-dispersive spectrometers; NWR 193 nm Ar F Excimer laser-ablation system coupled to an iCAP RQ (ICPMS) | Laboratory of Marine Element and Isotope Facilities in Southern Marine Science and Engineering Guangdong Laboratory (Zhuhai, China); Guangzhou Tuoyan Analytical Technology Co., Ltd., Guangzhou, China | EPMA: accelerating voltage of 20 kV, a probe current of 20 nA, and a 5 μm beam. Peak counting time was 10 s for major elements (Zn, S, Fe), and 50 s for other minor elements (Cd, Ga, Ge, In, Au, and Ag). Background counting time was half of the peak counting time on the high- and low-energy background positions. Analytical results were reduced using the ZAF correction routines. LA-ICP-MS mapping: beam size of 15 μm, repetition rate of 10 Hz, depth of ablation around 5 μm. | sphalerite for S and Zn, marcasite for Fe, cadmium for Cd, gallium phosphide for Ga, germanium for Ge, indium phosphide for In, gold for Au, and silver for Ag | 62.2162 | [19 empty] | 1269.006 | [11 empty] | 159.8643 | [9 empty] | 27787.7087 |  | 105.7869 |  |  |  | 4.2625 |  |  |  | 175.6868 |  |  |  | 4.8156 | [13 empty] | 189.3393 | [15 empty] | 20.0063 | [15 empty] | 122855.1275 |  | 0.28997 | [42 empty] | 2024 | Wu, Y., Zheng, Y., Yu, P., Chen, X., Guo, L., Long, L., Hu, Z., Huang, Y., Chen, M., Lu, J., Ouyang, S., Chen, S. (2024). The world-class carbonate-hosted Fankou Zn-Pb deposit in China. Part III. Critical metal Ga is enriched in late stage and low temperature sphalerite. Ore Geology Reviews, 166, 105928. |  | CHN | Guangdong
| Fankou Zn-Pb deposit |  | Basin hydrothermal | Mississippi Valley-type (MVT) | MVT zinc-lead | Zn, Pb | Ga | Zn, Pb, Ga | Wu et al., 2024 |  | 550-87-1-1 |  | underground mine |  |  |  |  | ore material | polished section | grab | mineral separate | [5 empty] | mineralisation |  |  |  | sphalerite | [6 empty] | pyrite, galena, chalcopyrite, dolomite, calcite, arsenopyrite, freibergite, pyrargyrite, argentite, goethite, ferrohydrite, anglesite, zincosite | Samples were polished into thin sections and polished mounts for petrographic identification | EMPA, LA-ICPMS | JEOL JXA-i SP100 electron probe micro-analyzer equipped with four wavelength-dispersive spectrometers; NWR 193 nm Ar F Excimer laser-ablation system coupled to an iCAP RQ (ICPMS) | Laboratory of Marine Element and Isotope Facilities in Southern Marine Science and Engineering Guangdong Laboratory (Zhuhai, China); Guangzhou Tuoyan Analytical Technology Co., Ltd., Guangzhou, China | EPMA: accelerating voltage of 20 kV, a probe current of 20 nA, and a 5 μm beam. Peak counting time was 10 s for major elements (Zn, S, Fe), and 50 s for other minor elements (Cd, Ga, Ge, In, Au, and Ag). Background counting time was half of the peak counting time on the high- and low-energy background positions. Analytical results were reduced using the ZAF correction routines. LA-ICP-MS mapping: beam size of 15 μm, repetition rate of 10 Hz, depth of ablation around 5 μm. | sphalerite for S and Zn, marcasite for Fe, cadmium for Cd, gallium phosphide for Ga, germanium for Ge, indium phosphide for In, gold for Au, and silver for Ag | 144.2474 | [19 empty] | 2086.0432 | [11 empty] | 286.5384 | [9 empty] | 92492.6523 |  | 6.0709 |  |  |  | 151.4489 |  |  |  | 173.9066 |  |  |  | 0.060076 | [13 empty] | 186.6501 | [15 empty] | 58.0846 | [15 empty] | 135372.0042 |  | 27.3022 | [42 empty] | 2024 | Wu, Y., Zheng, Y., Yu, P., Chen, X., Guo, L., Long, L., Hu, Z., Huang, Y., Chen, M., Lu, J., Ouyang, S., Chen, S. (2024). The world-class carbonate-hosted Fankou Zn-Pb deposit in China. Part III. Critical metal Ga is enriched in late stage and low temperature sphalerite. Ore Geology Reviews, 166, 105928. |  | CHN | Guangdong
| Fankou Zn-Pb deposit |  | Basin hydrothermal | Mississippi Valley-type (MVT) | MVT zinc-lead | Zn, Pb | Ga | Zn, Pb, Ga | Wu et al., 2024 |  | 550-87-1-2 |  | underground mine |  |  |  |  | ore material | polished section | grab | mineral separate | [5 empty] | mineralisation |  |  |  | sphalerite | [6 empty] | pyrite, galena, chalcopyrite, dolomite, calcite, arsenopyrite, freibergite, pyrargyrite, argentite, goethite, ferrohydrite, anglesite, zincosite | Samples were polished into thin sections and polished mounts for petrographic identification | EMPA, LA-ICPMS | JEOL JXA-i SP100 electron probe micro-analyzer equipped with four wavelength-dispersive spectrometers; NWR 193 nm Ar F Excimer laser-ablation system coupled to an iCAP RQ (ICPMS) | Laboratory of Marine Element and Isotope Facilities in Southern Marine Science and Engineering Guangdong Laboratory (Zhuhai, China); Guangzhou Tuoyan Analytical Technology Co., Ltd., Guangzhou, China | EPMA: accelerating voltage of 20 kV, a probe current of 20 nA, and a 5 μm beam. Peak counting time was 10 s for major elements (Zn, S, Fe), and 50 s for other minor elements (Cd, Ga, Ge, In, Au, and Ag). Background counting time was half of the peak counting time on the high- and low-energy background positions. Analytical results were reduced using the ZAF correction routines. LA-ICP-MS mapping: beam size of 15 μm, repetition rate of 10 Hz, depth of ablation around 5 μm. | sphalerite for S and Zn, marcasite for Fe, cadmium for Cd, gallium phosphide for Ga, germanium for Ge, indium phosphide for In, gold for Au, and silver for Ag | 203.1828 | [19 empty] | 1613.2668 | [11 empty] | 356.5247 | [9 empty] | 67180.1815 |  | 0.14813 |  |  |  | 169.7125 |  |  |  | 216.7417 |  |  |  | 0.033989 | [13 empty] | 145.629 | [15 empty] | 66.3609 | [15 empty] | 130720.6334 |  | 1.5714 | [42 empty] | 2024 | Wu, Y., Zheng, Y., Yu, P., Chen, X., Guo, L., Long, L., Hu, Z., Huang, Y., Chen, M., Lu, J., Ouyang, S., Chen, S. (2024). The world-class carbonate-hosted Fankou Zn-Pb deposit in China. Part III. Critical metal Ga is enriched in late stage and low temperature sphalerite. Ore Geology Reviews, 166, 105928. |  | CHN | Guangdong
| Fankou Zn-Pb deposit |  | Basin hydrothermal | Mississippi Valley-type (MVT) | MVT zinc-lead | Zn, Pb | Ga | Zn, Pb, Ga | Wu et al., 2024 |  | 550-108-2-1 |  | underground mine |  |  |  |  | ore material | polished section | grab | mineral separate | [5 empty] | mineralisation |  |  |  | sphalerite | [6 empty] | pyrite, galena, chalcopyrite, dolomite, calcite, arsenopyrite, freibergite, pyrargyrite, argentite, goethite, ferrohydrite, anglesite, zincosite | Samples were polished into thin sections and polished mounts for petrographic identification | EMPA, LA-ICPMS | JEOL JXA-i SP100 electron probe micro-analyzer equipped with four wavelength-dispersive spectrometers; NWR 193 nm Ar F Excimer laser-ablation system coupled to an iCAP RQ (ICPMS) | Laboratory of Marine Element and Isotope Facilities in Southern Marine Science and Engineering Guangdong Laboratory (Zhuhai, China); Guangzhou Tuoyan Analytical Technology Co., Ltd., Guangzhou, China | EPMA: accelerating voltage of 20 kV, a probe current of 20 nA, and a 5 μm beam. Peak counting time was 10 s for major elements (Zn, S, Fe), and 50 s for other minor elements (Cd, Ga, Ge, In, Au, and Ag). Background counting time was half of the peak counting time on the high- and low-energy background positions. Analytical results were reduced using the ZAF correction routines. LA-ICP-MS mapping: beam size of 15 μm, repetition rate of 10 Hz, depth of ablation around 5 μm. | sphalerite for S and Zn, marcasite for Fe, cadmium for Cd, gallium phosphide for Ga, germanium for Ge, indium phosphide for In, gold for Au, and silver for Ag | 145.0522 | [19 empty] | 1818.5331 | [11 empty] | 2218.8275 | [9 empty] | 2288.4092 |  | 2.8173 |  |  |  | 933.01 |  |  |  | 315.1987 |  |  |  | 0.1503 | [13 empty] | 142.4834 | [15 empty] | 24.2636 | [15 empty] | 153731.886 |  | 4.8799 | [42 empty] | 2024 | Wu, Y., Zheng, Y., Yu, P., Chen, X., Guo, L., Long, L., Hu, Z., Huang, Y., Chen, M., Lu, J., Ouyang, S., Chen, S. (2024). The world-class carbonate-hosted Fankou Zn-Pb deposit in China. Part III. Critical metal Ga is enriched in late stage and low temperature sphalerite. Ore Geology Reviews, 166, 105928. |  | CHN | Guangdong
| Fankou Zn-Pb deposit |  | Basin hydrothermal | Mississippi Valley-type (MVT) | MVT zinc-lead | Zn, Pb | Ga | Zn, Pb, Ga | Wu et al., 2024 |  | 550-54-1-1 |  | underground mine |  |  |  |  | ore material | polished section | grab | mineral separate | [5 empty] | mineralisation |  |  |  | sphalerite | [6 empty] | pyrite, galena, chalcopyrite, dolomite, calcite, arsenopyrite, freibergite, pyrargyrite, argentite, goethite, ferrohydrite, anglesite, zincosite | Samples were polished into thin sections and polished mounts for petrographic identification | EMPA, LA-ICPMS | JEOL JXA-i SP100 electron probe micro-analyzer equipped with four wavelength-dispersive spectrometers; NWR 193 nm Ar F Excimer laser-ablation system coupled to an iCAP RQ (ICPMS) | Laboratory of Marine Element and Isotope Facilities in Southern Marine Science and Engineering Guangdong Laboratory (Zhuhai, China); Guangzhou Tuoyan Analytical Technology Co., Ltd., Guangzhou, China | EPMA: accelerating voltage of 20 kV, a probe current of 20 nA, and a 5 μm beam. Peak counting time was 10 s for major elements (Zn, S, Fe), and 50 s for other minor elements (Cd, Ga, Ge, In, Au, and Ag). Background counting time was half of the peak counting time on the high- and low-energy background positions. Analytical results were reduced using the ZAF correction routines. LA-ICP-MS mapping: beam size of 15 μm, repetition rate of 10 Hz, depth of ablation around 5 μm. | sphalerite for S and Zn, marcasite for Fe, cadmium for Cd, gallium phosphide for Ga, germanium for Ge, indium phosphide for In, gold for Au, and silver for Ag | 66.1832 | [19 empty] | 1808.8537 | [11 empty] | 1326.1617 | [9 empty] | 5777.9263 |  | 98.516 |  |  |  | 632.8316 |  |  |  | 539.3887 |  |  |  | 1.3835 | [13 empty] | 845.9894 | [15 empty] | 8.7186 | [15 empty] | 204574.9439 |  | 0.11961 | [42 empty] | 2024 | Wu, Y., Zheng, Y., Yu, P., Chen, X., Guo, L., Long, L., Hu, Z., Huang, Y., Chen, M., Lu, J., Ouyang, S., Chen, S. (2024). The world-class carbonate-hosted Fankou Zn-Pb deposit in China. Part III. Critical metal Ga is enriched in late stage and low temperature sphalerite. Ore Geology Reviews, 166, 105928. |  | CHN | Guangdong
| Fankou Zn-Pb deposit |  | Basin hydrothermal | Mississippi Valley-type (MVT) | MVT zinc-lead | Zn, Pb | Ga | Zn, Pb, Ga | Wu et al., 2024 |  | 600-163-1-1 |  | underground mine |  |  |  |  | ore material | polished section | grab | mineral separate | [5 empty] | mineralisation |  |  |  | sphalerite | [6 empty] | pyrite, galena, chalcopyrite, dolomite, calcite, arsenopyrite, freibergite, pyrargyrite, argentite, goethite, ferrohydrite, anglesite, zincosite | Samples were polished into thin sections and polished mounts for petrographic identification | EMPA, LA-ICPMS | JEOL JXA-i SP100 electron probe micro-analyzer equipped with four wavelength-dispersive spectrometers; NWR 193 nm Ar F Excimer laser-ablation system coupled to an iCAP RQ (ICPMS) | Laboratory of Marine Element and Isotope Facilities in Southern Marine Science and Engineering Guangdong Laboratory (Zhuhai, China); Guangzhou Tuoyan Analytical Technology Co., Ltd., Guangzhou, China | EPMA: accelerating voltage of 20 kV, a probe current of 20 nA, and a 5 μm beam. Peak counting time was 10 s for major elements (Zn, S, Fe), and 50 s for other minor elements (Cd, Ga, Ge, In, Au, and Ag). Background counting time was half of the peak counting time on the high- and low-energy background positions. Analytical results were reduced using the ZAF correction routines. LA-ICP-MS mapping: beam size of 15 μm, repetition rate of 10 Hz, depth of ablation around 5 μm. | sphalerite for S and Zn, marcasite for Fe, cadmium for Cd, gallium phosphide for Ga, germanium for Ge, indium phosphide for In, gold for Au, and silver for Ag | 306.098 | [19 empty] | 1196.1241 | [11 empty] | 3082.0138 | [9 empty] | 27527.125 |  | 50.5957 |  |  |  | 515.6557 |  |  |  | 157.1959 |  |  |  | 0.0356 | [13 empty] | 30.8483 | [15 empty] | 100.9706 | [15 empty] | 167344.7744 |  | 59.6972 | [42 empty] | 2024 | Wu, Y., Zheng, Y., Yu, P., Chen, X., Guo, L., Long, L., Hu, Z., Huang, Y., Chen, M., Lu, J., Ouyang, S., Chen, S. (2024). The world-class carbonate-hosted Fankou Zn-Pb deposit in China. Part III. Critical metal Ga is enriched in late stage and low temperature sphalerite. Ore Geology Reviews, 166, 105928. |  | CHN | Guangdong
| Fankou Zn-Pb deposit |  | Basin hydrothermal | Mississippi Valley-type (MVT) | MVT zinc-lead | Zn, Pb | Ga | Zn, Pb, Ga | Wu et al., 2024 |  | 710-77-1-1 |  | underground mine |  |  |  |  | ore material | polished section | grab | mineral separate | [5 empty] | mineralisation |  |  |  | sphalerite | [6 empty] | pyrite, galena, chalcopyrite, dolomite, calcite, arsenopyrite, freibergite, pyrargyrite, argentite, goethite, ferrohydrite, anglesite, zincosite | Samples were polished into thin sections and polished mounts for petrographic identification | EMPA, LA-ICPMS | JEOL JXA-i SP100 electron probe micro-analyzer equipped with four wavelength-dispersive spectrometers; NWR 193 nm Ar F Excimer laser-ablation system coupled to an iCAP RQ (ICPMS) | Laboratory of Marine Element and Isotope Facilities in Southern Marine Science and Engineering Guangdong Laboratory (Zhuhai, China); Guangzhou Tuoyan Analytical Technology Co., Ltd., Guangzhou, China | EPMA: accelerating voltage of 20 kV, a probe current of 20 nA, and a 5 μm beam. Peak counting time was 10 s for major elements (Zn, S, Fe), and 50 s for other minor elements (Cd, Ga, Ge, In, Au, and Ag). Background counting time was half of the peak counting time on the high- and low-energy background positions. Analytical results were reduced using the ZAF correction routines. LA-ICP-MS mapping: beam size of 15 μm, repetition rate of 10 Hz, depth of ablation around 5 μm. | sphalerite for S and Zn, marcasite for Fe, cadmium for Cd, gallium phosphide for Ga, germanium for Ge, indium phosphide for In, gold for Au, and silver for Ag | 29.9361 | [19 empty] | 1008.9655 | [11 empty] | 3958.6383 | [9 empty] | 15231.091 |  | 0.31801 | [7 empty] | 132.1553 |  |  |  | 7.9841 | [13 empty] | 41.7664 | [15 empty] | 17.9127 | [15 empty] | 155568.4203 |  | 3.3658 | [42 empty] | 2024 | Wu, Y., Zheng, Y., Yu, P., Chen, X., Guo, L., Long, L., Hu, Z., Huang, Y., Chen, M., Lu, J., Ouyang, S., Chen, S. (2024). The world-class carbonate-hosted Fankou Zn-Pb deposit in China. Part III. Critical metal Ga is enriched in late stage and low temperature sphalerite. Ore Geology Reviews, 166, 105928. |  | CHN | Guangdong
| Fankou Zn-Pb deposit |  | Basin hydrothermal | Mississippi Valley-type (MVT) | MVT zinc-lead | Zn, Pb | Ga | Zn, Pb, Ga | Wu et al., 2024 |  | 710-77-2-1 |  | underground mine |  |  |  |  | ore material | polished section | grab | mineral separate | [5 empty] | mineralisation |  |  |  | sphalerite | [6 empty] | pyrite, galena, chalcopyrite, dolomite, calcite, arsenopyrite, freibergite, pyrargyrite, argentite, goethite, ferrohydrite, anglesite, zincosite | Samples were polished into thin sections and polished mounts for petrographic identification | EMPA, LA-ICPMS | JEOL JXA-i SP100 electron probe micro-analyzer equipped with four wavelength-dispersive spectrometers; NWR 193 nm Ar F Excimer laser-ablation system coupled to an iCAP RQ (ICPMS) | Laboratory of Marine Element and Isotope Facilities in Southern Marine Science and Engineering Guangdong Laboratory (Zhuhai, China); Guangzhou Tuoyan Analytical Technology Co., Ltd., Guangzhou, China | EPMA: accelerating voltage of 20 kV, a probe current of 20 nA, and a 5 μm beam. Peak counting time was 10 s for major elements (Zn, S, Fe), and 50 s for other minor elements (Cd, Ga, Ge, In, Au, and Ag). Background counting time was half of the peak counting time on the high- and low-energy background positions. Analytical results were reduced using the ZAF correction routines. LA-ICP-MS mapping: beam size of 15 μm, repetition rate of 10 Hz, depth of ablation around 5 μm. | sphalerite for S and Zn, marcasite for Fe, cadmium for Cd, gallium phosphide for Ga, germanium for Ge, indium phosphide for In, gold for Au, and silver for Ag | 17.4837 | [19 empty] | 1581.009 | [11 empty] | 430.2335 | [9 empty] | 16508.4829 |  | 18.2533 |  |  |  | 225.0564 |  |  |  | 203.7469 |  |  |  | 0.15401 | [13 empty] | 328.3438 | [15 empty] | 1.9553 | [15 empty] | 170634.4464 |  | 2.1063 | [42 empty] | 2024 | Wu, Y., Zheng, Y., Yu, P., Chen, X., Guo, L., Long, L., Hu, Z., Huang, Y., Chen, M., Lu, J., Ouyang, S., Chen, S. (2024). The world-class carbonate-hosted Fankou Zn-Pb deposit in China. Part III. Critical metal Ga is enriched in late stage and low temperature sphalerite. Ore Geology Reviews, 166, 105928. |  | CHN | Guangdong
| Fankou Zn-Pb deposit |  | Basin hydrothermal | Mississippi Valley-type (MVT) | MVT zinc-lead | Zn, Pb | Ga | Zn, Pb, Ga | Wu et al., 2024 |  | 710-77-2-2 |  | underground mine |  |  |  |  | ore material | polished section | grab | mineral separate | [5 empty] | mineralisation |  |  |  | sphalerite | [6 empty] | pyrite, galena, chalcopyrite, dolomite, calcite, arsenopyrite, freibergite, pyrargyrite, argentite, goethite, ferrohydrite, anglesite, zincosite | Samples were polished into thin sections and polished mounts for petrographic identification | EMPA, LA-ICPMS | JEOL JXA-i SP100 electron probe micro-analyzer equipped with four wavelength-dispersive spectrometers; NWR 193 nm Ar F Excimer laser-ablation system coupled to an iCAP RQ (ICPMS) | Laboratory of Marine Element and Isotope Facilities in Southern Marine Science and Engineering Guangdong Laboratory (Zhuhai, China); Guangzhou Tuoyan Analytical Technology Co., Ltd., Guangzhou, China | EPMA: accelerating voltage of 20 kV, a probe current of 20 nA, and a 5 μm beam. Peak counting time was 10 s for major elements (Zn, S, Fe), and 50 s for other minor elements (Cd, Ga, Ge, In, Au, and Ag). Background counting time was half of the peak counting time on the high- and low-energy background positions. Analytical results were reduced using the ZAF correction routines. LA-ICP-MS mapping: beam size of 15 μm, repetition rate of 10 Hz, depth of ablation around 5 μm. | sphalerite for S and Zn, marcasite for Fe, cadmium for Cd, gallium phosphide for Ga, germanium for Ge, indium phosphide for In, gold for Au, and silver for Ag | 60.2496 | [19 empty] | 1170.7521 | [11 empty] | 44.4618 | [9 empty] | 24390.2476 |  | 5.5083 |  |  |  | 246.9333 |  |  |  | 244.9464 |  |  |  | 21.6313 | [13 empty] | 46.8903 | [15 empty] | 33.6341 | [15 empty] | 171662.53 |  | 19.298 | [42 empty] | 2024 | Wu, Y., Zheng, Y., Yu, P., Chen, X., Guo, L., Long, L., Hu, Z., Huang, Y., Chen, M., Lu, J., Ouyang, S., Chen, S. (2024). The world-class carbonate-hosted Fankou Zn-Pb deposit in China. Part III. Critical metal Ga is enriched in late stage and low temperature sphalerite. Ore Geology Reviews, 166, 105928. |  | CHN | Guangdong
| Fankou Zn-Pb deposit |  | Basin hydrothermal | Mississippi Valley-type (MVT) | MVT zinc-lead | Zn, Pb | Ga | Zn, Pb, Ga | Wu et al., 2024 |  | 80-2-1-1 |  | underground mine |  |  |  |  | ore material | polished section | grab | mineral separate | [5 empty] | mineralisation |  |  |  | sphalerite | [6 empty] | pyrite, galena, chalcopyrite, dolomite, calcite, arsenopyrite, freibergite, pyrargyrite, argentite, goethite, ferrohydrite, anglesite, zincosite | Samples were polished into thin sections and polished mounts for petrographic identification | EMPA, LA-ICPMS | JEOL JXA-i SP100 electron probe micro-analyzer equipped with four wavelength-dispersive spectrometers; NWR 193 nm Ar F Excimer laser-ablation system coupled to an iCAP RQ (ICPMS) | Laboratory of Marine Element and Isotope Facilities in Southern Marine Science and Engineering Guangdong Laboratory (Zhuhai, China); Guangzhou Tuoyan Analytical Technology Co., Ltd., Guangzhou, China | EPMA: accelerating voltage of 20 kV, a probe current of 20 nA, and a 5 μm beam. Peak counting time was 10 s for major elements (Zn, S, Fe), and 50 s for other minor elements (Cd, Ga, Ge, In, Au, and Ag). Background counting time was half of the peak counting time on the high- and low-energy background positions. Analytical results were reduced using the ZAF correction routines. LA-ICP-MS mapping: beam size of 15 μm, repetition rate of 10 Hz, depth of ablation around 5 μm. | sphalerite for S and Zn, marcasite for Fe, cadmium for Cd, gallium phosphide for Ga, germanium for Ge, indium phosphide for In, gold for Au, and silver for Ag | 93.2572 | [19 empty] | 1728.4049 | [11 empty] | 1734.8094 | [9 empty] | 20527.7401 |  | 14.9855 |  |  |  | 730.0819 |  |  |  | 155.1399 |  |  |  | 0.028141 | [13 empty] | 257.5307 | [15 empty] | 62.8077 | [15 empty] | 144506.0877 |  | 14.0357 | [42 empty] | 2024 | Wu, Y., Zheng, Y., Yu, P., Chen, X., Guo, L., Long, L., Hu, Z., Huang, Y., Chen, M., Lu, J., Ouyang, S., Chen, S. (2024). The world-class carbonate-hosted Fankou Zn-Pb deposit in China. Part III. Critical metal Ga is enriched in late stage and low temperature sphalerite. Ore Geology Reviews, 166, 105928. |  | CHN | Guangdong
| Fankou Zn-Pb deposit |  | Basin hydrothermal | Mississippi Valley-type (MVT) | MVT zinc-lead | Zn, Pb | Ga | Zn, Pb, Ga | Wu et al., 2024 |  | 80-2-1-2 |  | underground mine |  |  |  |  | ore material | polished section | grab | mineral separate | [5 empty] | mineralisation |  |  |  | sphalerite | [6 empty] | pyrite, galena, chalcopyrite, dolomite, calcite, arsenopyrite, freibergite, pyrargyrite, argentite, goethite, ferrohydrite, anglesite, zincosite | Samples were polished into thin sections and polished mounts for petrographic identification | EMPA, LA-ICPMS | JEOL JXA-i SP100 electron probe micro-analyzer equipped with four wavelength-dispersive spectrometers; NWR 193 nm Ar F Excimer laser-ablation system coupled to an iCAP RQ (ICPMS) | Laboratory of Marine Element and Isotope Facilities in Southern Marine Science and Engineering Guangdong Laboratory (Zhuhai, China); Guangzhou Tuoyan Analytical Technology Co., Ltd., Guangzhou, China | EPMA: accelerating voltage of 20 kV, a probe current of 20 nA, and a 5 μm beam. Peak counting time was 10 s for major elements (Zn, S, Fe), and 50 s for other minor elements (Cd, Ga, Ge, In, Au, and Ag). Background counting time was half of the peak counting time on the high- and low-energy background positions. Analytical results were reduced using the ZAF correction routines. LA-ICP-MS mapping: beam size of 15 μm, repetition rate of 10 Hz, depth of ablation around 5 μm. | sphalerite for S and Zn, marcasite for Fe, cadmium for Cd, gallium phosphide for Ga, germanium for Ge, indium phosphide for In, gold for Au, and silver for Ag | 81.1395 | [19 empty] | 1844.494 | [11 empty] | 642.313 | [9 empty] | 13825.3187 |  | 33.7896 |  |  |  | 267.8549 |  |  |  | 216.4024 |  |  |  | 0.088127 | [13 empty] | 289.2826 | [15 empty] | 109.5643 | [15 empty] | 156228.423 |  | 19.2028 | [42 empty] | 2024 | Wu, Y., Zheng, Y., Yu, P., Chen, X., Guo, L., Long, L., Hu, Z., Huang, Y., Chen, M., Lu, J., Ouyang, S., Chen, S. (2024). The world-class carbonate-hosted Fankou Zn-Pb deposit in China. Part III. Critical metal Ga is enriched in late stage and low temperature sphalerite. Ore Geology Reviews, 166, 105928. |  | CHN | Guangdong
| Fankou Zn-Pb deposit |  | Basin hydrothermal | Mississippi Valley-type (MVT) | MVT zinc-lead | Zn, Pb | Ga | Zn, Pb, Ga | Wu et al., 2024 |  | S.D |  | underground mine |  |  |  |  | ore material | polished section | grab | mineral separate | [5 empty] | mineralisation |  |  |  | sphalerite | [6 empty] | pyrite, galena, chalcopyrite, dolomite, calcite, arsenopyrite, freibergite, pyrargyrite, argentite, goethite, ferrohydrite, anglesite, zincosite | Samples were polished into thin sections and polished mounts for petrographic identification | EMPA, LA-ICPMS | JEOL JXA-i SP100 electron probe micro-analyzer equipped with four wavelength-dispersive spectrometers; NWR 193 nm Ar F Excimer laser-ablation system coupled to an iCAP RQ (ICPMS) | Laboratory of Marine Element and Isotope Facilities in Southern Marine Science and Engineering Guangdong Laboratory (Zhuhai, China); Guangzhou Tuoyan Analytical Technology Co., Ltd., Guangzhou, China | EPMA: accelerating voltage of 20 kV, a probe current of 20 nA, and a 5 μm beam. Peak counting time was 10 s for major elements (Zn, S, Fe), and 50 s for other minor elements (Cd, Ga, Ge, In, Au, and Ag). Background counting time was half of the peak counting time on the high- and low-energy background positions. Analytical results were reduced using the ZAF correction routines. LA-ICP-MS mapping: beam size of 15 μm, repetition rate of 10 Hz, depth of ablation around 5 μm. | sphalerite for S and Zn, marcasite for Fe, cadmium for Cd, gallium phosphide for Ga, germanium for Ge, indium phosphide for In, gold for Au, and silver for Ag | 315.6523 | [19 empty] | 676.7388 | [11 empty] | 1668.9441 | [9 empty] | 28301.7616 |  | 59.3685 |  |  |  | 373.0247 |  |  |  | 208.6483 |  |  |  | 4.1194 | [13 empty] | 158.5885 | [15 empty] | 330.8049 | [15 empty] | 20853.8916 |  | 22.609 | [42 empty] | 2024 | Wu, Y., Zheng, Y., Yu, P., Chen, X., Guo, L., Long, L., Hu, Z., Huang, Y., Chen, M., Lu, J., Ouyang, S., Chen, S. (2024). The world-class carbonate-hosted Fankou Zn-Pb deposit in China. Part III. Critical metal Ga is enriched in late stage and low temperature sphalerite. Ore Geology Reviews, 166, 105928. |  | CHN | Guangdong
| Fankou Zn-Pb deposit |  | Basin hydrothermal | Mississippi Valley-type (MVT) | MVT zinc-lead | Zn, Pb | Ga | Zn, Pb, Ga | Wu et al., 2024 |  | Sp1b n=108 |  | underground mine |  |  |  |  | ore material | polished section | grab | mineral separate | [5 empty] | mineralisation |  |  |  | sphalerite | [6 empty] | pyrite, galena, chalcopyrite, dolomite, calcite, arsenopyrite, freibergite, pyrargyrite, argentite, goethite, ferrohydrite, anglesite, zincosite | Samples were polished into thin sections and polished mounts for petrographic identification | EMPA, LA-ICPMS | JEOL JXA-i SP100 electron probe micro-analyzer equipped with four wavelength-dispersive spectrometers; NWR 193 nm Ar F Excimer laser-ablation system coupled to an iCAP RQ (ICPMS) | Laboratory of Marine Element and Isotope Facilities in Southern Marine Science and Engineering Guangdong Laboratory (Zhuhai, China); Guangzhou Tuoyan Analytical Technology Co., Ltd., Guangzhou, China | EPMA: accelerating voltage of 20 kV, a probe current of 20 nA, and a 5 μm beam. Peak counting time was 10 s for major elements (Zn, S, Fe), and 50 s for other minor elements (Cd, Ga, Ge, In, Au, and Ag). Background counting time was half of the peak counting time on the high- and low-energy background positions. Analytical results were reduced using the ZAF correction routines. LA-ICP-MS mapping: beam size of 15 μm, repetition rate of 10 Hz, depth of ablation around 5 μm. | sphalerite for S and Zn, marcasite for Fe, cadmium for Cd, gallium phosphide for Ga, germanium for Ge, indium phosphide for In, gold for Au, and silver for Ag | [147 empty] | 2024 | Wu, Y., Zheng, Y., Yu, P., Chen, X., Guo, L., Long, L., Hu, Z., Huang, Y., Chen, M., Lu, J., Ouyang, S., Chen, S. (2024). The world-class carbonate-hosted Fankou Zn-Pb deposit in China. Part III. Critical metal Ga is enriched in late stage and low temperature sphalerite. Ore Geology Reviews, 166, 105928. |  | CHN | Guangdong
| Fankou Zn-Pb deposit |  | Basin hydrothermal | Mississippi Valley-type (MVT) | MVT zinc-lead | Zn, Pb | Ga | Zn, Pb, Ga | Wu et al., 2024 |  | 160-115-1-1 |  | underground mine |  |  |  |  | ore material | polished section | grab | mineral separate | [5 empty] | mineralisation |  |  |  | sphalerite | [6 empty] | pyrite, galena, chalcopyrite, dolomite, calcite, arsenopyrite, freibergite, pyrargyrite, argentite, goethite, ferrohydrite, anglesite, zincosite | Samples were polished into thin sections and polished mounts for petrographic identification | EMPA, LA-ICPMS | JEOL JXA-i SP100 electron probe micro-analyzer equipped with four wavelength-dispersive spectrometers; NWR 193 nm Ar F Excimer laser-ablation system coupled to an iCAP RQ (ICPMS) | Laboratory of Marine Element and Isotope Facilities in Southern Marine Science and Engineering Guangdong Laboratory (Zhuhai, China); Guangzhou Tuoyan Analytical Technology Co., Ltd., Guangzhou, China | EPMA: accelerating voltage of 20 kV, a probe current of 20 nA, and a 5 μm beam. Peak counting time was 10 s for major elements (Zn, S, Fe), and 50 s for other minor elements (Cd, Ga, Ge, In, Au, and Ag). Background counting time was half of the peak counting time on the high- and low-energy background positions. Analytical results were reduced using the ZAF correction routines. LA-ICP-MS mapping: beam size of 15 μm, repetition rate of 10 Hz, depth of ablation around 5 μm. | sphalerite for S and Zn, marcasite for Fe, cadmium for Cd, gallium phosphide for Ga, germanium for Ge, indium phosphide for In, gold for Au, and silver for Ag | 63.7363 | [19 empty] | 1431.2961 | [11 empty] | 2061.5699 | [9 empty] | 18377.7615 |  | 1167.1388 |  |  |  | 85.0726 |  |  |  | 854.2784 |  |  |  | 5.2988 | [13 empty] | 85.1149 | [15 empty] | 22.2161 | [15 empty] | 147184.6799 |  | 25.3523 | [42 empty] | 2024 | Wu, Y., Zheng, Y., Yu, P., Chen, X., Guo, L., Long, L., Hu, Z., Huang, Y., Chen, M., Lu, J., Ouyang, S., Chen, S. (2024). The world-class carbonate-hosted Fankou Zn-Pb deposit in China. Part III. Critical metal Ga is enriched in late stage and low temperature sphalerite. Ore Geology Reviews, 166, 105928. |  | CHN | Guangdong
| Fankou Zn-Pb deposit |  | Basin hydrothermal | Mississippi Valley-type (MVT) | MVT zinc-lead | Zn, Pb | Ga | Zn, Pb, Ga | Wu et al., 2024 |  | 160-117-1-2 |  | underground mine |  |  |  |  | ore material | polished section | grab | mineral separate | [5 empty] | mineralisation |  |  |  | sphalerite | [6 empty] | pyrite, galena, chalcopyrite, dolomite, calcite, arsenopyrite, freibergite, pyrargyrite, argentite, goethite, ferrohydrite, anglesite, zincosite | Samples were polished into thin sections and polished mounts for petrographic identification | EMPA, LA-ICPMS | JEOL JXA-i SP100 electron probe micro-analyzer equipped with four wavelength-dispersive spectrometers; NWR 193 nm Ar F Excimer laser-ablation system coupled to an iCAP RQ (ICPMS) | Laboratory of Marine Element and Isotope Facilities in Southern Marine Science and Engineering Guangdong Laboratory (Zhuhai, China); Guangzhou Tuoyan Analytical Technology Co., Ltd., Guangzhou, China | EPMA: accelerating voltage of 20 kV, a probe current of 20 nA, and a 5 μm beam. Peak counting time was 10 s for major elements (Zn, S, Fe), and 50 s for other minor elements (Cd, Ga, Ge, In, Au, and Ag). Background counting time was half of the peak counting time on the high- and low-energy background positions. Analytical results were reduced using the ZAF correction routines. LA-ICP-MS mapping: beam size of 15 μm, repetition rate of 10 Hz, depth of ablation around 5 μm. | sphalerite for S and Zn, marcasite for Fe, cadmium for Cd, gallium phosphide for Ga, germanium for Ge, indium phosphide for In, gold for Au, and silver for Ag | 120.2981 | [19 empty] | 1456.1111 | [11 empty] | 3750.9479 | [9 empty] | 11051.9632 |  | 810.1721 |  |  |  | 556.3517 |  |  |  | 808.7717 |  |  |  | 1.0478 | [13 empty] | 190.2504 | [15 empty] | 49.4639 | [15 empty] | 155614.7921 |  | 78.231 | [42 empty] | 2024 | Wu, Y., Zheng, Y., Yu, P., Chen, X., Guo, L., Long, L., Hu, Z., Huang, Y., Chen, M., Lu, J., Ouyang, S., Chen, S. (2024). The world-class carbonate-hosted Fankou Zn-Pb deposit in China. Part III. Critical metal Ga is enriched in late stage and low temperature sphalerite. Ore Geology Reviews, 166, 105928. |  | CHN | Guangdong
| Fankou Zn-Pb deposit |  | Basin hydrothermal | Mississippi Valley-type (MVT) | MVT zinc-lead | Zn, Pb | Ga | Zn, Pb, Ga | Wu et al., 2024 |  | 240-123-1-1 |  | underground mine |  |  |  |  | ore material | polished section | grab | mineral separate | [5 empty] | mineralisation |  |  |  | sphalerite | [6 empty] | pyrite, galena, chalcopyrite, dolomite, calcite, arsenopyrite, freibergite, pyrargyrite, argentite, goethite, ferrohydrite, anglesite, zincosite | Samples were polished into thin sections and polished mounts for petrographic identification | EMPA, LA-ICPMS | JEOL JXA-i SP100 electron probe micro-analyzer equipped with four wavelength-dispersive spectrometers; NWR 193 nm Ar F Excimer laser-ablation system coupled to an iCAP RQ (ICPMS) | Laboratory of Marine Element and Isotope Facilities in Southern Marine Science and Engineering Guangdong Laboratory (Zhuhai, China); Guangzhou Tuoyan Analytical Technology Co., Ltd., Guangzhou, China | EPMA: accelerating voltage of 20 kV, a probe current of 20 nA, and a 5 μm beam. Peak counting time was 10 s for major elements (Zn, S, Fe), and 50 s for other minor elements (Cd, Ga, Ge, In, Au, and Ag). Background counting time was half of the peak counting time on the high- and low-energy background positions. Analytical results were reduced using the ZAF correction routines. LA-ICP-MS mapping: beam size of 15 μm, repetition rate of 10 Hz, depth of ablation around 5 μm. | sphalerite for S and Zn, marcasite for Fe, cadmium for Cd, gallium phosphide for Ga, germanium for Ge, indium phosphide for In, gold for Au, and silver for Ag | 172.2636 | [19 empty] | 1426.5387 | [11 empty] | 1210.4513 | [9 empty] | 22598.7153 |  | 961.8804 |  |  |  | 84.8637 |  |  |  | 113.3837 |  |  |  | 0.37655 | [13 empty] | 269.4363 | [15 empty] | 39.5126 | [15 empty] | 143930.1388 |  | 0.35295 | [42 empty] | 2024 | Wu, Y., Zheng, Y., Yu, P., Chen, X., Guo, L., Long, L., Hu, Z., Huang, Y., Chen, M., Lu, J., Ouyang, S., Chen, S. (2024). The world-class carbonate-hosted Fankou Zn-Pb deposit in China. Part III. Critical metal Ga is enriched in late stage and low temperature sphalerite. Ore Geology Reviews, 166, 105928. |  | CHN | Guangdong
| Fankou Zn-Pb deposit |  | Basin hydrothermal | Mississippi Valley-type (MVT) | MVT zinc-lead | Zn, Pb | Ga | Zn, Pb, Ga | Wu et al., 2024 |  | 240-123-1-2 |  | underground mine |  |  |  |  | ore material | polished section | grab | mineral separate | [5 empty] | mineralisation |  |  |  | sphalerite | [6 empty] | pyrite, galena, chalcopyrite, dolomite, calcite, arsenopyrite, freibergite, pyrargyrite, argentite, goethite, ferrohydrite, anglesite, zincosite | Samples were polished into thin sections and polished mounts for petrographic identification | EMPA, LA-ICPMS | JEOL JXA-i SP100 electron probe micro-analyzer equipped with four wavelength-dispersive spectrometers; NWR 193 nm Ar F Excimer laser-ablation system coupled to an iCAP RQ (ICPMS) | Laboratory of Marine Element and Isotope Facilities in Southern Marine Science and Engineering Guangdong Laboratory (Zhuhai, China); Guangzhou Tuoyan Analytical Technology Co., Ltd., Guangzhou, China | EPMA: accelerating voltage of 20 kV, a probe current of 20 nA, and a 5 μm beam. Peak counting time was 10 s for major elements (Zn, S, Fe), and 50 s for other minor elements (Cd, Ga, Ge, In, Au, and Ag). Background counting time was half of the peak counting time on the high- and low-energy background positions. Analytical results were reduced using the ZAF correction routines. LA-ICP-MS mapping: beam size of 15 μm, repetition rate of 10 Hz, depth of ablation around 5 μm. | sphalerite for S and Zn, marcasite for Fe, cadmium for Cd, gallium phosphide for Ga, germanium for Ge, indium phosphide for In, gold for Au, and silver for Ag | 164.9471 | [19 empty] | 1685.5439 | [11 empty] | 1122.9354 | [9 empty] | 32704.8947 |  | 228.2877 |  |  |  | 471.7984 |  |  |  | 89.0101 |  |  |  | 0.04797 | [13 empty] | 246.7347 | [15 empty] | 18.3414 | [15 empty] | 151788.5313 |  | 45.2228 | [42 empty] | 2024 | Wu, Y., Zheng, Y., Yu, P., Chen, X., Guo, L., Long, L., Hu, Z., Huang, Y., Chen, M., Lu, J., Ouyang, S., Chen, S. (2024). The world-class carbonate-hosted Fankou Zn-Pb deposit in China. Part III. Critical metal Ga is enriched in late stage and low temperature sphalerite. Ore Geology Reviews, 166, 105928. |  | CHN | Guangdong
| Fankou Zn-Pb deposit |  | Basin hydrothermal | Mississippi Valley-type (MVT) | MVT zinc-lead | Zn, Pb | Ga | Zn, Pb, Ga | Wu et al., 2024 |  | 320-62-1-1 |  | underground mine |  |  |  |  | ore material | polished section | grab | mineral separate | [5 empty] | mineralisation |  |  |  | sphalerite | [6 empty] | pyrite, galena, chalcopyrite, dolomite, calcite, arsenopyrite, freibergite, pyrargyrite, argentite, goethite, ferrohydrite, anglesite, zincosite | Samples were polished into thin sections and polished mounts for petrographic identification | EMPA, LA-ICPMS | JEOL JXA-i SP100 electron probe micro-analyzer equipped with four wavelength-dispersive spectrometers; NWR 193 nm Ar F Excimer laser-ablation system coupled to an iCAP RQ (ICPMS) | Laboratory of Marine Element and Isotope Facilities in Southern Marine Science and Engineering Guangdong Laboratory (Zhuhai, China); Guangzhou Tuoyan Analytical Technology Co., Ltd., Guangzhou, China | EPMA: accelerating voltage of 20 kV, a probe current of 20 nA, and a 5 μm beam. Peak counting time was 10 s for major elements (Zn, S, Fe), and 50 s for other minor elements (Cd, Ga, Ge, In, Au, and Ag). Background counting time was half of the peak counting time on the high- and low-energy background positions. Analytical results were reduced using the ZAF correction routines. LA-ICP-MS mapping: beam size of 15 μm, repetition rate of 10 Hz, depth of ablation around 5 μm. | sphalerite for S and Zn, marcasite for Fe, cadmium for Cd, gallium phosphide for Ga, germanium for Ge, indium phosphide for In, gold for Au, and silver for Ag | 735.2285 | [19 empty] | 1441.3883 | [11 empty] | 821.1601 | [9 empty] | 22494.3134 |  | 255.3955 |  |  |  | 229.3948 |  |  |  | 285.3721 |  |  |  | 0.62029 | [13 empty] | 211.749 | [15 empty] | 46.4259 | [15 empty] | 139725.3675 |  | 11.987 | [42 empty] | 2024 | Wu, Y., Zheng, Y., Yu, P., Chen, X., Guo, L., Long, L., Hu, Z., Huang, Y., Chen, M., Lu, J., Ouyang, S., Chen, S. (2024). The world-class carbonate-hosted Fankou Zn-Pb deposit in China. Part III. Critical metal Ga is enriched in late stage and low temperature sphalerite. Ore Geology Reviews, 166, 105928. |  | CHN | Guangdong
| Fankou Zn-Pb deposit |  | Basin hydrothermal | Mississippi Valley-type (MVT) | MVT zinc-lead | Zn, Pb | Ga | Zn, Pb, Ga | Wu et al., 2024 |  | 320-62-1-2 |  | underground mine |  |  |  |  | ore material | polished section | grab | mineral separate | [5 empty] | mineralisation |  |  |  | sphalerite | [6 empty] | pyrite, galena, chalcopyrite, dolomite, calcite, arsenopyrite, freibergite, pyrargyrite, argentite, goethite, ferrohydrite, anglesite, zincosite | Samples were polished into thin sections and polished mounts for petrographic identification | EMPA, LA-ICPMS | JEOL JXA-i SP100 electron probe micro-analyzer equipped with four wavelength-dispersive spectrometers; NWR 193 nm Ar F Excimer laser-ablation system coupled to an iCAP RQ (ICPMS) | Laboratory of Marine Element and Isotope Facilities in Southern Marine Science and Engineering Guangdong Laboratory (Zhuhai, China); Guangzhou Tuoyan Analytical Technology Co., Ltd., Guangzhou, China | EPMA: accelerating voltage of 20 kV, a probe current of 20 nA, and a 5 μm beam. Peak counting time was 10 s for major elements (Zn, S, Fe), and 50 s for other minor elements (Cd, Ga, Ge, In, Au, and Ag). Background counting time was half of the peak counting time on the high- and low-energy background positions. Analytical results were reduced using the ZAF correction routines. LA-ICP-MS mapping: beam size of 15 μm, repetition rate of 10 Hz, depth of ablation around 5 μm. | sphalerite for S and Zn, marcasite for Fe, cadmium for Cd, gallium phosphide for Ga, germanium for Ge, indium phosphide for In, gold for Au, and silver for Ag | 877.5941 | [19 empty] | 1840.446 | [11 empty] | 884.9271 | [9 empty] | 19489.0609 |  | 392.533 |  |  |  | 305.0306 |  |  |  | 320.942 |  |  |  | 0.62053 | [13 empty] | 177.4886 | [15 empty] | 4.5371 | [15 empty] | 145893.4529 |  | 1.3607 | [42 empty] | 2024 | Wu, Y., Zheng, Y., Yu, P., Chen, X., Guo, L., Long, L., Hu, Z., Huang, Y., Chen, M., Lu, J., Ouyang, S., Chen, S. (2024). The world-class carbonate-hosted Fankou Zn-Pb deposit in China. Part III. Critical metal Ga is enriched in late stage and low temperature sphalerite. Ore Geology Reviews, 166, 105928. |  | CHN | Guangdong
| Fankou Zn-Pb deposit |  | Basin hydrothermal | Mississippi Valley-type (MVT) | MVT zinc-lead | Zn, Pb | Ga | Zn, Pb, Ga | Wu et al., 2024 |  | 360-22-1-6 |  | underground mine |  |  |  |  | ore material | polished section | grab | mineral separate | [5 empty] | mineralisation |  |  |  | sphalerite | [6 empty] | pyrite, galena, chalcopyrite, dolomite, calcite, arsenopyrite, freibergite, pyrargyrite, argentite, goethite, ferrohydrite, anglesite, zincosite | Samples were polished into thin sections and polished mounts for petrographic identification | EMPA, LA-ICPMS | JEOL JXA-i SP100 electron probe micro-analyzer equipped with four wavelength-dispersive spectrometers; NWR 193 nm Ar F Excimer laser-ablation system coupled to an iCAP RQ (ICPMS) | Laboratory of Marine Element and Isotope Facilities in Southern Marine Science and Engineering Guangdong Laboratory (Zhuhai, China); Guangzhou Tuoyan Analytical Technology Co., Ltd., Guangzhou, China | EPMA: accelerating voltage of 20 kV, a probe current of 20 nA, and a 5 μm beam. Peak counting time was 10 s for major elements (Zn, S, Fe), and 50 s for other minor elements (Cd, Ga, Ge, In, Au, and Ag). Background counting time was half of the peak counting time on the high- and low-energy background positions. Analytical results were reduced using the ZAF correction routines. LA-ICP-MS mapping: beam size of 15 μm, repetition rate of 10 Hz, depth of ablation around 5 μm. | sphalerite for S and Zn, marcasite for Fe, cadmium for Cd, gallium phosphide for Ga, germanium for Ge, indium phosphide for In, gold for Au, and silver for Ag | 119.7471 | [19 empty] | 2262.9724 | [11 empty] | 48.9668 | [9 empty] | 42648.8937 |  | 39.0889 |  |  |  | 66.0561 |  |  |  | 247.9803 |  |  |  | 0.052648 | [13 empty] | 201.3191 | [15 empty] | 2.7324 | [15 empty] | 168705.5975 | [44 empty] | 2024 | Wu, Y., Zheng, Y., Yu, P., Chen, X., Guo, L., Long, L., Hu, Z., Huang, Y., Chen, M., Lu, J., Ouyang, S., Chen, S. (2024). The world-class carbonate-hosted Fankou Zn-Pb deposit in China. Part III. Critical metal Ga is enriched in late stage and low temperature sphalerite. Ore Geology Reviews, 166, 105928. |  | CHN | Guangdong
| Fankou Zn-Pb deposit |  | Basin hydrothermal | Mississippi Valley-type (MVT) | MVT zinc-lead | Zn, Pb | Ga | Zn, Pb, Ga | Wu et al., 2024 |  | 400-11-1-1 |  | underground mine |  |  |  |  | ore material | polished section | grab | mineral separate | [5 empty] | mineralisation |  |  |  | sphalerite | [6 empty] | pyrite, galena, chalcopyrite, dolomite, calcite, arsenopyrite, freibergite, pyrargyrite, argentite, goethite, ferrohydrite, anglesite, zincosite | Samples were polished into thin sections and polished mounts for petrographic identification | EMPA, LA-ICPMS | JEOL JXA-i SP100 electron probe micro-analyzer equipped with four wavelength-dispersive spectrometers; NWR 193 nm Ar F Excimer laser-ablation system coupled to an iCAP RQ (ICPMS) | Laboratory of Marine Element and Isotope Facilities in Southern Marine Science and Engineering Guangdong Laboratory (Zhuhai, China); Guangzhou Tuoyan Analytical Technology Co., Ltd., Guangzhou, China | EPMA: accelerating voltage of 20 kV, a probe current of 20 nA, and a 5 μm beam. Peak counting time was 10 s for major elements (Zn, S, Fe), and 50 s for other minor elements (Cd, Ga, Ge, In, Au, and Ag). Background counting time was half of the peak counting time on the high- and low-energy background positions. Analytical results were reduced using the ZAF correction routines. LA-ICP-MS mapping: beam size of 15 μm, repetition rate of 10 Hz, depth of ablation around 5 μm. | sphalerite for S and Zn, marcasite for Fe, cadmium for Cd, gallium phosphide for Ga, germanium for Ge, indium phosphide for In, gold for Au, and silver for Ag | 6.6576 | [19 empty] | 1223.2031 | [11 empty] | 17.3001 | [9 empty] | 41309.1091 |  | 5.7696 |  |  |  | 3.3375 |  |  |  | 65.838 |  |  |  | 0.034544 | [13 empty] | 122.7969 | [15 empty] | 2.7283 | [15 empty] | 136114.7384 |  | 0.54148 | [42 empty] | 2024 | Wu, Y., Zheng, Y., Yu, P., Chen, X., Guo, L., Long, L., Hu, Z., Huang, Y., Chen, M., Lu, J., Ouyang, S., Chen, S. (2024). The world-class carbonate-hosted Fankou Zn-Pb deposit in China. Part III. Critical metal Ga is enriched in late stage and low temperature sphalerite. Ore Geology Reviews, 166, 105928. |  | CHN | Guangdong
| Fankou Zn-Pb deposit |  | Basin hydrothermal | Mississippi Valley-type (MVT) | MVT zinc-lead | Zn, Pb | Ga | Zn, Pb, Ga | Wu et al., 2024 |  | 455-23-1-1 |  | underground mine |  |  |  |  | ore material | polished section | grab | mineral separate | [5 empty] | mineralisation |  |  |  | sphalerite | [6 empty] | pyrite, galena, chalcopyrite, dolomite, calcite, arsenopyrite, freibergite, pyrargyrite, argentite, goethite, ferrohydrite, anglesite, zincosite | Samples were polished into thin sections and polished mounts for petrographic identification | EMPA, LA-ICPMS | JEOL JXA-i SP100 electron probe micro-analyzer equipped with four wavelength-dispersive spectrometers; NWR 193 nm Ar F Excimer laser-ablation system coupled to an iCAP RQ (ICPMS) | Laboratory of Marine Element and Isotope Facilities in Southern Marine Science and Engineering Guangdong Laboratory (Zhuhai, China); Guangzhou Tuoyan Analytical Technology Co., Ltd., Guangzhou, China | EPMA: accelerating voltage of 20 kV, a probe current of 20 nA, and a 5 μm beam. Peak counting time was 10 s for major elements (Zn, S, Fe), and 50 s for other minor elements (Cd, Ga, Ge, In, Au, and Ag). Background counting time was half of the peak counting time on the high- and low-energy background positions. Analytical results were reduced using the ZAF correction routines. LA-ICP-MS mapping: beam size of 15 μm, repetition rate of 10 Hz, depth of ablation around 5 μm. | sphalerite for S and Zn, marcasite for Fe, cadmium for Cd, gallium phosphide for Ga, germanium for Ge, indium phosphide for In, gold for Au, and silver for Ag | 49.3617 | [19 empty] | 2259.0056 | [11 empty] | 741.1047 | [9 empty] | 61286.1277 |  | 73.9194 |  |  |  | 289.1668 |  |  |  | 112.4994 |  |  |  | 0.056186 | [13 empty] | 480.752 | [15 empty] | 114.3402 | [15 empty] | 162403.5451 |  | 2.3043 | [42 empty] | 2024 | Wu, Y., Zheng, Y., Yu, P., Chen, X., Guo, L., Long, L., Hu, Z., Huang, Y., Chen, M., Lu, J., Ouyang, S., Chen, S. (2024). The world-class carbonate-hosted Fankou Zn-Pb deposit in China. Part III. Critical metal Ga is enriched in late stage and low temperature sphalerite. Ore Geology Reviews, 166, 105928. |  | CHN | Guangdong
| Fankou Zn-Pb deposit |  | Basin hydrothermal | Mississippi Valley-type (MVT) | MVT zinc-lead | Zn, Pb | Ga | Zn, Pb, Ga | Wu et al., 2024 |  | 500-42-1-1 |  | underground mine |  |  |  |  | ore material | polished section | grab | mineral separate | [5 empty] | mineralisation |  |  |  | sphalerite | [6 empty] | pyrite, galena, chalcopyrite, dolomite, calcite, arsenopyrite, freibergite, pyrargyrite, argentite, goethite, ferrohydrite, anglesite, zincosite | Samples were polished into thin sections and polished mounts for petrographic identification | EMPA, LA-ICPMS | JEOL JXA-i SP100 electron probe micro-analyzer equipped with four wavelength-dispersive spectrometers; NWR 193 nm Ar F Excimer laser-ablation system coupled to an iCAP RQ (ICPMS) | Laboratory of Marine Element and Isotope Facilities in Southern Marine Science and Engineering Guangdong Laboratory (Zhuhai, China); Guangzhou Tuoyan Analytical Technology Co., Ltd., Guangzhou, China | EPMA: accelerating voltage of 20 kV, a probe current of 20 nA, and a 5 μm beam. Peak counting time was 10 s for major elements (Zn, S, Fe), and 50 s for other minor elements (Cd, Ga, Ge, In, Au, and Ag). Background counting time was half of the peak counting time on the high- and low-energy background positions. Analytical results were reduced using the ZAF correction routines. LA-ICP-MS mapping: beam size of 15 μm, repetition rate of 10 Hz, depth of ablation around 5 μm. | sphalerite for S and Zn, marcasite for Fe, cadmium for Cd, gallium phosphide for Ga, germanium for Ge, indium phosphide for In, gold for Au, and silver for Ag | 163.7111 | [19 empty] | 1637.9675 | [11 empty] | 383.2317 | [9 empty] | 48653.9022 |  | 61.8681 |  |  |  | 65.7889 |  |  |  | 449.5745 |  |  |  | 1.1792 | [13 empty] | 143.1057 | [15 empty] | 78.9014 | [15 empty] | 142734.1054 |  | 50.5772 | [42 empty] | 2024 | Wu, Y., Zheng, Y., Yu, P., Chen, X., Guo, L., Long, L., Hu, Z., Huang, Y., Chen, M., Lu, J., Ouyang, S., Chen, S. (2024). The world-class carbonate-hosted Fankou Zn-Pb deposit in China. Part III. Critical metal Ga is enriched in late stage and low temperature sphalerite. Ore Geology Reviews, 166, 105928. |  | CHN | Guangdong
| Fankou Zn-Pb deposit |  | Basin hydrothermal | Mississippi Valley-type (MVT) | MVT zinc-lead | Zn, Pb | Ga | Zn, Pb, Ga | Wu et al., 2024 |  | 500-42-1-2 |  | underground mine |  |  |  |  | ore material | polished section | grab | mineral separate | [5 empty] | mineralisation |  |  |  | sphalerite | [6 empty] | pyrite, galena, chalcopyrite, dolomite, calcite, arsenopyrite, freibergite, pyrargyrite, argentite, goethite, ferrohydrite, anglesite, zincosite | Samples were polished into thin sections and polished mounts for petrographic identification | EMPA, LA-ICPMS | JEOL JXA-i SP100 electron probe micro-analyzer equipped with four wavelength-dispersive spectrometers; NWR 193 nm Ar F Excimer laser-ablation system coupled to an iCAP RQ (ICPMS) | Laboratory of Marine Element and Isotope Facilities in Southern Marine Science and Engineering Guangdong Laboratory (Zhuhai, China); Guangzhou Tuoyan Analytical Technology Co., Ltd., Guangzhou, China | EPMA: accelerating voltage of 20 kV, a probe current of 20 nA, and a 5 μm beam. Peak counting time was 10 s for major elements (Zn, S, Fe), and 50 s for other minor elements (Cd, Ga, Ge, In, Au, and Ag). Background counting time was half of the peak counting time on the high- and low-energy background positions. Analytical results were reduced using the ZAF correction routines. LA-ICP-MS mapping: beam size of 15 μm, repetition rate of 10 Hz, depth of ablation around 5 μm. | sphalerite for S and Zn, marcasite for Fe, cadmium for Cd, gallium phosphide for Ga, germanium for Ge, indium phosphide for In, gold for Au, and silver for Ag | 105.0134 | [19 empty] | 1363.5021 | [11 empty] | 636.4887 | [9 empty] | 41546.5263 |  | 154.1157 |  |  |  | 56.342 |  |  |  | 305.2911 |  |  |  | 1.7582 | [13 empty] | 195.6733 | [15 empty] | 60.1751 | [15 empty] | 143704.2942 |  | 9.6972 | [42 empty] | 2024 | Wu, Y., Zheng, Y., Yu, P., Chen, X., Guo, L., Long, L., Hu, Z., Huang, Y., Chen, M., Lu, J., Ouyang, S., Chen, S. (2024). The world-class carbonate-hosted Fankou Zn-Pb deposit in China. Part III. Critical metal Ga is enriched in late stage and low temperature sphalerite. Ore Geology Reviews, 166, 105928. |  | CHN | Guangdong
| Fankou Zn-Pb deposit |  | Basin hydrothermal | Mississippi Valley-type (MVT) | MVT zinc-lead | Zn, Pb | Ga | Zn, Pb, Ga | Wu et al., 2024 |  | 500-44-1-2 |  | underground mine |  |  |  |  | ore material | polished section | grab | mineral separate | [5 empty] | mineralisation |  |  |  | sphalerite | [6 empty] | pyrite, galena, chalcopyrite, dolomite, calcite, arsenopyrite, freibergite, pyrargyrite, argentite, goethite, ferrohydrite, anglesite, zincosite | Samples were polished into thin sections and polished mounts for petrographic identification | EMPA, LA-ICPMS | JEOL JXA-i SP100 electron probe micro-analyzer equipped with four wavelength-dispersive spectrometers; NWR 193 nm Ar F Excimer laser-ablation system coupled to an iCAP RQ (ICPMS) | Laboratory of Marine Element and Isotope Facilities in Southern Marine Science and Engineering Guangdong Laboratory (Zhuhai, China); Guangzhou Tuoyan Analytical Technology Co., Ltd., Guangzhou, China | EPMA: accelerating voltage of 20 kV, a probe current of 20 nA, and a 5 μm beam. Peak counting time was 10 s for major elements (Zn, S, Fe), and 50 s for other minor elements (Cd, Ga, Ge, In, Au, and Ag). Background counting time was half of the peak counting time on the high- and low-energy background positions. Analytical results were reduced using the ZAF correction routines. LA-ICP-MS mapping: beam size of 15 μm, repetition rate of 10 Hz, depth of ablation around 5 μm. | sphalerite for S and Zn, marcasite for Fe, cadmium for Cd, gallium phosphide for Ga, germanium for Ge, indium phosphide for In, gold for Au, and silver for Ag | 67.8161 | [19 empty] | 1462.9989 | [11 empty] | 86.1233 | [9 empty] | 45569.8598 |  | 22.4724 |  |  |  | 37.4464 |  |  |  | 158.7879 |  |  |  | 0.008258 | [13 empty] | 105.0751 | [15 empty] | 43.1176 | [15 empty] | 158570.0354 |  | 7.129 | [42 empty] | 2024 | Wu, Y., Zheng, Y., Yu, P., Chen, X., Guo, L., Long, L., Hu, Z., Huang, Y., Chen, M., Lu, J., Ouyang, S., Chen, S. (2024). The world-class carbonate-hosted Fankou Zn-Pb deposit in China. Part III. Critical metal Ga is enriched in late stage and low temperature sphalerite. Ore Geology Reviews, 166, 105928. |  | CHN | Guangdong
| Fankou Zn-Pb deposit |  | Basin hydrothermal | Mississippi Valley-type (MVT) | MVT zinc-lead | Zn, Pb | Ga | Zn, Pb, Ga | Wu et al., 2024 |  | 550-54-1-2 |  | underground mine |  |  |  |  | ore material | polished section | grab | mineral separate | [5 empty] | mineralisation |  |  |  | sphalerite | [6 empty] | pyrite, galena, chalcopyrite, dolomite, calcite, arsenopyrite, freibergite, pyrargyrite, argentite, goethite, ferrohydrite, anglesite, zincosite | Samples were polished into thin sections and polished mounts for petrographic identification | EMPA, LA-ICPMS | JEOL JXA-i SP100 electron probe micro-analyzer equipped with four wavelength-dispersive spectrometers; NWR 193 nm Ar F Excimer laser-ablation system coupled to an iCAP RQ (ICPMS) | Laboratory of Marine Element and Isotope Facilities in Southern Marine Science and Engineering Guangdong Laboratory (Zhuhai, China); Guangzhou Tuoyan Analytical Technology Co., Ltd., Guangzhou, China | EPMA: accelerating voltage of 20 kV, a probe current of 20 nA, and a 5 μm beam. Peak counting time was 10 s for major elements (Zn, S, Fe), and 50 s for other minor elements (Cd, Ga, Ge, In, Au, and Ag). Background counting time was half of the peak counting time on the high- and low-energy background positions. Analytical results were reduced using the ZAF correction routines. LA-ICP-MS mapping: beam size of 15 μm, repetition rate of 10 Hz, depth of ablation around 5 μm. | sphalerite for S and Zn, marcasite for Fe, cadmium for Cd, gallium phosphide for Ga, germanium for Ge, indium phosphide for In, gold for Au, and silver for Ag | 102.4545 | [19 empty] | 1712.2606 | [11 empty] | 4036.0938 | [9 empty] | 5314.2317 |  | 2836.0462 |  |  |  | 687.8041 |  |  |  | 501.2693 |  |  |  | 1.5344 | [13 empty] | 503.4326 | [15 empty] | 21.3461 | [15 empty] | 207562.391 |  | 3.525 | [42 empty] | 2024 | Wu, Y., Zheng, Y., Yu, P., Chen, X., Guo, L., Long, L., Hu, Z., Huang, Y., Chen, M., Lu, J., Ouyang, S., Chen, S. (2024). The world-class carbonate-hosted Fankou Zn-Pb deposit in China. Part III. Critical metal Ga is enriched in late stage and low temperature sphalerite. Ore Geology Reviews, 166, 105928. |  | CHN | Guangdong
| Fankou Zn-Pb deposit |  | Basin hydrothermal | Mississippi Valley-type (MVT) | MVT zinc-lead | Zn, Pb | Ga | Zn, Pb, Ga | Wu et al., 2024 |  | 55054-1-2 |  | underground mine |  |  |  |  | ore material | polished section | grab | mineral separate | [5 empty] | mineralisation |  |  |  | sphalerite | [6 empty] | pyrite, galena, chalcopyrite, dolomite, calcite, arsenopyrite, freibergite, pyrargyrite, argentite, goethite, ferrohydrite, anglesite, zincosite | Samples were polished into thin sections and polished mounts for petrographic identification | EMPA, LA-ICPMS | JEOL JXA-i SP100 electron probe micro-analyzer equipped with four wavelength-dispersive spectrometers; NWR 193 nm Ar F Excimer laser-ablation system coupled to an iCAP RQ (ICPMS) | Laboratory of Marine Element and Isotope Facilities in Southern Marine Science and Engineering Guangdong Laboratory (Zhuhai, China); Guangzhou Tuoyan Analytical Technology Co., Ltd., Guangzhou, China | EPMA: accelerating voltage of 20 kV, a probe current of 20 nA, and a 5 μm beam. Peak counting time was 10 s for major elements (Zn, S, Fe), and 50 s for other minor elements (Cd, Ga, Ge, In, Au, and Ag). Background counting time was half of the peak counting time on the high- and low-energy background positions. Analytical results were reduced using the ZAF correction routines. LA-ICP-MS mapping: beam size of 15 μm, repetition rate of 10 Hz, depth of ablation around 5 μm. | sphalerite for S and Zn, marcasite for Fe, cadmium for Cd, gallium phosphide for Ga, germanium for Ge, indium phosphide for In, gold for Au, and silver for Ag | 95.0283 | [19 empty] | 1779.5436 | [11 empty] | 2239.8781 | [9 empty] | 4582.7422 |  | 1306.0836 |  |  |  | 502.2315 |  |  |  | 504.2872 |  |  |  | 0.53204 | [13 empty] | 851.1946 | [15 empty] | 76.3203 | [15 empty] | 208540.1609 |  | 3.4306 | [42 empty] | 2024 | Wu, Y., Zheng, Y., Yu, P., Chen, X., Guo, L., Long, L., Hu, Z., Huang, Y., Chen, M., Lu, J., Ouyang, S., Chen, S. (2024). The world-class carbonate-hosted Fankou Zn-Pb deposit in China. Part III. Critical metal Ga is enriched in late stage and low temperature sphalerite. Ore Geology Reviews, 166, 105928. |  | CHN | Guangdong
| Fankou Zn-Pb deposit |  | Basin hydrothermal | Mississippi Valley-type (MVT) | MVT zinc-lead | Zn, Pb | Ga | Zn, Pb, Ga | Wu et al., 2024 |  | 550-52-1-1 |  | underground mine |  |  |  |  | ore material | polished section | grab | mineral separate | [5 empty] | mineralisation |  |  |  | sphalerite | [6 empty] | pyrite, galena, chalcopyrite, dolomite, calcite, arsenopyrite, freibergite, pyrargyrite, argentite, goethite, ferrohydrite, anglesite, zincosite | Samples were polished into thin sections and polished mounts for petrographic identification | EMPA, LA-ICPMS | JEOL JXA-i SP100 electron probe micro-analyzer equipped with four wavelength-dispersive spectrometers; NWR 193 nm Ar F Excimer laser-ablation system coupled to an iCAP RQ (ICPMS) | Laboratory of Marine Element and Isotope Facilities in Southern Marine Science and Engineering Guangdong Laboratory (Zhuhai, China); Guangzhou Tuoyan Analytical Technology Co., Ltd., Guangzhou, China | EPMA: accelerating voltage of 20 kV, a probe current of 20 nA, and a 5 μm beam. Peak counting time was 10 s for major elements (Zn, S, Fe), and 50 s for other minor elements (Cd, Ga, Ge, In, Au, and Ag). Background counting time was half of the peak counting time on the high- and low-energy background positions. Analytical results were reduced using the ZAF correction routines. LA-ICP-MS mapping: beam size of 15 μm, repetition rate of 10 Hz, depth of ablation around 5 μm. | sphalerite for S and Zn, marcasite for Fe, cadmium for Cd, gallium phosphide for Ga, germanium for Ge, indium phosphide for In, gold for Au, and silver for Ag | 95.8178 | [19 empty] | 1522.6724 | [11 empty] | 382.0274 | [9 empty] | 28282.8256 |  | 313.3819 |  |  |  | 2.2065 |  |  |  | 267.6845 |  |  |  | 5.1885 | [13 empty] | 300.3558 | [15 empty] | 125.1447 | [15 empty] | 194439.2622 |  | 31.7034 | [42 empty] | 2024 | Wu, Y., Zheng, Y., Yu, P., Chen, X., Guo, L., Long, L., Hu, Z., Huang, Y., Chen, M., Lu, J., Ouyang, S., Chen, S. (2024). The world-class carbonate-hosted Fankou Zn-Pb deposit in China. Part III. Critical metal Ga is enriched in late stage and low temperature sphalerite. Ore Geology Reviews, 166, 105928. |  | CHN | Guangdong
| Fankou Zn-Pb deposit |  | Basin hydrothermal | Mississippi Valley-type (MVT) | MVT zinc-lead | Zn, Pb | Ga | Zn, Pb, Ga | Wu et al., 2024 |  | 550-52-1-2 |  | underground mine |  |  |  |  | ore material | polished section | grab | mineral separate | [5 empty] | mineralisation |  |  |  | sphalerite | [6 empty] | pyrite, galena, chalcopyrite, dolomite, calcite, arsenopyrite, freibergite, pyrargyrite, argentite, goethite, ferrohydrite, anglesite, zincosite | Samples were polished into thin sections and polished mounts for petrographic identification | EMPA, LA-ICPMS | JEOL JXA-i SP100 electron probe micro-analyzer equipped with four wavelength-dispersive spectrometers; NWR 193 nm Ar F Excimer laser-ablation system coupled to an iCAP RQ (ICPMS) | Laboratory of Marine Element and Isotope Facilities in Southern Marine Science and Engineering Guangdong Laboratory (Zhuhai, China); Guangzhou Tuoyan Analytical Technology Co., Ltd., Guangzhou, China | EPMA: accelerating voltage of 20 kV, a probe current of 20 nA, and a 5 μm beam. Peak counting time was 10 s for major elements (Zn, S, Fe), and 50 s for other minor elements (Cd, Ga, Ge, In, Au, and Ag). Background counting time was half of the peak counting time on the high- and low-energy background positions. Analytical results were reduced using the ZAF correction routines. LA-ICP-MS mapping: beam size of 15 μm, repetition rate of 10 Hz, depth of ablation around 5 μm. | sphalerite for S and Zn, marcasite for Fe, cadmium for Cd, gallium phosphide for Ga, germanium for Ge, indium phosphide for In, gold for Au, and silver for Ag | 66.2968 | [19 empty] | 1938.8839 | [11 empty] | 4072.6261 | [9 empty] | 37513.2397 |  | 1175.3502 |  |  |  | 72.6626 |  |  |  | 185.1936 |  |  |  | 69.0013 | [13 empty] | 286.5986 | [15 empty] | 86.3117 | [15 empty] | 204811.5237 |  | 21.4987 | [42 empty] | 2024 | Wu, Y., Zheng, Y., Yu, P., Chen, X., Guo, L., Long, L., Hu, Z., Huang, Y., Chen, M., Lu, J., Ouyang, S., Chen, S. (2024). The world-class carbonate-hosted Fankou Zn-Pb deposit in China. Part III. Critical metal Ga is enriched in late stage and low temperature sphalerite. Ore Geology Reviews, 166, 105928. |  | CHN | Guangdong
| Fankou Zn-Pb deposit |  | Basin hydrothermal | Mississippi Valley-type (MVT) | MVT zinc-lead | Zn, Pb | Ga | Zn, Pb, Ga | Wu et al., 2024 |  | 600-163-1-2 |  | underground mine |  |  |  |  | ore material | polished section | grab | mineral separate | [5 empty] | mineralisation |  |  |  | sphalerite | [6 empty] | pyrite, galena, chalcopyrite, dolomite, calcite, arsenopyrite, freibergite, pyrargyrite, argentite, goethite, ferrohydrite, anglesite, zincosite | Samples were polished into thin sections and polished mounts for petrographic identification | EMPA, LA-ICPMS | JEOL JXA-i SP100 electron probe micro-analyzer equipped with four wavelength-dispersive spectrometers; NWR 193 nm Ar F Excimer laser-ablation system coupled to an iCAP RQ (ICPMS) | Laboratory of Marine Element and Isotope Facilities in Southern Marine Science and Engineering Guangdong Laboratory (Zhuhai, China); Guangzhou Tuoyan Analytical Technology Co., Ltd., Guangzhou, China | EPMA: accelerating voltage of 20 kV, a probe current of 20 nA, and a 5 μm beam. Peak counting time was 10 s for major elements (Zn, S, Fe), and 50 s for other minor elements (Cd, Ga, Ge, In, Au, and Ag). Background counting time was half of the peak counting time on the high- and low-energy background positions. Analytical results were reduced using the ZAF correction routines. LA-ICP-MS mapping: beam size of 15 μm, repetition rate of 10 Hz, depth of ablation around 5 μm. | sphalerite for S and Zn, marcasite for Fe, cadmium for Cd, gallium phosphide for Ga, germanium for Ge, indium phosphide for In, gold for Au, and silver for Ag | 79.7089 | [19 empty] | 1154.317 | [11 empty] | 169.3307 | [9 empty] | 33758.7231 |  | 13.2457 |  |  |  | 13.1901 |  |  |  | 102.3757 |  |  |  | 0.12648 | [13 empty] | 37.9387 | [15 empty] | 63.9599 | [15 empty] | 168834.6356 |  | 13.3509 | [42 empty] | 2024 | Wu, Y., Zheng, Y., Yu, P., Chen, X., Guo, L., Long, L., Hu, Z., Huang, Y., Chen, M., Lu, J., Ouyang, S., Chen, S. (2024). The world-class carbonate-hosted Fankou Zn-Pb deposit in China. Part III. Critical metal Ga is enriched in late stage and low temperature sphalerite. Ore Geology Reviews, 166, 105928. |  | CHN | Guangdong
| Fankou Zn-Pb deposit |  | Basin hydrothermal | Mississippi Valley-type (MVT) | MVT zinc-lead | Zn, Pb | Ga | Zn, Pb, Ga | Wu et al., 2024 |  | 600-2-1-1 |  | underground mine |  |  |  |  | ore material | polished section | grab | mineral separate | [5 empty] | mineralisation |  |  |  | sphalerite | [6 empty] | pyrite, galena, chalcopyrite, dolomite, calcite, arsenopyrite, freibergite, pyrargyrite, argentite, goethite, ferrohydrite, anglesite, zincosite | Samples were polished into thin sections and polished mounts for petrographic identification | EMPA, LA-ICPMS | JEOL JXA-i SP100 electron probe micro-analyzer equipped with four wavelength-dispersive spectrometers; NWR 193 nm Ar F Excimer laser-ablation system coupled to an iCAP RQ (ICPMS) | Laboratory of Marine Element and Isotope Facilities in Southern Marine Science and Engineering Guangdong Laboratory (Zhuhai, China); Guangzhou Tuoyan Analytical Technology Co., Ltd., Guangzhou, China | EPMA: accelerating voltage of 20 kV, a probe current of 20 nA, and a 5 μm beam. Peak counting time was 10 s for major elements (Zn, S, Fe), and 50 s for other minor elements (Cd, Ga, Ge, In, Au, and Ag). Background counting time was half of the peak counting time on the high- and low-energy background positions. Analytical results were reduced using the ZAF correction routines. LA-ICP-MS mapping: beam size of 15 μm, repetition rate of 10 Hz, depth of ablation around 5 μm. | sphalerite for S and Zn, marcasite for Fe, cadmium for Cd, gallium phosphide for Ga, germanium for Ge, indium phosphide for In, gold for Au, and silver for Ag | 185.8643 | [19 empty] | 1454.6575 | [11 empty] | 8800.1242 | [9 empty] | 21050.9997 |  | 10.5882 |  |  |  | 1.3594 |  |  |  | 116.4207 |  |  |  | 0.11477 | [13 empty] | 16.0808 | [15 empty] | 74.1274 | [15 empty] | 160514.0629 |  | 118.0989 | [42 empty] | 2024 | Wu, Y., Zheng, Y., Yu, P., Chen, X., Guo, L., Long, L., Hu, Z., Huang, Y., Chen, M., Lu, J., Ouyang, S., Chen, S. (2024). The world-class carbonate-hosted Fankou Zn-Pb deposit in China. Part III. Critical metal Ga is enriched in late stage and low temperature sphalerite. Ore Geology Reviews, 166, 105928. |  | CHN | Guangdong
| Fankou Zn-Pb deposit |  | Basin hydrothermal | Mississippi Valley-type (MVT) | MVT zinc-lead | Zn, Pb | Ga | Zn, Pb, Ga | Wu et al., 2024 |  | 600-2-1-2 |  | underground mine |  |  |  |  | ore material | polished section | grab | mineral separate | [5 empty] | mineralisation |  |  |  | sphalerite | [6 empty] | pyrite, galena, chalcopyrite, dolomite, calcite, arsenopyrite, freibergite, pyrargyrite, argentite, goethite, ferrohydrite, anglesite, zincosite | Samples were polished into thin sections and polished mounts for petrographic identification | EMPA, LA-ICPMS | JEOL JXA-i SP100 electron probe micro-analyzer equipped with four wavelength-dispersive spectrometers; NWR 193 nm Ar F Excimer laser-ablation system coupled to an iCAP RQ (ICPMS) | Laboratory of Marine Element and Isotope Facilities in Southern Marine Science and Engineering Guangdong Laboratory (Zhuhai, China); Guangzhou Tuoyan Analytical Technology Co., Ltd., Guangzhou, China | EPMA: accelerating voltage of 20 kV, a probe current of 20 nA, and a 5 μm beam. Peak counting time was 10 s for major elements (Zn, S, Fe), and 50 s for other minor elements (Cd, Ga, Ge, In, Au, and Ag). Background counting time was half of the peak counting time on the high- and low-energy background positions. Analytical results were reduced using the ZAF correction routines. LA-ICP-MS mapping: beam size of 15 μm, repetition rate of 10 Hz, depth of ablation around 5 μm. | sphalerite for S and Zn, marcasite for Fe, cadmium for Cd, gallium phosphide for Ga, germanium for Ge, indium phosphide for In, gold for Au, and silver for Ag | 103.6735 | [19 empty] | 1380.8195 | [11 empty] | 25478.41 | [9 empty] | 36553.2252 |  | 14.3001 | [7 empty] | 136.9409 |  |  |  | 0.09099 | [13 empty] | 22.8902 | [15 empty] | 36.5564 | [15 empty] | 159497.3883 |  | 58.8856 | [42 empty] | 2024 | Wu, Y., Zheng, Y., Yu, P., Chen, X., Guo, L., Long, L., Hu, Z., Huang, Y., Chen, M., Lu, J., Ouyang, S., Chen, S. (2024). The world-class carbonate-hosted Fankou Zn-Pb deposit in China. Part III. Critical metal Ga is enriched in late stage and low temperature sphalerite. Ore Geology Reviews, 166, 105928. |  | CHN | Guangdong
| Fankou Zn-Pb deposit |  | Basin hydrothermal | Mississippi Valley-type (MVT) | MVT zinc-lead | Zn, Pb | Ga | Zn, Pb, Ga | Wu et al., 2024 |  | 625-18-2-1 |  | underground mine |  |  |  |  | ore material | polished section | grab | mineral separate | [5 empty] | mineralisation |  |  |  | sphalerite | [6 empty] | pyrite, galena, chalcopyrite, dolomite, calcite, arsenopyrite, freibergite, pyrargyrite, argentite, goethite, ferrohydrite, anglesite, zincosite | Samples were polished into thin sections and polished mounts for petrographic identification | EMPA, LA-ICPMS | JEOL JXA-i SP100 electron probe micro-analyzer equipped with four wavelength-dispersive spectrometers; NWR 193 nm Ar F Excimer laser-ablation system coupled to an iCAP RQ (ICPMS) | Laboratory of Marine Element and Isotope Facilities in Southern Marine Science and Engineering Guangdong Laboratory (Zhuhai, China); Guangzhou Tuoyan Analytical Technology Co., Ltd., Guangzhou, China | EPMA: accelerating voltage of 20 kV, a probe current of 20 nA, and a 5 μm beam. Peak counting time was 10 s for major elements (Zn, S, Fe), and 50 s for other minor elements (Cd, Ga, Ge, In, Au, and Ag). Background counting time was half of the peak counting time on the high- and low-energy background positions. Analytical results were reduced using the ZAF correction routines. LA-ICP-MS mapping: beam size of 15 μm, repetition rate of 10 Hz, depth of ablation around 5 μm. | sphalerite for S and Zn, marcasite for Fe, cadmium for Cd, gallium phosphide for Ga, germanium for Ge, indium phosphide for In, gold for Au, and silver for Ag | 38.5278 | [19 empty] | 2036.7781 | [11 empty] | 327.4104 | [9 empty] | 75648.515 |  | 5.5561 |  |  |  | 0.80414 |  |  |  | 88.9298 |  |  |  | 0.032946 | [13 empty] | 331.9717 | [15 empty] | 23.2065 | [15 empty] | 164716.7084 |  | 12.1887 | [42 empty] | 2024 | Wu, Y., Zheng, Y., Yu, P., Chen, X., Guo, L., Long, L., Hu, Z., Huang, Y., Chen, M., Lu, J., Ouyang, S., Chen, S. (2024). The world-class carbonate-hosted Fankou Zn-Pb deposit in China. Part III. Critical metal Ga is enriched in late stage and low temperature sphalerite. Ore Geology Reviews, 166, 105928. |  | CHN | Guangdong
| Fankou Zn-Pb deposit |  | Basin hydrothermal | Mississippi Valley-type (MVT) | MVT zinc-lead | Zn, Pb | Ga | Zn, Pb, Ga | Wu et al., 2024 |  | 625-18-2-2 |  | underground mine |  |  |  |  | ore material | polished section | grab | mineral separate | [5 empty] | mineralisation |  |  |  | sphalerite | [6 empty] | pyrite, galena, chalcopyrite, dolomite, calcite, arsenopyrite, freibergite, pyrargyrite, argentite, goethite, ferrohydrite, anglesite, zincosite | Samples were polished into thin sections and polished mounts for petrographic identification | EMPA, LA-ICPMS | JEOL JXA-i SP100 electron probe micro-analyzer equipped with four wavelength-dispersive spectrometers; NWR 193 nm Ar F Excimer laser-ablation system coupled to an iCAP RQ (ICPMS) | Laboratory of Marine Element and Isotope Facilities in Southern Marine Science and Engineering Guangdong Laboratory (Zhuhai, China); Guangzhou Tuoyan Analytical Technology Co., Ltd., Guangzhou, China | EPMA: accelerating voltage of 20 kV, a probe current of 20 nA, and a 5 μm beam. Peak counting time was 10 s for major elements (Zn, S, Fe), and 50 s for other minor elements (Cd, Ga, Ge, In, Au, and Ag). Background counting time was half of the peak counting time on the high- and low-energy background positions. Analytical results were reduced using the ZAF correction routines. LA-ICP-MS mapping: beam size of 15 μm, repetition rate of 10 Hz, depth of ablation around 5 μm. | sphalerite for S and Zn, marcasite for Fe, cadmium for Cd, gallium phosphide for Ga, germanium for Ge, indium phosphide for In, gold for Au, and silver for Ag | 106.3611 | [19 empty] | 1201.4545 | [11 empty] | 942.5654 | [9 empty] | 10307.2462 |  | 647.2219 |  |  |  | 3.5356 |  |  |  | 183.9157 |  |  |  | 9.063 | [13 empty] | 364.34 | [15 empty] | 81.5151 | [15 empty] | 151137.4302 |  | 20.0071 | [42 empty] | 2024 | Wu, Y., Zheng, Y., Yu, P., Chen, X., Guo, L., Long, L., Hu, Z., Huang, Y., Chen, M., Lu, J., Ouyang, S., Chen, S. (2024). The world-class carbonate-hosted Fankou Zn-Pb deposit in China. Part III. Critical metal Ga is enriched in late stage and low temperature sphalerite. Ore Geology Reviews, 166, 105928. |  | CHN | Guangdong
| Fankou Zn-Pb deposit |  | Basin hydrothermal | Mississippi Valley-type (MVT) | MVT zinc-lead | Zn, Pb | Ga | Zn, Pb, Ga | Wu et al., 2024 |  | 710-77-1-2 |  | underground mine |  |  |  |  | ore material | polished section | grab | mineral separate | [5 empty] | mineralisation |  |  |  | sphalerite | [6 empty] | pyrite, galena, chalcopyrite, dolomite, calcite, arsenopyrite, freibergite, pyrargyrite, argentite, goethite, ferrohydrite, anglesite, zincosite | Samples were polished into thin sections and polished mounts for petrographic identification | EMPA, LA-ICPMS | JEOL JXA-i SP100 electron probe micro-analyzer equipped with four wavelength-dispersive spectrometers; NWR 193 nm Ar F Excimer laser-ablation system coupled to an iCAP RQ (ICPMS) | Laboratory of Marine Element and Isotope Facilities in Southern Marine Science and Engineering Guangdong Laboratory (Zhuhai, China); Guangzhou Tuoyan Analytical Technology Co., Ltd., Guangzhou, China | EPMA: accelerating voltage of 20 kV, a probe current of 20 nA, and a 5 μm beam. Peak counting time was 10 s for major elements (Zn, S, Fe), and 50 s for other minor elements (Cd, Ga, Ge, In, Au, and Ag). Background counting time was half of the peak counting time on the high- and low-energy background positions. Analytical results were reduced using the ZAF correction routines. LA-ICP-MS mapping: beam size of 15 μm, repetition rate of 10 Hz, depth of ablation around 5 μm. | sphalerite for S and Zn, marcasite for Fe, cadmium for Cd, gallium phosphide for Ga, germanium for Ge, indium phosphide for In, gold for Au, and silver for Ag | 23.3895 | [19 empty] | 1180.6502 | [11 empty] | 1773.4604 | [9 empty] | 21829.2243 |  | 0.11139 | [7 empty] | 148.0671 |  |  |  | 0.027817 | [13 empty] | 46.5275 | [15 empty] | 18.7642 | [15 empty] | 155840.2167 |  | 3.8545 | [42 empty] | 2024 | Wu, Y., Zheng, Y., Yu, P., Chen, X., Guo, L., Long, L., Hu, Z., Huang, Y., Chen, M., Lu, J., Ouyang, S., Chen, S. (2024). The world-class carbonate-hosted Fankou Zn-Pb deposit in China. Part III. Critical metal Ga is enriched in late stage and low temperature sphalerite. Ore Geology Reviews, 166, 105928. |  | CHN | Guangdong
| Fankou Zn-Pb deposit |  | Basin hydrothermal | Mississippi Valley-type (MVT) | MVT zinc-lead | Zn, Pb | Ga | Zn, Pb, Ga | Wu et al., 2024 |  | Sp2 n=32 |  | underground mine |  |  |  |  | ore material | polished section | grab | mineral separate | [5 empty] | mineralisation |  |  |  | sphalerite | [6 empty] | pyrite, galena, chalcopyrite, dolomite, calcite, arsenopyrite, freibergite, pyrargyrite, argentite, goethite, ferrohydrite, anglesite, zincosite | Samples were polished into thin sections and polished mounts for petrographic identification | EMPA, LA-ICPMS | JEOL JXA-i SP100 electron probe micro-analyzer equipped with four wavelength-dispersive spectrometers; NWR 193 nm Ar F Excimer laser-ablation system coupled to an iCAP RQ (ICPMS) | Laboratory of Marine Element and Isotope Facilities in Southern Marine Science and Engineering Guangdong Laboratory (Zhuhai, China); Guangzhou Tuoyan Analytical Technology Co., Ltd., Guangzhou, China | EPMA: accelerating voltage of 20 kV, a probe current of 20 nA, and a 5 μm beam. Peak counting time was 10 s for major elements (Zn, S, Fe), and 50 s for other minor elements (Cd, Ga, Ge, In, Au, and Ag). Background counting time was half of the peak counting time on the high- and low-energy background positions. Analytical results were reduced using the ZAF correction routines. LA-ICP-MS mapping: beam size of 15 μm, repetition rate of 10 Hz, depth of ablation around 5 μm. | sphalerite for S and Zn, marcasite for Fe, cadmium for Cd, gallium phosphide for Ga, germanium for Ge, indium phosphide for In, gold for Au, and silver for Ag | [147 empty] | 2024 | Wu, Y., Zheng, Y., Yu, P., Chen, X., Guo, L., Long, L., Hu, Z., Huang, Y., Chen, M., Lu, J., Ouyang, S., Chen, S. (2024). The world-class carbonate-hosted Fankou Zn-Pb deposit in China. Part III. Critical metal Ga is enriched in late stage and low temperature sphalerite. Ore Geology Reviews, 166, 105928. |  | CHN | Guangdong