## Sheet1
Uploaded | deposit_name | deposit_local_id | deposit_environment | deposit_group | deposit_type | primary_commodities | secondary_commodities | all_commodities | deposit_source | sample_uid | sample_name | sample_local_id | feature_type | feature_name | feature_uid | top_depth_m | bottom_depth_m | sample_deposit_relation | sample_type | sampling_method | material_class | material_class_comments | province | strat_unit_name | strat_unit_uid | strat_grouping | earth_material_group | earth_material_qualifier | earth_material | metamorphic_grade | mineral | paragenetic_stage | mode_of_occurrence | texture | color | alteration | sample_description | associated_minerals | sample_preparation | analytical_method | instrument_type_model | laboratory_location/if reported | operating_conditions/if reported | standards_used/if reported | ag_ppm | ag_detection_limit | al_ppm | al_detection_limit | as_ppm | as_detection_limit | au_ppm | au_detection_limit | b_ppm | b_detection_limit | ba_ppm | ba_detection_limit | be_ppm | be_detection_limit | bi_ppm | bi_detection_limit | br_ppm | br_detection_limit | ca_ppm | ca_detection_limit | cd_ppm | cd_detection_limit | ce_ppm | ce_detection_limit | cl_ppm | cl_detection_limit | co_ppm | co_detection_limit | cr_ppm | cr_detection_limit | cs_ppm | cs_detection_limit | cu_ppm | cu_detection_limit | dy_ppm | dy_detection_limit | er_ppm | er_detection_limit | eu_ppm | eu_detection_limit | f_ppm | f_detection_limit | fe_ppm | fe_detection_limit | ga_ppm | ga_detection_limit | gd_ppm | gd_detection_limit | ge_ppm | ge_detection_limit | hf_ppm | hf_detection_limit | hg_ppm | hg_detection_limit | ho_ppm | ho_detection_limit | in_ppm | in_detection_limit | ir_ppm | ir_detection_limit | k_ppm | k_detection_limit | la_ppm | la_detection_limit | li_ppm | li_detection_limit | lu_ppm | lu_detection_limit | mg_ppm | mg_detection_limit | mn_ppm | mn_detection_limit | mo_ppm | mo_detection_limit | na_ppm | na_detection_limit | nb_ppm | nb_detection_limit | nd_ppm | nd_detection_limit | ni_ppm | ni_detection_limit | os_ppm | os_detection_limit | p_ppm | p_detection_limit | pb_ppm | pb_detection_limit | pd_ppm | pd_detection_limit | pr_ppm | pr_detection_limit | pt_ppm | pt_detection_limit | rb_ppm | rb_detection_limit | re_ppm | re_detection_limit | rh_ppm | rh_detection_limit | ru_ppm | ru_detection_limit | s_ppm | s_detection_limit | sb_ppm | sb_detection_limit | sc_ppm | sc_detection_limit | se_ppm | se_detection_limit | si_ppm | si_detection_limit | sm_ppm | sm_detection_limit | sn_ppm | sn_detection_limit | sr_ppm | sr_detection_limit | ta_ppm | ta_detection_limit | tb_ppm | tb_detection_limit | te_ppm | te_detection_limit | th_ppm | th_detection_limit | ti_ppm | ti_detection_limit | tl_ppm | tl_detection_limit | tm_ppm | tm_detection_limit | u_ppm | u_detection_limit | v_ppm | v_detection_limit | w_ppm | w_detection_limit | y_ppm | y_detection_limit | yb_ppm | yb_detection_limit | zn_ppm | zn_detection_limit | zr_ppm | zr_detection_limit | analysis_datetime | publication_date | sample_source | submitter | country | state | deposit_longitude_wgs84 | deposit_latitude_wgs84 | sample_longitude_wgs84 | sample_latitude_wgs84 | sample_easting | sample_northing | sample_utm_zone | sample_location_description | location_source | location_accuracy | comments | last_update
| Huangtupo Cu-Zn (-Au) deposit |  | Seafloor hydrothermal | Volcanic-hosted massive sulfide (VMS) | VMS Cu-Zn | Cu, Zn | Au | Cu, Zn, Au | Sun et al., 2023 |  | Py1(n=20) | Py1(n=20)-1 | drill core |  |  |  |  | ore material | drill core | drill core | mineral separate | [5 empty] | mineralisation |  |  |  | pyrite, sphalerite | preore stage (SI), early ore stage (SII), main ore stage-1 (SIII-1), main ore stage-2 (SIII-2), late ore stage (SIV) | disseminations, veinlets, masses | brecciated, porous, oscillatory-zoned, inclusion-rich, subhedral to euhedral |  |  |  | chalcopyrite, galena, tetrahedrite, pyrrhotite, bornite, magnetite, hematite, quartz, muscovite, barite, chlorite, carbonate, rutile, apatite |  | LA-ICPMS, MC-ICPMS | ASI RESOLution-LR-S155 laser microprobe equipped with a GeoLas Pro 193 nm Ar F excimer laser | State Key Laboratory of Ore Deposit Geochemistry, Institute of Geochemistry, Chinese Academy of Sciences (IGCAS), Guiyang | Line scans were used for trace element analyzed signals, time-drift correction, and quantitative calibration for trace element analysis were performed using the Excel-based software ICPMSData Cal (Liu et al., 2008). Concentration and detection limit calculations were conducted using the protocol of Longerich et al. (1996). | [148 empty] | 2023 | Sun, B., Lv, X., Wang, S., Ulrich, T., Dai, Z., Ruan, B. (2023). Evolution of an ancient VMS ore-forming system recorded by pyrite and sphalerite mineral texture, trace elements, and sulfur isotope: A case study from the Huangtupo Cu-Zn (-Au) deposit, Eastern Tianshan, NW China. Ore Geology Reviews, 158, 105475. |  | CHN | Xinjiang
| Huangtupo Cu-Zn (-Au) deposit |  | Seafloor hydrothermal | Volcanic-hosted massive sulfide (VMS) | VMS Cu-Zn | Cu, Zn | Au | Cu, Zn, Au | Sun et al., 2023 |  | Py2(n=24) | Py2(n=24)-1 | drill core |  |  |  |  | ore material | drill core | drill core | mineral separate | [5 empty] | mineralisation |  |  |  | pyrite, sphalerite | preore stage (SI), early ore stage (SII), main ore stage-1 (SIII-1), main ore stage-2 (SIII-2), late ore stage (SIV) | disseminations, veinlets, masses | brecciated, porous, oscillatory-zoned, inclusion-rich, subhedral to euhedral |  |  |  | chalcopyrite, galena, tetrahedrite, pyrrhotite, bornite, magnetite, hematite, quartz, muscovite, barite, chlorite, carbonate, rutile, apatite |  | LA-ICPMS, MC-ICPMS | ASI RESOLution-LR-S155 laser microprobe equipped with a GeoLas Pro 193 nm Ar F excimer laser | State Key Laboratory of Ore Deposit Geochemistry, Institute of Geochemistry, Chinese Academy of Sciences (IGCAS), Guiyang | Line scans were used for trace element analyzed signals, time-drift correction, and quantitative calibration for trace element analysis were performed using the Excel-based software ICPMSData Cal (Liu et al., 2008). Concentration and detection limit calculations were conducted using the protocol of Longerich et al. (1996). | [148 empty] | 2023 | Sun, B., Lv, X., Wang, S., Ulrich, T., Dai, Z., Ruan, B. (2023). Evolution of an ancient VMS ore-forming system recorded by pyrite and sphalerite mineral texture, trace elements, and sulfur isotope: A case study from the Huangtupo Cu-Zn (-Au) deposit, Eastern Tianshan, NW China. Ore Geology Reviews, 158, 105475. |  | CHN | Xinjiang
| Huangtupo Cu-Zn (-Au) deposit |  | Seafloor hydrothermal | Volcanic-hosted massive sulfide (VMS) | VMS Cu-Zn | Cu, Zn | Au | Cu, Zn, Au | Sun et al., 2023 |  | Py3(n=21) | Py3(n=21)-1 | drill core |  |  |  |  | ore material | drill core | drill core | mineral separate | [5 empty] | mineralisation |  |  |  | pyrite, sphalerite | preore stage (SI), early ore stage (SII), main ore stage-1 (SIII-1), main ore stage-2 (SIII-2), late ore stage (SIV) | disseminations, veinlets, masses | brecciated, porous, oscillatory-zoned, inclusion-rich, subhedral to euhedral |  |  |  | chalcopyrite, galena, tetrahedrite, pyrrhotite, bornite, magnetite, hematite, quartz, muscovite, barite, chlorite, carbonate, rutile, apatite |  | LA-ICPMS, MC-ICPMS | ASI RESOLution-LR-S155 laser microprobe equipped with a GeoLas Pro 193 nm Ar F excimer laser | State Key Laboratory of Ore Deposit Geochemistry, Institute of Geochemistry, Chinese Academy of Sciences (IGCAS), Guiyang | Line scans were used for trace element analyzed signals, time-drift correction, and quantitative calibration for trace element analysis were performed using the Excel-based software ICPMSData Cal (Liu et al., 2008). Concentration and detection limit calculations were conducted using the protocol of Longerich et al. (1996). | [148 empty] | 2023 | Sun, B., Lv, X., Wang, S., Ulrich, T., Dai, Z., Ruan, B. (2023). Evolution of an ancient VMS ore-forming system recorded by pyrite and sphalerite mineral texture, trace elements, and sulfur isotope: A case study from the Huangtupo Cu-Zn (-Au) deposit, Eastern Tianshan, NW China. Ore Geology Reviews, 158, 105475. |  | CHN | Xinjiang
| Huangtupo Cu-Zn (-Au) deposit |  | Seafloor hydrothermal | Volcanic-hosted massive sulfide (VMS) | VMS Cu-Zn | Cu, Zn | Au | Cu, Zn, Au | Sun et al., 2023 |  | Py4a(n=18) | Py4a(n=18)-1 | drill core |  |  |  |  | ore material | drill core | drill core | mineral separate | [5 empty] | mineralisation |  |  |  | pyrite, sphalerite | preore stage (SI), early ore stage (SII), main ore stage-1 (SIII-1), main ore stage-2 (SIII-2), late ore stage (SIV) | disseminations, veinlets, masses | brecciated, porous, oscillatory-zoned, inclusion-rich, subhedral to euhedral |  |  |  | chalcopyrite, galena, tetrahedrite, pyrrhotite, bornite, magnetite, hematite, quartz, muscovite, barite, chlorite, carbonate, rutile, apatite |  | LA-ICPMS, MC-ICPMS | ASI RESOLution-LR-S155 laser microprobe equipped with a GeoLas Pro 193 nm Ar F excimer laser | State Key Laboratory of Ore Deposit Geochemistry, Institute of Geochemistry, Chinese Academy of Sciences (IGCAS), Guiyang | Line scans were used for trace element analyzed signals, time-drift correction, and quantitative calibration for trace element analysis were performed using the Excel-based software ICPMSData Cal (Liu et al., 2008). Concentration and detection limit calculations were conducted using the protocol of Longerich et al. (1996). | [148 empty] | 2023 | Sun, B., Lv, X., Wang, S., Ulrich, T., Dai, Z., Ruan, B. (2023). Evolution of an ancient VMS ore-forming system recorded by pyrite and sphalerite mineral texture, trace elements, and sulfur isotope: A case study from the Huangtupo Cu-Zn (-Au) deposit, Eastern Tianshan, NW China. Ore Geology Reviews, 158, 105475. |  | CHN | Xinjiang
| Huangtupo Cu-Zn (-Au) deposit |  | Seafloor hydrothermal | Volcanic-hosted massive sulfide (VMS) | VMS Cu-Zn | Cu, Zn | Au | Cu, Zn, Au | Sun et al., 2023 |  | Py4b(n=15) | Py4b(n=15)-1 | drill core |  |  |  |  | ore material | drill core | drill core | mineral separate | [5 empty] | mineralisation |  |  |  | pyrite, sphalerite | preore stage (SI), early ore stage (SII), main ore stage-1 (SIII-1), main ore stage-2 (SIII-2), late ore stage (SIV) | disseminations, veinlets, masses | brecciated, porous, oscillatory-zoned, inclusion-rich, subhedral to euhedral |  |  |  | chalcopyrite, galena, tetrahedrite, pyrrhotite, bornite, magnetite, hematite, quartz, muscovite, barite, chlorite, carbonate, rutile, apatite |  | LA-ICPMS, MC-ICPMS | ASI RESOLution-LR-S155 laser microprobe equipped with a GeoLas Pro 193 nm Ar F excimer laser | State Key Laboratory of Ore Deposit Geochemistry, Institute of Geochemistry, Chinese Academy of Sciences (IGCAS), Guiyang | Line scans were used for trace element analyzed signals, time-drift correction, and quantitative calibration for trace element analysis were performed using the Excel-based software ICPMSData Cal (Liu et al., 2008). Concentration and detection limit calculations were conducted using the protocol of Longerich et al. (1996). | [148 empty] | 2023 | Sun, B., Lv, X., Wang, S., Ulrich, T., Dai, Z., Ruan, B. (2023). Evolution of an ancient VMS ore-forming system recorded by pyrite and sphalerite mineral texture, trace elements, and sulfur isotope: A case study from the Huangtupo Cu-Zn (-Au) deposit, Eastern Tianshan, NW China. Ore Geology Reviews, 158, 105475. |  | CHN | Xinjiang
| Huangtupo Cu-Zn (-Au) deposit |  | Seafloor hydrothermal | Volcanic-hosted massive sulfide (VMS) | VMS Cu-Zn | Cu, Zn | Au | Cu, Zn, Au | Sun et al., 2023 |  | Py4c(n=23) | Py4c(n=23)-1 | drill core |  |  |  |  | ore material | drill core | drill core | mineral separate | [5 empty] | mineralisation |  |  |  | pyrite, sphalerite | preore stage (SI), early ore stage (SII), main ore stage-1 (SIII-1), main ore stage-2 (SIII-2), late ore stage (SIV) | disseminations, veinlets, masses | brecciated, porous, oscillatory-zoned, inclusion-rich, subhedral to euhedral |  |  |  | chalcopyrite, galena, tetrahedrite, pyrrhotite, bornite, magnetite, hematite, quartz, muscovite, barite, chlorite, carbonate, rutile, apatite |  | LA-ICPMS, MC-ICPMS | ASI RESOLution-LR-S155 laser microprobe equipped with a GeoLas Pro 193 nm Ar F excimer laser | State Key Laboratory of Ore Deposit Geochemistry, Institute of Geochemistry, Chinese Academy of Sciences (IGCAS), Guiyang | Line scans were used for trace element analyzed signals, time-drift correction, and quantitative calibration for trace element analysis were performed using the Excel-based software ICPMSData Cal (Liu et al., 2008). Concentration and detection limit calculations were conducted using the protocol of Longerich et al. (1996). | [148 empty] | 2023 | Sun, B., Lv, X., Wang, S., Ulrich, T., Dai, Z., Ruan, B. (2023). Evolution of an ancient VMS ore-forming system recorded by pyrite and sphalerite mineral texture, trace elements, and sulfur isotope: A case study from the Huangtupo Cu-Zn (-Au) deposit, Eastern Tianshan, NW China. Ore Geology Reviews, 158, 105475. |  | CHN | Xinjiang
| Huangtupo Cu-Zn (-Au) deposit |  | Seafloor hydrothermal | Volcanic-hosted massive sulfide (VMS) | VMS Cu-Zn | Cu, Zn | Au | Cu, Zn, Au | Sun et al., 2023 |  | Py5(n=26) | Py5(n=26)-1 | drill core |  |  |  |  | ore material | drill core | drill core | mineral separate | [5 empty] | mineralisation |  |  |  | pyrite, sphalerite | preore stage (SI), early ore stage (SII), main ore stage-1 (SIII-1), main ore stage-2 (SIII-2), late ore stage (SIV) | disseminations, veinlets, masses | brecciated, porous, oscillatory-zoned, inclusion-rich, subhedral to euhedral |  |  |  | chalcopyrite, galena, tetrahedrite, pyrrhotite, bornite, magnetite, hematite, quartz, muscovite, barite, chlorite, carbonate, rutile, apatite |  | LA-ICPMS, MC-ICPMS | ASI RESOLution-LR-S155 laser microprobe equipped with a GeoLas Pro 193 nm Ar F excimer laser | State Key Laboratory of Ore Deposit Geochemistry, Institute of Geochemistry, Chinese Academy of Sciences (IGCAS), Guiyang | Line scans were used for trace element analyzed signals, time-drift correction, and quantitative calibration for trace element analysis were performed using the Excel-based software ICPMSData Cal (Liu et al., 2008). Concentration and detection limit calculations were conducted using the protocol of Longerich et al. (1996). | [148 empty] | 2023 | Sun, B., Lv, X., Wang, S., Ulrich, T., Dai, Z., Ruan, B. (2023). Evolution of an ancient VMS ore-forming system recorded by pyrite and sphalerite mineral texture, trace elements, and sulfur isotope: A case study from the Huangtupo Cu-Zn (-Au) deposit, Eastern Tianshan, NW China. Ore Geology Reviews, 158, 105475. |  | CHN | Xinjiang
| Huangtupo Cu-Zn (-Au) deposit |  | Seafloor hydrothermal | Volcanic-hosted massive sulfide (VMS) | VMS Cu-Zn | Cu, Zn | Au | Cu, Zn, Au | Sun et al., 2023 |  | Sp1(n=21) | Sp1(n=21)-1 | drill core |  |  |  |  | ore material | drill core | drill core | mineral separate | [5 empty] | mineralisation |  |  |  | pyrite, sphalerite | preore stage (SI), early ore stage (SII), main ore stage-1 (SIII-1), main ore stage-2 (SIII-2), late ore stage (SIV) | disseminations, veinlets, masses | brecciated, porous, oscillatory-zoned, inclusion-rich, subhedral to euhedral |  |  |  | chalcopyrite, galena, tetrahedrite, pyrrhotite, bornite, magnetite, hematite, quartz, muscovite, barite, chlorite, carbonate, rutile, apatite |  | LA-ICPMS, MC-ICPMS | ASI RESOLution-LR-S155 laser microprobe equipped with a GeoLas Pro 193 nm Ar F excimer laser | State Key Laboratory of Ore Deposit Geochemistry, Institute of Geochemistry, Chinese Academy of Sciences (IGCAS), Guiyang | Line scans were used for trace element analyzed signals, time-drift correction, and quantitative calibration for trace element analysis were performed using the Excel-based software ICPMSData Cal (Liu et al., 2008). Concentration and detection limit calculations were conducted using the protocol of Longerich et al. (1996). | [148 empty] | 2023 | Sun, B., Lv, X., Wang, S., Ulrich, T., Dai, Z., Ruan, B. (2023). Evolution of an ancient VMS ore-forming system recorded by pyrite and sphalerite mineral texture, trace elements, and sulfur isotope: A case study from the Huangtupo Cu-Zn (-Au) deposit, Eastern Tianshan, NW China. Ore Geology Reviews, 158, 105475. |  | CHN | Xinjiang
| Huangtupo Cu-Zn (-Au) deposit |  | Seafloor hydrothermal | Volcanic-hosted massive sulfide (VMS) | VMS Cu-Zn | Cu, Zn | Au | Cu, Zn, Au | Sun et al., 2023 |  | Sp2(n=17) | Sp2(n=17)-1 | drill core |  |  |  |  | ore material | drill core | drill core | mineral separate | [5 empty] | mineralisation |  |  |  | pyrite, sphalerite | preore stage (SI), early ore stage (SII), main ore stage-1 (SIII-1), main ore stage-2 (SIII-2), late ore stage (SIV) | disseminations, veinlets, masses | brecciated, porous, oscillatory-zoned, inclusion-rich, subhedral to euhedral |  |  |  | chalcopyrite, galena, tetrahedrite, pyrrhotite, bornite, magnetite, hematite, quartz, muscovite, barite, chlorite, carbonate, rutile, apatite |  | LA-ICPMS, MC-ICPMS | ASI RESOLution-LR-S155 laser microprobe equipped with a GeoLas Pro 193 nm Ar F excimer laser | State Key Laboratory of Ore Deposit Geochemistry, Institute of Geochemistry, Chinese Academy of Sciences (IGCAS), Guiyang | Line scans were used for trace element analyzed signals, time-drift correction, and quantitative calibration for trace element analysis were performed using the Excel-based software ICPMSData Cal (Liu et al., 2008). Concentration and detection limit calculations were conducted using the protocol of Longerich et al. (1996). | [148 empty] | 2023 | Sun, B., Lv, X., Wang, S., Ulrich, T., Dai, Z., Ruan, B. (2023). Evolution of an ancient VMS ore-forming system recorded by pyrite and sphalerite mineral texture, trace elements, and sulfur isotope: A case study from the Huangtupo Cu-Zn (-Au) deposit, Eastern Tianshan, NW China. Ore Geology Reviews, 158, 105475. |  | CHN | Xinjiang
| Huangtupo Cu-Zn (-Au) deposit |  | Seafloor hydrothermal | Volcanic-hosted massive sulfide (VMS) | VMS Cu-Zn | Cu, Zn | Au | Cu, Zn, Au | Sun et al., 2023 |  | Sp3(n=49) | Sp3(n=49)-1 | drill core |  |  |  |  | ore material | drill core | drill core | mineral separate | [5 empty] | mineralisation |  |  |  | pyrite, sphalerite | preore stage (SI), early ore stage (SII), main ore stage-1 (SIII-1), main ore stage-2 (SIII-2), late ore stage (SIV) | disseminations, veinlets, masses | brecciated, porous, oscillatory-zoned, inclusion-rich, subhedral to euhedral |  |  |  | chalcopyrite, galena, tetrahedrite, pyrrhotite, bornite, magnetite, hematite, quartz, muscovite, barite, chlorite, carbonate, rutile, apatite |  | LA-ICPMS, MC-ICPMS | ASI RESOLution-LR-S155 laser microprobe equipped with a GeoLas Pro 193 nm Ar F excimer laser | State Key Laboratory of Ore Deposit Geochemistry, Institute of Geochemistry, Chinese Academy of Sciences (IGCAS), Guiyang | Line scans were used for trace element analyzed signals, time-drift correction, and quantitative calibration for trace element analysis were performed using the Excel-based software ICPMSData Cal (Liu et al., 2008). Concentration and detection limit calculations were conducted using the protocol of Longerich et al. (1996). | [148 empty] | 2023 | Sun, B., Lv, X., Wang, S., Ulrich, T., Dai, Z., Ruan, B. (2023). Evolution of an ancient VMS ore-forming system recorded by pyrite and sphalerite mineral texture, trace elements, and sulfur isotope: A case study from the Huangtupo Cu-Zn (-Au) deposit, Eastern Tianshan, NW China. Ore Geology Reviews, 158, 105475. |  | CHN | Xinjiang
| Huangtupo Cu-Zn (-Au) deposit |  | Seafloor hydrothermal | Volcanic-hosted massive sulfide (VMS) | VMS Cu-Zn | Cu, Zn | Au | Cu, Zn, Au | Sun et al., 2023 |  | YK94-17-1 | YK94-17-1 | drill core |  |  |  |  | ore material | drill core | drill core | mineral separate | [5 empty] | mineralisation |  |  |  | pyrite, sphalerite | preore stage (SI), early ore stage (SII), main ore stage-1 (SIII-1), main ore stage-2 (SIII-2), late ore stage (SIV) | disseminations, veinlets, masses | brecciated, porous, oscillatory-zoned, inclusion-rich, subhedral to euhedral |  |  |  | chalcopyrite, galena, tetrahedrite, pyrrhotite, bornite, magnetite, hematite, quartz, muscovite, barite, chlorite, carbonate, rutile, apatite |  | LA-ICPMS, MC-ICPMS | ASI RESOLution-LR-S155 laser microprobe equipped with a GeoLas Pro 193 nm Ar F excimer laser | State Key Laboratory of Ore Deposit Geochemistry, Institute of Geochemistry, Chinese Academy of Sciences (IGCAS), Guiyang | Line scans were used for trace element analyzed signals, time-drift correction, and quantitative calibration for trace element analysis were performed using the Excel-based software ICPMSData Cal (Liu et al., 2008). Concentration and detection limit calculations were conducted using the protocol of Longerich et al. (1996). |  | 3.8699 |  |  |  | 1984.9315 |  | 0.91113 |  |  |  | 1.7156 |  |  |  | 17.88 | [5 empty] | 0.49278 | [5 empty] | 4586.5602 |  | 1.5632 |  |  |  | 1591.9736 | [37 empty] | 13.6237 |  | 0.48066 | [7 empty] | 6634.2346 | [5 empty] | 32.4873 | [17 empty] | 0.28655 |  |  |  | 409.0424 | [5 empty] | 0.032156 | [11 empty] | 10.2298 |  | 0.005325 | [5 empty] | 0.29787 |  | 0.21418 | [5 empty] | 30.0673 |  |  |  |  | 2023 | Sun, B., Lv, X., Wang, S., Ulrich, T., Dai, Z., Ruan, B. (2023). Evolution of an ancient VMS ore-forming system recorded by pyrite and sphalerite mineral texture, trace elements, and sulfur isotope: A case study from the Huangtupo Cu-Zn (-Au) deposit, Eastern Tianshan, NW China. Ore Geology Reviews, 158, 105475. |  | CHN | Xinjiang
| Huangtupo Cu-Zn (-Au) deposit |  | Seafloor hydrothermal | Volcanic-hosted massive sulfide (VMS) | VMS Cu-Zn | Cu, Zn | Au | Cu, Zn, Au | Sun et al., 2023 |  | YK94-17-2 | YK94-17-2 | drill core |  |  |  |  | ore material | drill core | drill core | mineral separate | [5 empty] | mineralisation |  |  |  | pyrite, sphalerite | preore stage (SI), early ore stage (SII), main ore stage-1 (SIII-1), main ore stage-2 (SIII-2), late ore stage (SIV) | disseminations, veinlets, masses | brecciated, porous, oscillatory-zoned, inclusion-rich, subhedral to euhedral |  |  |  | chalcopyrite, galena, tetrahedrite, pyrrhotite, bornite, magnetite, hematite, quartz, muscovite, barite, chlorite, carbonate, rutile, apatite |  | LA-ICPMS, MC-ICPMS | ASI RESOLution-LR-S155 laser microprobe equipped with a GeoLas Pro 193 nm Ar F excimer laser | State Key Laboratory of Ore Deposit Geochemistry, Institute of Geochemistry, Chinese Academy of Sciences (IGCAS), Guiyang | Line scans were used for trace element analyzed signals, time-drift correction, and quantitative calibration for trace element analysis were performed using the Excel-based software ICPMSData Cal (Liu et al., 2008). Concentration and detection limit calculations were conducted using the protocol of Longerich et al. (1996). |  | 0 |  |  |  | 1331.6205 |  | 0.15652 |  |  |  | 0.66519 |  |  |  | 0.74532 | [5 empty] | 0.11052 | [5 empty] | 3331.0125 |  | 0.6215 |  |  |  | 49.0818 | [37 empty] | 2.1577 |  | 0 | [7 empty] | 9340.9812 | [5 empty] | 0.42246 | [17 empty] | 0.029786 |  |  |  | 590.9238 | [5 empty] | 1.0101 | [11 empty] | 10.844 |  | 0.028439 | [5 empty] | 0.21858 |  | 1.2484 | [5 empty] | 5.1239 |  |  |  |  | 2023 | Sun, B., Lv, X., Wang, S., Ulrich, T., Dai, Z., Ruan, B. (2023). Evolution of an ancient VMS ore-forming system recorded by pyrite and sphalerite mineral texture, trace elements, and sulfur isotope: A case study from the Huangtupo Cu-Zn (-Au) deposit, Eastern Tianshan, NW China. Ore Geology Reviews, 158, 105475. |  | CHN | Xinjiang
| Huangtupo Cu-Zn (-Au) deposit |  | Seafloor hydrothermal | Volcanic-hosted massive sulfide (VMS) | VMS Cu-Zn | Cu, Zn | Au | Cu, Zn, Au | Sun et al., 2023 |  | YK94-17-3 | YK94-17-3 | drill core |  |  |  |  | ore material | drill core | drill core | mineral separate | [5 empty] | mineralisation |  |  |  | pyrite, sphalerite | preore stage (SI), early ore stage (SII), main ore stage-1 (SIII-1), main ore stage-2 (SIII-2), late ore stage (SIV) | disseminations, veinlets, masses | brecciated, porous, oscillatory-zoned, inclusion-rich, subhedral to euhedral |  |  |  | chalcopyrite, galena, tetrahedrite, pyrrhotite, bornite, magnetite, hematite, quartz, muscovite, barite, chlorite, carbonate, rutile, apatite |  | LA-ICPMS, MC-ICPMS | ASI RESOLution-LR-S155 laser microprobe equipped with a GeoLas Pro 193 nm Ar F excimer laser | State Key Laboratory of Ore Deposit Geochemistry, Institute of Geochemistry, Chinese Academy of Sciences (IGCAS), Guiyang | Line scans were used for trace element analyzed signals, time-drift correction, and quantitative calibration for trace element analysis were performed using the Excel-based software ICPMSData Cal (Liu et al., 2008). Concentration and detection limit calculations were conducted using the protocol of Longerich et al. (1996). |  | 1.7807 |  |  |  | 5500.8789 |  | 0.36688 |  |  |  | 0.77242 |  |  |  | 12.7048 | [5 empty] | 0.091941 | [5 empty] | 2451.3906 |  | 0.21304 |  |  |  | 61.4546 | [37 empty] | 2.2242 |  | 0.016811 | [7 empty] | 18655.7099 | [5 empty] | 40.125 | [17 empty] | 1.3043 |  |  |  | 455.1444 | [5 empty] | 0.2821 | [11 empty] | 6.7815 |  | 0.013042 | [5 empty] | 0.085313 |  | 0.062328 | [5 empty] | 8.24 |  |  |  |  | 2023 | Sun, B., Lv, X., Wang, S., Ulrich, T., Dai, Z., Ruan, B. (2023). Evolution of an ancient VMS ore-forming system recorded by pyrite and sphalerite mineral texture, trace elements, and sulfur isotope: A case study from the Huangtupo Cu-Zn (-Au) deposit, Eastern Tianshan, NW China. Ore Geology Reviews, 158, 105475. |  | CHN | Xinjiang
| Huangtupo Cu-Zn (-Au) deposit |  | Seafloor hydrothermal | Volcanic-hosted massive sulfide (VMS) | VMS Cu-Zn | Cu, Zn | Au | Cu, Zn, Au | Sun et al., 2023 |  | YK94-17-4 | YK94-17-4 | drill core |  |  |  |  | ore material | drill core | drill core | mineral separate | [5 empty] | mineralisation |  |  |  | pyrite, sphalerite | preore stage (SI), early ore stage (SII), main ore stage-1 (SIII-1), main ore stage-2 (SIII-2), late ore stage (SIV) | disseminations, veinlets, masses | brecciated, porous, oscillatory-zoned, inclusion-rich, subhedral to euhedral |  |  |  | chalcopyrite, galena, tetrahedrite, pyrrhotite, bornite, magnetite, hematite, quartz, muscovite, barite, chlorite, carbonate, rutile, apatite |  | LA-ICPMS, MC-ICPMS | ASI RESOLution-LR-S155 laser microprobe equipped with a GeoLas Pro 193 nm Ar F excimer laser | State Key Laboratory of Ore Deposit Geochemistry, Institute of Geochemistry, Chinese Academy of Sciences (IGCAS), Guiyang | Line scans were used for trace element analyzed signals, time-drift correction, and quantitative calibration for trace element analysis were performed using the Excel-based software ICPMSData Cal (Liu et al., 2008). Concentration and detection limit calculations were conducted using the protocol of Longerich et al. (1996). |  | 1.2765 |  |  |  | 2575.6444 |  | 0.51456 |  |  |  | 0.71221 |  |  |  | 3.2808 | [5 empty] | 0 | [5 empty] | 4117.3924 |  | 0 |  |  |  | 23.9665 | [37 empty] | 14.54 |  | 0.35149 | [7 empty] | 28.2631 | [5 empty] | 149.9109 | [17 empty] | 10.651 |  |  |  | 183.9715 | [5 empty] | 0 | [11 empty] | 501.0473 |  | 0.054308 | [5 empty] | 1.5951 |  | 0.9463 | [5 empty] | 342.9977 |  |  |  |  | 2023 | Sun, B., Lv, X., Wang, S., Ulrich, T., Dai, Z., Ruan, B. (2023). Evolution of an ancient VMS ore-forming system recorded by pyrite and sphalerite mineral texture, trace elements, and sulfur isotope: A case study from the Huangtupo Cu-Zn (-Au) deposit, Eastern Tianshan, NW China. Ore Geology Reviews, 158, 105475. |  | CHN | Xinjiang
| Huangtupo Cu-Zn (-Au) deposit |  | Seafloor hydrothermal | Volcanic-hosted massive sulfide (VMS) | VMS Cu-Zn | Cu, Zn | Au | Cu, Zn, Au | Sun et al., 2023 |  | YK91-16-1 | YK91-16-1 | drill core |  |  |  |  | ore material | drill core | drill core | mineral separate | [5 empty] | mineralisation |  |  |  | pyrite, sphalerite | preore stage (SI), early ore stage (SII), main ore stage-1 (SIII-1), main ore stage-2 (SIII-2), late ore stage (SIV) | disseminations, veinlets, masses | brecciated, porous, oscillatory-zoned, inclusion-rich, subhedral to euhedral |  |  |  | chalcopyrite, galena, tetrahedrite, pyrrhotite, bornite, magnetite, hematite, quartz, muscovite, barite, chlorite, carbonate, rutile, apatite |  | LA-ICPMS, MC-ICPMS | ASI RESOLution-LR-S155 laser microprobe equipped with a GeoLas Pro 193 nm Ar F excimer laser | State Key Laboratory of Ore Deposit Geochemistry, Institute of Geochemistry, Chinese Academy of Sciences (IGCAS), Guiyang | Line scans were used for trace element analyzed signals, time-drift correction, and quantitative calibration for trace element analysis were performed using the Excel-based software ICPMSData Cal (Liu et al., 2008). Concentration and detection limit calculations were conducted using the protocol of Longerich et al. (1996). |  | 15.4992 |  |  |  | 17172.0833 |  | 7.0975 |  |  |  | 35.0018 |  |  |  | 14.4653 | [5 empty] | 0.80457 | [5 empty] | 3138.4185 |  | 3.115 |  |  |  | 216.0484 | [9 empty] | 14762.6458 |  | 122.3156 |  |  |  | 7.2159 | [7 empty] | 2.8857 | [13 empty] | 18.0823 |  | 4.1906 | [7 empty] | 634.2462 | [5 empty] | 2421.8172 | [17 empty] | 0 |  |  |  | 227.722 | [5 empty] | 3.5733 | [11 empty] | 875.5033 |  | 0.79718 | [5 empty] | 11.4614 |  | 0.44773 | [5 empty] | 128.4977 |  |  |  |  | 2023 | Sun, B., Lv, X., Wang, S., Ulrich, T., Dai, Z., Ruan, B. (2023). Evolution of an ancient VMS ore-forming system recorded by pyrite and sphalerite mineral texture, trace elements, and sulfur isotope: A case study from the Huangtupo Cu-Zn (-Au) deposit, Eastern Tianshan, NW China. Ore Geology Reviews, 158, 105475. |  | CHN | Xinjiang
| Huangtupo Cu-Zn (-Au) deposit |  | Seafloor hydrothermal | Volcanic-hosted massive sulfide (VMS) | VMS Cu-Zn | Cu, Zn | Au | Cu, Zn, Au | Sun et al., 2023 |  | YK91-16-2 | YK91-16-2 | drill core |  |  |  |  | ore material | drill core | drill core | mineral separate | [5 empty] | mineralisation |  |  |  | pyrite, sphalerite | preore stage (SI), early ore stage (SII), main ore stage-1 (SIII-1), main ore stage-2 (SIII-2), late ore stage (SIV) | disseminations, veinlets, masses | brecciated, porous, oscillatory-zoned, inclusion-rich, subhedral to euhedral |  |  |  | chalcopyrite, galena, tetrahedrite, pyrrhotite, bornite, magnetite, hematite, quartz, muscovite, barite, chlorite, carbonate, rutile, apatite |  | LA-ICPMS, MC-ICPMS | ASI RESOLution-LR-S155 laser microprobe equipped with a GeoLas Pro 193 nm Ar F excimer laser | State Key Laboratory of Ore Deposit Geochemistry, Institute of Geochemistry, Chinese Academy of Sciences (IGCAS), Guiyang | Line scans were used for trace element analyzed signals, time-drift correction, and quantitative calibration for trace element analysis were performed using the Excel-based software ICPMSData Cal (Liu et al., 2008). Concentration and detection limit calculations were conducted using the protocol of Longerich et al. (1996). |  | 5.2749 |  |  |  | 11815.6737 |  | 4.5752 |  |  |  | 9.0153 |  |  |  | 46.0691 | [5 empty] | 0 | [5 empty] | 710.6437 |  | 8.6407 |  |  |  | 459.0201 | [9 empty] | 10424.6174 |  | 2.4314 |  |  |  | 14.381 | [7 empty] | 0.022641 | [13 empty] | 86.8825 |  | 0.093803 | [7 empty] | 47.9126 | [5 empty] | 2329.1317 | [17 empty] | 0 |  |  |  | 372.0862 | [5 empty] | 2.2756 | [11 empty] | 3159.287 |  | 1.3939 | [5 empty] | 36.17 |  | 1.0361 | [5 empty] | 169.5306 |  |  |  |  | 2023 | Sun, B., Lv, X., Wang, S., Ulrich, T., Dai, Z., Ruan, B. (2023). Evolution of an ancient VMS ore-forming system recorded by pyrite and sphalerite mineral texture, trace elements, and sulfur isotope: A case study from the Huangtupo Cu-Zn (-Au) deposit, Eastern Tianshan, NW China. Ore Geology Reviews, 158, 105475. |  | CHN | Xinjiang
| Huangtupo Cu-Zn (-Au) deposit |  | Seafloor hydrothermal | Volcanic-hosted massive sulfide (VMS) | VMS Cu-Zn | Cu, Zn | Au | Cu, Zn, Au | Sun et al., 2023 |  | YK91-17-1 | YK91-17-1 | drill core |  |  |  |  | ore material | drill core | drill core | mineral separate | [5 empty] | mineralisation |  |  |  | pyrite, sphalerite | preore stage (SI), early ore stage (SII), main ore stage-1 (SIII-1), main ore stage-2 (SIII-2), late ore stage (SIV) | disseminations, veinlets, masses | brecciated, porous, oscillatory-zoned, inclusion-rich, subhedral to euhedral |  |  |  | chalcopyrite, galena, tetrahedrite, pyrrhotite, bornite, magnetite, hematite, quartz, muscovite, barite, chlorite, carbonate, rutile, apatite |  | LA-ICPMS, MC-ICPMS | ASI RESOLution-LR-S155 laser microprobe equipped with a GeoLas Pro 193 nm Ar F excimer laser | State Key Laboratory of Ore Deposit Geochemistry, Institute of Geochemistry, Chinese Academy of Sciences (IGCAS), Guiyang | Line scans were used for trace element analyzed signals, time-drift correction, and quantitative calibration for trace element analysis were performed using the Excel-based software ICPMSData Cal (Liu et al., 2008). Concentration and detection limit calculations were conducted using the protocol of Longerich et al. (1996). |  | 8.4933 |  |  |  | 14685.8647 |  | 3.654 |  |  |  | 11.7058 |  |  |  | 14.7118 | [5 empty] | 1.6612 | [5 empty] | 2833.5953 |  | 2.5945 |  |  |  | 231.4786 | [37 empty] | 73.5649 |  | 0.58949 | [7 empty] | 21.552 | [5 empty] | 3449.868 | [17 empty] | 0 |  |  |  | 659.5553 | [5 empty] | 9.1276 | [11 empty] | 689.7456 |  | 2.1462 | [5 empty] | 21.0003 |  | 2.1015 | [5 empty] | 264.5117 |  |  |  |  | 2023 | Sun, B., Lv, X., Wang, S., Ulrich, T., Dai, Z., Ruan, B. (2023). Evolution of an ancient VMS ore-forming system recorded by pyrite and sphalerite mineral texture, trace elements, and sulfur isotope: A case study from the Huangtupo Cu-Zn (-Au) deposit, Eastern Tianshan, NW China. Ore Geology Reviews, 158, 105475. |  | CHN | Xinjiang
| Huangtupo Cu-Zn (-Au) deposit |  | Seafloor hydrothermal | Volcanic-hosted massive sulfide (VMS) | VMS Cu-Zn | Cu, Zn | Au | Cu, Zn, Au | Sun et al., 2023 |  | YK91-17-2 | YK91-17-2 | drill core |  |  |  |  | ore material | drill core | drill core | mineral separate | [5 empty] | mineralisation |  |  |  | pyrite, sphalerite | preore stage (SI), early ore stage (SII), main ore stage-1 (SIII-1), main ore stage-2 (SIII-2), late ore stage (SIV) | disseminations, veinlets, masses | brecciated, porous, oscillatory-zoned, inclusion-rich, subhedral to euhedral |  |  |  | chalcopyrite, galena, tetrahedrite, pyrrhotite, bornite, magnetite, hematite, quartz, muscovite, barite, chlorite, carbonate, rutile, apatite |  | LA-ICPMS, MC-ICPMS | ASI RESOLution-LR-S155 laser microprobe equipped with a GeoLas Pro 193 nm Ar F excimer laser | State Key Laboratory of Ore Deposit Geochemistry, Institute of Geochemistry, Chinese Academy of Sciences (IGCAS), Guiyang | Line scans were used for trace element analyzed signals, time-drift correction, and quantitative calibration for trace element analysis were performed using the Excel-based software ICPMSData Cal (Liu et al., 2008). Concentration and detection limit calculations were conducted using the protocol of Longerich et al. (1996). |  | 14.7486 |  |  |  | 14144.9733 |  | 4.6911 |  |  |  | 160.5311 |  |  |  | 45.4013 | [5 empty] | 0.36214 | [5 empty] | 1050.1416 |  | 17.8881 |  |  |  | 594.2076 | [37 empty] | 84.6496 |  | 0.86581 | [7 empty] | 19.7753 | [5 empty] | 3856.9064 | [17 empty] | 0 |  |  |  | 481.1634 | [5 empty] | 5.7924 | [11 empty] | 829.4625 |  | 0.81897 | [5 empty] | 37.6482 |  | 7.9761 | [5 empty] | 5.4504 |  |  |  |  | 2023 | Sun, B., Lv, X., Wang, S., Ulrich, T., Dai, Z., Ruan, B. (2023). Evolution of an ancient VMS ore-forming system recorded by pyrite and sphalerite mineral texture, trace elements, and sulfur isotope: A case study from the Huangtupo Cu-Zn (-Au) deposit, Eastern Tianshan, NW China. Ore Geology Reviews, 158, 105475. |  | CHN | Xinjiang
| Huangtupo Cu-Zn (-Au) deposit |  | Seafloor hydrothermal | Volcanic-hosted massive sulfide (VMS) | VMS Cu-Zn | Cu, Zn | Au | Cu, Zn, Au | Sun et al., 2023 |  | YK91-17-3 | YK91-17-3 | drill core |  |  |  |  | ore material | drill core | drill core | mineral separate | [5 empty] | mineralisation |  |  |  | pyrite, sphalerite | preore stage (SI), early ore stage (SII), main ore stage-1 (SIII-1), main ore stage-2 (SIII-2), late ore stage (SIV) | disseminations, veinlets, masses | brecciated, porous, oscillatory-zoned, inclusion-rich, subhedral to euhedral |  |  |  | chalcopyrite, galena, tetrahedrite, pyrrhotite, bornite, magnetite, hematite, quartz, muscovite, barite, chlorite, carbonate, rutile, apatite |  | LA-ICPMS, MC-ICPMS | ASI RESOLution-LR-S155 laser microprobe equipped with a GeoLas Pro 193 nm Ar F excimer laser | State Key Laboratory of Ore Deposit Geochemistry, Institute of Geochemistry, Chinese Academy of Sciences (IGCAS), Guiyang | Line scans were used for trace element analyzed signals, time-drift correction, and quantitative calibration for trace element analysis were performed using the Excel-based software ICPMSData Cal (Liu et al., 2008). Concentration and detection limit calculations were conducted using the protocol of Longerich et al. (1996). |  | 1.7231 |  |  |  | 1460.8789 |  | 0.46688 |  |  |  | 1.2724 |  |  |  | 14.7048 | [5 empty] | 0.39194 | [5 empty] | 655.3906 |  | 0.21304 |  |  |  | 241.5546 | [37 empty] | 2.6242 |  | 0.41681 | [7 empty] | 8957.7099 | [5 empty] | 42.1225 | [17 empty] | 3.3443 |  |  |  | 335.1444 | [5 empty] | 2.2821 | [11 empty] | 61.7215 |  | 0.31304 | [5 empty] | 1.2853 |  | 1.0623 | [5 empty] | 8.24 |  |  |  |  | 2023 | Sun, B., Lv, X., Wang, S., Ulrich, T., Dai, Z., Ruan, B. (2023). Evolution of an ancient VMS ore-forming system recorded by pyrite and sphalerite mineral texture, trace elements, and sulfur isotope: A case study from the Huangtupo Cu-Zn (-Au) deposit, Eastern Tianshan, NW China. Ore Geology Reviews, 158, 105475. |  | CHN | Xinjiang
| Huangtupo Cu-Zn (-Au) deposit |  | Seafloor hydrothermal | Volcanic-hosted massive sulfide (VMS) | VMS Cu-Zn | Cu, Zn | Au | Cu, Zn, Au | Sun et al., 2023 |  | YK91-17-4 | YK91-17-4 | drill core |  |  |  |  | ore material | drill core | drill core | mineral separate | [5 empty] | mineralisation |  |  |  | pyrite, sphalerite | preore stage (SI), early ore stage (SII), main ore stage-1 (SIII-1), main ore stage-2 (SIII-2), late ore stage (SIV) | disseminations, veinlets, masses | brecciated, porous, oscillatory-zoned, inclusion-rich, subhedral to euhedral |  |  |  | chalcopyrite, galena, tetrahedrite, pyrrhotite, bornite, magnetite, hematite, quartz, muscovite, barite, chlorite, carbonate, rutile, apatite |  | LA-ICPMS, MC-ICPMS | ASI RESOLution-LR-S155 laser microprobe equipped with a GeoLas Pro 193 nm Ar F excimer laser | State Key Laboratory of Ore Deposit Geochemistry, Institute of Geochemistry, Chinese Academy of Sciences (IGCAS), Guiyang | Line scans were used for trace element analyzed signals, time-drift correction, and quantitative calibration for trace element analysis were performed using the Excel-based software ICPMSData Cal (Liu et al., 2008). Concentration and detection limit calculations were conducted using the protocol of Longerich et al. (1996). |  | 1.2276 |  |  |  | 2475.4444 |  | 0.31456 |  |  |  | 3.1122 |  |  |  | 2.3808 | [5 empty] | 0 | [5 empty] | 3114.3924 |  | 2.1 |  |  |  | 243.3665 | [37 empty] | 13.54 |  | 3.3515 | [7 empty] | 448.2631 | [5 empty] | 129.9109 | [17 empty] | 14.651 |  |  |  | 153.9715 | [5 empty] | 0 | [11 empty] | 371.0473 |  | 0.054308 | [5 empty] | 2.3951 |  | 1.9463 | [5 empty] | 342.9977 |  |  |  |  | 2023 | Sun, B., Lv, X., Wang, S., Ulrich, T., Dai, Z., Ruan, B. (2023). Evolution of an ancient VMS ore-forming system recorded by pyrite and sphalerite mineral texture, trace elements, and sulfur isotope: A case study from the Huangtupo Cu-Zn (-Au) deposit, Eastern Tianshan, NW China. Ore Geology Reviews, 158, 105475. |  | CHN | Xinjiang
| Huangtupo Cu-Zn (-Au) deposit |  | Seafloor hydrothermal | Volcanic-hosted massive sulfide (VMS) | VMS Cu-Zn | Cu, Zn | Au | Cu, Zn, Au | Sun et al., 2023 |  | YK91-17-5 | YK91-17-5 | drill core |  |  |  |  | ore material | drill core | drill core | mineral separate | [5 empty] | mineralisation |  |  |  | pyrite, sphalerite | preore stage (SI), early ore stage (SII), main ore stage-1 (SIII-1), main ore stage-2 (SIII-2), late ore stage (SIV) | disseminations, veinlets, masses | brecciated, porous, oscillatory-zoned, inclusion-rich, subhedral to euhedral |  |  |  | chalcopyrite, galena, tetrahedrite, pyrrhotite, bornite, magnetite, hematite, quartz, muscovite, barite, chlorite, carbonate, rutile, apatite |  | LA-ICPMS, MC-ICPMS | ASI RESOLution-LR-S155 laser microprobe equipped with a GeoLas Pro 193 nm Ar F excimer laser | State Key Laboratory of Ore Deposit Geochemistry, Institute of Geochemistry, Chinese Academy of Sciences (IGCAS), Guiyang | Line scans were used for trace element analyzed signals, time-drift correction, and quantitative calibration for trace element analysis were performed using the Excel-based software ICPMSData Cal (Liu et al., 2008). Concentration and detection limit calculations were conducted using the protocol of Longerich et al. (1996). |  | 12.4992 |  |  |  | 9172.7833 |  | 2.0975 |  |  |  | 15.2018 |  |  |  | 13.4265 | [5 empty] | 0.30457 | [5 empty] | 3123.4985 |  | 18.115 |  |  |  | 234.0584 | [37 empty] | 58.0523 |  | 2.1906 | [7 empty] | 100.3402 | [5 empty] | 2241.8172 | [17 empty] | 47.722 |  |  |  | 0 | [5 empty] | 2.5433 | [11 empty] | 575.4033 |  | 0.39718 | [5 empty] | 14.4614 |  | 3.3477 | [5 empty] | 265.5017 |  |  |  |  | 2023 | Sun, B., Lv, X., Wang, S., Ulrich, T., Dai, Z., Ruan, B. (2023). Evolution of an ancient VMS ore-forming system recorded by pyrite and sphalerite mineral texture, trace elements, and sulfur isotope: A case study from the Huangtupo Cu-Zn (-Au) deposit, Eastern Tianshan, NW China. Ore Geology Reviews, 158, 105475. |  | CHN | Xinjiang
| Huangtupo Cu-Zn (-Au) deposit |  | Seafloor hydrothermal | Volcanic-hosted massive sulfide (VMS) | VMS Cu-Zn | Cu, Zn | Au | Cu, Zn, Au | Sun et al., 2023 |  | YK111-29-1 | YK111-29-1 | drill core |  |  |  |  | ore material | drill core | drill core | mineral separate | [5 empty] | mineralisation |  |  |  | pyrite, sphalerite | preore stage (SI), early ore stage (SII), main ore stage-1 (SIII-1), main ore stage-2 (SIII-2), late ore stage (SIV) | disseminations, veinlets, masses | brecciated, porous, oscillatory-zoned, inclusion-rich, subhedral to euhedral |  |  |  | chalcopyrite, galena, tetrahedrite, pyrrhotite, bornite, magnetite, hematite, quartz, muscovite, barite, chlorite, carbonate, rutile, apatite |  | LA-ICPMS, MC-ICPMS | ASI RESOLution-LR-S155 laser microprobe equipped with a GeoLas Pro 193 nm Ar F excimer laser | State Key Laboratory of Ore Deposit Geochemistry, Institute of Geochemistry, Chinese Academy of Sciences (IGCAS), Guiyang | Line scans were used for trace element analyzed signals, time-drift correction, and quantitative calibration for trace element analysis were performed using the Excel-based software ICPMSData Cal (Liu et al., 2008). Concentration and detection limit calculations were conducted using the protocol of Longerich et al. (1996). |  | 3.2749 |  |  |  | 4885.6837 |  | 3.5323 |  |  |  | 2.0153 |  |  |  | 36.0369 | [5 empty] | 0 | [5 empty] | 2710.6437 |  | 4.6407 |  |  |  | 553.3201 | [37 empty] | 36.8825 |  | 0.3938 | [7 empty] | 44.4126 | [5 empty] | 1329.1317 | [17 empty] | 52.0862 |  |  |  | 0 | [5 empty] | 3.2356 | [11 empty] | 1259.287 |  | 1.3939 | [5 empty] | 26.178 |  | 1.0361 | [5 empty] | 5.4504 |  |  |  |  | 2023 | Sun, B., Lv, X., Wang, S., Ulrich, T., Dai, Z., Ruan, B. (2023). Evolution of an ancient VMS ore-forming system recorded by pyrite and sphalerite mineral texture, trace elements, and sulfur isotope: A case study from the Huangtupo Cu-Zn (-Au) deposit, Eastern Tianshan, NW China. Ore Geology Reviews, 158, 105475. |  | CHN | Xinjiang
| Huangtupo Cu-Zn (-Au) deposit |  | Seafloor hydrothermal | Volcanic-hosted massive sulfide (VMS) | VMS Cu-Zn | Cu, Zn | Au | Cu, Zn, Au | Sun et al., 2023 |  | YK111-29-2 | YK111-29-2 | drill core |  |  |  |  | ore material | drill core | drill core | mineral separate | [5 empty] | mineralisation |  |  |  | pyrite, sphalerite | preore stage (SI), early ore stage (SII), main ore stage-1 (SIII-1), main ore stage-2 (SIII-2), late ore stage (SIV) | disseminations, veinlets, masses | brecciated, porous, oscillatory-zoned, inclusion-rich, subhedral to euhedral |  |  |  | chalcopyrite, galena, tetrahedrite, pyrrhotite, bornite, magnetite, hematite, quartz, muscovite, barite, chlorite, carbonate, rutile, apatite |  | LA-ICPMS, MC-ICPMS | ASI RESOLution-LR-S155 laser microprobe equipped with a GeoLas Pro 193 nm Ar F excimer laser | State Key Laboratory of Ore Deposit Geochemistry, Institute of Geochemistry, Chinese Academy of Sciences (IGCAS), Guiyang | Line scans were used for trace element analyzed signals, time-drift correction, and quantitative calibration for trace element analysis were performed using the Excel-based software ICPMSData Cal (Liu et al., 2008). Concentration and detection limit calculations were conducted using the protocol of Longerich et al. (1996). |  | 0 |  |  |  | 1434.6205 |  | 0.14652 |  |  |  | 2.6652 |  |  |  | 3.7335 | [5 empty] | 2.1105 | [5 empty] | 2301.0125 |  | 2.3215 |  |  |  | 44.4818 | [37 empty] | 4.1577 |  | 0 | [7 empty] | 3344.9812 | [5 empty] | 2.4222 | [17 empty] | 4.0498 |  |  |  | 690.4238 | [5 empty] | 1.2201 | [11 empty] | 145.824 |  | 0.028439 | [5 empty] | 2.3186 |  | 1.2484 | [5 empty] | 62.7752 |  |  |  |  | 2023 | Sun, B., Lv, X., Wang, S., Ulrich, T., Dai, Z., Ruan, B. (2023). Evolution of an ancient VMS ore-forming system recorded by pyrite and sphalerite mineral texture, trace elements, and sulfur isotope: A case study from the Huangtupo Cu-Zn (-Au) deposit, Eastern Tianshan, NW China. Ore Geology Reviews, 158, 105475. |  | CHN | Xinjiang
| Huangtupo Cu-Zn (-Au) deposit |  | Seafloor hydrothermal | Volcanic-hosted massive sulfide (VMS) | VMS Cu-Zn | Cu, Zn | Au | Cu, Zn, Au | Sun et al., 2023 |  | YK111-29-3 | YK111-29-3 | drill core |  |  |  |  | ore material | drill core | drill core | mineral separate | [5 empty] | mineralisation |  |  |  | pyrite, sphalerite | preore stage (SI), early ore stage (SII), main ore stage-1 (SIII-1), main ore stage-2 (SIII-2), late ore stage (SIV) | disseminations, veinlets, masses | brecciated, porous, oscillatory-zoned, inclusion-rich, subhedral to euhedral |  |  |  | chalcopyrite, galena, tetrahedrite, pyrrhotite, bornite, magnetite, hematite, quartz, muscovite, barite, chlorite, carbonate, rutile, apatite |  | LA-ICPMS, MC-ICPMS | ASI RESOLution-LR-S155 laser microprobe equipped with a GeoLas Pro 193 nm Ar F excimer laser | State Key Laboratory of Ore Deposit Geochemistry, Institute of Geochemistry, Chinese Academy of Sciences (IGCAS), Guiyang | Line scans were used for trace element analyzed signals, time-drift correction, and quantitative calibration for trace element analysis were performed using the Excel-based software ICPMSData Cal (Liu et al., 2008). Concentration and detection limit calculations were conducted using the protocol of Longerich et al. (1996). |  | 3.7807 |  |  |  | 2300.8389 |  | 0.56688 |  |  |  | 3.4724 |  |  |  | 13.7248 | [5 empty] | 0.29194 | [5 empty] | 3051.8906 |  | 1.213 |  |  |  | 31.4546 | [37 empty] | 7.2242 |  | 0.31681 | [7 empty] | 5655.7599 | [5 empty] | 45.1225 | [17 empty] | 14.3043 |  |  |  | 135.1444 | [5 empty] | 3.2821 | [11 empty] | 43.7862 |  | 0.11304 | [5 empty] | 3.0853 |  | 3.4623 | [5 empty] | 126.1065 |  |  |  |  | 2023 | Sun, B., Lv, X., Wang, S., Ulrich, T., Dai, Z., Ruan, B. (2023). Evolution of an ancient VMS ore-forming system recorded by pyrite and sphalerite mineral texture, trace elements, and sulfur isotope: A case study from the Huangtupo Cu-Zn (-Au) deposit, Eastern Tianshan, NW China. Ore Geology Reviews, 158, 105475. |  | CHN | Xinjiang
| Huangtupo Cu-Zn (-Au) deposit |  | Seafloor hydrothermal | Volcanic-hosted massive sulfide (VMS) | VMS Cu-Zn | Cu, Zn | Au | Cu, Zn, Au | Sun et al., 2023 |  | YK111-29-4 | YK111-29-4 | drill core |  |  |  |  | ore material | drill core | drill core | mineral separate | [5 empty] | mineralisation |  |  |  | pyrite, sphalerite | preore stage (SI), early ore stage (SII), main ore stage-1 (SIII-1), main ore stage-2 (SIII-2), late ore stage (SIV) | disseminations, veinlets, masses | brecciated, porous, oscillatory-zoned, inclusion-rich, subhedral to euhedral |  |  |  | chalcopyrite, galena, tetrahedrite, pyrrhotite, bornite, magnetite, hematite, quartz, muscovite, barite, chlorite, carbonate, rutile, apatite |  | LA-ICPMS, MC-ICPMS | ASI RESOLution-LR-S155 laser microprobe equipped with a GeoLas Pro 193 nm Ar F excimer laser | State Key Laboratory of Ore Deposit Geochemistry, Institute of Geochemistry, Chinese Academy of Sciences (IGCAS), Guiyang | Line scans were used for trace element analyzed signals, time-drift correction, and quantitative calibration for trace element analysis were performed using the Excel-based software ICPMSData Cal (Liu et al., 2008). Concentration and detection limit calculations were conducted using the protocol of Longerich et al. (1996). |  | 4.8743 |  |  |  | 18567.3624 |  | 4.7105 |  |  |  | 0 |  |  |  | 31.3644 | [5 empty] | 0 | [5 empty] | 459.3347 |  | 2.1595 |  |  |  | 238.7542 | [37 empty] | 8.1973 |  | 0.14802 | [7 empty] | 291.7979 | [5 empty] | 261.2378 | [17 empty] | 23.5558 |  |  |  | 1366.9849 | [5 empty] | 3.5992 | [11 empty] | 47.3925 |  | 0 | [5 empty] | 0.25048 |  | 0.10135 | [5 empty] | 37.1983 |  |  |  |  | 2023 | Sun, B., Lv, X., Wang, S., Ulrich, T., Dai, Z., Ruan, B. (2023). Evolution of an ancient VMS ore-forming system recorded by pyrite and sphalerite mineral texture, trace elements, and sulfur isotope: A case study from the Huangtupo Cu-Zn (-Au) deposit, Eastern Tianshan, NW China. Ore Geology Reviews, 158, 105475. |  | CHN | Xinjiang
| Huangtupo Cu-Zn (-Au) deposit |  | Seafloor hydrothermal | Volcanic-hosted massive sulfide (VMS) | VMS Cu-Zn | Cu, Zn | Au | Cu, Zn, Au | Sun et al., 2023 |  | YK111-29-5 | YK111-29-5 | drill core |  |  |  |  | ore material | drill core | drill core | mineral separate | [5 empty] | mineralisation |  |  |  | pyrite, sphalerite | preore stage (SI), early ore stage (SII), main ore stage-1 (SIII-1), main ore stage-2 (SIII-2), late ore stage (SIV) | disseminations, veinlets, masses | brecciated, porous, oscillatory-zoned, inclusion-rich, subhedral to euhedral |  |  |  | chalcopyrite, galena, tetrahedrite, pyrrhotite, bornite, magnetite, hematite, quartz, muscovite, barite, chlorite, carbonate, rutile, apatite |  | LA-ICPMS, MC-ICPMS | ASI RESOLution-LR-S155 laser microprobe equipped with a GeoLas Pro 193 nm Ar F excimer laser | State Key Laboratory of Ore Deposit Geochemistry, Institute of Geochemistry, Chinese Academy of Sciences (IGCAS), Guiyang | Line scans were used for trace element analyzed signals, time-drift correction, and quantitative calibration for trace element analysis were performed using the Excel-based software ICPMSData Cal (Liu et al., 2008). Concentration and detection limit calculations were conducted using the protocol of Longerich et al. (1996). |  | 1.1959 |  |  |  | 16023.4142 |  | 1.6434 |  |  |  | 0 |  |  |  | 0.8009 | [5 empty] | 0 | [5 empty] | 1088.5356 |  | 0 |  |  |  | 74.6231 | [37 empty] | 2.4964 |  | 0.50279 | [7 empty] | 67.9164 | [5 empty] | 18.2213 | [17 empty] | 2.3106 |  |  |  | 2046.0218 | [5 empty] | 0 | [11 empty] | 40.0313 |  | 0.057067 | [5 empty] | 0 |  | 0.054522 | [5 empty] | 50.5051 |  |  |  |  | 2023 | Sun, B., Lv, X., Wang, S., Ulrich, T., Dai, Z., Ruan, B. (2023). Evolution of an ancient VMS ore-forming system recorded by pyrite and sphalerite mineral texture, trace elements, and sulfur isotope: A case study from the Huangtupo Cu-Zn (-Au) deposit, Eastern Tianshan, NW China. Ore Geology Reviews, 158, 105475. |  | CHN | Xinjiang
| Huangtupo Cu-Zn (-Au) deposit |  | Seafloor hydrothermal | Volcanic-hosted massive sulfide (VMS) | VMS Cu-Zn | Cu, Zn | Au | Cu, Zn, Au | Sun et al., 2023 |  | YK111-29-6 | YK111-29-6 | drill core |  |  |  |  | ore material | drill core | drill core | mineral separate | [5 empty] | mineralisation |  |  |  | pyrite, sphalerite | preore stage (SI), early ore stage (SII), main ore stage-1 (SIII-1), main ore stage-2 (SIII-2), late ore stage (SIV) | disseminations, veinlets, masses | brecciated, porous, oscillatory-zoned, inclusion-rich, subhedral to euhedral |  |  |  | chalcopyrite, galena, tetrahedrite, pyrrhotite, bornite, magnetite, hematite, quartz, muscovite, barite, chlorite, carbonate, rutile, apatite |  | LA-ICPMS, MC-ICPMS | ASI RESOLution-LR-S155 laser microprobe equipped with a GeoLas Pro 193 nm Ar F excimer laser | State Key Laboratory of Ore Deposit Geochemistry, Institute of Geochemistry, Chinese Academy of Sciences (IGCAS), Guiyang | Line scans were used for trace element analyzed signals, time-drift correction, and quantitative calibration for trace element analysis were performed using the Excel-based software ICPMSData Cal (Liu et al., 2008). Concentration and detection limit calculations were conducted using the protocol of Longerich et al. (1996). |  | 40.3128 |  |  |  | 3689.2776 |  | 0.74215 |  |  |  | 1.7062 |  |  |  | 0.062495 | [5 empty] | 0 | [5 empty] | 110.5804 |  | 4.5989 |  |  |  | 1777.2597 | [37 empty] | 19.8968 |  | 1.7946 | [7 empty] | 35.6028 | [5 empty] | 405.4142 | [17 empty] | 28.9134 |  |  |  | 765.9542 | [5 empty] | 4.7389 | [11 empty] | 47.5334 |  | 0.33345 | [5 empty] | 8.4844 |  | 0 | [5 empty] | 172.9796 |  |  |  |  | 2023 | Sun, B., Lv, X., Wang, S., Ulrich, T., Dai, Z., Ruan, B. (2023). Evolution of an ancient VMS ore-forming system recorded by pyrite and sphalerite mineral texture, trace elements, and sulfur isotope: A case study from the Huangtupo Cu-Zn (-Au) deposit, Eastern Tianshan, NW China. Ore Geology Reviews, 158, 105475. |  | CHN | Xinjiang
| Huangtupo Cu-Zn (-Au) deposit |  | Seafloor hydrothermal | Volcanic-hosted massive sulfide (VMS) | VMS Cu-Zn | Cu, Zn | Au | Cu, Zn, Au | Sun et al., 2023 |  | YK111-30-1 | YK111-30-1 | drill core |  |  |  |  | ore material | drill core | drill core | mineral separate | [5 empty] | mineralisation |  |  |  | pyrite, sphalerite | preore stage (SI), early ore stage (SII), main ore stage-1 (SIII-1), main ore stage-2 (SIII-2), late ore stage (SIV) | disseminations, veinlets, masses | brecciated, porous, oscillatory-zoned, inclusion-rich, subhedral to euhedral |  |  |  | chalcopyrite, galena, tetrahedrite, pyrrhotite, bornite, magnetite, hematite, quartz, muscovite, barite, chlorite, carbonate, rutile, apatite |  | LA-ICPMS, MC-ICPMS | ASI RESOLution-LR-S155 laser microprobe equipped with a GeoLas Pro 193 nm Ar F excimer laser | State Key Laboratory of Ore Deposit Geochemistry, Institute of Geochemistry, Chinese Academy of Sciences (IGCAS), Guiyang | Line scans were used for trace element analyzed signals, time-drift correction, and quantitative calibration for trace element analysis were performed using the Excel-based software ICPMSData Cal (Liu et al., 2008). Concentration and detection limit calculations were conducted using the protocol of Longerich et al. (1996). |  | 4.0192 |  |  |  | 33237.2729 |  | 2.4499 |  |  |  | 1.1857 |  |  |  | 20.4842 | [5 empty] | 1.1094 | [5 empty] | 1108.2952 |  | 6.6867 |  |  |  | 1114.3937 | [37 empty] | 16.3332 |  | 1.2981 | [7 empty] | 6676.4573 | [5 empty] | 85.9346 | [17 empty] | 11.8972 |  |  |  | 4553.3563 | [5 empty] | 0.84753 | [11 empty] | 80.676 |  | 0.18228 | [5 empty] | 4.2022 |  | 12.4136 | [5 empty] | 51.9021 |  |  |  |  | 2023 | Sun, B., Lv, X., Wang, S., Ulrich, T., Dai, Z., Ruan, B. (2023). Evolution of an ancient VMS ore-forming system recorded by pyrite and sphalerite mineral texture, trace elements, and sulfur isotope: A case study from the Huangtupo Cu-Zn (-Au) deposit, Eastern Tianshan, NW China. Ore Geology Reviews, 158, 105475. |  | CHN | Xinjiang
| Huangtupo Cu-Zn (-Au) deposit |  | Seafloor hydrothermal | Volcanic-hosted massive sulfide (VMS) | VMS Cu-Zn | Cu, Zn | Au | Cu, Zn, Au | Sun et al., 2023 |  | YK111-30-2 | YK111-30-2 | drill core |  |  |  |  | ore material | drill core | drill core | mineral separate | [5 empty] | mineralisation |  |  |  | pyrite, sphalerite | preore stage (SI), early ore stage (SII), main ore stage-1 (SIII-1), main ore stage-2 (SIII-2), late ore stage (SIV) | disseminations, veinlets, masses | brecciated, porous, oscillatory-zoned, inclusion-rich, subhedral to euhedral |  |  |  | chalcopyrite, galena, tetrahedrite, pyrrhotite, bornite, magnetite, hematite, quartz, muscovite, barite, chlorite, carbonate, rutile, apatite |  | LA-ICPMS, MC-ICPMS | ASI RESOLution-LR-S155 laser microprobe equipped with a GeoLas Pro 193 nm Ar F excimer laser | State Key Laboratory of Ore Deposit Geochemistry, Institute of Geochemistry, Chinese Academy of Sciences (IGCAS), Guiyang | Line scans were used for trace element analyzed signals, time-drift correction, and quantitative calibration for trace element analysis were performed using the Excel-based software ICPMSData Cal (Liu et al., 2008). Concentration and detection limit calculations were conducted using the protocol of Longerich et al. (1996). |  | 0.12684 |  |  |  | 2974.3995 |  | 0.079499 |  |  |  | 2.282 |  |  |  | 10.6652 | [5 empty] | 0.54421 | [5 empty] | 755.796 |  | 5.8322 |  |  |  | 1622.9376 | [37 empty] | 15.3776 |  | 1.3392 | [7 empty] | 1485.9228 | [5 empty] | 20.0739 | [17 empty] | 11.0144 |  |  |  | 6862.1807 | [5 empty] | 0 | [11 empty] | 33.914 |  | 0.11177 | [5 empty] | 10.7763 |  | 1.754 | [5 empty] | 71.4358 |  |  |  |  | 2023 | Sun, B., Lv, X., Wang, S., Ulrich, T., Dai, Z., Ruan, B. (2023). Evolution of an ancient VMS ore-forming system recorded by pyrite and sphalerite mineral texture, trace elements, and sulfur isotope: A case study from the Huangtupo Cu-Zn (-Au) deposit, Eastern Tianshan, NW China. Ore Geology Reviews, 158, 105475. |  | CHN | Xinjiang
| Huangtupo Cu-Zn (-Au) deposit |  | Seafloor hydrothermal | Volcanic-hosted massive sulfide (VMS) | VMS Cu-Zn | Cu, Zn | Au | Cu, Zn, Au | Sun et al., 2023 |  | YK111-30-3 | YK111-30-3 | drill core |  |  |  |  | ore material | drill core | drill core | mineral separate | [5 empty] | mineralisation |  |  |  | pyrite, sphalerite | preore stage (SI), early ore stage (SII), main ore stage-1 (SIII-1), main ore stage-2 (SIII-2), late ore stage (SIV) | disseminations, veinlets, masses | brecciated, porous, oscillatory-zoned, inclusion-rich, subhedral to euhedral |  |  |  | chalcopyrite, galena, tetrahedrite, pyrrhotite, bornite, magnetite, hematite, quartz, muscovite, barite, chlorite, carbonate, rutile, apatite |  | LA-ICPMS, MC-ICPMS | ASI RESOLution-LR-S155 laser microprobe equipped with a GeoLas Pro 193 nm Ar F excimer laser | State Key Laboratory of Ore Deposit Geochemistry, Institute of Geochemistry, Chinese Academy of Sciences (IGCAS), Guiyang | Line scans were used for trace element analyzed signals, time-drift correction, and quantitative calibration for trace element analysis were performed using the Excel-based software ICPMSData Cal (Liu et al., 2008). Concentration and detection limit calculations were conducted using the protocol of Longerich et al. (1996). |  | 54.3819 |  |  |  | 2460.4219 |  | 4.8557 |  |  |  | 3.3424 |  |  |  | 19.8135 | [5 empty] | 39.9543 | [5 empty] | 153.8049 |  | 4.1678 |  |  |  | 3303.5602 | [37 empty] | 30.3139 |  | 22.8638 | [7 empty] | 3.2746 | [5 empty] | 449.8969 | [17 empty] | 11.6794 |  |  |  | 0 | [5 empty] | 0.3817 | [11 empty] | 16.0928 |  | 6.4951 | [5 empty] | 13.9578 |  | 0.009527 | [5 empty] | 757.3311 |  |  |  |  | 2023 | Sun, B., Lv, X., Wang, S., Ulrich, T., Dai, Z., Ruan, B. (2023). Evolution of an ancient VMS ore-forming system recorded by pyrite and sphalerite mineral texture, trace elements, and sulfur isotope: A case study from the Huangtupo Cu-Zn (-Au) deposit, Eastern Tianshan, NW China. Ore Geology Reviews, 158, 105475. |  | CHN | Xinjiang
| Huangtupo Cu-Zn (-Au) deposit |  | Seafloor hydrothermal | Volcanic-hosted massive sulfide (VMS) | VMS Cu-Zn | Cu, Zn | Au | Cu, Zn, Au | Sun et al., 2023 |  | YK111-20-1 | YK111-20-1 | drill core |  |  |  |  | ore material | drill core | drill core | mineral separate | [5 empty] | mineralisation |  |  |  | pyrite, sphalerite | preore stage (SI), early ore stage (SII), main ore stage-1 (SIII-1), main ore stage-2 (SIII-2), late ore stage (SIV) | disseminations, veinlets, masses | brecciated, porous, oscillatory-zoned, inclusion-rich, subhedral to euhedral |  |  |  | chalcopyrite, galena, tetrahedrite, pyrrhotite, bornite, magnetite, hematite, quartz, muscovite, barite, chlorite, carbonate, rutile, apatite |  | LA-ICPMS, MC-ICPMS | ASI RESOLution-LR-S155 laser microprobe equipped with a GeoLas Pro 193 nm Ar F excimer laser | State Key Laboratory of Ore Deposit Geochemistry, Institute of Geochemistry, Chinese Academy of Sciences (IGCAS), Guiyang | Line scans were used for trace element analyzed signals, time-drift correction, and quantitative calibration for trace element analysis were performed using the Excel-based software ICPMSData Cal (Liu et al., 2008). Concentration and detection limit calculations were conducted using the protocol of Longerich et al. (1996). |  | 0.070731 |  |  |  | 2.5969 |  | 0.027154 |  |  |  | 0.11606 |  |  |  | 3.0774 | [5 empty] | 0 | [5 empty] | 22.1551 |  | 0 |  |  |  | 300.016 | [37 empty] | 0 |  | 0.018887 | [7 empty] | 0 | [5 empty] | 0.076909 | [17 empty] | 0 |  |  |  | 19.9006 | [5 empty] | 0 | [11 empty] | 6.1413 |  | 0 | [5 empty] | 0.007277 |  | 0.007752 | [5 empty] | 2.2337 |  |  |  |  | 2023 | Sun, B., Lv, X., Wang, S., Ulrich, T., Dai, Z., Ruan, B. (2023). Evolution of an ancient VMS ore-forming system recorded by pyrite and sphalerite mineral texture, trace elements, and sulfur isotope: A case study from the Huangtupo Cu-Zn (-Au) deposit, Eastern Tianshan, NW China. Ore Geology Reviews, 158, 105475. |  | CHN | Xinjiang
| Huangtupo Cu-Zn (-Au) deposit |  | Seafloor hydrothermal | Volcanic-hosted massive sulfide (VMS) | VMS Cu-Zn | Cu, Zn | Au | Cu, Zn, Au | Sun et al., 2023 |  | YK111-20-2 | YK111-20-2 | drill core |  |  |  |  | ore material | drill core | drill core | mineral separate | [5 empty] | mineralisation |  |  |  | pyrite, sphalerite | preore stage (SI), early ore stage (SII), main ore stage-1 (SIII-1), main ore stage-2 (SIII-2), late ore stage (SIV) | disseminations, veinlets, masses | brecciated, porous, oscillatory-zoned, inclusion-rich, subhedral to euhedral |  |  |  | chalcopyrite, galena, tetrahedrite, pyrrhotite, bornite, magnetite, hematite, quartz, muscovite, barite, chlorite, carbonate, rutile, apatite |  | LA-ICPMS, MC-ICPMS | ASI RESOLution-LR-S155 laser microprobe equipped with a GeoLas Pro 193 nm Ar F excimer laser | State Key Laboratory of Ore Deposit Geochemistry, Institute of Geochemistry, Chinese Academy of Sciences (IGCAS), Guiyang | Line scans were used for trace element analyzed signals, time-drift correction, and quantitative calibration for trace element analysis were performed using the Excel-based software ICPMSData Cal (Liu et al., 2008). Concentration and detection limit calculations were conducted using the protocol of Longerich et al. (1996). |  | 21.1707 |  |  |  | 6.4729 |  | 0.33056 |  |  |  | 0.052303 |  |  |  | 0.92625 | [5 empty] | 0.18881 | [5 empty] | 1.3375 |  | 16.4249 |  |  |  | 59.6482 | [37 empty] | 0.89297 |  | 0.008814 | [7 empty] | 2.7897 | [5 empty] | 1.5739 | [17 empty] | 0.27727 |  |  |  | 27.3622 | [5 empty] | 0.26788 | [11 empty] | 5.9975 |  | 0.01139 | [5 empty] | 0.027104 |  | 0.011774 | [5 empty] | 10.3442 |  |  |  |  | 2023 | Sun, B., Lv, X., Wang, S., Ulrich, T., Dai, Z., Ruan, B. (2023). Evolution of an ancient VMS ore-forming system recorded by pyrite and sphalerite mineral texture, trace elements, and sulfur isotope: A case study from the Huangtupo Cu-Zn (-Au) deposit, Eastern Tianshan, NW China. Ore Geology Reviews, 158, 105475. |  | CHN | Xinjiang
| Huangtupo Cu-Zn (-Au) deposit |  | Seafloor hydrothermal | Volcanic-hosted massive sulfide (VMS) | VMS Cu-Zn | Cu, Zn | Au | Cu, Zn, Au | Sun et al., 2023 |  | YK111-20-3 | YK111-20-3 | drill core |  |  |  |  | ore material | drill core | drill core | mineral separate | [5 empty] | mineralisation |  |  |  | pyrite, sphalerite | preore stage (SI), early ore stage (SII), main ore stage-1 (SIII-1), main ore stage-2 (SIII-2), late ore stage (SIV) | disseminations, veinlets, masses | brecciated, porous, oscillatory-zoned, inclusion-rich, subhedral to euhedral |  |  |  | chalcopyrite, galena, tetrahedrite, pyrrhotite, bornite, magnetite, hematite, quartz, muscovite, barite, chlorite, carbonate, rutile, apatite |  | LA-ICPMS, MC-ICPMS | ASI RESOLution-LR-S155 laser microprobe equipped with a GeoLas Pro 193 nm Ar F excimer laser | State Key Laboratory of Ore Deposit Geochemistry, Institute of Geochemistry, Chinese Academy of Sciences (IGCAS), Guiyang | Line scans were used for trace element analyzed signals, time-drift correction, and quantitative calibration for trace element analysis were performed using the Excel-based software ICPMSData Cal (Liu et al., 2008). Concentration and detection limit calculations were conducted using the protocol of Longerich et al. (1996). |  | 0 |  |  |  | 10.4206 |  | 0.042754 |  |  |  | 0.026369 |  |  |  | 0 | [5 empty] | 0 | [5 empty] | 17.6399 |  | 2.468 |  |  |  | 1.2107 | [37 empty] | 0.30147 |  | 0 | [7 empty] | 2.9168 | [5 empty] | 1.324 | [17 empty] | 0.001187 |  |  |  | 0 | [5 empty] | 0 | [11 empty] | 7.7297 |  | 0.003952 | [5 empty] | 0 |  | 0.021889 | [5 empty] | 8.9032 |  |  |  |  | 2023 | Sun, B., Lv, X., Wang, S., Ulrich, T., Dai, Z., Ruan, B. (2023). Evolution of an ancient VMS ore-forming system recorded by pyrite and sphalerite mineral texture, trace elements, and sulfur isotope: A case study from the Huangtupo Cu-Zn (-Au) deposit, Eastern Tianshan, NW China. Ore Geology Reviews, 158, 105475. |  | CHN | Xinjiang
| Huangtupo Cu-Zn (-Au) deposit |  | Seafloor hydrothermal | Volcanic-hosted massive sulfide (VMS) | VMS Cu-Zn | Cu, Zn | Au | Cu, Zn, Au | Sun et al., 2023 |  | YK111-20-4 | YK111-20-4 | drill core |  |  |  |  | ore material | drill core | drill core | mineral separate | [5 empty] | mineralisation |  |  |  | pyrite, sphalerite | preore stage (SI), early ore stage (SII), main ore stage-1 (SIII-1), main ore stage-2 (SIII-2), late ore stage (SIV) | disseminations, veinlets, masses | brecciated, porous, oscillatory-zoned, inclusion-rich, subhedral to euhedral |  |  |  | chalcopyrite, galena, tetrahedrite, pyrrhotite, bornite, magnetite, hematite, quartz, muscovite, barite, chlorite, carbonate, rutile, apatite |  | LA-ICPMS, MC-ICPMS | ASI RESOLution-LR-S155 laser microprobe equipped with a GeoLas Pro 193 nm Ar F excimer laser | State Key Laboratory of Ore Deposit Geochemistry, Institute of Geochemistry, Chinese Academy of Sciences (IGCAS), Guiyang | Line scans were used for trace element analyzed signals, time-drift correction, and quantitative calibration for trace element analysis were performed using the Excel-based software ICPMSData Cal (Liu et al., 2008). Concentration and detection limit calculations were conducted using the protocol of Longerich et al. (1996). |  | 1.6445 |  |  |  | 8.0282 |  | 0.48293 |  |  |  | 0.43279 |  |  |  | 1.0937 | [5 empty] | 0.094235 | [5 empty] | 19.6061 |  | 3.1828 |  |  |  | 51.363 | [37 empty] | 14.1067 |  | 0.026384 | [7 empty] | 2.8728 | [5 empty] | 9.5165 | [17 empty] | 0.10077 |  |  |  | 222.9077 | [5 empty] | 0.28758 | [11 empty] | 7.1126 |  | 0 | [5 empty] | 0.024924 |  | 0 | [5 empty] | 8.0214 |  |  |  |  | 2023 | Sun, B., Lv, X., Wang, S., Ulrich, T., Dai, Z., Ruan, B. (2023). Evolution of an ancient VMS ore-forming system recorded by pyrite and sphalerite mineral texture, trace elements, and sulfur isotope: A case study from the Huangtupo Cu-Zn (-Au) deposit, Eastern Tianshan, NW China. Ore Geology Reviews, 158, 105475. |  | CHN | Xinjiang
| Huangtupo Cu-Zn (-Au) deposit |  | Seafloor hydrothermal | Volcanic-hosted massive sulfide (VMS) | VMS Cu-Zn | Cu, Zn | Au | Cu, Zn, Au | Sun et al., 2023 |  | YK111-20-5 | YK111-20-5 | drill core |  |  |  |  | ore material | drill core | drill core | mineral separate | [5 empty] | mineralisation |  |  |  | pyrite, sphalerite | preore stage (SI), early ore stage (SII), main ore stage-1 (SIII-1), main ore stage-2 (SIII-2), late ore stage (SIV) | disseminations, veinlets, masses | brecciated, porous, oscillatory-zoned, inclusion-rich, subhedral to euhedral |  |  |  | chalcopyrite, galena, tetrahedrite, pyrrhotite, bornite, magnetite, hematite, quartz, muscovite, barite, chlorite, carbonate, rutile, apatite |  | LA-ICPMS, MC-ICPMS | ASI RESOLution-LR-S155 laser microprobe equipped with a GeoLas Pro 193 nm Ar F excimer laser | State Key Laboratory of Ore Deposit Geochemistry, Institute of Geochemistry, Chinese Academy of Sciences (IGCAS), Guiyang | Line scans were used for trace element analyzed signals, time-drift correction, and quantitative calibration for trace element analysis were performed using the Excel-based software ICPMSData Cal (Liu et al., 2008). Concentration and detection limit calculations were conducted using the protocol of Longerich et al. (1996). |  | 0.018576 |  |  |  | 81.7967 |  | 0.027764 |  |  |  | 0.038422 |  |  |  | 0 | [5 empty] | 0.067543 | [5 empty] | 0 |  | 0.72972 |  |  |  | 122.0545 | [37 empty] | 0 |  | 0.037305 | [7 empty] | 0.16901 | [5 empty] | 0.091613 | [17 empty] | 0.008179 |  |  |  | 109.6409 | [5 empty] | 0 | [11 empty] | 5.3305 |  | 0 | [5 empty] | 0.07443 |  | 0 | [5 empty] | 2.0943 |  |  |  |  | 2023 | Sun, B., Lv, X., Wang, S., Ulrich, T., Dai, Z., Ruan, B. (2023). Evolution of an ancient VMS ore-forming system recorded by pyrite and sphalerite mineral texture, trace elements, and sulfur isotope: A case study from the Huangtupo Cu-Zn (-Au) deposit, Eastern Tianshan, NW China. Ore Geology Reviews, 158, 105475. |  | CHN | Xinjiang
| Huangtupo Cu-Zn (-Au) deposit |  | Seafloor hydrothermal | Volcanic-hosted massive sulfide (VMS) | VMS Cu-Zn | Cu, Zn | Au | Cu, Zn, Au | Sun et al., 2023 |  | YK111-21-1 | YK111-21-1 | drill core |  |  |  |  | ore material | drill core | drill core | mineral separate | [5 empty] | mineralisation |  |  |  | pyrite, sphalerite | preore stage (SI), early ore stage (SII), main ore stage-1 (SIII-1), main ore stage-2 (SIII-2), late ore stage (SIV) | disseminations, veinlets, masses | brecciated, porous, oscillatory-zoned, inclusion-rich, subhedral to euhedral |  |  |  | chalcopyrite, galena, tetrahedrite, pyrrhotite, bornite, magnetite, hematite, quartz, muscovite, barite, chlorite, carbonate, rutile, apatite |  | LA-ICPMS, MC-ICPMS | ASI RESOLution-LR-S155 laser microprobe equipped with a GeoLas Pro 193 nm Ar F excimer laser | State Key Laboratory of Ore Deposit Geochemistry, Institute of Geochemistry, Chinese Academy of Sciences (IGCAS), Guiyang | Line scans were used for trace element analyzed signals, time-drift correction, and quantitative calibration for trace element analysis were performed using the Excel-based software ICPMSData Cal (Liu et al., 2008). Concentration and detection limit calculations were conducted using the protocol of Longerich et al. (1996). |  | 37.2928 |  |  |  | 10.3641 |  | 2.0987 |  |  |  | 0.028348 |  |  |  | 0.43823 | [5 empty] | 0.20852 | [5 empty] | 0 |  | 1.5742 |  |  |  | 195.6686 | [37 empty] | 0.3148 |  | 0.057239 | [7 empty] | 0.25985 | [5 empty] | 2.739 | [17 empty] | 0.013184 |  |  |  | 873.7685 | [5 empty] | 0.013113 | [11 empty] | 6.3193 |  | 0.011979 | [5 empty] | 0 |  | 0 | [5 empty] | 3.5484 |  |  |  |  | 2023 | Sun, B., Lv, X., Wang, S., Ulrich, T., Dai, Z., Ruan, B. (2023). Evolution of an ancient VMS ore-forming system recorded by pyrite and sphalerite mineral texture, trace elements, and sulfur isotope: A case study from the Huangtupo Cu-Zn (-Au) deposit, Eastern Tianshan, NW China. Ore Geology Reviews, 158, 105475. |  | CHN | Xinjiang
| Huangtupo Cu-Zn (-Au) deposit |  | Seafloor hydrothermal | Volcanic-hosted massive sulfide (VMS) | VMS Cu-Zn | Cu, Zn | Au | Cu, Zn, Au | Sun et al., 2023 |  | YK111-21-2 | YK111-21-2 | drill core |  |  |  |  | ore material | drill core | drill core | mineral separate | [5 empty] | mineralisation |  |  |  | pyrite, sphalerite | preore stage (SI), early ore stage (SII), main ore stage-1 (SIII-1), main ore stage-2 (SIII-2), late ore stage (SIV) | disseminations, veinlets, masses | brecciated, porous, oscillatory-zoned, inclusion-rich, subhedral to euhedral |  |  |  | chalcopyrite, galena, tetrahedrite, pyrrhotite, bornite, magnetite, hematite, quartz, muscovite, barite, chlorite, carbonate, rutile, apatite |  | LA-ICPMS, MC-ICPMS | ASI RESOLution-LR-S155 laser microprobe equipped with a GeoLas Pro 193 nm Ar F excimer laser | State Key Laboratory of Ore Deposit Geochemistry, Institute of Geochemistry, Chinese Academy of Sciences (IGCAS), Guiyang | Line scans were used for trace element analyzed signals, time-drift correction, and quantitative calibration for trace element analysis were performed using the Excel-based software ICPMSData Cal (Liu et al., 2008). Concentration and detection limit calculations were conducted using the protocol of Longerich et al. (1996). |  | 8.1252 |  |  |  | 15.9751 |  | 0.13564 |  |  |  | 0 |  |  |  | 4.8356 | [5 empty] | 0 | [5 empty] | 1.4978 |  | 0.52975 |  |  |  | 118.5845 | [37 empty] | 0 |  | 0.12871 | [7 empty] | 0 | [5 empty] | 27.9361 | [17 empty] | 1.2686 |  |  |  | 560.6601 | [5 empty] | 0.10193 | [11 empty] | 5.9041 |  | 0.014229 | [5 empty] | 0.12839 |  | 0 | [5 empty] | 2.832 |  |  |  |  | 2023 | Sun, B., Lv, X., Wang, S., Ulrich, T., Dai, Z., Ruan, B. (2023). Evolution of an ancient VMS ore-forming system recorded by pyrite and sphalerite mineral texture, trace elements, and sulfur isotope: A case study from the Huangtupo Cu-Zn (-Au) deposit, Eastern Tianshan, NW China. Ore Geology Reviews, 158, 105475. |  | CHN | Xinjiang
| Huangtupo Cu-Zn (-Au) deposit |  | Seafloor hydrothermal | Volcanic-hosted massive sulfide (VMS) | VMS Cu-Zn | Cu, Zn | Au | Cu, Zn, Au | Sun et al., 2023 |  | YK111-21-3 | YK111-21-3 | drill core |  |  |  |  | ore material | drill core | drill core | mineral separate | [5 empty] | mineralisation |  |  |  | pyrite, sphalerite | preore stage (SI), early ore stage (SII), main ore stage-1 (SIII-1), main ore stage-2 (SIII-2), late ore stage (SIV) | disseminations, veinlets, masses | brecciated, porous, oscillatory-zoned, inclusion-rich, subhedral to euhedral |  |  |  | chalcopyrite, galena, tetrahedrite, pyrrhotite, bornite, magnetite, hematite, quartz, muscovite, barite, chlorite, carbonate, rutile, apatite |  | LA-ICPMS, MC-ICPMS | ASI RESOLution-LR-S155 laser microprobe equipped with a GeoLas Pro 193 nm Ar F excimer laser | State Key Laboratory of Ore Deposit Geochemistry, Institute of Geochemistry, Chinese Academy of Sciences (IGCAS), Guiyang | Line scans were used for trace element analyzed signals, time-drift correction, and quantitative calibration for trace element analysis were performed using the Excel-based software ICPMSData Cal (Liu et al., 2008). Concentration and detection limit calculations were conducted using the protocol of Longerich et al. (1996). |  | 0.39386 |  |  |  | 0 |  | 0.49965 |  |  |  | 0.021306 |  |  |  | 0.23076 | [5 empty] | 0 | [5 empty] | 77.3039 |  | 0 |  |  |  | 224.381 | [37 empty] | 1.2118 |  | 0 | [7 empty] | 1.3195 | [5 empty] | 0.44998 | [17 empty] | 0.059392 |  |  |  | 126.9719 | [5 empty] | 0.032413 | [11 empty] | 5.3737 |  | 0 | [5 empty] | 0.021192 |  | 0 | [5 empty] | 2.3874 |  |  |  |  | 2023 | Sun, B., Lv, X., Wang, S., Ulrich, T., Dai, Z., Ruan, B. (2023). Evolution of an ancient VMS ore-forming system recorded by pyrite and sphalerite mineral texture, trace elements, and sulfur isotope: A case study from the Huangtupo Cu-Zn (-Au) deposit, Eastern Tianshan, NW China. Ore Geology Reviews, 158, 105475. |  | CHN | Xinjiang
| Huangtupo Cu-Zn (-Au) deposit |  | Seafloor hydrothermal | Volcanic-hosted massive sulfide (VMS) | VMS Cu-Zn | Cu, Zn | Au | Cu, Zn, Au | Sun et al., 2023 |  | YK94-14-1 | YK94-14-1 | drill core |  |  |  |  | ore material | drill core | drill core | mineral separate | [5 empty] | mineralisation |  |  |  | pyrite, sphalerite | preore stage (SI), early ore stage (SII), main ore stage-1 (SIII-1), main ore stage-2 (SIII-2), late ore stage (SIV) | disseminations, veinlets, masses | brecciated, porous, oscillatory-zoned, inclusion-rich, subhedral to euhedral |  |  |  | chalcopyrite, galena, tetrahedrite, pyrrhotite, bornite, magnetite, hematite, quartz, muscovite, barite, chlorite, carbonate, rutile, apatite |  | LA-ICPMS, MC-ICPMS | ASI RESOLution-LR-S155 laser microprobe equipped with a GeoLas Pro 193 nm Ar F excimer laser | State Key Laboratory of Ore Deposit Geochemistry, Institute of Geochemistry, Chinese Academy of Sciences (IGCAS), Guiyang | Line scans were used for trace element analyzed signals, time-drift correction, and quantitative calibration for trace element analysis were performed using the Excel-based software ICPMSData Cal (Liu et al., 2008). Concentration and detection limit calculations were conducted using the protocol of Longerich et al. (1996). |  | 37.9648 |  |  |  | 14.4407 |  | 1.3832 |  |  |  | 0.12025 |  |  |  | 0.33783 | [5 empty] | 0.16769 | [5 empty] | 1.5365 |  | 5.4241 |  |  |  | 227.9036 | [37 empty] | 0.82012 |  | 0.15826 | [7 empty] | 0.8325 | [5 empty] | 4.5832 | [17 empty] | 0.12396 |  |  |  | 310.1168 | [5 empty] | 0.076325 | [11 empty] | 6.4053 |  | 0.014192 | [5 empty] | 0 |  | 0.009623 | [5 empty] | 2.8239 |  |  |  |  | 2023 | Sun, B., Lv, X., Wang, S., Ulrich, T., Dai, Z., Ruan, B. (2023). Evolution of an ancient VMS ore-forming system recorded by pyrite and sphalerite mineral texture, trace elements, and sulfur isotope: A case study from the Huangtupo Cu-Zn (-Au) deposit, Eastern Tianshan, NW China. Ore Geology Reviews, 158, 105475. |  | CHN | Xinjiang
| Huangtupo Cu-Zn (-Au) deposit |  | Seafloor hydrothermal | Volcanic-hosted massive sulfide (VMS) | VMS Cu-Zn | Cu, Zn | Au | Cu, Zn, Au | Sun et al., 2023 |  | YK94-14-2 | YK94-14-2 | drill core |  |  |  |  | ore material | drill core | drill core | mineral separate | [5 empty] | mineralisation |  |  |  | pyrite, sphalerite | preore stage (SI), early ore stage (SII), main ore stage-1 (SIII-1), main ore stage-2 (SIII-2), late ore stage (SIV) | disseminations, veinlets, masses | brecciated, porous, oscillatory-zoned, inclusion-rich, subhedral to euhedral |  |  |  | chalcopyrite, galena, tetrahedrite, pyrrhotite, bornite, magnetite, hematite, quartz, muscovite, barite, chlorite, carbonate, rutile, apatite |  | LA-ICPMS, MC-ICPMS | ASI RESOLution-LR-S155 laser microprobe equipped with a GeoLas Pro 193 nm Ar F excimer laser | State Key Laboratory of Ore Deposit Geochemistry, Institute of Geochemistry, Chinese Academy of Sciences (IGCAS), Guiyang | Line scans were used for trace element analyzed signals, time-drift correction, and quantitative calibration for trace element analysis were performed using the Excel-based software ICPMSData Cal (Liu et al., 2008). Concentration and detection limit calculations were conducted using the protocol of Longerich et al. (1996). |  | 21.0501 |  |  |  | 11.7874 |  | 1.0791 |  |  |  | 0.10524 |  |  |  | 0.81891 | [5 empty] | 0 | [5 empty] | 70.7152 |  | 0.23948 |  |  |  | 17.362 | [37 empty] | 0 |  | 0.020255 | [7 empty] | 1.0949 | [5 empty] | 4.4595 | [17 empty] | 0 |  |  |  | 783.6446 | [5 empty] | 0.2973 | [11 empty] | 7.6393 |  | 0.009536 | [5 empty] | 0.043175 |  | 0.017247 | [5 empty] | 2.6424 |  |  |  |  | 2023 | Sun, B., Lv, X., Wang, S., Ulrich, T., Dai, Z., Ruan, B. (2023). Evolution of an ancient VMS ore-forming system recorded by pyrite and sphalerite mineral texture, trace elements, and sulfur isotope: A case study from the Huangtupo Cu-Zn (-Au) deposit, Eastern Tianshan, NW China. Ore Geology Reviews, 158, 105475. |  | CHN | Xinjiang
| Huangtupo Cu-Zn (-Au) deposit |  | Seafloor hydrothermal | Volcanic-hosted massive sulfide (VMS) | VMS Cu-Zn | Cu, Zn | Au | Cu, Zn, Au | Sun et al., 2023 |  | YK94-14-3 | YK94-14-3 | drill core |  |  |  |  | ore material | drill core | drill core | mineral separate | [5 empty] | mineralisation |  |  |  | pyrite, sphalerite | preore stage (SI), early ore stage (SII), main ore stage-1 (SIII-1), main ore stage-2 (SIII-2), late ore stage (SIV) | disseminations, veinlets, masses | brecciated, porous, oscillatory-zoned, inclusion-rich, subhedral to euhedral |  |  |  | chalcopyrite, galena, tetrahedrite, pyrrhotite, bornite, magnetite, hematite, quartz, muscovite, barite, chlorite, carbonate, rutile, apatite |  | LA-ICPMS, MC-ICPMS | ASI RESOLution-LR-S155 laser microprobe equipped with a GeoLas Pro 193 nm Ar F excimer laser | State Key Laboratory of Ore Deposit Geochemistry, Institute of Geochemistry, Chinese Academy of Sciences (IGCAS), Guiyang | Line scans were used for trace element analyzed signals, time-drift correction, and quantitative calibration for trace element analysis were performed using the Excel-based software ICPMSData Cal (Liu et al., 2008). Concentration and detection limit calculations were conducted using the protocol of Longerich et al. (1996). |  | 0.3342 |  |  |  | 1.638 |  | 0.2678 |  |  |  | 0 |  |  |  | 0.029804 | [5 empty] | 0 | [5 empty] | 0.28023 |  | 0 |  |  |  | 15.622 | [37 empty] | 0.056335 |  | 0.020919 | [7 empty] | 0.47348 | [5 empty] | 0.08416 | [17 empty] | 0 |  |  |  | 476.1454 | [5 empty] | 0.46989 | [11 empty] | 7.5977 |  | 0 | [5 empty] | 0.04275 |  | 0 | [5 empty] | 2.1961 |  |  |  |  | 2023 | Sun, B., Lv, X., Wang, S., Ulrich, T., Dai, Z., Ruan, B. (2023). Evolution of an ancient VMS ore-forming system recorded by pyrite and sphalerite mineral texture, trace elements, and sulfur isotope: A case study from the Huangtupo Cu-Zn (-Au) deposit, Eastern Tianshan, NW China. Ore Geology Reviews, 158, 105475. |  | CHN | Xinjiang
| Huangtupo Cu-Zn (-Au) deposit |  | Seafloor hydrothermal | Volcanic-hosted massive sulfide (VMS) | VMS Cu-Zn | Cu, Zn | Au | Cu, Zn, Au | Sun et al., 2023 |  | YK94-14-4 | YK94-14-4 | drill core |  |  |  |  | ore material | drill core | drill core | mineral separate | [5 empty] | mineralisation |  |  |  | pyrite, sphalerite | preore stage (SI), early ore stage (SII), main ore stage-1 (SIII-1), main ore stage-2 (SIII-2), late ore stage (SIV) | disseminations, veinlets, masses | brecciated, porous, oscillatory-zoned, inclusion-rich, subhedral to euhedral |  |  |  | chalcopyrite, galena, tetrahedrite, pyrrhotite, bornite, magnetite, hematite, quartz, muscovite, barite, chlorite, carbonate, rutile, apatite |  | LA-ICPMS, MC-ICPMS | ASI RESOLution-LR-S155 laser microprobe equipped with a GeoLas Pro 193 nm Ar F excimer laser | State Key Laboratory of Ore Deposit Geochemistry, Institute of Geochemistry, Chinese Academy of Sciences (IGCAS), Guiyang | Line scans were used for trace element analyzed signals, time-drift correction, and quantitative calibration for trace element analysis were performed using the Excel-based software ICPMSData Cal (Liu et al., 2008). Concentration and detection limit calculations were conducted using the protocol of Longerich et al. (1996). |  | 16.4726 |  |  |  | 331.5217 |  | 0.22918 |  |  |  | 0.076681 |  |  |  | 0.36977 | [5 empty] | 0.069397 | [5 empty] | 52.317 |  | 0 |  |  |  | 70.8594 | [37 empty] | 0.054265 |  | 1.0662 | [7 empty] | 1.321 | [5 empty] | 1.5443 | [17 empty] | 0.079987 |  |  |  | 515.9134 | [5 empty] | 1.5001 | [11 empty] | 4.8928 |  | 0.017181 | [5 empty] | 0 |  | 0 | [5 empty] | 2.3105 |  |  |  |  | 2023 | Sun, B., Lv, X., Wang, S., Ulrich, T., Dai, Z., Ruan, B. (2023). Evolution of an ancient VMS ore-forming system recorded by pyrite and sphalerite mineral texture, trace elements, and sulfur isotope: A case study from the Huangtupo Cu-Zn (-Au) deposit, Eastern Tianshan, NW China. Ore Geology Reviews, 158, 105475. |  | CHN | Xinjiang
| Huangtupo Cu-Zn (-Au) deposit |  | Seafloor hydrothermal | Volcanic-hosted massive sulfide (VMS) | VMS Cu-Zn | Cu, Zn | Au | Cu, Zn, Au | Sun et al., 2023 |  | YK94-10-1 | YK94-10-1 | drill core |  |  |  |  | ore material | drill core | drill core | mineral separate | [5 empty] | mineralisation |  |  |  | pyrite, sphalerite | preore stage (SI), early ore stage (SII), main ore stage-1 (SIII-1), main ore stage-2 (SIII-2), late ore stage (SIV) | disseminations, veinlets, masses | brecciated, porous, oscillatory-zoned, inclusion-rich, subhedral to euhedral |  |  |  | chalcopyrite, galena, tetrahedrite, pyrrhotite, bornite, magnetite, hematite, quartz, muscovite, barite, chlorite, carbonate, rutile, apatite |  | LA-ICPMS, MC-ICPMS | ASI RESOLution-LR-S155 laser microprobe equipped with a GeoLas Pro 193 nm Ar F excimer laser | State Key Laboratory of Ore Deposit Geochemistry, Institute of Geochemistry, Chinese Academy of Sciences (IGCAS), Guiyang | Line scans were used for trace element analyzed signals, time-drift correction, and quantitative calibration for trace element analysis were performed using the Excel-based software ICPMSData Cal (Liu et al., 2008). Concentration and detection limit calculations were conducted using the protocol of Longerich et al. (1996). |  | 28.3954 |  |  |  | 57.7114 |  | 0.82975 |  |  |  | 0 |  |  |  | 10.6689 | [5 empty] | 0 | [5 empty] | 39.4564 |  | 0 |  |  |  | 65.3406 | [37 empty] | 0 |  | 0 | [7 empty] | 15.3588 | [5 empty] | 70.1385 | [17 empty] | 6.6092 |  |  |  | 1375.8832 | [5 empty] | 2.3619 | [11 empty] | 57.6572 |  | 0.18993 | [5 empty] | 0 |  | 0 | [5 empty] | 67.7083 |  |  |  |  | 2023 | Sun, B., Lv, X., Wang, S., Ulrich, T., Dai, Z., Ruan, B. (2023). Evolution of an ancient VMS ore-forming system recorded by pyrite and sphalerite mineral texture, trace elements, and sulfur isotope: A case study from the Huangtupo Cu-Zn (-Au) deposit, Eastern Tianshan, NW China. Ore Geology Reviews, 158, 105475. |  | CHN | Xinjiang
| Huangtupo Cu-Zn (-Au) deposit |  | Seafloor hydrothermal | Volcanic-hosted massive sulfide (VMS) | VMS Cu-Zn | Cu, Zn | Au | Cu, Zn, Au | Sun et al., 2023 |  | YK94-10-2 | YK94-10-2 | drill core |  |  |  |  | ore material | drill core | drill core | mineral separate | [5 empty] | mineralisation |  |  |  | pyrite, sphalerite | preore stage (SI), early ore stage (SII), main ore stage-1 (SIII-1), main ore stage-2 (SIII-2), late ore stage (SIV) | disseminations, veinlets, masses | brecciated, porous, oscillatory-zoned, inclusion-rich, subhedral to euhedral |  |  |  | chalcopyrite, galena, tetrahedrite, pyrrhotite, bornite, magnetite, hematite, quartz, muscovite, barite, chlorite, carbonate, rutile, apatite |  | LA-ICPMS, MC-ICPMS | ASI RESOLution-LR-S155 laser microprobe equipped with a GeoLas Pro 193 nm Ar F excimer laser | State Key Laboratory of Ore Deposit Geochemistry, Institute of Geochemistry, Chinese Academy of Sciences (IGCAS), Guiyang | Line scans were used for trace element analyzed signals, time-drift correction, and quantitative calibration for trace element analysis were performed using the Excel-based software ICPMSData Cal (Liu et al., 2008). Concentration and detection limit calculations were conducted using the protocol of Longerich et al. (1996). |  | 1.4644 |  |  |  | 23.0282 |  | 0.43293 |  |  |  | 0.34328 |  |  |  | 1.3094 | [5 empty] | 0.30394 | [5 empty] | 14.6506 |  | 2.1843 |  |  |  | 41.3563 | [37 empty] | 6.1407 |  | 0.42638 | [7 empty] | 25.5728 | [5 empty] | 3.5165 | [17 empty] | 0.43101 |  |  |  | 232.4908 | [5 empty] | 0.23876 | [11 empty] | 7.1413 |  | 0 | [5 empty] | 0.40249 |  | 0 | [5 empty] | 4.2946 |  |  |  |  | 2023 | Sun, B., Lv, X., Wang, S., Ulrich, T., Dai, Z., Ruan, B. (2023). Evolution of an ancient VMS ore-forming system recorded by pyrite and sphalerite mineral texture, trace elements, and sulfur isotope: A case study from the Huangtupo Cu-Zn (-Au) deposit, Eastern Tianshan, NW China. Ore Geology Reviews, 158, 105475. |  | CHN | Xinjiang
| Huangtupo Cu-Zn (-Au) deposit |  | Seafloor hydrothermal | Volcanic-hosted massive sulfide (VMS) | VMS Cu-Zn | Cu, Zn | Au | Cu, Zn, Au | Sun et al., 2023 |  | YK94-10-3 | YK94-10-3 | drill core |  |  |  |  | ore material | drill core | drill core | mineral separate | [5 empty] | mineralisation |  |  |  | pyrite, sphalerite | preore stage (SI), early ore stage (SII), main ore stage-1 (SIII-1), main ore stage-2 (SIII-2), late ore stage (SIV) | disseminations, veinlets, masses | brecciated, porous, oscillatory-zoned, inclusion-rich, subhedral to euhedral |  |  |  | chalcopyrite, galena, tetrahedrite, pyrrhotite, bornite, magnetite, hematite, quartz, muscovite, barite, chlorite, carbonate, rutile, apatite |  | LA-ICPMS, MC-ICPMS | ASI RESOLution-LR-S155 laser microprobe equipped with a GeoLas Pro 193 nm Ar F excimer laser | State Key Laboratory of Ore Deposit Geochemistry, Institute of Geochemistry, Chinese Academy of Sciences (IGCAS), Guiyang | Line scans were used for trace element analyzed signals, time-drift correction, and quantitative calibration for trace element analysis were performed using the Excel-based software ICPMSData Cal (Liu et al., 2008). Concentration and detection limit calculations were conducted using the protocol of Longerich et al. (1996). |  | 16.6944 |  |  |  | 272.4482 |  | 0.38756 |  |  |  | 0.62242 |  |  |  | 1.2739 | [5 empty] | 0 | [5 empty] | 446.4845 |  | 0 |  |  |  | 74.6566 | [37 empty] | 2.2266 |  | 0 | [7 empty] | 82.3661 | [5 empty] | 74.3069 | [17 empty] | 0.38137 |  |  |  | 355.0407 | [5 empty] | 0 | [11 empty] | 59.8879 |  | 0 | [5 empty] | 0.2129 |  | 0 | [5 empty] | 14.08 |  |  |  |  | 2023 | Sun, B., Lv, X., Wang, S., Ulrich, T., Dai, Z., Ruan, B. (2023). Evolution of an ancient VMS ore-forming system recorded by pyrite and sphalerite mineral texture, trace elements, and sulfur isotope: A case study from the Huangtupo Cu-Zn (-Au) deposit, Eastern Tianshan, NW China. Ore Geology Reviews, 158, 105475. |  | CHN | Xinjiang
| Huangtupo Cu-Zn (-Au) deposit |  | Seafloor hydrothermal | Volcanic-hosted massive sulfide (VMS) | VMS Cu-Zn | Cu, Zn | Au | Cu, Zn, Au | Sun et al., 2023 |  | YK94-10-4 | YK94-10-4 | drill core |  |  |  |  | ore material | drill core | drill core | mineral separate | [5 empty] | mineralisation |  |  |  | pyrite, sphalerite | preore stage (SI), early ore stage (SII), main ore stage-1 (SIII-1), main ore stage-2 (SIII-2), late ore stage (SIV) | disseminations, veinlets, masses | brecciated, porous, oscillatory-zoned, inclusion-rich, subhedral to euhedral |  |  |  | chalcopyrite, galena, tetrahedrite, pyrrhotite, bornite, magnetite, hematite, quartz, muscovite, barite, chlorite, carbonate, rutile, apatite |  | LA-ICPMS, MC-ICPMS | ASI RESOLution-LR-S155 laser microprobe equipped with a GeoLas Pro 193 nm Ar F excimer laser | State Key Laboratory of Ore Deposit Geochemistry, Institute of Geochemistry, Chinese Academy of Sciences (IGCAS), Guiyang | Line scans were used for trace element analyzed signals, time-drift correction, and quantitative calibration for trace element analysis were performed using the Excel-based software ICPMSData Cal (Liu et al., 2008). Concentration and detection limit calculations were conducted using the protocol of Longerich et al. (1996). |  | 0 |  |  |  | 19.724 |  | 0 |  |  |  | 0.31709 |  |  |  | 0.017204 | [5 empty] | 0.90844 | [5 empty] | 997.6336 |  | 2.0281 |  |  |  | 12.7206 | [37 empty] | 3.7256 |  | 0 | [7 empty] | 79.7737 | [5 empty] | 0.51297 | [17 empty] | 0.052914 |  |  |  | 0 | [5 empty] | 0 | [11 empty] | 33.1054 |  | 0.047504 | [5 empty] | 0.15354 |  | 0.088323 | [5 empty] | 52.6117 |  |  |  |  | 2023 | Sun, B., Lv, X., Wang, S., Ulrich, T., Dai, Z., Ruan, B. (2023). Evolution of an ancient VMS ore-forming system recorded by pyrite and sphalerite mineral texture, trace elements, and sulfur isotope: A case study from the Huangtupo Cu-Zn (-Au) deposit, Eastern Tianshan, NW China. Ore Geology Reviews, 158, 105475. |  | CHN | Xinjiang
| Huangtupo Cu-Zn (-Au) deposit |  | Seafloor hydrothermal | Volcanic-hosted massive sulfide (VMS) | VMS Cu-Zn | Cu, Zn | Au | Cu, Zn, Au | Sun et al., 2023 |  | YK91-14-1 | YK91-14-1 | drill core |  |  |  |  | ore material | drill core | drill core | mineral separate | [5 empty] | mineralisation |  |  |  | pyrite, sphalerite | preore stage (SI), early ore stage (SII), main ore stage-1 (SIII-1), main ore stage-2 (SIII-2), late ore stage (SIV) | disseminations, veinlets, masses | brecciated, porous, oscillatory-zoned, inclusion-rich, subhedral to euhedral |  |  |  | chalcopyrite, galena, tetrahedrite, pyrrhotite, bornite, magnetite, hematite, quartz, muscovite, barite, chlorite, carbonate, rutile, apatite |  | LA-ICPMS, MC-ICPMS | ASI RESOLution-LR-S155 laser microprobe equipped with a GeoLas Pro 193 nm Ar F excimer laser | State Key Laboratory of Ore Deposit Geochemistry, Institute of Geochemistry, Chinese Academy of Sciences (IGCAS), Guiyang | Line scans were used for trace element analyzed signals, time-drift correction, and quantitative calibration for trace element analysis were performed using the Excel-based software ICPMSData Cal (Liu et al., 2008). Concentration and detection limit calculations were conducted using the protocol of Longerich et al. (1996). |  | 63.3407 |  |  |  | 476.0878 |  | 4.3591 |  |  |  | 1.8301 |  |  |  | 45.4795 | [5 empty] | 0 | [5 empty] | 858.0943 |  | 3.1534 |  |  |  | 31.3883 | [9 empty] | 33576.6294 |  | 0.23361 |  |  |  | 24.3267 | [7 empty] | 1.6933 | [13 empty] | 19.1487 |  | 0.12838 | [7 empty] | 15.8646 | [5 empty] | 175.2237 | [17 empty] | 1.3332 |  |  |  | 407.2341 | [5 empty] | 0.34736 | [11 empty] | 49.5592 |  | 0.23653 | [5 empty] | 2.9943 |  | 0.1094 | [5 empty] | 25.0686 |  |  |  |  | 2023 | Sun, B., Lv, X., Wang, S., Ulrich, T., Dai, Z., Ruan, B. (2023). Evolution of an ancient VMS ore-forming system recorded by pyrite and sphalerite mineral texture, trace elements, and sulfur isotope: A case study from the Huangtupo Cu-Zn (-Au) deposit, Eastern Tianshan, NW China. Ore Geology Reviews, 158, 105475. |  | CHN | Xinjiang
| Huangtupo Cu-Zn (-Au) deposit |  | Seafloor hydrothermal | Volcanic-hosted massive sulfide (VMS) | VMS Cu-Zn | Cu, Zn | Au | Cu, Zn, Au | Sun et al., 2023 |  | YK91-14-2 | YK91-14-2 | drill core |  |  |  |  | ore material | drill core | drill core | mineral separate | [5 empty] | mineralisation |  |  |  | pyrite, sphalerite | preore stage (SI), early ore stage (SII), main ore stage-1 (SIII-1), main ore stage-2 (SIII-2), late ore stage (SIV) | disseminations, veinlets, masses | brecciated, porous, oscillatory-zoned, inclusion-rich, subhedral to euhedral |  |  |  | chalcopyrite, galena, tetrahedrite, pyrrhotite, bornite, magnetite, hematite, quartz, muscovite, barite, chlorite, carbonate, rutile, apatite |  | LA-ICPMS, MC-ICPMS | ASI RESOLution-LR-S155 laser microprobe equipped with a GeoLas Pro 193 nm Ar F excimer laser | State Key Laboratory of Ore Deposit Geochemistry, Institute of Geochemistry, Chinese Academy of Sciences (IGCAS), Guiyang | Line scans were used for trace element analyzed signals, time-drift correction, and quantitative calibration for trace element analysis were performed using the Excel-based software ICPMSData Cal (Liu et al., 2008). Concentration and detection limit calculations were conducted using the protocol of Longerich et al. (1996). |  | 0 |  |  |  | 0 |  | 0.1095 |  |  |  | 0.66249 |  |  |  | 0.17373 | [5 empty] | 0 | [5 empty] | 872.322 |  | 13.326 |  |  |  | 263.0367 | [9 empty] | 13686.8535 |  | 327.2477 |  |  |  | 20.8051 | [7 empty] | 4.6202 | [13 empty] | 0 |  | 0 | [7 empty] | 51.2179 | [5 empty] | 17.6414 | [17 empty] | 0.46149 |  |  |  | 0 | [5 empty] | 5.112 | [11 empty] | 50.5984 |  | 0.033645 | [5 empty] | 0 |  | 0.069654 | [5 empty] | 200.2492 |  |  |  |  | 2023 | Sun, B., Lv, X., Wang, S., Ulrich, T., Dai, Z., Ruan, B. (2023). Evolution of an ancient VMS ore-forming system recorded by pyrite and sphalerite mineral texture, trace elements, and sulfur isotope: A case study from the Huangtupo Cu-Zn (-Au) deposit, Eastern Tianshan, NW China. Ore Geology Reviews, 158, 105475. |  | CHN | Xinjiang
| Huangtupo Cu-Zn (-Au) deposit |  | Seafloor hydrothermal | Volcanic-hosted massive sulfide (VMS) | VMS Cu-Zn | Cu, Zn | Au | Cu, Zn, Au | Sun et al., 2023 |  | YK91-14-3 | YK91-14-3 | drill core |  |  |  |  | ore material | drill core | drill core | mineral separate | [5 empty] | mineralisation |  |  |  | pyrite, sphalerite | preore stage (SI), early ore stage (SII), main ore stage-1 (SIII-1), main ore stage-2 (SIII-2), late ore stage (SIV) | disseminations, veinlets, masses | brecciated, porous, oscillatory-zoned, inclusion-rich, subhedral to euhedral |  |  |  | chalcopyrite, galena, tetrahedrite, pyrrhotite, bornite, magnetite, hematite, quartz, muscovite, barite, chlorite, carbonate, rutile, apatite |  | LA-ICPMS, MC-ICPMS | ASI RESOLution-LR-S155 laser microprobe equipped with a GeoLas Pro 193 nm Ar F excimer laser | State Key Laboratory of Ore Deposit Geochemistry, Institute of Geochemistry, Chinese Academy of Sciences (IGCAS), Guiyang | Line scans were used for trace element analyzed signals, time-drift correction, and quantitative calibration for trace element analysis were performed using the Excel-based software ICPMSData Cal (Liu et al., 2008). Concentration and detection limit calculations were conducted using the protocol of Longerich et al. (1996). |  | 0.009325 |  |  |  | 2.1313 |  | 0.010056 |  |  |  | 0.076373 |  |  |  | 0 | [5 empty] | 0 | [5 empty] | 575.5249 |  | 0 |  |  |  | 0.86872 | [37 empty] | 0 |  | 0 | [7 empty] | 8.7527 | [5 empty] | 0.32485 | [17 empty] | 0 |  |  |  | 0 | [5 empty] | 0.030804 | [11 empty] | 40.4327 |  | 0.00499 | [5 empty] | 1.6326 |  | 0.028467 | [5 empty] | 0.87398 |  |  |  |  | 2023 | Sun, B., Lv, X., Wang, S., Ulrich, T., Dai, Z., Ruan, B. (2023). Evolution of an ancient VMS ore-forming system recorded by pyrite and sphalerite mineral texture, trace elements, and sulfur isotope: A case study from the Huangtupo Cu-Zn (-Au) deposit, Eastern Tianshan, NW China. Ore Geology Reviews, 158, 105475. |  | CHN | Xinjiang
| Huangtupo Cu-Zn (-Au) deposit |  | Seafloor hydrothermal | Volcanic-hosted massive sulfide (VMS) | VMS Cu-Zn | Cu, Zn | Au | Cu, Zn, Au | Sun et al., 2023 |  | YK91-14-4 | YK91-14-4 | drill core |  |  |  |  | ore material | drill core | drill core | mineral separate | [5 empty] | mineralisation |  |  |  | pyrite, sphalerite | preore stage (SI), early ore stage (SII), main ore stage-1 (SIII-1), main ore stage-2 (SIII-2), late ore stage (SIV) | disseminations, veinlets, masses | brecciated, porous, oscillatory-zoned, inclusion-rich, subhedral to euhedral |  |  |  | chalcopyrite, galena, tetrahedrite, pyrrhotite, bornite, magnetite, hematite, quartz, muscovite, barite, chlorite, carbonate, rutile, apatite |  | LA-ICPMS, MC-ICPMS | ASI RESOLution-LR-S155 laser microprobe equipped with a GeoLas Pro 193 nm Ar F excimer laser | State Key Laboratory of Ore Deposit Geochemistry, Institute of Geochemistry, Chinese Academy of Sciences (IGCAS), Guiyang | Line scans were used for trace element analyzed signals, time-drift correction, and quantitative calibration for trace element analysis were performed using the Excel-based software ICPMSData Cal (Liu et al., 2008). Concentration and detection limit calculations were conducted using the protocol of Longerich et al. (1996). |  | 0 |  |  |  | 0.72187 |  | 0 |  |  |  | 0 |  |  |  | 0.1693 | [5 empty] | 0.2433 | [5 empty] | 218.5024 |  | 0.83202 |  |  |  | 0.9516 | [37 empty] | 0 |  | 0.019139 | [7 empty] | 5.1461 | [5 empty] | 0.33761 | [17 empty] | 0 |  |  |  | 6.9545 | [5 empty] | 0 | [11 empty] | 6.0486 |  | 0 | [5 empty] | 0.26714 |  | 0 | [5 empty] | 2.0347 |  |  |  |  | 2023 | Sun, B., Lv, X., Wang, S., Ulrich, T., Dai, Z., Ruan, B. (2023). Evolution of an ancient VMS ore-forming system recorded by pyrite and sphalerite mineral texture, trace elements, and sulfur isotope: A case study from the Huangtupo Cu-Zn (-Au) deposit, Eastern Tianshan, NW China. Ore Geology Reviews, 158, 105475. |  | CHN | Xinjiang
| Huangtupo Cu-Zn (-Au) deposit |  | Seafloor hydrothermal | Volcanic-hosted massive sulfide (VMS) | VMS Cu-Zn | Cu, Zn | Au | Cu, Zn, Au | Sun et al., 2023 |  | YK91-14-5 | YK91-14-5 | drill core |  |  |  |  | ore material | drill core | drill core | mineral separate | [5 empty] | mineralisation |  |  |  | pyrite, sphalerite | preore stage (SI), early ore stage (SII), main ore stage-1 (SIII-1), main ore stage-2 (SIII-2), late ore stage (SIV) | disseminations, veinlets, masses | brecciated, porous, oscillatory-zoned, inclusion-rich, subhedral to euhedral |  |  |  | chalcopyrite, galena, tetrahedrite, pyrrhotite, bornite, magnetite, hematite, quartz, muscovite, barite, chlorite, carbonate, rutile, apatite |  | LA-ICPMS, MC-ICPMS | ASI RESOLution-LR-S155 laser microprobe equipped with a GeoLas Pro 193 nm Ar F excimer laser | State Key Laboratory of Ore Deposit Geochemistry, Institute of Geochemistry, Chinese Academy of Sciences (IGCAS), Guiyang | Line scans were used for trace element analyzed signals, time-drift correction, and quantitative calibration for trace element analysis were performed using the Excel-based software ICPMSData Cal (Liu et al., 2008). Concentration and detection limit calculations were conducted using the protocol of Longerich et al. (1996). |  | 0.02252 |  |  |  | 1.4751 |  | 0.006144 |  |  |  | 0 |  |  |  | 0.076746 | [5 empty] | 0.08209 | [5 empty] | 320.3417 |  | 0.39458 |  |  |  | 1.0273 | [37 empty] | 4.3009 |  | 0 | [7 empty] | 27.7632 | [5 empty] | 0.19826 | [17 empty] | 0.019113 |  |  |  | 0 | [5 empty] | 0.15851 | [11 empty] | 6.0471 |  | 0 | [5 empty] | 0.68691 |  | 0.071353 | [5 empty] | 3.2946 |  |  |  |  | 2023 | Sun, B., Lv, X., Wang, S., Ulrich, T., Dai, Z., Ruan, B. (2023). Evolution of an ancient VMS ore-forming system recorded by pyrite and sphalerite mineral texture, trace elements, and sulfur isotope: A case study from the Huangtupo Cu-Zn (-Au) deposit, Eastern Tianshan, NW China. Ore Geology Reviews, 158, 105475. |  | CHN | Xinjiang
| Huangtupo Cu-Zn (-Au) deposit |  | Seafloor hydrothermal | Volcanic-hosted massive sulfide (VMS) | VMS Cu-Zn | Cu, Zn | Au | Cu, Zn, Au | Sun et al., 2023 |  | YK91-16-3 | YK91-16-3 | drill core |  |  |  |  | ore material | drill core | drill core | mineral separate | [5 empty] | mineralisation |  |  |  | pyrite, sphalerite | preore stage (SI), early ore stage (SII), main ore stage-1 (SIII-1), main ore stage-2 (SIII-2), late ore stage (SIV) | disseminations, veinlets, masses | brecciated, porous, oscillatory-zoned, inclusion-rich, subhedral to euhedral |  |  |  | chalcopyrite, galena, tetrahedrite, pyrrhotite, bornite, magnetite, hematite, quartz, muscovite, barite, chlorite, carbonate, rutile, apatite |  | LA-ICPMS, MC-ICPMS | ASI RESOLution-LR-S155 laser microprobe equipped with a GeoLas Pro 193 nm Ar F excimer laser | State Key Laboratory of Ore Deposit Geochemistry, Institute of Geochemistry, Chinese Academy of Sciences (IGCAS), Guiyang | Line scans were used for trace element analyzed signals, time-drift correction, and quantitative calibration for trace element analysis were performed using the Excel-based software ICPMSData Cal (Liu et al., 2008). Concentration and detection limit calculations were conducted using the protocol of Longerich et al. (1996). |  | 0.016235 |  |  |  | 1.7736 |  | 0.006023 |  |  |  | 0.036252 |  |  |  | 0.018811 | [5 empty] | 0.3211 | [5 empty] | 769.926 |  | 0.35602 |  |  |  | 0.56958 | [9 empty] | 10198.4867 |  | 2.6442 |  |  |  | 13.3827 | [7 empty] | 0.022376 | [13 empty] | 0.46306 |  | 0 | [7 empty] | 8.1426 | [5 empty] | 0.035888 | [17 empty] | 0 |  |  |  | 0 | [5 empty] | 0.43988 | [11 empty] | 6.1284 |  | 0 | [5 empty] | 0.04083 |  | 0.015465 | [5 empty] | 2.1606 |  |  |  |  | 2023 | Sun, B., Lv, X., Wang, S., Ulrich, T., Dai, Z., Ruan, B. (2023). Evolution of an ancient VMS ore-forming system recorded by pyrite and sphalerite mineral texture, trace elements, and sulfur isotope: A case study from the Huangtupo Cu-Zn (-Au) deposit, Eastern Tianshan, NW China. Ore Geology Reviews, 158, 105475. |  | CHN | Xinjiang
| Huangtupo Cu-Zn (-Au) deposit |  | Seafloor hydrothermal | Volcanic-hosted massive sulfide (VMS) | VMS Cu-Zn | Cu, Zn | Au | Cu, Zn, Au | Sun et al., 2023 |  | YK91-16-4 | YK91-16-4 | drill core |  |  |  |  | ore material | drill core | drill core | mineral separate | [5 empty] | mineralisation |  |  |  | pyrite, sphalerite | preore stage (SI), early ore stage (SII), main ore stage-1 (SIII-1), main ore stage-2 (SIII-2), late ore stage (SIV) | disseminations, veinlets, masses | brecciated, porous, oscillatory-zoned, inclusion-rich, subhedral to euhedral |  |  |  | chalcopyrite, galena, tetrahedrite, pyrrhotite, bornite, magnetite, hematite, quartz, muscovite, barite, chlorite, carbonate, rutile, apatite |  | LA-ICPMS, MC-ICPMS | ASI RESOLution-LR-S155 laser microprobe equipped with a GeoLas Pro 193 nm Ar F excimer laser | State Key Laboratory of Ore Deposit Geochemistry, Institute of Geochemistry, Chinese Academy of Sciences (IGCAS), Guiyang | Line scans were used for trace element analyzed signals, time-drift correction, and quantitative calibration for trace element analysis were performed using the Excel-based software ICPMSData Cal (Liu et al., 2008). Concentration and detection limit calculations were conducted using the protocol of Longerich et al. (1996). |  | 0 |  |  |  | 2.3179 |  | 0.018201 |  |  |  | 0 |  |  |  | 0 | [5 empty] | 0 | [5 empty] | 403.0511 |  | 0.39459 |  |  |  | 0.20449 | [9 empty] | 9394.2082 |  | 4.4381 |  |  |  | 14.9594 | [7 empty] | 0.020491 | [13 empty] | 0.75518 |  | 0 | [7 empty] | 8.6801 | [5 empty] | 0.028006 | [17 empty] | 0.001754 |  |  |  | 0 | [5 empty] | 0.11281 | [11 empty] | 6.6966 |  | 0.008713 | [5 empty] | 0.041835 |  | 0 | [5 empty] | 73.8928 |  |  |  |  | 2023 | Sun, B., Lv, X., Wang, S., Ulrich, T., Dai, Z., Ruan, B. (2023). Evolution of an ancient VMS ore-forming system recorded by pyrite and sphalerite mineral texture, trace elements, and sulfur isotope: A case study from the Huangtupo Cu-Zn (-Au) deposit, Eastern Tianshan, NW China. Ore Geology Reviews, 158, 105475. |  | CHN | Xinjiang
| Huangtupo Cu-Zn (-Au) deposit |  | Seafloor hydrothermal | Volcanic-hosted massive sulfide (VMS) | VMS Cu-Zn | Cu, Zn | Au | Cu, Zn, Au | Sun et al., 2023 |  | YK91-16-5 | YK91-16-5 | drill core |  |  |  |  | ore material | drill core | drill core | mineral separate | [5 empty] | mineralisation |  |  |  | pyrite, sphalerite | preore stage (SI), early ore stage (SII), main ore stage-1 (SIII-1), main ore stage-2 (SIII-2), late ore stage (SIV) | disseminations, veinlets, masses | brecciated, porous, oscillatory-zoned, inclusion-rich, subhedral to euhedral |  |  |  | chalcopyrite, galena, tetrahedrite, pyrrhotite, bornite, magnetite, hematite, quartz, muscovite, barite, chlorite, carbonate, rutile, apatite |  | LA-ICPMS, MC-ICPMS | ASI RESOLution-LR-S155 laser microprobe equipped with a GeoLas Pro 193 nm Ar F excimer laser | State Key Laboratory of Ore Deposit Geochemistry, Institute of Geochemistry, Chinese Academy of Sciences (IGCAS), Guiyang | Line scans were used for trace element analyzed signals, time-drift correction, and quantitative calibration for trace element analysis were performed using the Excel-based software ICPMSData Cal (Liu et al., 2008). Concentration and detection limit calculations were conducted using the protocol of Longerich et al. (1996). |  | 2.7417 |  |  |  | 7.1156 |  | 0.059233 |  |  |  | 0.061944 |  |  |  | 2.3267 | [5 empty] | 0.072449 | [5 empty] | 16.5158 |  | 0.40351 |  |  |  | 319.7412 | [37 empty] | 0.93075 |  | 0.060342 | [7 empty] | 3.1512 | [5 empty] | 6.6288 | [17 empty] | 0.73657 |  |  |  | 176.2342 | [5 empty] | 0.42331 | [11 empty] | 5.9329 |  | 0 | [5 empty] | 0 |  | 0.008528 | [5 empty] | 30.616 |  |  |  |  | 2023 | Sun, B., Lv, X., Wang, S., Ulrich, T., Dai, Z., Ruan, B. (2023). Evolution of an ancient VMS ore-forming system recorded by pyrite and sphalerite mineral texture, trace elements, and sulfur isotope: A case study from the Huangtupo Cu-Zn (-Au) deposit, Eastern Tianshan, NW China. Ore Geology Reviews, 158, 105475. |  | CHN | Xinjiang
| Huangtupo Cu-Zn (-Au) deposit |  | Seafloor hydrothermal | Volcanic-hosted massive sulfide (VMS) | VMS Cu-Zn | Cu, Zn | Au | Cu, Zn, Au | Sun et al., 2023 |  | YK111-17-1 | YK111-17-1 | drill core |  |  |  |  | ore material | drill core | drill core | mineral separate | [5 empty] | mineralisation |  |  |  | pyrite, sphalerite | preore stage (SI), early ore stage (SII), main ore stage-1 (SIII-1), main ore stage-2 (SIII-2), late ore stage (SIV) | disseminations, veinlets, masses | brecciated, porous, oscillatory-zoned, inclusion-rich, subhedral to euhedral |  |  |  | chalcopyrite, galena, tetrahedrite, pyrrhotite, bornite, magnetite, hematite, quartz, muscovite, barite, chlorite, carbonate, rutile, apatite |  | LA-ICPMS, MC-ICPMS | ASI RESOLution-LR-S155 laser microprobe equipped with a GeoLas Pro 193 nm Ar F excimer laser | State Key Laboratory of Ore Deposit Geochemistry, Institute of Geochemistry, Chinese Academy of Sciences (IGCAS), Guiyang | Line scans were used for trace element analyzed signals, time-drift correction, and quantitative calibration for trace element analysis were performed using the Excel-based software ICPMSData Cal (Liu et al., 2008). Concentration and detection limit calculations were conducted using the protocol of Longerich et al. (1996). |  | 0.032991 |  |  |  | 12.7835 |  | 0 |  |  |  | 0 |  |  |  | 0.45579 | [5 empty] | 0.14978 | [5 empty] | 3.9326 |  | 0 |  |  |  | 1.885 | [37 empty] | 0 |  | 0 | [7 empty] | 0.62221 | [5 empty] | 0.18975 | [17 empty] | 0.038837 |  |  |  | 0 | [5 empty] | 0 | [11 empty] | 7.4236 |  | 0.009417 | [5 empty] | 0 |  | 0 | [5 empty] | 1.2675 |  |  |  |  | 2023 | Sun, B., Lv, X., Wang, S., Ulrich, T., Dai, Z., Ruan, B. (2023). Evolution of an ancient VMS ore-forming system recorded by pyrite and sphalerite mineral texture, trace elements, and sulfur isotope: A case study from the Huangtupo Cu-Zn (-Au) deposit, Eastern Tianshan, NW China. Ore Geology Reviews, 158, 105475. |  | CHN | Xinjiang
| Huangtupo Cu-Zn (-Au) deposit |  | Seafloor hydrothermal | Volcanic-hosted massive sulfide (VMS) | VMS Cu-Zn | Cu, Zn | Au | Cu, Zn, Au | Sun et al., 2023 |  | YK111-17-2 | YK111-17-2 | drill core |  |  |  |  | ore material | drill core | drill core | mineral separate | [5 empty] | mineralisation |  |  |  | pyrite, sphalerite | preore stage (SI), early ore stage (SII), main ore stage-1 (SIII-1), main ore stage-2 (SIII-2), late ore stage (SIV) | disseminations, veinlets, masses | brecciated, porous, oscillatory-zoned, inclusion-rich, subhedral to euhedral |  |  |  | chalcopyrite, galena, tetrahedrite, pyrrhotite, bornite, magnetite, hematite, quartz, muscovite, barite, chlorite, carbonate, rutile, apatite |  | LA-ICPMS, MC-ICPMS | ASI RESOLution-LR-S155 laser microprobe equipped with a GeoLas Pro 193 nm Ar F excimer laser | State Key Laboratory of Ore Deposit Geochemistry, Institute of Geochemistry, Chinese Academy of Sciences (IGCAS), Guiyang | Line scans were used for trace element analyzed signals, time-drift correction, and quantitative calibration for trace element analysis were performed using the Excel-based software ICPMSData Cal (Liu et al., 2008). Concentration and detection limit calculations were conducted using the protocol of Longerich et al. (1996). |  | 0.19958 |  |  |  | 8.19 |  | 0 |  |  |  | 0.17659 |  |  |  | 0.59215 | [5 empty] | 0 | [5 empty] | 3.4761 |  | 7.8283 |  |  |  | 2.9466 | [37 empty] | 0.55392 |  | 1.1105 | [7 empty] | 18.5981 | [5 empty] | 1.6726 | [17 empty] | 0 |  |  |  | 0 | [5 empty] | 0.63413 | [11 empty] | 5.2968 |  | 0 | [5 empty] | 0.04676 |  | 0.16267 | [5 empty] | 34.3746 |  |  |  |  | 2023 | Sun, B., Lv, X., Wang, S., Ulrich, T., Dai, Z., Ruan, B. (2023). Evolution of an ancient VMS ore-forming system recorded by pyrite and sphalerite mineral texture, trace elements, and sulfur isotope: A case study from the Huangtupo Cu-Zn (-Au) deposit, Eastern Tianshan, NW China. Ore Geology Reviews, 158, 105475. |  | CHN | Xinjiang
| Huangtupo Cu-Zn (-Au) deposit |  | Seafloor hydrothermal | Volcanic-hosted massive sulfide (VMS) | VMS Cu-Zn | Cu, Zn | Au | Cu, Zn, Au | Sun et al., 2023 |  | YK111-18-1 | YK111-18-1 | drill core |  |  |  |  | ore material | drill core | drill core | mineral separate | [5 empty] | mineralisation |  |  |  | pyrite, sphalerite | preore stage (SI), early ore stage (SII), main ore stage-1 (SIII-1), main ore stage-2 (SIII-2), late ore stage (SIV) | disseminations, veinlets, masses | brecciated, porous, oscillatory-zoned, inclusion-rich, subhedral to euhedral |  |  |  | chalcopyrite, galena, tetrahedrite, pyrrhotite, bornite, magnetite, hematite, quartz, muscovite, barite, chlorite, carbonate, rutile, apatite |  | LA-ICPMS, MC-ICPMS | ASI RESOLution-LR-S155 laser microprobe equipped with a GeoLas Pro 193 nm Ar F excimer laser | State Key Laboratory of Ore Deposit Geochemistry, Institute of Geochemistry, Chinese Academy of Sciences (IGCAS), Guiyang | Line scans were used for trace element analyzed signals, time-drift correction, and quantitative calibration for trace element analysis were performed using the Excel-based software ICPMSData Cal (Liu et al., 2008). Concentration and detection limit calculations were conducted using the protocol of Longerich et al. (1996). |  | 0 |  |  |  | 6.7224 |  | 0.002393 |  |  |  | 0.022065 |  |  |  | 0.012429 | [5 empty] | 0.17738 | [5 empty] | 0.62289 |  | 0.13666 |  |  |  | 1.1963 | [9 empty] | 13777.8809 |  | 7.9328 |  |  |  | 0.84294 | [7 empty] | 1.2004 | [13 empty] | 0.49073 |  | 0.050324 | [7 empty] | 0.65825 | [5 empty] | 0.016812 | [17 empty] | 0.054146 |  |  |  | 0 | [5 empty] | 0.43702 | [11 empty] | 6.1931 |  | 0.016528 | [5 empty] | 0 |  | 0.018318 | [5 empty] | 0 |  |  |  |  | 2023 | Sun, B., Lv, X., Wang, S., Ulrich, T., Dai, Z., Ruan, B. (2023). Evolution of an ancient VMS ore-forming system recorded by pyrite and sphalerite mineral texture, trace elements, and sulfur isotope: A case study from the Huangtupo Cu-Zn (-Au) deposit, Eastern Tianshan, NW China. Ore Geology Reviews, 158, 105475. |  | CHN | Xinjiang
| Huangtupo Cu-Zn (-Au) deposit |  | Seafloor hydrothermal | Volcanic-hosted massive sulfide (VMS) | VMS Cu-Zn | Cu, Zn | Au | Cu, Zn, Au | Sun et al., 2023 |  | YK111-18-2 | YK111-18-2 | drill core |  |  |  |  | ore material | drill core | drill core | mineral separate | [5 empty] | mineralisation |  |  |  | pyrite, sphalerite | preore stage (SI), early ore stage (SII), main ore stage-1 (SIII-1), main ore stage-2 (SIII-2), late ore stage (SIV) | disseminations, veinlets, masses | brecciated, porous, oscillatory-zoned, inclusion-rich, subhedral to euhedral |  |  |  | chalcopyrite, galena, tetrahedrite, pyrrhotite, bornite, magnetite, hematite, quartz, muscovite, barite, chlorite, carbonate, rutile, apatite |  | LA-ICPMS, MC-ICPMS | ASI RESOLution-LR-S155 laser microprobe equipped with a GeoLas Pro 193 nm Ar F excimer laser | State Key Laboratory of Ore Deposit Geochemistry, Institute of Geochemistry, Chinese Academy of Sciences (IGCAS), Guiyang | Line scans were used for trace element analyzed signals, time-drift correction, and quantitative calibration for trace element analysis were performed using the Excel-based software ICPMSData Cal (Liu et al., 2008). Concentration and detection limit calculations were conducted using the protocol of Longerich et al. (1996). |  | 45.4251 |  |  |  | 156.6733 |  | 1.6871 |  |  |  | 0.47025 |  |  |  | 173.0134 | [5 empty] | 0.39846 | [5 empty] | 63.2975 |  | 5.8659 |  |  |  | 537.0043 | [9 empty] | 11615.7964 |  | 1.1038 |  |  |  | 0.028735 | [7 empty] | 0.043489 | [13 empty] | 71.7772 |  | 79.1966 | [7 empty] | 20.7657 | [5 empty] | 868.8181 | [17 empty] | 32.9621 |  |  |  | 35.6091 | [5 empty] | 0.34385 | [11 empty] | 19.2438 |  | 5.9993 | [5 empty] | 1.1116 |  | 0.041144 | [5 empty] | 488.1849 |  |  |  |  | 2023 | Sun, B., Lv, X., Wang, S., Ulrich, T., Dai, Z., Ruan, B. (2023). Evolution of an ancient VMS ore-forming system recorded by pyrite and sphalerite mineral texture, trace elements, and sulfur isotope: A case study from the Huangtupo Cu-Zn (-Au) deposit, Eastern Tianshan, NW China. Ore Geology Reviews, 158, 105475. |  | CHN | Xinjiang
| Huangtupo Cu-Zn (-Au) deposit |  | Seafloor hydrothermal | Volcanic-hosted massive sulfide (VMS) | VMS Cu-Zn | Cu, Zn | Au | Cu, Zn, Au | Sun et al., 2023 |  | YK111-18-3 | YK111-18-3 | drill core |  |  |  |  | ore material | drill core | drill core | mineral separate | [5 empty] | mineralisation |  |  |  | pyrite, sphalerite | preore stage (SI), early ore stage (SII), main ore stage-1 (SIII-1), main ore stage-2 (SIII-2), late ore stage (SIV) | disseminations, veinlets, masses | brecciated, porous, oscillatory-zoned, inclusion-rich, subhedral to euhedral |  |  |  | chalcopyrite, galena, tetrahedrite, pyrrhotite, bornite, magnetite, hematite, quartz, muscovite, barite, chlorite, carbonate, rutile, apatite |  | LA-ICPMS, MC-ICPMS | ASI RESOLution-LR-S155 laser microprobe equipped with a GeoLas Pro 193 nm Ar F excimer laser | State Key Laboratory of Ore Deposit Geochemistry, Institute of Geochemistry, Chinese Academy of Sciences (IGCAS), Guiyang | Line scans were used for trace element analyzed signals, time-drift correction, and quantitative calibration for trace element analysis were performed using the Excel-based software ICPMSData Cal (Liu et al., 2008). Concentration and detection limit calculations were conducted using the protocol of Longerich et al. (1996). |  | 63.5342 |  |  |  | 289.9006 |  | 1.9211 |  |  |  | 0.55446 |  |  |  | 252.2352 | [5 empty] | 0.29597 | [5 empty] | 142.8235 |  | 0.95882 |  |  |  | 470.9883 | [9 empty] | 11607.4823 |  | 36.6455 |  |  |  | 0.48506 | [7 empty] | 3.4861 | [13 empty] | 99.3761 |  | 6.5916 | [7 empty] | 16.8548 | [5 empty] | 370.8902 | [17 empty] | 93.9216 |  |  |  | 67.5616 | [5 empty] | 0.57346 | [11 empty] | 8.4129 |  | 7.5692 | [5 empty] | 1.8171 |  | 0.97441 | [5 empty] | 35.6451 |  |  |  |  | 2023 | Sun, B., Lv, X., Wang, S., Ulrich, T., Dai, Z., Ruan, B. (2023). Evolution of an ancient VMS ore-forming system recorded by pyrite and sphalerite mineral texture, trace elements, and sulfur isotope: A case study from the Huangtupo Cu-Zn (-Au) deposit, Eastern Tianshan, NW China. Ore Geology Reviews, 158, 105475. |  | CHN | Xinjiang
| Huangtupo Cu-Zn (-Au) deposit |  | Seafloor hydrothermal | Volcanic-hosted massive sulfide (VMS) | VMS Cu-Zn | Cu, Zn | Au | Cu, Zn, Au | Sun et al., 2023 |  | YK111-18-4 | YK111-18-4 | drill core |  |  |  |  | ore material | drill core | drill core | mineral separate | [5 empty] | mineralisation |  |  |  | pyrite, sphalerite | preore stage (SI), early ore stage (SII), main ore stage-1 (SIII-1), main ore stage-2 (SIII-2), late ore stage (SIV) | disseminations, veinlets, masses | brecciated, porous, oscillatory-zoned, inclusion-rich, subhedral to euhedral |  |  |  | chalcopyrite, galena, tetrahedrite, pyrrhotite, bornite, magnetite, hematite, quartz, muscovite, barite, chlorite, carbonate, rutile, apatite |  | LA-ICPMS, MC-ICPMS | ASI RESOLution-LR-S155 laser microprobe equipped with a GeoLas Pro 193 nm Ar F excimer laser | State Key Laboratory of Ore Deposit Geochemistry, Institute of Geochemistry, Chinese Academy of Sciences (IGCAS), Guiyang | Line scans were used for trace element analyzed signals, time-drift correction, and quantitative calibration for trace element analysis were performed using the Excel-based software ICPMSData Cal (Liu et al., 2008). Concentration and detection limit calculations were conducted using the protocol of Longerich et al. (1996). |  | 10.0054 |  |  |  | 30.4848 |  | 1.3038 |  |  |  | 0.04316 |  |  |  | 14.8247 | [5 empty] | 0 | [5 empty] | 8.831 |  | 0 |  |  |  | 20.0319 | [9 empty] | 14979.5822 |  | 48.6859 |  |  |  | 6.9534 | [7 empty] | 0.3594 | [13 empty] | 0.86179 |  | 0 | [7 empty] | 0 | [5 empty] | 23.1337 | [17 empty] | 0.16361 |  |  |  | 696.9074 | [5 empty] | 0 | [11 empty] | 5.3092 |  | 0.004025 | [5 empty] | 0.036522 |  | 0.008958 | [5 empty] | 2.8735 |  |  |  |  | 2023 | Sun, B., Lv, X., Wang, S., Ulrich, T., Dai, Z., Ruan, B. (2023). Evolution of an ancient VMS ore-forming system recorded by pyrite and sphalerite mineral texture, trace elements, and sulfur isotope: A case study from the Huangtupo Cu-Zn (-Au) deposit, Eastern Tianshan, NW China. Ore Geology Reviews, 158, 105475. |  | CHN | Xinjiang
| Huangtupo Cu-Zn (-Au) deposit |  | Seafloor hydrothermal | Volcanic-hosted massive sulfide (VMS) | VMS Cu-Zn | Cu, Zn | Au | Cu, Zn, Au | Sun et al., 2023 |  | YK112-15-1 | YK112-15-1 | drill core |  |  |  |  | ore material | drill core | drill core | mineral separate | [5 empty] | mineralisation |  |  |  | pyrite, sphalerite | preore stage (SI), early ore stage (SII), main ore stage-1 (SIII-1), main ore stage-2 (SIII-2), late ore stage (SIV) | disseminations, veinlets, masses | brecciated, porous, oscillatory-zoned, inclusion-rich, subhedral to euhedral |  |  |  | chalcopyrite, galena, tetrahedrite, pyrrhotite, bornite, magnetite, hematite, quartz, muscovite, barite, chlorite, carbonate, rutile, apatite |  | LA-ICPMS, MC-ICPMS | ASI RESOLution-LR-S155 laser microprobe equipped with a GeoLas Pro 193 nm Ar F excimer laser | State Key Laboratory of Ore Deposit Geochemistry, Institute of Geochemistry, Chinese Academy of Sciences (IGCAS), Guiyang | Line scans were used for trace element analyzed signals, time-drift correction, and quantitative calibration for trace element analysis were performed using the Excel-based software ICPMSData Cal (Liu et al., 2008). Concentration and detection limit calculations were conducted using the protocol of Longerich et al. (1996). |  | 1.847 |  |  |  | 682.3057 |  | 0 |  |  |  | 0.053047 |  |  |  | 0.001158 | [5 empty] | 0 | [5 empty] | 0.064881 |  | 0 |  |  |  | 2.7967 | [37 empty] | 22.666 |  | 0.20532 | [7 empty] | 0 | [5 empty] | 24.6282 | [17 empty] | 45.7376 |  |  |  | 0 | [5 empty] | 0.16301 | [11 empty] | 5.132 |  | 8.67 | [5 empty] | 0 |  | 0.007485 | [5 empty] | 3.7322 |  |  |  |  | 2023 | Sun, B., Lv, X., Wang, S., Ulrich, T., Dai, Z., Ruan, B. (2023). Evolution of an ancient VMS ore-forming system recorded by pyrite and sphalerite mineral texture, trace elements, and sulfur isotope: A case study from the Huangtupo Cu-Zn (-Au) deposit, Eastern Tianshan, NW China. Ore Geology Reviews, 158, 105475. |  | CHN | Xinjiang
| Huangtupo Cu-Zn (-Au) deposit |  | Seafloor hydrothermal | Volcanic-hosted massive sulfide (VMS) | VMS Cu-Zn | Cu, Zn | Au | Cu, Zn, Au | Sun et al., 2023 |  | YK112-15-2 | YK112-15-2 | drill core |  |  |  |  | ore material | drill core | drill core | mineral separate | [5 empty] | mineralisation |  |  |  | pyrite, sphalerite | preore stage (SI), early ore stage (SII), main ore stage-1 (SIII-1), main ore stage-2 (SIII-2), late ore stage (SIV) | disseminations, veinlets, masses | brecciated, porous, oscillatory-zoned, inclusion-rich, subhedral to euhedral |  |  |  | chalcopyrite, galena, tetrahedrite, pyrrhotite, bornite, magnetite, hematite, quartz, muscovite, barite, chlorite, carbonate, rutile, apatite |  | LA-ICPMS, MC-ICPMS | ASI RESOLution-LR-S155 laser microprobe equipped with a GeoLas Pro 193 nm Ar F excimer laser | State Key Laboratory of Ore Deposit Geochemistry, Institute of Geochemistry, Chinese Academy of Sciences (IGCAS), Guiyang | Line scans were used for trace element analyzed signals, time-drift correction, and quantitative calibration for trace element analysis were performed using the Excel-based software ICPMSData Cal (Liu et al., 2008). Concentration and detection limit calculations were conducted using the protocol of Longerich et al. (1996). |  | 7.997 |  |  |  | 689.6819 |  | 0.012064 |  |  |  | 0.018155 |  |  |  | 0 | [5 empty] | 0 | [5 empty] | 0 |  | 0.43444 |  |  |  | 31.7347 | [37 empty] | 32.633 |  | 2.2123 | [7 empty] | 1.4948 | [5 empty] | 62.7767 | [17 empty] | 42.5567 |  |  |  | 0 | [5 empty] | 0.21587 | [11 empty] | 6.0029 |  | 50.7196 | [5 empty] | 0.031457 |  | 3.0823 | [5 empty] | 7.3657 |  |  |  |  | 2023 | Sun, B., Lv, X., Wang, S., Ulrich, T., Dai, Z., Ruan, B. (2023). Evolution of an ancient VMS ore-forming system recorded by pyrite and sphalerite mineral texture, trace elements, and sulfur isotope: A case study from the Huangtupo Cu-Zn (-Au) deposit, Eastern Tianshan, NW China. Ore Geology Reviews, 158, 105475. |  | CHN | Xinjiang
| Huangtupo Cu-Zn (-Au) deposit |  | Seafloor hydrothermal | Volcanic-hosted massive sulfide (VMS) | VMS Cu-Zn | Cu, Zn | Au | Cu, Zn, Au | Sun et al., 2023 |  | YK112-15-3 | YK112-15-3 | drill core |  |  |  |  | ore material | drill core | drill core | mineral separate | [5 empty] | mineralisation |  |  |  | pyrite, sphalerite | preore stage (SI), early ore stage (SII), main ore stage-1 (SIII-1), main ore stage-2 (SIII-2), late ore stage (SIV) | disseminations, veinlets, masses | brecciated, porous, oscillatory-zoned, inclusion-rich, subhedral to euhedral |  |  |  | chalcopyrite, galena, tetrahedrite, pyrrhotite, bornite, magnetite, hematite, quartz, muscovite, barite, chlorite, carbonate, rutile, apatite |  | LA-ICPMS, MC-ICPMS | ASI RESOLution-LR-S155 laser microprobe equipped with a GeoLas Pro 193 nm Ar F excimer laser | State Key Laboratory of Ore Deposit Geochemistry, Institute of Geochemistry, Chinese Academy of Sciences (IGCAS), Guiyang | Line scans were used for trace element analyzed signals, time-drift correction, and quantitative calibration for trace element analysis were performed using the Excel-based software ICPMSData Cal (Liu et al., 2008). Concentration and detection limit calculations were conducted using the protocol of Longerich et al. (1996). |  | 23.7841 |  |  |  | 491.4117 |  | 0.11708 |  |  |  | 0.055086 |  |  |  | 0.002574 | [5 empty] | 0.15934 | [5 empty] | 0 |  | 0.60047 |  |  |  | 30.6866 | [37 empty] | 14.5291 |  | 0.83046 | [7 empty] | 1.107 | [5 empty] | 431.1819 | [17 empty] | 37.6909 |  |  |  | 0 | [5 empty] | 0.048961 | [11 empty] | 6.0341 |  | 70.4917 | [5 empty] | 0.010006 |  | 6.8318 | [5 empty] | 4.2131 |  |  |  |  | 2023 | Sun, B., Lv, X., Wang, S., Ulrich, T., Dai, Z., Ruan, B. (2023). Evolution of an ancient VMS ore-forming system recorded by pyrite and sphalerite mineral texture, trace elements, and sulfur isotope: A case study from the Huangtupo Cu-Zn (-Au) deposit, Eastern Tianshan, NW China. Ore Geology Reviews, 158, 105475. |  | CHN | Xinjiang
| Huangtupo Cu-Zn (-Au) deposit |  | Seafloor hydrothermal | Volcanic-hosted massive sulfide (VMS) | VMS Cu-Zn | Cu, Zn | Au | Cu, Zn, Au | Sun et al., 2023 |  | YK94-14-5 | YK94-14-5 | drill core |  |  |  |  | ore material | drill core | drill core | mineral separate | [5 empty] | mineralisation |  |  |  | pyrite, sphalerite | preore stage (SI), early ore stage (SII), main ore stage-1 (SIII-1), main ore stage-2 (SIII-2), late ore stage (SIV) | disseminations, veinlets, masses | brecciated, porous, oscillatory-zoned, inclusion-rich, subhedral to euhedral |  |  |  | chalcopyrite, galena, tetrahedrite, pyrrhotite, bornite, magnetite, hematite, quartz, muscovite, barite, chlorite, carbonate, rutile, apatite |  | LA-ICPMS, MC-ICPMS | ASI RESOLution-LR-S155 laser microprobe equipped with a GeoLas Pro 193 nm Ar F excimer laser | State Key Laboratory of Ore Deposit Geochemistry, Institute of Geochemistry, Chinese Academy of Sciences (IGCAS), Guiyang | Line scans were used for trace element analyzed signals, time-drift correction, and quantitative calibration for trace element analysis were performed using the Excel-based software ICPMSData Cal (Liu et al., 2008). Concentration and detection limit calculations were conducted using the protocol of Longerich et al. (1996). |  | 1.3273 |  |  |  | 19.7934 |  | 0 |  |  |  | 0.15016 |  |  |  | 0.31223 | [5 empty] | 0 | [5 empty] | 160.1035 |  | 2.1874 |  |  |  | 777.6215 | [37 empty] | 6.0366 |  | 0.14527 | [7 empty] | 19.2573 | [5 empty] | 2.5104 | [17 empty] | 0.0695 |  |  |  | 1455.7458 | [5 empty] | 1.807 | [11 empty] | 41.4369 |  | 0 | [5 empty] | 0.17528 |  | 0 | [5 empty] | 17.2543 |  |  |  |  | 2023 | Sun, B., Lv, X., Wang, S., Ulrich, T., Dai, Z., Ruan, B. (2023). Evolution of an ancient VMS ore-forming system recorded by pyrite and sphalerite mineral texture, trace elements, and sulfur isotope: A case study from the Huangtupo Cu-Zn (-Au) deposit, Eastern Tianshan, NW China. Ore Geology Reviews, 158, 105475. |  | CHN | Xinjiang
| Huangtupo Cu-Zn (-Au) deposit |  | Seafloor hydrothermal | Volcanic-hosted massive sulfide (VMS) | VMS Cu-Zn | Cu, Zn | Au | Cu, Zn, Au | Sun et al., 2023 |  | YK94-14-6 | YK94-14-6 | drill core |  |  |  |  | ore material | drill core | drill core | mineral separate | [5 empty] | mineralisation |  |  |  | pyrite, sphalerite | preore stage (SI), early ore stage (SII), main ore stage-1 (SIII-1), main ore stage-2 (SIII-2), late ore stage (SIV) | disseminations, veinlets, masses | brecciated, porous, oscillatory-zoned, inclusion-rich, subhedral to euhedral |  |  |  | chalcopyrite, galena, tetrahedrite, pyrrhotite, bornite, magnetite, hematite, quartz, muscovite, barite, chlorite, carbonate, rutile, apatite |  | LA-ICPMS, MC-ICPMS | ASI RESOLution-LR-S155 laser microprobe equipped with a GeoLas Pro 193 nm Ar F excimer laser | State Key Laboratory of Ore Deposit Geochemistry, Institute of Geochemistry, Chinese Academy of Sciences (IGCAS), Guiyang | Line scans were used for trace element analyzed signals, time-drift correction, and quantitative calibration for trace element analysis were performed using the Excel-based software ICPMSData Cal (Liu et al., 2008). Concentration and detection limit calculations were conducted using the protocol of Longerich et al. (1996). |  | 0.18699 |  |  |  | 25.893 |  | 0.10252 |  |  |  | 1.734 |  |  |  | 0.074916 | [5 empty] | 0 | [5 empty] | 108.2226 |  | 6.4496 |  |  |  | 92.0763 | [37 empty] | 0.46619 |  | 0 | [7 empty] | 143.0598 | [5 empty] | 2.2588 | [17 empty] | 0 |  |  |  | 1153.762 | [5 empty] | 0.20725 | [11 empty] | 46.5616 |  | 0.024096 | [5 empty] | 0.055926 |  | 0.17447 | [5 empty] | 131.6535 |  |  |  |  | 2023 | Sun, B., Lv, X., Wang, S., Ulrich, T., Dai, Z., Ruan, B. (2023). Evolution of an ancient VMS ore-forming system recorded by pyrite and sphalerite mineral texture, trace elements, and sulfur isotope: A case study from the Huangtupo Cu-Zn (-Au) deposit, Eastern Tianshan, NW China. Ore Geology Reviews, 158, 105475. |  | CHN | Xinjiang
| Huangtupo Cu-Zn (-Au) deposit |  | Seafloor hydrothermal | Volcanic-hosted massive sulfide (VMS) | VMS Cu-Zn | Cu, Zn | Au | Cu, Zn, Au | Sun et al., 2023 |  | YK94-14-7 | YK94-14-7 | drill core |  |  |  |  | ore material | drill core | drill core | mineral separate | [5 empty] | mineralisation |  |  |  | pyrite, sphalerite | preore stage (SI), early ore stage (SII), main ore stage-1 (SIII-1), main ore stage-2 (SIII-2), late ore stage (SIV) | disseminations, veinlets, masses | brecciated, porous, oscillatory-zoned, inclusion-rich, subhedral to euhedral |  |  |  | chalcopyrite, galena, tetrahedrite, pyrrhotite, bornite, magnetite, hematite, quartz, muscovite, barite, chlorite, carbonate, rutile, apatite |  | LA-ICPMS, MC-ICPMS | ASI RESOLution-LR-S155 laser microprobe equipped with a GeoLas Pro 193 nm Ar F excimer laser | State Key Laboratory of Ore Deposit Geochemistry, Institute of Geochemistry, Chinese Academy of Sciences (IGCAS), Guiyang | Line scans were used for trace element analyzed signals, time-drift correction, and quantitative calibration for trace element analysis were performed using the Excel-based software ICPMSData Cal (Liu et al., 2008). Concentration and detection limit calculations were conducted using the protocol of Longerich et al. (1996). |  | 0.94663 |  |  |  | 44.6663 |  | 0 |  |  |  | 0 |  |  |  | 0 | [5 empty] | 0 | [5 empty] | 131.8239 |  | 0 |  |  |  | 117.282 | [37 empty] | 3.9072 |  | 0.13117 | [7 empty] | 118.7889 | [5 empty] | 0.28228 | [17 empty] | 0.060842 |  |  |  | 60.807 | [5 empty] | 4.0905 | [11 empty] | 46.378 |  | 0.060333 | [5 empty] | 0.068039 |  | 0 | [5 empty] | 61.9767 |  |  |  |  | 2023 | Sun, B., Lv, X., Wang, S., Ulrich, T., Dai, Z., Ruan, B. (2023). Evolution of an ancient VMS ore-forming system recorded by pyrite and sphalerite mineral texture, trace elements, and sulfur isotope: A case study from the Huangtupo Cu-Zn (-Au) deposit, Eastern Tianshan, NW China. Ore Geology Reviews, 158, 105475. |  | CHN | Xinjiang
| Huangtupo Cu-Zn (-Au) deposit |  | Seafloor hydrothermal | Volcanic-hosted massive sulfide (VMS) | VMS Cu-Zn | Cu, Zn | Au | Cu, Zn, Au | Sun et al., 2023 |  | YK94-14-8 | YK94-14-8 | drill core |  |  |  |  | ore material | drill core | drill core | mineral separate | [5 empty] | mineralisation |  |  |  | pyrite, sphalerite | preore stage (SI), early ore stage (SII), main ore stage-1 (SIII-1), main ore stage-2 (SIII-2), late ore stage (SIV) | disseminations, veinlets, masses | brecciated, porous, oscillatory-zoned, inclusion-rich, subhedral to euhedral |  |  |  | chalcopyrite, galena, tetrahedrite, pyrrhotite, bornite, magnetite, hematite, quartz, muscovite, barite, chlorite, carbonate, rutile, apatite |  | LA-ICPMS, MC-ICPMS | ASI RESOLution-LR-S155 laser microprobe equipped with a GeoLas Pro 193 nm Ar F excimer laser | State Key Laboratory of Ore Deposit Geochemistry, Institute of Geochemistry, Chinese Academy of Sciences (IGCAS), Guiyang | Line scans were used for trace element analyzed signals, time-drift correction, and quantitative calibration for trace element analysis were performed using the Excel-based software ICPMSData Cal (Liu et al., 2008). Concentration and detection limit calculations were conducted using the protocol of Longerich et al. (1996). |  | 0 |  |  |  | 0 |  | 0 |  |  |  | 0 |  |  |  | 0.21605 | [5 empty] | 0 | [5 empty] | 14.5348 |  | 0.24023 |  |  |  | 1.1992 | [37 empty] | 0.069613 |  | 0 | [7 empty] | 0.80579 | [5 empty] | 0 | [17 empty] | 0 |  |  |  | 562.5307 | [5 empty] | 0.16607 | [11 empty] | 8.8168 |  | 0 | [5 empty] | 0 |  | 0.007321 | [5 empty] | 515.102 |  |  |  |  | 2023 | Sun, B., Lv, X., Wang, S., Ulrich, T., Dai, Z., Ruan, B. (2023). Evolution of an ancient VMS ore-forming system recorded by pyrite and sphalerite mineral texture, trace elements, and sulfur isotope: A case study from the Huangtupo Cu-Zn (-Au) deposit, Eastern Tianshan, NW China. Ore Geology Reviews, 158, 105475. |  | CHN | Xinjiang
| Huangtupo Cu-Zn (-Au) deposit |  | Seafloor hydrothermal | Volcanic-hosted massive sulfide (VMS) | VMS Cu-Zn | Cu, Zn | Au | Cu, Zn, Au | Sun et al., 2023 |  | YK94-14-9 | YK94-14-9 | drill core |  |  |  |  | ore material | drill core | drill core | mineral separate | [5 empty] | mineralisation |  |  |  | pyrite, sphalerite | preore stage (SI), early ore stage (SII), main ore stage-1 (SIII-1), main ore stage-2 (SIII-2), late ore stage (SIV) | disseminations, veinlets, masses | brecciated, porous, oscillatory-zoned, inclusion-rich, subhedral to euhedral |  |  |  | chalcopyrite, galena, tetrahedrite, pyrrhotite, bornite, magnetite, hematite, quartz, muscovite, barite, chlorite, carbonate, rutile, apatite |  | LA-ICPMS, MC-ICPMS | ASI RESOLution-LR-S155 laser microprobe equipped with a GeoLas Pro 193 nm Ar F excimer laser | State Key Laboratory of Ore Deposit Geochemistry, Institute of Geochemistry, Chinese Academy of Sciences (IGCAS), Guiyang | Line scans were used for trace element analyzed signals, time-drift correction, and quantitative calibration for trace element analysis were performed using the Excel-based software ICPMSData Cal (Liu et al., 2008). Concentration and detection limit calculations were conducted using the protocol of Longerich et al. (1996). |  | 0.032335 |  |  |  | 0.96545 |  | 0.017507 |  |  |  | 0 |  |  |  | 4.2516 | [5 empty] | 0 | [5 empty] | 74.7183 |  | 0.2403 |  |  |  | 532.0068 | [37 empty] | 0.20099 |  | 0 | [7 empty] | 0.48092 | [5 empty] | 0.34804 | [17 empty] | 0 |  |  |  | 65.9364 | [5 empty] | 0.07486 | [11 empty] | 8.322 |  | 0.016908 | [5 empty] | 0 |  | 0 | [5 empty] | 49.5735 |  |  |  |  | 2023 | Sun, B., Lv, X., Wang, S., Ulrich, T., Dai, Z., Ruan, B. (2023). Evolution of an ancient VMS ore-forming system recorded by pyrite and sphalerite mineral texture, trace elements, and sulfur isotope: A case study from the Huangtupo Cu-Zn (-Au) deposit, Eastern Tianshan, NW China. Ore Geology Reviews, 158, 105475. |  | CHN | Xinjiang
| Huangtupo Cu-Zn (-Au) deposit |  | Seafloor hydrothermal | Volcanic-hosted massive sulfide (VMS) | VMS Cu-Zn | Cu, Zn | Au | Cu, Zn, Au | Sun et al., 2023 |  | YK91-12-1 | YK91-12-1 | drill core |  |  |  |  | ore material | drill core | drill core | mineral separate | [5 empty] | mineralisation |  |  |  | pyrite, sphalerite | preore stage (SI), early ore stage (SII), main ore stage-1 (SIII-1), main ore stage-2 (SIII-2), late ore stage (SIV) | disseminations, veinlets, masses | brecciated, porous, oscillatory-zoned, inclusion-rich, subhedral to euhedral |  |  |  | chalcopyrite, galena, tetrahedrite, pyrrhotite, bornite, magnetite, hematite, quartz, muscovite, barite, chlorite, carbonate, rutile, apatite |  | LA-ICPMS, MC-ICPMS | ASI RESOLution-LR-S155 laser microprobe equipped with a GeoLas Pro 193 nm Ar F excimer laser | State Key Laboratory of Ore Deposit Geochemistry, Institute of Geochemistry, Chinese Academy of Sciences (IGCAS), Guiyang | Line scans were used for trace element analyzed signals, time-drift correction, and quantitative calibration for trace element analysis were performed using the Excel-based software ICPMSData Cal (Liu et al., 2008). Concentration and detection limit calculations were conducted using the protocol of Longerich et al. (1996). |  | 0.22776 |  |  |  | 13.4412 |  | 0 |  |  |  | 0.017719 |  |  |  | 1.2299 | [5 empty] | 0 | [5 empty] | 10.3993 |  | 0 |  |  |  | 3.1559 | [9 empty] | 17109.9382 |  | 3.8652 |  |  |  | 33.235 | [7 empty] | 0.005353 | [13 empty] | 0.75791 |  | 0.89229 | [7 empty] | 0 | [5 empty] | 1.2935 | [17 empty] | 0.22178 |  |  |  | 94.7105 | [5 empty] | 0.21947 | [11 empty] | 8.8486 |  | 0.012499 | [5 empty] | 0.0176 |  | 0 | [5 empty] | 3.1422 |  |  |  |  | 2023 | Sun, B., Lv, X., Wang, S., Ulrich, T., Dai, Z., Ruan, B. (2023). Evolution of an ancient VMS ore-forming system recorded by pyrite and sphalerite mineral texture, trace elements, and sulfur isotope: A case study from the Huangtupo Cu-Zn (-Au) deposit, Eastern Tianshan, NW China. Ore Geology Reviews, 158, 105475. |  | CHN | Xinjiang
| Huangtupo Cu-Zn (-Au) deposit |  | Seafloor hydrothermal | Volcanic-hosted massive sulfide (VMS) | VMS Cu-Zn | Cu, Zn | Au | Cu, Zn, Au | Sun et al., 2023 |  | YK91-12-2 | YK91-12-2 | drill core |  |  |  |  | ore material | drill core | drill core | mineral separate | [5 empty] | mineralisation |  |  |  | pyrite, sphalerite | preore stage (SI), early ore stage (SII), main ore stage-1 (SIII-1), main ore stage-2 (SIII-2), late ore stage (SIV) | disseminations, veinlets, masses | brecciated, porous, oscillatory-zoned, inclusion-rich, subhedral to euhedral |  |  |  | chalcopyrite, galena, tetrahedrite, pyrrhotite, bornite, magnetite, hematite, quartz, muscovite, barite, chlorite, carbonate, rutile, apatite |  | LA-ICPMS, MC-ICPMS | ASI RESOLution-LR-S155 laser microprobe equipped with a GeoLas Pro 193 nm Ar F excimer laser | State Key Laboratory of Ore Deposit Geochemistry, Institute of Geochemistry, Chinese Academy of Sciences (IGCAS), Guiyang | Line scans were used for trace element analyzed signals, time-drift correction, and quantitative calibration for trace element analysis were performed using the Excel-based software ICPMSData Cal (Liu et al., 2008). Concentration and detection limit calculations were conducted using the protocol of Longerich et al. (1996). |  | 4.3446 |  |  |  | 3.4244 |  | 0.28515 |  |  |  | 3.7429 |  |  |  | 0.5084 | [5 empty] | 0 | [5 empty] | 1.9483 |  | 8.7913 |  |  |  | 207.6446 | [9 empty] | 11198.6776 |  | 17.9926 |  |  |  | 0.31078 | [7 empty] | 1.5543 | [13 empty] | 355.5221 |  | 5.2115 | [7 empty] | 25.4226 | [5 empty] | 563.469 | [17 empty] | 38.5801 |  |  |  | 105.9239 | [5 empty] | 5.9956 | [11 empty] | 31.4644 |  | 0.58282 | [5 empty] | 4.9575 |  | 0.36593 | [5 empty] | 193.3196 |  |  |  |  | 2023 | Sun, B., Lv, X., Wang, S., Ulrich, T., Dai, Z., Ruan, B. (2023). Evolution of an ancient VMS ore-forming system recorded by pyrite and sphalerite mineral texture, trace elements, and sulfur isotope: A case study from the Huangtupo Cu-Zn (-Au) deposit, Eastern Tianshan, NW China. Ore Geology Reviews, 158, 105475. |  | CHN | Xinjiang
| Huangtupo Cu-Zn (-Au) deposit |  | Seafloor hydrothermal | Volcanic-hosted massive sulfide (VMS) | VMS Cu-Zn | Cu, Zn | Au | Cu, Zn, Au | Sun et al., 2023 |  | YK91-12-3 | YK91-12-3 | drill core |  |  |  |  | ore material | drill core | drill core | mineral separate | [5 empty] | mineralisation |  |  |  | pyrite, sphalerite | preore stage (SI), early ore stage (SII), main ore stage-1 (SIII-1), main ore stage-2 (SIII-2), late ore stage (SIV) | disseminations, veinlets, masses | brecciated, porous, oscillatory-zoned, inclusion-rich, subhedral to euhedral |  |  |  | chalcopyrite, galena, tetrahedrite, pyrrhotite, bornite, magnetite, hematite, quartz, muscovite, barite, chlorite, carbonate, rutile, apatite |  | LA-ICPMS, MC-ICPMS | ASI RESOLution-LR-S155 laser microprobe equipped with a GeoLas Pro 193 nm Ar F excimer laser | State Key Laboratory of Ore Deposit Geochemistry, Institute of Geochemistry, Chinese Academy of Sciences (IGCAS), Guiyang | Line scans were used for trace element analyzed signals, time-drift correction, and quantitative calibration for trace element analysis were performed using the Excel-based software ICPMSData Cal (Liu et al., 2008). Concentration and detection limit calculations were conducted using the protocol of Longerich et al. (1996). |  | 1.7057 |  |  |  | 629.6042 |  | 0.66512 |  |  |  | 0.093591 |  |  |  | 0.018354 | [5 empty] | 0 | [5 empty] | 0.04481 |  | 0.79179 |  |  |  | 55.7217 | [9 empty] | 17298.4963 |  | 17.3761 |  |  |  | 0.65148 | [7 empty] | 0.043276 | [13 empty] | 2.5325 |  | 0.085166 | [7 empty] | 2.6268 | [5 empty] | 113.6164 | [17 empty] | 6.835 |  |  |  | 0 | [5 empty] | 0.040902 | [11 empty] | 8.4529 |  | 0.21267 | [5 empty] | 0.08748 |  | 0 | [5 empty] | 3.2546 |  |  |  |  | 2023 | Sun, B., Lv, X., Wang, S., Ulrich, T., Dai, Z., Ruan, B. (2023). Evolution of an ancient VMS ore-forming system recorded by pyrite and sphalerite mineral texture, trace elements, and sulfur isotope: A case study from the Huangtupo Cu-Zn (-Au) deposit, Eastern Tianshan, NW China. Ore Geology Reviews, 158, 105475. |  | CHN | Xinjiang
| Huangtupo Cu-Zn (-Au) deposit |  | Seafloor hydrothermal | Volcanic-hosted massive sulfide (VMS) | VMS Cu-Zn | Cu, Zn | Au | Cu, Zn, Au | Sun et al., 2023 |  | YK91-10-1 | YK91-10-1 | drill core |  |  |  |  | ore material | drill core | drill core | mineral separate | [5 empty] | mineralisation |  |  |  | pyrite, sphalerite | preore stage (SI), early ore stage (SII), main ore stage-1 (SIII-1), main ore stage-2 (SIII-2), late ore stage (SIV) | disseminations, veinlets, masses | brecciated, porous, oscillatory-zoned, inclusion-rich, subhedral to euhedral |  |  |  | chalcopyrite, galena, tetrahedrite, pyrrhotite, bornite, magnetite, hematite, quartz, muscovite, barite, chlorite, carbonate, rutile, apatite |  | LA-ICPMS, MC-ICPMS | ASI RESOLution-LR-S155 laser microprobe equipped with a GeoLas Pro 193 nm Ar F excimer laser | State Key Laboratory of Ore Deposit Geochemistry, Institute of Geochemistry, Chinese Academy of Sciences (IGCAS), Guiyang | Line scans were used for trace element analyzed signals, time-drift correction, and quantitative calibration for trace element analysis were performed using the Excel-based software ICPMSData Cal (Liu et al., 2008). Concentration and detection limit calculations were conducted using the protocol of Longerich et al. (1996). |  | 4.0054 |  |  |  | 20.4848 |  | 1.3038 |  |  |  | 0.04316 |  |  |  | 14.8247 | [5 empty] | 0 | [5 empty] | 0.1324 |  | 1.23 |  |  |  | 20.3319 | [9 empty] | 16191.9033 |  | 4.1749 |  |  |  | 136.4573 | [7 empty] | 0.082675 | [13 empty] | 225.8707 |  | 0 | [7 empty] | 0 | [5 empty] | 23.1437 | [17 empty] | 0.16361 |  |  |  | 636.3074 | [5 empty] | 0 | [11 empty] | 33.0683 |  | 0.004025 | [5 empty] | 3.83 |  | 0.008958 | [5 empty] | 4.1515 |  |  |  |  | 2023 | Sun, B., Lv, X., Wang, S., Ulrich, T., Dai, Z., Ruan, B. (2023). Evolution of an ancient VMS ore-forming system recorded by pyrite and sphalerite mineral texture, trace elements, and sulfur isotope: A case study from the Huangtupo Cu-Zn (-Au) deposit, Eastern Tianshan, NW China. Ore Geology Reviews, 158, 105475. |  | CHN | Xinjiang
| Huangtupo Cu-Zn (-Au) deposit |  | Seafloor hydrothermal | Volcanic-hosted massive sulfide (VMS) | VMS Cu-Zn | Cu, Zn | Au | Cu, Zn, Au | Sun et al., 2023 |  | YK91-10-2 | YK91-10-2 | drill core |  |  |  |  | ore material | drill core | drill core | mineral separate | [5 empty] | mineralisation |  |  |  | pyrite, sphalerite | preore stage (SI), early ore stage (SII), main ore stage-1 (SIII-1), main ore stage-2 (SIII-2), late ore stage (SIV) | disseminations, veinlets, masses | brecciated, porous, oscillatory-zoned, inclusion-rich, subhedral to euhedral |  |  |  | chalcopyrite, galena, tetrahedrite, pyrrhotite, bornite, magnetite, hematite, quartz, muscovite, barite, chlorite, carbonate, rutile, apatite |  | LA-ICPMS, MC-ICPMS | ASI RESOLution-LR-S155 laser microprobe equipped with a GeoLas Pro 193 nm Ar F excimer laser | State Key Laboratory of Ore Deposit Geochemistry, Institute of Geochemistry, Chinese Academy of Sciences (IGCAS), Guiyang | Line scans were used for trace element analyzed signals, time-drift correction, and quantitative calibration for trace element analysis were performed using the Excel-based software ICPMSData Cal (Liu et al., 2008). Concentration and detection limit calculations were conducted using the protocol of Longerich et al. (1996). |  | 33.5342 |  |  |  | 489.9006 |  | 1.9211 |  |  |  | 0.65446 |  |  |  | 42.2352 | [5 empty] | 0.79597 | [5 empty] | 52.8235 |  | 0.45882 |  |  |  | 230.9883 | [9 empty] | 14313.2397 |  | 25.8219 |  |  |  | 3.104 | [7 empty] | 0.066772 | [13 empty] | 29.3761 |  | 5.5516 | [7 empty] | 36.5548 | [5 empty] | 270.2402 | [17 empty] | 53.9216 |  |  |  | 367.5532 | [5 empty] | 0.67346 | [11 empty] | 5.5129 |  | 5.5692 | [5 empty] | 1.6171 |  | 0.67441 | [5 empty] | 128.0856 |  |  |  |  | 2023 | Sun, B., Lv, X., Wang, S., Ulrich, T., Dai, Z., Ruan, B. (2023). Evolution of an ancient VMS ore-forming system recorded by pyrite and sphalerite mineral texture, trace elements, and sulfur isotope: A case study from the Huangtupo Cu-Zn (-Au) deposit, Eastern Tianshan, NW China. Ore Geology Reviews, 158, 105475. |  | CHN | Xinjiang
| Huangtupo Cu-Zn (-Au) deposit |  | Seafloor hydrothermal | Volcanic-hosted massive sulfide (VMS) | VMS Cu-Zn | Cu, Zn | Au | Cu, Zn, Au | Sun et al., 2023 |  | YK91-10-3 | YK91-10-3 | drill core |  |  |  |  | ore material | drill core | drill core | mineral separate | [5 empty] | mineralisation |  |  |  | pyrite, sphalerite | preore stage (SI), early ore stage (SII), main ore stage-1 (SIII-1), main ore stage-2 (SIII-2), late ore stage (SIV) | disseminations, veinlets, masses | brecciated, porous, oscillatory-zoned, inclusion-rich, subhedral to euhedral |  |  |  | chalcopyrite, galena, tetrahedrite, pyrrhotite, bornite, magnetite, hematite, quartz, muscovite, barite, chlorite, carbonate, rutile, apatite |  | LA-ICPMS, MC-ICPMS | ASI RESOLution-LR-S155 laser microprobe equipped with a GeoLas Pro 193 nm Ar F excimer laser | State Key Laboratory of Ore Deposit Geochemistry, Institute of Geochemistry, Chinese Academy of Sciences (IGCAS), Guiyang | Line scans were used for trace element analyzed signals, time-drift correction, and quantitative calibration for trace element analysis were performed using the Excel-based software ICPMSData Cal (Liu et al., 2008). Concentration and detection limit calculations were conducted using the protocol of Longerich et al. (1996). |  | 23.0093 |  |  |  | 598.5388 |  | 1.3897 |  |  |  | 0.32971 |  |  |  | 0 | [5 empty] | 4.3467 | [5 empty] | 0 |  | 2.8395 |  |  |  | 37.3381 | [9 empty] | 25514.657 |  | 2.0277 |  |  |  | 3.0504 | [7 empty] | 16.1814 | [13 empty] | 25.3069 |  | 2.31 | [7 empty] | 0 | [5 empty] | 343.9471 | [17 empty] | 46.5867 |  |  |  | 0 | [5 empty] | 2.6822 | [11 empty] | 16.2334 |  | 4.7173 | [5 empty] | 1.3234 |  | 1.3887 | [5 empty] | 35.8652 |  |  |  |  | 2023 | Sun, B., Lv, X., Wang, S., Ulrich, T., Dai, Z., Ruan, B. (2023). Evolution of an ancient VMS ore-forming system recorded by pyrite and sphalerite mineral texture, trace elements, and sulfur isotope: A case study from the Huangtupo Cu-Zn (-Au) deposit, Eastern Tianshan, NW China. Ore Geology Reviews, 158, 105475. |  | CHN | Xinjiang
| Huangtupo Cu-Zn (-Au) deposit |  | Seafloor hydrothermal | Volcanic-hosted massive sulfide (VMS) | VMS Cu-Zn | Cu, Zn | Au | Cu, Zn, Au | Sun et al., 2023 |  | YK91-10-4 | YK91-10-4 | drill core |  |  |  |  | ore material | drill core | drill core | mineral separate | [5 empty] | mineralisation |  |  |  | pyrite, sphalerite | preore stage (SI), early ore stage (SII), main ore stage-1 (SIII-1), main ore stage-2 (SIII-2), late ore stage (SIV) | disseminations, veinlets, masses | brecciated, porous, oscillatory-zoned, inclusion-rich, subhedral to euhedral |  |  |  | chalcopyrite, galena, tetrahedrite, pyrrhotite, bornite, magnetite, hematite, quartz, muscovite, barite, chlorite, carbonate, rutile, apatite |  | LA-ICPMS, MC-ICPMS | ASI RESOLution-LR-S155 laser microprobe equipped with a GeoLas Pro 193 nm Ar F excimer laser | State Key Laboratory of Ore Deposit Geochemistry, Institute of Geochemistry, Chinese Academy of Sciences (IGCAS), Guiyang | Line scans were used for trace element analyzed signals, time-drift correction, and quantitative calibration for trace element analysis were performed using the Excel-based software ICPMSData Cal (Liu et al., 2008). Concentration and detection limit calculations were conducted using the protocol of Longerich et al. (1996). |  | 2.7417 |  |  |  | 7.1156 |  | 0.059233 |  |  |  | 0.061944 |  |  |  | 2.3267 | [5 empty] | 0.072449 | [5 empty] | 16.5158 |  | 0.40351 |  |  |  | 319.7412 | [9 empty] | 22317.6835 |  | 8.8373 |  |  |  | 2.2301 | [7 empty] | 6.2535 | [13 empty] | 0.93075 |  | 0.060342 | [7 empty] | 3.1512 | [5 empty] | 6.6288 | [17 empty] | 0.73657 |  |  |  | 176.2342 | [5 empty] | 0.42331 | [11 empty] | 5.9329 |  | 0 | [5 empty] | 0 |  | 0.008528 | [5 empty] | 86.0518 |  |  |  |  | 2023 | Sun, B., Lv, X., Wang, S., Ulrich, T., Dai, Z., Ruan, B. (2023). Evolution of an ancient VMS ore-forming system recorded by pyrite and sphalerite mineral texture, trace elements, and sulfur isotope: A case study from the Huangtupo Cu-Zn (-Au) deposit, Eastern Tianshan, NW China. Ore Geology Reviews, 158, 105475. |  | CHN | Xinjiang
| Huangtupo Cu-Zn (-Au) deposit |  | Seafloor hydrothermal | Volcanic-hosted massive sulfide (VMS) | VMS Cu-Zn | Cu, Zn | Au | Cu, Zn, Au | Sun et al., 2023 |  | YK91-9-1 | YK91-9-1 | drill core |  |  |  |  | ore material | drill core | drill core | mineral separate | [5 empty] | mineralisation |  |  |  | pyrite, sphalerite | preore stage (SI), early ore stage (SII), main ore stage-1 (SIII-1), main ore stage-2 (SIII-2), late ore stage (SIV) | disseminations, veinlets, masses | brecciated, porous, oscillatory-zoned, inclusion-rich, subhedral to euhedral |  |  |  | chalcopyrite, galena, tetrahedrite, pyrrhotite, bornite, magnetite, hematite, quartz, muscovite, barite, chlorite, carbonate, rutile, apatite |  | LA-ICPMS, MC-ICPMS | ASI RESOLution-LR-S155 laser microprobe equipped with a GeoLas Pro 193 nm Ar F excimer laser | State Key Laboratory of Ore Deposit Geochemistry, Institute of Geochemistry, Chinese Academy of Sciences (IGCAS), Guiyang | Line scans were used for trace element analyzed signals, time-drift correction, and quantitative calibration for trace element analysis were performed using the Excel-based software ICPMSData Cal (Liu et al., 2008). Concentration and detection limit calculations were conducted using the protocol of Longerich et al. (1996). |  | 4.4417 |  |  |  | 3401.4995 |  | 3.0163 |  |  |  | 8.1692 |  |  |  | 20.9187 | [5 empty] | 3.0098 | [5 empty] | 12.9099 |  | 3.9352 |  |  |  | 1649.0399 | [9 empty] | 5735.8433 |  | 0.48406 |  |  |  | 0.038392 | [7 empty] | 1.8752 | [13 empty] | 46.7203 |  | 1.7156 | [7 empty] | 0.32462 | [5 empty] | 7.1917 | [17 empty] | 0.91131 |  |  |  | 82.5897 | [5 empty] | 0.87569 | [11 empty] | 4.0996 |  | 0.032545 | [5 empty] | 0.076512 |  | 0.022219 | [5 empty] | 1073.8923 |  |  |  |  | 2023 | Sun, B., Lv, X., Wang, S., Ulrich, T., Dai, Z., Ruan, B. (2023). Evolution of an ancient VMS ore-forming system recorded by pyrite and sphalerite mineral texture, trace elements, and sulfur isotope: A case study from the Huangtupo Cu-Zn (-Au) deposit, Eastern Tianshan, NW China. Ore Geology Reviews, 158, 105475. |  | CHN | Xinjiang
| Huangtupo Cu-Zn (-Au) deposit |  | Seafloor hydrothermal | Volcanic-hosted massive sulfide (VMS) | VMS Cu-Zn | Cu, Zn | Au | Cu, Zn, Au | Sun et al., 2023 |  | YK91-9-2 | YK91-9-2 | drill core |  |  |  |  | ore material | drill core | drill core | mineral separate | [5 empty] | mineralisation |  |  |  | pyrite, sphalerite | preore stage (SI), early ore stage (SII), main ore stage-1 (SIII-1), main ore stage-2 (SIII-2), late ore stage (SIV) | disseminations, veinlets, masses | brecciated, porous, oscillatory-zoned, inclusion-rich, subhedral to euhedral |  |  |  | chalcopyrite, galena, tetrahedrite, pyrrhotite, bornite, magnetite, hematite, quartz, muscovite, barite, chlorite, carbonate, rutile, apatite |  | LA-ICPMS, MC-ICPMS | ASI RESOLution-LR-S155 laser microprobe equipped with a GeoLas Pro 193 nm Ar F excimer laser | State Key Laboratory of Ore Deposit Geochemistry, Institute of Geochemistry, Chinese Academy of Sciences (IGCAS), Guiyang | Line scans were used for trace element analyzed signals, time-drift correction, and quantitative calibration for trace element analysis were performed using the Excel-based software ICPMSData Cal (Liu et al., 2008). Concentration and detection limit calculations were conducted using the protocol of Longerich et al. (1996). |  | 29.4107 |  |  |  | 8302.1159 |  | 0.76984 |  |  |  | 168.9165 |  |  |  | 0.45041 | [5 empty] | 0 | [5 empty] | 0 |  | 6.5166 |  |  |  | 2102.596 | [9 empty] | 5172.2981 |  | 3.345 |  |  |  | 0.35202 | [7 empty] | 3.3448 | [13 empty] | 40.0116 |  | 1.1873 | [7 empty] | 2.0621 | [5 empty] | 528.9054 | [17 empty] | 290.2598 |  |  |  | 0 | [5 empty] | 2.7965 | [11 empty] | 48.1648 |  | 15.2745 | [5 empty] | 2.5673 |  | 0.087624 | [5 empty] | 925.5291 |  |  |  |  | 2023 | Sun, B., Lv, X., Wang, S., Ulrich, T., Dai, Z., Ruan, B. (2023). Evolution of an ancient VMS ore-forming system recorded by pyrite and sphalerite mineral texture, trace elements, and sulfur isotope: A case study from the Huangtupo Cu-Zn (-Au) deposit, Eastern Tianshan, NW China. Ore Geology Reviews, 158, 105475. |  | CHN | Xinjiang
| Huangtupo Cu-Zn (-Au) deposit |  | Seafloor hydrothermal | Volcanic-hosted massive sulfide (VMS) | VMS Cu-Zn | Cu, Zn | Au | Cu, Zn, Au | Sun et al., 2023 |  | YK91-9-3 | YK91-9-3 | drill core |  |  |  |  | ore material | drill core | drill core | mineral separate | [5 empty] | mineralisation |  |  |  | pyrite, sphalerite | preore stage (SI), early ore stage (SII), main ore stage-1 (SIII-1), main ore stage-2 (SIII-2), late ore stage (SIV) | disseminations, veinlets, masses | brecciated, porous, oscillatory-zoned, inclusion-rich, subhedral to euhedral |  |  |  | chalcopyrite, galena, tetrahedrite, pyrrhotite, bornite, magnetite, hematite, quartz, muscovite, barite, chlorite, carbonate, rutile, apatite |  | LA-ICPMS, MC-ICPMS | ASI RESOLution-LR-S155 laser microprobe equipped with a GeoLas Pro 193 nm Ar F excimer laser | State Key Laboratory of Ore Deposit Geochemistry, Institute of Geochemistry, Chinese Academy of Sciences (IGCAS), Guiyang | Line scans were used for trace element analyzed signals, time-drift correction, and quantitative calibration for trace element analysis were performed using the Excel-based software ICPMSData Cal (Liu et al., 2008). Concentration and detection limit calculations were conducted using the protocol of Longerich et al. (1996). |  | 43.7962 |  |  |  | 25.5717 |  | 4.4698 |  |  |  | 0.073337 |  |  |  | 7.2904 | [5 empty] | 0.18807 | [5 empty] | 10.4794 |  | 17.3173 |  |  |  | 92.0019 | [9 empty] | 5669.507 |  | 7.0683 |  |  |  | 0 | [7 empty] | 3.2048 | [13 empty] | 0.42778 |  | 45.4162 | [7 empty] | 32.3363 | [5 empty] | 53.4952 | [17 empty] | 0.55059 |  |  |  | 35.8641 | [5 empty] | 0.71076 | [11 empty] | 8.8652 |  | 0.025274 | [5 empty] | 0.040183 |  | 0.040475 | [5 empty] | 40.2955 |  |  |  |  | 2023 | Sun, B., Lv, X., Wang, S., Ulrich, T., Dai, Z., Ruan, B. (2023). Evolution of an ancient VMS ore-forming system recorded by pyrite and sphalerite mineral texture, trace elements, and sulfur isotope: A case study from the Huangtupo Cu-Zn (-Au) deposit, Eastern Tianshan, NW China. Ore Geology Reviews, 158, 105475. |  | CHN | Xinjiang
| Huangtupo Cu-Zn (-Au) deposit |  | Seafloor hydrothermal | Volcanic-hosted massive sulfide (VMS) | VMS Cu-Zn | Cu, Zn | Au | Cu, Zn, Au | Sun et al., 2023 |  | YK91-9-4 | YK91-9-4 | drill core |  |  |  |  | ore material | drill core | drill core | mineral separate | [5 empty] | mineralisation |  |  |  | pyrite, sphalerite | preore stage (SI), early ore stage (SII), main ore stage-1 (SIII-1), main ore stage-2 (SIII-2), late ore stage (SIV) | disseminations, veinlets, masses | brecciated, porous, oscillatory-zoned, inclusion-rich, subhedral to euhedral |  |  |  | chalcopyrite, galena, tetrahedrite, pyrrhotite, bornite, magnetite, hematite, quartz, muscovite, barite, chlorite, carbonate, rutile, apatite |  | LA-ICPMS, MC-ICPMS | ASI RESOLution-LR-S155 laser microprobe equipped with a GeoLas Pro 193 nm Ar F excimer laser | State Key Laboratory of Ore Deposit Geochemistry, Institute of Geochemistry, Chinese Academy of Sciences (IGCAS), Guiyang | Line scans were used for trace element analyzed signals, time-drift correction, and quantitative calibration for trace element analysis were performed using the Excel-based software ICPMSData Cal (Liu et al., 2008). Concentration and detection limit calculations were conducted using the protocol of Longerich et al. (1996). |  | 11.2522 |  |  |  | 3634.2554 |  | 3.5117 |  |  |  | 4.2218 |  |  |  | 32.7572 | [5 empty] | 3.7008 | [5 empty] | 21.4299 |  | 18.1587 |  |  |  | 3038.5302 | [9 empty] | 6345.1488 |  | 2.7861 |  |  |  | 0.81487 | [7 empty] | 5.4065 | [13 empty] | 67.8229 |  | 3.4946 | [7 empty] | 1.1714 | [5 empty] | 14.6649 | [17 empty] | 2.2142 |  |  |  | 148.8232 | [5 empty] | 0.025489 | [11 empty] | 8.6884 |  | 0.016957 | [5 empty] | 0 |  | 0.011312 | [5 empty] | 1771.672 |  |  |  |  | 2023 | Sun, B., Lv, X., Wang, S., Ulrich, T., Dai, Z., Ruan, B. (2023). Evolution of an ancient VMS ore-forming system recorded by pyrite and sphalerite mineral texture, trace elements, and sulfur isotope: A case study from the Huangtupo Cu-Zn (-Au) deposit, Eastern Tianshan, NW China. Ore Geology Reviews, 158, 105475. |  | CHN | Xinjiang
| Huangtupo Cu-Zn (-Au) deposit |  | Seafloor hydrothermal | Volcanic-hosted massive sulfide (VMS) | VMS Cu-Zn | Cu, Zn | Au | Cu, Zn, Au | Sun et al., 2023 |  | YK91-9-5 | YK91-9-5 | drill core |  |  |  |  | ore material | drill core | drill core | mineral separate | [5 empty] | mineralisation |  |  |  | pyrite, sphalerite | preore stage (SI), early ore stage (SII), main ore stage-1 (SIII-1), main ore stage-2 (SIII-2), late ore stage (SIV) | disseminations, veinlets, masses | brecciated, porous, oscillatory-zoned, inclusion-rich, subhedral to euhedral |  |  |  | chalcopyrite, galena, tetrahedrite, pyrrhotite, bornite, magnetite, hematite, quartz, muscovite, barite, chlorite, carbonate, rutile, apatite |  | LA-ICPMS, MC-ICPMS | ASI RESOLution-LR-S155 laser microprobe equipped with a GeoLas Pro 193 nm Ar F excimer laser | State Key Laboratory of Ore Deposit Geochemistry, Institute of Geochemistry, Chinese Academy of Sciences (IGCAS), Guiyang | Line scans were used for trace element analyzed signals, time-drift correction, and quantitative calibration for trace element analysis were performed using the Excel-based software ICPMSData Cal (Liu et al., 2008). Concentration and detection limit calculations were conducted using the protocol of Longerich et al. (1996). |  | 72.5292 |  |  |  | 71.2118 |  | 4.603 |  |  |  | 0 |  |  |  | 24.8224 | [5 empty] | 0.30281 | [5 empty] | 8.2862 |  | 0 |  |  |  | 14720.4162 | [9 empty] | 7287.3967 |  | 3.3508 |  |  |  | 0.53189 | [7 empty] | 6.4028 | [13 empty] | 0.71209 |  | 0 | [7 empty] | 1.7544 | [5 empty] | 0.38859 | [17 empty] | 71.762 |  |  |  | 353.6765 | [5 empty] | 1.13 | [11 empty] | 7.2069 |  | 0.019591 | [5 empty] | 0.031061 |  | 0 | [5 empty] | 44.6998 |  |  |  |  | 2023 | Sun, B., Lv, X., Wang, S., Ulrich, T., Dai, Z., Ruan, B. (2023). Evolution of an ancient VMS ore-forming system recorded by pyrite and sphalerite mineral texture, trace elements, and sulfur isotope: A case study from the Huangtupo Cu-Zn (-Au) deposit, Eastern Tianshan, NW China. Ore Geology Reviews, 158, 105475. |  | CHN | Xinjiang
| Huangtupo Cu-Zn (-Au) deposit |  | Seafloor hydrothermal | Volcanic-hosted massive sulfide (VMS) | VMS Cu-Zn | Cu, Zn | Au | Cu, Zn, Au | Sun et al., 2023 |  | YK91-10-5 | YK91-10-5 | drill core |  |  |  |  | ore material | drill core | drill core | mineral separate | [5 empty] | mineralisation |  |  |  | pyrite, sphalerite | preore stage (SI), early ore stage (SII), main ore stage-1 (SIII-1), main ore stage-2 (SIII-2), late ore stage (SIV) | disseminations, veinlets, masses | brecciated, porous, oscillatory-zoned, inclusion-rich, subhedral to euhedral |  |  |  | chalcopyrite, galena, tetrahedrite, pyrrhotite, bornite, magnetite, hematite, quartz, muscovite, barite, chlorite, carbonate, rutile, apatite |  | LA-ICPMS, MC-ICPMS | ASI RESOLution-LR-S155 laser microprobe equipped with a GeoLas Pro 193 nm Ar F excimer laser | State Key Laboratory of Ore Deposit Geochemistry, Institute of Geochemistry, Chinese Academy of Sciences (IGCAS), Guiyang | Line scans were used for trace element analyzed signals, time-drift correction, and quantitative calibration for trace element analysis were performed using the Excel-based software ICPMSData Cal (Liu et al., 2008). Concentration and detection limit calculations were conducted using the protocol of Longerich et al. (1996). |  | 192.7796 |  |  |  | 15249.2113 |  | 8.0296 |  |  |  | 129.2135 |  |  |  | 23.9126 | [5 empty] | 2.5459 | [5 empty] | 0.93191 |  | 2.3041 |  |  |  | 1407.368 | [9 empty] | 11107.1658 |  | 24.6468 |  |  |  | 0.080432 | [7 empty] | 0.000244 | [13 empty] | 138.7678 |  | 6.4849 | [7 empty] | 48.7845 | [5 empty] | 182.026 | [17 empty] | 2083.5323 |  |  |  | 28.9379 | [5 empty] | 0.10259 | [11 empty] | 6.098 |  | 167.7688 | [5 empty] | 4.2279 |  | 0.2112 | [5 empty] | 399.4672 |  |  |  |  | 2023 | Sun, B., Lv, X., Wang, S., Ulrich, T., Dai, Z., Ruan, B. (2023). Evolution of an ancient VMS ore-forming system recorded by pyrite and sphalerite mineral texture, trace elements, and sulfur isotope: A case study from the Huangtupo Cu-Zn (-Au) deposit, Eastern Tianshan, NW China. Ore Geology Reviews, 158, 105475. |  | CHN | Xinjiang
| Huangtupo Cu-Zn (-Au) deposit |  | Seafloor hydrothermal | Volcanic-hosted massive sulfide (VMS) | VMS Cu-Zn | Cu, Zn | Au | Cu, Zn, Au | Sun et al., 2023 |  | YK91-10-6 | YK91-10-6 | drill core |  |  |  |  | ore material | drill core | drill core | mineral separate | [5 empty] | mineralisation |  |  |  | pyrite, sphalerite | preore stage (SI), early ore stage (SII), main ore stage-1 (SIII-1), main ore stage-2 (SIII-2), late ore stage (SIV) | disseminations, veinlets, masses | brecciated, porous, oscillatory-zoned, inclusion-rich, subhedral to euhedral |  |  |  | chalcopyrite, galena, tetrahedrite, pyrrhotite, bornite, magnetite, hematite, quartz, muscovite, barite, chlorite, carbonate, rutile, apatite |  | LA-ICPMS, MC-ICPMS | ASI RESOLution-LR-S155 laser microprobe equipped with a GeoLas Pro 193 nm Ar F excimer laser | State Key Laboratory of Ore Deposit Geochemistry, Institute of Geochemistry, Chinese Academy of Sciences (IGCAS), Guiyang | Line scans were used for trace element analyzed signals, time-drift correction, and quantitative calibration for trace element analysis were performed using the Excel-based software ICPMSData Cal (Liu et al., 2008). Concentration and detection limit calculations were conducted using the protocol of Longerich et al. (1996). |  | 123.7087 |  |  |  | 17257.1615 |  | 3.0356 |  |  |  | 1.8372 |  |  |  | 16.6176 | [5 empty] | 0.27693 | [5 empty] | 0.44878 |  | 2.9959 |  |  |  | 1055.1626 | [9 empty] | 2483.7266 |  | 131.8526 |  |  |  | 2.4439 | [7 empty] | 17.7417 | [13 empty] | 183.4267 |  | 4.3944 | [7 empty] | 38.175 | [5 empty] | 79.2384 | [17 empty] | 1783.0162 |  |  |  | 25.0723 | [5 empty] | 0.84925 | [11 empty] | 5.7472 |  | 221.1544 | [5 empty] | 0.22395 |  | 0.13906 | [5 empty] | 48.9862 |  |  |  |  | 2023 | Sun, B., Lv, X., Wang, S., Ulrich, T., Dai, Z., Ruan, B. (2023). Evolution of an ancient VMS ore-forming system recorded by pyrite and sphalerite mineral texture, trace elements, and sulfur isotope: A case study from the Huangtupo Cu-Zn (-Au) deposit, Eastern Tianshan, NW China. Ore Geology Reviews, 158, 105475. |  | CHN | Xinjiang
| Huangtupo Cu-Zn (-Au) deposit |  | Seafloor hydrothermal | Volcanic-hosted massive sulfide (VMS) | VMS Cu-Zn | Cu, Zn | Au | Cu, Zn, Au | Sun et al., 2023 |  | YK91-10-7 | YK91-10-7 | drill core |  |  |  |  | ore material | drill core | drill core | mineral separate | [5 empty] | mineralisation |  |  |  | pyrite, sphalerite | preore stage (SI), early ore stage (SII), main ore stage-1 (SIII-1), main ore stage-2 (SIII-2), late ore stage (SIV) | disseminations, veinlets, masses | brecciated, porous, oscillatory-zoned, inclusion-rich, subhedral to euhedral |  |  |  | chalcopyrite, galena, tetrahedrite, pyrrhotite, bornite, magnetite, hematite, quartz, muscovite, barite, chlorite, carbonate, rutile, apatite |  | LA-ICPMS, MC-ICPMS | ASI RESOLution-LR-S155 laser microprobe equipped with a GeoLas Pro 193 nm Ar F excimer laser | State Key Laboratory of Ore Deposit Geochemistry, Institute of Geochemistry, Chinese Academy of Sciences (IGCAS), Guiyang | Line scans were used for trace element analyzed signals, time-drift correction, and quantitative calibration for trace element analysis were performed using the Excel-based software ICPMSData Cal (Liu et al., 2008). Concentration and detection limit calculations were conducted using the protocol of Longerich et al. (1996). |  | 93.8199 |  |  |  | 10030.2829 |  | 1.2842 |  |  |  | 19.4701 |  |  |  | 31.3798 | [5 empty] | 30.7299 | [5 empty] | 2.137 |  | 4.482 |  |  |  | 772.9052 | [9 empty] | 5167.6543 |  | 4.065 |  |  |  | 0.71528 | [7 empty] | 8.4647 | [13 empty] | 179.6044 |  | 8.0307 | [7 empty] | 52.1273 | [5 empty] | 153.2978 | [17 empty] | 1096.9632 |  |  |  | 40.0166 | [5 empty] | 0.31803 | [11 empty] | 6.1642 |  | 147.3486 | [5 empty] | 0.83092 |  | 0.32299 | [5 empty] | 9615.4219 |  |  |  |  | 2023 | Sun, B., Lv, X., Wang, S., Ulrich, T., Dai, Z., Ruan, B. (2023). Evolution of an ancient VMS ore-forming system recorded by pyrite and sphalerite mineral texture, trace elements, and sulfur isotope: A case study from the Huangtupo Cu-Zn (-Au) deposit, Eastern Tianshan, NW China. Ore Geology Reviews, 158, 105475. |  | CHN | Xinjiang
| Huangtupo Cu-Zn (-Au) deposit |  | Seafloor hydrothermal | Volcanic-hosted massive sulfide (VMS) | VMS Cu-Zn | Cu, Zn | Au | Cu, Zn, Au | Sun et al., 2023 |  | YK91-10-8 | YK91-10-8 | drill core |  |  |  |  | ore material | drill core | drill core | mineral separate | [5 empty] | mineralisation |  |  |  | pyrite, sphalerite | preore stage (SI), early ore stage (SII), main ore stage-1 (SIII-1), main ore stage-2 (SIII-2), late ore stage (SIV) | disseminations, veinlets, masses | brecciated, porous, oscillatory-zoned, inclusion-rich, subhedral to euhedral |  |  |  | chalcopyrite, galena, tetrahedrite, pyrrhotite, bornite, magnetite, hematite, quartz, muscovite, barite, chlorite, carbonate, rutile, apatite |  | LA-ICPMS, MC-ICPMS | ASI RESOLution-LR-S155 laser microprobe equipped with a GeoLas Pro 193 nm Ar F excimer laser | State Key Laboratory of Ore Deposit Geochemistry, Institute of Geochemistry, Chinese Academy of Sciences (IGCAS), Guiyang | Line scans were used for trace element analyzed signals, time-drift correction, and quantitative calibration for trace element analysis were performed using the Excel-based software ICPMSData Cal (Liu et al., 2008). Concentration and detection limit calculations were conducted using the protocol of Longerich et al. (1996). |  | 68.596 |  |  |  | 17039.2913 |  | 2.75 |  |  |  | 20.4198 |  |  |  | 4.155 | [5 empty] | 0.032585 | [5 empty] | 0.063946 |  | 2.5593 |  |  |  | 1668.8043 | [9 empty] | 3245.3168 |  | 2.6929 |  |  |  | 1.1723 | [7 empty] | 8.2249 | [13 empty] | 193.0641 |  | 7.1304 | [7 empty] | 8.3309 | [5 empty] | 53.3398 | [17 empty] | 2981.2319 |  |  |  | 0 | [5 empty] | 0.46143 | [11 empty] | 7.0304 |  | 308.9816 | [5 empty] | 0.40783 |  | 0.43413 | [5 empty] | 73.9533 |  |  |  |  | 2023 | Sun, B., Lv, X., Wang, S., Ulrich, T., Dai, Z., Ruan, B. (2023). Evolution of an ancient VMS ore-forming system recorded by pyrite and sphalerite mineral texture, trace elements, and sulfur isotope: A case study from the Huangtupo Cu-Zn (-Au) deposit, Eastern Tianshan, NW China. Ore Geology Reviews, 158, 105475. |  | CHN | Xinjiang
| Huangtupo Cu-Zn (-Au) deposit |  | Seafloor hydrothermal | Volcanic-hosted massive sulfide (VMS) | VMS Cu-Zn | Cu, Zn | Au | Cu, Zn, Au | Sun et al., 2023 |  | YK91-10-9 | YK91-10-9 | drill core |  |  |  |  | ore material | drill core | drill core | mineral separate | [5 empty] | mineralisation |  |  |  | pyrite, sphalerite | preore stage (SI), early ore stage (SII), main ore stage-1 (SIII-1), main ore stage-2 (SIII-2), late ore stage (SIV) | disseminations, veinlets, masses | brecciated, porous, oscillatory-zoned, inclusion-rich, subhedral to euhedral |  |  |  | chalcopyrite, galena, tetrahedrite, pyrrhotite, bornite, magnetite, hematite, quartz, muscovite, barite, chlorite, carbonate, rutile, apatite |  | LA-ICPMS, MC-ICPMS | ASI RESOLution-LR-S155 laser microprobe equipped with a GeoLas Pro 193 nm Ar F excimer laser | State Key Laboratory of Ore Deposit Geochemistry, Institute of Geochemistry, Chinese Academy of Sciences (IGCAS), Guiyang | Line scans were used for trace element analyzed signals, time-drift correction, and quantitative calibration for trace element analysis were performed using the Excel-based software ICPMSData Cal (Liu et al., 2008). Concentration and detection limit calculations were conducted using the protocol of Longerich et al. (1996). |  | 34.2536 |  |  |  | 182.6013 |  | 1.1838 |  |  |  | 0.095547 |  |  |  | 0.66754 | [5 empty] | 0.47489 | [5 empty] | 14.4888 |  | 2.7693 |  |  |  | 1346.2842 | [9 empty] | 5201.2926 |  | 2.6535 |  |  |  | 7.1426 | [7 empty] | 0.013931 | [13 empty] | 1.6687 |  | 0.20891 | [7 empty] | 14.6682 | [5 empty] | 87.8397 | [17 empty] | 21.6233 |  |  |  | 62.5404 | [5 empty] | 0.054488 | [11 empty] | 57.7403 |  | 0.0895 | [5 empty] | 0.41004 |  | 0.12575 | [5 empty] | 76.0656 |  |  |  |  | 2023 | Sun, B., Lv, X., Wang, S., Ulrich, T., Dai, Z., Ruan, B. (2023). Evolution of an ancient VMS ore-forming system recorded by pyrite and sphalerite mineral texture, trace elements, and sulfur isotope: A case study from the Huangtupo Cu-Zn (-Au) deposit, Eastern Tianshan, NW China. Ore Geology Reviews, 158, 105475. |  | CHN | Xinjiang
| Huangtupo Cu-Zn (-Au) deposit |  | Seafloor hydrothermal | Volcanic-hosted massive sulfide (VMS) | VMS Cu-Zn | Cu, Zn | Au | Cu, Zn, Au | Sun et al., 2023 |  | YK94-6-1 | YK94-6-1 | drill core |  |  |  |  | ore material | drill core | drill core | mineral separate | [5 empty] | mineralisation |  |  |  | pyrite, sphalerite | preore stage (SI), early ore stage (SII), main ore stage-1 (SIII-1), main ore stage-2 (SIII-2), late ore stage (SIV) | disseminations, veinlets, masses | brecciated, porous, oscillatory-zoned, inclusion-rich, subhedral to euhedral |  |  |  | chalcopyrite, galena, tetrahedrite, pyrrhotite, bornite, magnetite, hematite, quartz, muscovite, barite, chlorite, carbonate, rutile, apatite |  | LA-ICPMS, MC-ICPMS | ASI RESOLution-LR-S155 laser microprobe equipped with a GeoLas Pro 193 nm Ar F excimer laser | State Key Laboratory of Ore Deposit Geochemistry, Institute of Geochemistry, Chinese Academy of Sciences (IGCAS), Guiyang | Line scans were used for trace element analyzed signals, time-drift correction, and quantitative calibration for trace element analysis were performed using the Excel-based software ICPMSData Cal (Liu et al., 2008). Concentration and detection limit calculations were conducted using the protocol of Longerich et al. (1996). |  | 0.061773 |  |  |  | 6668.3703 |  | 4.315 |  |  |  | 3.096 |  |  |  | 0.35072 | [5 empty] | 0 | [5 empty] | 106.2161 |  | 19.3282 |  |  |  | 2424.8315 | [9 empty] | 20288.3275 |  | 6.1799 |  |  |  | 0.91257 | [7 empty] | 14.3826 | [13 empty] | 0.91653 |  | 0.14823 | [7 empty] | 261.2574 | [5 empty] | 25.4895 | [17 empty] | 3.9827 |  |  |  | 772.4703 | [5 empty] | 3.8344 | [11 empty] | 56.264 |  | 0.070966 | [5 empty] | 0 |  | 0.25396 | [5 empty] | 85.9202 |  |  |  |  | 2023 | Sun, B., Lv, X., Wang, S., Ulrich, T., Dai, Z., Ruan, B. (2023). Evolution of an ancient VMS ore-forming system recorded by pyrite and sphalerite mineral texture, trace elements, and sulfur isotope: A case study from the Huangtupo Cu-Zn (-Au) deposit, Eastern Tianshan, NW China. Ore Geology Reviews, 158, 105475. |  | CHN | Xinjiang
| Huangtupo Cu-Zn (-Au) deposit |  | Seafloor hydrothermal | Volcanic-hosted massive sulfide (VMS) | VMS Cu-Zn | Cu, Zn | Au | Cu, Zn, Au | Sun et al., 2023 |  | YK94-6-2 | YK94-6-2 | drill core |  |  |  |  | ore material | drill core | drill core | mineral separate | [5 empty] | mineralisation |  |  |  | pyrite, sphalerite | preore stage (SI), early ore stage (SII), main ore stage-1 (SIII-1), main ore stage-2 (SIII-2), late ore stage (SIV) | disseminations, veinlets, masses | brecciated, porous, oscillatory-zoned, inclusion-rich, subhedral to euhedral |  |  |  | chalcopyrite, galena, tetrahedrite, pyrrhotite, bornite, magnetite, hematite, quartz, muscovite, barite, chlorite, carbonate, rutile, apatite |  | LA-ICPMS, MC-ICPMS | ASI RESOLution-LR-S155 laser microprobe equipped with a GeoLas Pro 193 nm Ar F excimer laser | State Key Laboratory of Ore Deposit Geochemistry, Institute of Geochemistry, Chinese Academy of Sciences (IGCAS), Guiyang | Line scans were used for trace element analyzed signals, time-drift correction, and quantitative calibration for trace element analysis were performed using the Excel-based software ICPMSData Cal (Liu et al., 2008). Concentration and detection limit calculations were conducted using the protocol of Longerich et al. (1996). |  | 35.3794 |  |  |  | 13162.2077 |  | 20.3457 |  |  |  | 1.7929 |  |  |  | 84.0729 | [5 empty] | 164.7714 | [5 empty] | 294.323 |  | 0 |  |  |  | 10507.0825 | [9 empty] | 4365.1875 |  | 57.1694 |  |  |  | 0 | [7 empty] | 8.0769 | [13 empty] | 22.6149 |  | 0.24841 | [7 empty] | 96.426 | [5 empty] | 2372.6172 | [17 empty] | 91.6536 |  |  |  | 45.324 | [5 empty] | 9.1977 | [11 empty] | 47.5239 |  | 0.53122 | [5 empty] | 1.9689 |  | 0 | [5 empty] | 50.5051 |  |  |  |  | 2023 | Sun, B., Lv, X., Wang, S., Ulrich, T., Dai, Z., Ruan, B. (2023). Evolution of an ancient VMS ore-forming system recorded by pyrite and sphalerite mineral texture, trace elements, and sulfur isotope: A case study from the Huangtupo Cu-Zn (-Au) deposit, Eastern Tianshan, NW China. Ore Geology Reviews, 158, 105475. |  | CHN | Xinjiang
| Huangtupo Cu-Zn (-Au) deposit |  | Seafloor hydrothermal | Volcanic-hosted massive sulfide (VMS) | VMS Cu-Zn | Cu, Zn | Au | Cu, Zn, Au | Sun et al., 2023 |  | YK94-6-3 | YK94-6-3 | drill core |  |  |  |  | ore material | drill core | drill core | mineral separate | [5 empty] | mineralisation |  |  |  | pyrite, sphalerite | preore stage (SI), early ore stage (SII), main ore stage-1 (SIII-1), main ore stage-2 (SIII-2), late ore stage (SIV) | disseminations, veinlets, masses | brecciated, porous, oscillatory-zoned, inclusion-rich, subhedral to euhedral |  |  |  | chalcopyrite, galena, tetrahedrite, pyrrhotite, bornite, magnetite, hematite, quartz, muscovite, barite, chlorite, carbonate, rutile, apatite |  | LA-ICPMS, MC-ICPMS | ASI RESOLution-LR-S155 laser microprobe equipped with a GeoLas Pro 193 nm Ar F excimer laser | State Key Laboratory of Ore Deposit Geochemistry, Institute of Geochemistry, Chinese Academy of Sciences (IGCAS), Guiyang | Line scans were used for trace element analyzed signals, time-drift correction, and quantitative calibration for trace element analysis were performed using the Excel-based software ICPMSData Cal (Liu et al., 2008). Concentration and detection limit calculations were conducted using the protocol of Longerich et al. (1996). |  | 1.1959 |  |  |  | 16023.4142 |  | 1.6434 |  |  |  | 0 |  |  |  | 0.8009 | [5 empty] | 0 | [5 empty] | 188.5356 |  | 0 |  |  |  | 74.6231 | [9 empty] | 3089.5773 |  | 49.7552 |  |  |  | 0.82621 | [7 empty] | 8.2128 | [13 empty] | 2.4964 |  | 0.50279 | [7 empty] | 67.9164 | [5 empty] | 18.2213 | [17 empty] | 2.3106 |  |  |  | 35.6765 | [5 empty] | 0 | [11 empty] | 40.0313 |  | 0.057067 | [5 empty] | 0 |  | 0.054522 | [5 empty] | 9986.8354 |  |  |  |  | 2023 | Sun, B., Lv, X., Wang, S., Ulrich, T., Dai, Z., Ruan, B. (2023). Evolution of an ancient VMS ore-forming system recorded by pyrite and sphalerite mineral texture, trace elements, and sulfur isotope: A case study from the Huangtupo Cu-Zn (-Au) deposit, Eastern Tianshan, NW China. Ore Geology Reviews, 158, 105475. |  | CHN | Xinjiang
| Huangtupo Cu-Zn (-Au) deposit |  | Seafloor hydrothermal | Volcanic-hosted massive sulfide (VMS) | VMS Cu-Zn | Cu, Zn | Au | Cu, Zn, Au | Sun et al., 2023 |  | YK94-6-4 | YK94-6-4 | drill core |  |  |  |  | ore material | drill core | drill core | mineral separate | [5 empty] | mineralisation |  |  |  | pyrite, sphalerite | preore stage (SI), early ore stage (SII), main ore stage-1 (SIII-1), main ore stage-2 (SIII-2), late ore stage (SIV) | disseminations, veinlets, masses | brecciated, porous, oscillatory-zoned, inclusion-rich, subhedral to euhedral |  |  |  | chalcopyrite, galena, tetrahedrite, pyrrhotite, bornite, magnetite, hematite, quartz, muscovite, barite, chlorite, carbonate, rutile, apatite |  | LA-ICPMS, MC-ICPMS | ASI RESOLution-LR-S155 laser microprobe equipped with a GeoLas Pro 193 nm Ar F excimer laser | State Key Laboratory of Ore Deposit Geochemistry, Institute of Geochemistry, Chinese Academy of Sciences (IGCAS), Guiyang | Line scans were used for trace element analyzed signals, time-drift correction, and quantitative calibration for trace element analysis were performed using the Excel-based software ICPMSData Cal (Liu et al., 2008). Concentration and detection limit calculations were conducted using the protocol of Longerich et al. (1996). |  | 62.9188 |  |  |  | 4265.4441 |  | 1.9032 |  |  |  | 0.009712 |  |  |  | 0.072365 | [5 empty] | 2.8061 | [5 empty] | 0.48558 |  | 6.3333 |  |  |  | 11028.5518 | [37 empty] | 12.1645 |  | 60.0926 | [7 empty] | 28.1536 | [5 empty] | 52559.1446 | [17 empty] | 61.1712 |  |  |  | 0 | [5 empty] | 1.5131 | [11 empty] | 37.7145 |  | 0.19061 | [5 empty] | 0.044084 |  | 0.11491 | [5 empty] | 3155.9342 |  |  |  |  | 2023 | Sun, B., Lv, X., Wang, S., Ulrich, T., Dai, Z., Ruan, B. (2023). Evolution of an ancient VMS ore-forming system recorded by pyrite and sphalerite mineral texture, trace elements, and sulfur isotope: A case study from the Huangtupo Cu-Zn (-Au) deposit, Eastern Tianshan, NW China. Ore Geology Reviews, 158, 105475. |  | CHN | Xinjiang
| Huangtupo Cu-Zn (-Au) deposit |  | Seafloor hydrothermal | Volcanic-hosted massive sulfide (VMS) | VMS Cu-Zn | Cu, Zn | Au | Cu, Zn, Au | Sun et al., 2023 |  | YK94-6-5 | YK94-6-5 | drill core |  |  |  |  | ore material | drill core | drill core | mineral separate | [5 empty] | mineralisation |  |  |  | pyrite, sphalerite | preore stage (SI), early ore stage (SII), main ore stage-1 (SIII-1), main ore stage-2 (SIII-2), late ore stage (SIV) | disseminations, veinlets, masses | brecciated, porous, oscillatory-zoned, inclusion-rich, subhedral to euhedral |  |  |  | chalcopyrite, galena, tetrahedrite, pyrrhotite, bornite, magnetite, hematite, quartz, muscovite, barite, chlorite, carbonate, rutile, apatite |  | LA-ICPMS, MC-ICPMS | ASI RESOLution-LR-S155 laser microprobe equipped with a GeoLas Pro 193 nm Ar F excimer laser | State Key Laboratory of Ore Deposit Geochemistry, Institute of Geochemistry, Chinese Academy of Sciences (IGCAS), Guiyang | Line scans were used for trace element analyzed signals, time-drift correction, and quantitative calibration for trace element analysis were performed using the Excel-based software ICPMSData Cal (Liu et al., 2008). Concentration and detection limit calculations were conducted using the protocol of Longerich et al. (1996). |  | 422.7907 |  |  |  | 21193.5953 |  | 8.7519 |  |  |  | 1.7378 |  |  |  | 24.184 | [5 empty] | 37.2199 | [5 empty] | 0.33648 |  | 1.0983 |  |  |  | 3789.0663 | [37 empty] | 395.2861 |  | 14.5457 | [7 empty] | 78.9655 | [5 empty] | 515.3482 | [17 empty] | 1865.6241 |  |  |  | 19.4681 | [5 empty] | 0.15807 | [11 empty] | 7.0636 |  | 376.549 | [5 empty] | 0.91574 |  | 0.091685 | [5 empty] | 15641.2307 |  |  |  |  | 2023 | Sun, B., Lv, X., Wang, S., Ulrich, T., Dai, Z., Ruan, B. (2023). Evolution of an ancient VMS ore-forming system recorded by pyrite and sphalerite mineral texture, trace elements, and sulfur isotope: A case study from the Huangtupo Cu-Zn (-Au) deposit, Eastern Tianshan, NW China. Ore Geology Reviews, 158, 105475. |  | CHN | Xinjiang
| Huangtupo Cu-Zn (-Au) deposit |  | Seafloor hydrothermal | Volcanic-hosted massive sulfide (VMS) | VMS Cu-Zn | Cu, Zn | Au | Cu, Zn, Au | Sun et al., 2023 |  | YK94-8-1 | YK94-8-1 | drill core |  |  |  |  | ore material | drill core | drill core | mineral separate | [5 empty] | mineralisation |  |  |  | pyrite, sphalerite | preore stage (SI), early ore stage (SII), main ore stage-1 (SIII-1), main ore stage-2 (SIII-2), late ore stage (SIV) | disseminations, veinlets, masses | brecciated, porous, oscillatory-zoned, inclusion-rich, subhedral to euhedral |  |  |  | chalcopyrite, galena, tetrahedrite, pyrrhotite, bornite, magnetite, hematite, quartz, muscovite, barite, chlorite, carbonate, rutile, apatite |  | LA-ICPMS, MC-ICPMS | ASI RESOLution-LR-S155 laser microprobe equipped with a GeoLas Pro 193 nm Ar F excimer laser | State Key Laboratory of Ore Deposit Geochemistry, Institute of Geochemistry, Chinese Academy of Sciences (IGCAS), Guiyang | Line scans were used for trace element analyzed signals, time-drift correction, and quantitative calibration for trace element analysis were performed using the Excel-based software ICPMSData Cal (Liu et al., 2008). Concentration and detection limit calculations were conducted using the protocol of Longerich et al. (1996). |  | 2.0402 |  |  |  | 330.7153 |  | 0.46236 |  |  |  | 0.035024 |  |  |  | 9.1791 | [5 empty] | 0 | [5 empty] | 144.0499 |  | 1.0283 |  |  |  | 16383.8297 | [37 empty] | 4.201 |  | 0.55802 | [7 empty] | 4.4557 | [5 empty] | 6.3412 | [17 empty] | 1.6054 |  |  |  | 40.5203 | [5 empty] | 0.085908 | [11 empty] | 6.3426 |  | 0.063427 | [5 empty] | 0.080611 |  | 0 | [5 empty] | 3.433 |  |  |  |  | 2023 | Sun, B., Lv, X., Wang, S., Ulrich, T., Dai, Z., Ruan, B. (2023). Evolution of an ancient VMS ore-forming system recorded by pyrite and sphalerite mineral texture, trace elements, and sulfur isotope: A case study from the Huangtupo Cu-Zn (-Au) deposit, Eastern Tianshan, NW China. Ore Geology Reviews, 158, 105475. |  | CHN | Xinjiang
| Huangtupo Cu-Zn (-Au) deposit |  | Seafloor hydrothermal | Volcanic-hosted massive sulfide (VMS) | VMS Cu-Zn | Cu, Zn | Au | Cu, Zn, Au | Sun et al., 2023 |  | YK94-8-2 | YK94-8-2 | drill core |  |  |  |  | ore material | drill core | drill core | mineral separate | [5 empty] | mineralisation |  |  |  | pyrite, sphalerite | preore stage (SI), early ore stage (SII), main ore stage-1 (SIII-1), main ore stage-2 (SIII-2), late ore stage (SIV) | disseminations, veinlets, masses | brecciated, porous, oscillatory-zoned, inclusion-rich, subhedral to euhedral |  |  |  | chalcopyrite, galena, tetrahedrite, pyrrhotite, bornite, magnetite, hematite, quartz, muscovite, barite, chlorite, carbonate, rutile, apatite |  | LA-ICPMS, MC-ICPMS | ASI RESOLution-LR-S155 laser microprobe equipped with a GeoLas Pro 193 nm Ar F excimer laser | State Key Laboratory of Ore Deposit Geochemistry, Institute of Geochemistry, Chinese Academy of Sciences (IGCAS), Guiyang | Line scans were used for trace element analyzed signals, time-drift correction, and quantitative calibration for trace element analysis were performed using the Excel-based software ICPMSData Cal (Liu et al., 2008). Concentration and detection limit calculations were conducted using the protocol of Longerich et al. (1996). |  | 83.0744 |  |  |  | 13.1768 |  | 4.1672 |  |  |  | 0.11095 |  |  |  | 18.9149 | [5 empty] | 0 | [5 empty] | 0.4279 |  | 0 |  |  |  | 18765.7986 | [37 empty] | 4.2606 |  | 0 | [7 empty] | 52.3376 | [5 empty] | 55.0211 | [17 empty] | 0 |  |  |  | 0 | [5 empty] | 0 | [11 empty] | 51.9934 |  | 0.034147 | [5 empty] | 0.1615 |  | 0.046717 | [5 empty] | 14.8839 |  |  |  |  | 2023 | Sun, B., Lv, X., Wang, S., Ulrich, T., Dai, Z., Ruan, B. (2023). Evolution of an ancient VMS ore-forming system recorded by pyrite and sphalerite mineral texture, trace elements, and sulfur isotope: A case study from the Huangtupo Cu-Zn (-Au) deposit, Eastern Tianshan, NW China. Ore Geology Reviews, 158, 105475. |  | CHN | Xinjiang
| Huangtupo Cu-Zn (-Au) deposit |  | Seafloor hydrothermal | Volcanic-hosted massive sulfide (VMS) | VMS Cu-Zn | Cu, Zn | Au | Cu, Zn, Au | Sun et al., 2023 |  | YK94-8-3 | YK94-8-3 | drill core |  |  |  |  | ore material | drill core | drill core | mineral separate | [5 empty] | mineralisation |  |  |  | pyrite, sphalerite | preore stage (SI), early ore stage (SII), main ore stage-1 (SIII-1), main ore stage-2 (SIII-2), late ore stage (SIV) | disseminations, veinlets, masses | brecciated, porous, oscillatory-zoned, inclusion-rich, subhedral to euhedral |  |  |  | chalcopyrite, galena, tetrahedrite, pyrrhotite, bornite, magnetite, hematite, quartz, muscovite, barite, chlorite, carbonate, rutile, apatite |  | LA-ICPMS, MC-ICPMS | ASI RESOLution-LR-S155 laser microprobe equipped with a GeoLas Pro 193 nm Ar F excimer laser | State Key Laboratory of Ore Deposit Geochemistry, Institute of Geochemistry, Chinese Academy of Sciences (IGCAS), Guiyang | Line scans were used for trace element analyzed signals, time-drift correction, and quantitative calibration for trace element analysis were performed using the Excel-based software ICPMSData Cal (Liu et al., 2008). Concentration and detection limit calculations were conducted using the protocol of Longerich et al. (1996). |  | 1043.8152 |  |  |  | 78015.1652 |  | 37.5888 |  |  |  | 0.93369 |  |  |  | 0 | [5 empty] | 107.0804 | [5 empty] | 0.29266 |  | 15.0502 |  |  |  | 14549.0452 | [37 empty] | 136.2003 |  | 2.6915 | [7 empty] | 0 | [5 empty] | 2899.355 | [17 empty] | 9315.8994 |  |  |  | 0 | [5 empty] | 0.24279 | [11 empty] | 34.8986 |  | 23.2395 | [5 empty] | 0 |  | 0 | [5 empty] | 4025.8775 |  |  |  |  | 2023 | Sun, B., Lv, X., Wang, S., Ulrich, T., Dai, Z., Ruan, B. (2023). Evolution of an ancient VMS ore-forming system recorded by pyrite and sphalerite mineral texture, trace elements, and sulfur isotope: A case study from the Huangtupo Cu-Zn (-Au) deposit, Eastern Tianshan, NW China. Ore Geology Reviews, 158, 105475. |  | CHN | Xinjiang
| Huangtupo Cu-Zn (-Au) deposit |  | Seafloor hydrothermal | Volcanic-hosted massive sulfide (VMS) | VMS Cu-Zn | Cu, Zn | Au | Cu, Zn, Au | Sun et al., 2023 |  | YK111-12-1 | YK111-12-1 | drill core |  |  |  |  | ore material | drill core | drill core | mineral separate | [5 empty] | mineralisation |  |  |  | pyrite, sphalerite | preore stage (SI), early ore stage (SII), main ore stage-1 (SIII-1), main ore stage-2 (SIII-2), late ore stage (SIV) | disseminations, veinlets, masses | brecciated, porous, oscillatory-zoned, inclusion-rich, subhedral to euhedral |  |  |  | chalcopyrite, galena, tetrahedrite, pyrrhotite, bornite, magnetite, hematite, quartz, muscovite, barite, chlorite, carbonate, rutile, apatite |  | LA-ICPMS, MC-ICPMS | ASI RESOLution-LR-S155 laser microprobe equipped with a GeoLas Pro 193 nm Ar F excimer laser | State Key Laboratory of Ore Deposit Geochemistry, Institute of Geochemistry, Chinese Academy of Sciences (IGCAS), Guiyang | Line scans were used for trace element analyzed signals, time-drift correction, and quantitative calibration for trace element analysis were performed using the Excel-based software ICPMSData Cal (Liu et al., 2008). Concentration and detection limit calculations were conducted using the protocol of Longerich et al. (1996). |  | 0 |  |  |  | 11417.824 |  | 9.2992 |  |  |  | 0.54909 |  |  |  | 0.48795 | [5 empty] | 0 | [5 empty] | 82.7671 |  | 0.68794 |  |  |  | 8.4128 | [9 empty] | 2572.5332 |  | 37.2751 |  |  |  | 0.83581 | [7 empty] | 36.6518 | [13 empty] | 0.56638 |  | 1.7979 | [7 empty] | 0 | [5 empty] | 0.6542 | [17 empty] | 0 |  |  |  | 63.1892 | [5 empty] | 0.49867 | [11 empty] | 7.2671 |  | 0.017752 | [5 empty] | 0.022425 |  | 0.021328 | [5 empty] | 5.8061 |  |  |  |  | 2023 | Sun, B., Lv, X., Wang, S., Ulrich, T., Dai, Z., Ruan, B. (2023). Evolution of an ancient VMS ore-forming system recorded by pyrite and sphalerite mineral texture, trace elements, and sulfur isotope: A case study from the Huangtupo Cu-Zn (-Au) deposit, Eastern Tianshan, NW China. Ore Geology Reviews, 158, 105475. |  | CHN | Xinjiang
| Huangtupo Cu-Zn (-Au) deposit |  | Seafloor hydrothermal | Volcanic-hosted massive sulfide (VMS) | VMS Cu-Zn | Cu, Zn | Au | Cu, Zn, Au | Sun et al., 2023 |  | YK111-12-2 | YK111-12-2 | drill core |  |  |  |  | ore material | drill core | drill core | mineral separate | [5 empty] | mineralisation |  |  |  | pyrite, sphalerite | preore stage (SI), early ore stage (SII), main ore stage-1 (SIII-1), main ore stage-2 (SIII-2), late ore stage (SIV) | disseminations, veinlets, masses | brecciated, porous, oscillatory-zoned, inclusion-rich, subhedral to euhedral |  |  |  | chalcopyrite, galena, tetrahedrite, pyrrhotite, bornite, magnetite, hematite, quartz, muscovite, barite, chlorite, carbonate, rutile, apatite |  | LA-ICPMS, MC-ICPMS | ASI RESOLution-LR-S155 laser microprobe equipped with a GeoLas Pro 193 nm Ar F excimer laser | State Key Laboratory of Ore Deposit Geochemistry, Institute of Geochemistry, Chinese Academy of Sciences (IGCAS), Guiyang | Line scans were used for trace element analyzed signals, time-drift correction, and quantitative calibration for trace element analysis were performed using the Excel-based software ICPMSData Cal (Liu et al., 2008). Concentration and detection limit calculations were conducted using the protocol of Longerich et al. (1996). |  | 0.026448 |  |  |  | 3293.2859 |  | 0.33997 |  |  |  | 1.9556 |  |  |  | 0.14064 | [5 empty] | 0 | [5 empty] | 20.6287 |  | 3.3253 |  |  |  | 6.5288 | [9 empty] | 2332.1912 |  | 49.257 |  |  |  | 0.0202 | [7 empty] | 37.6422 | [13 empty] | 0.48028 |  | 0 | [7 empty] | 0.23997 | [5 empty] | 0.60906 | [17 empty] | 0 |  |  |  | 111.1693 | [5 empty] | 0.19747 | [11 empty] | 6.5043 |  | 0.049699 | [5 empty] | 0.038909 |  | 0.012016 | [5 empty] | 5.1673 |  |  |  |  | 2023 | Sun, B., Lv, X., Wang, S., Ulrich, T., Dai, Z., Ruan, B. (2023). Evolution of an ancient VMS ore-forming system recorded by pyrite and sphalerite mineral texture, trace elements, and sulfur isotope: A case study from the Huangtupo Cu-Zn (-Au) deposit, Eastern Tianshan, NW China. Ore Geology Reviews, 158, 105475. |  | CHN | Xinjiang
| Huangtupo Cu-Zn (-Au) deposit |  | Seafloor hydrothermal | Volcanic-hosted massive sulfide (VMS) | VMS Cu-Zn | Cu, Zn | Au | Cu, Zn, Au | Sun et al., 2023 |  | YK111-12-3 | YK111-12-3 | drill core |  |  |  |  | ore material | drill core | drill core | mineral separate | [5 empty] | mineralisation |  |  |  | pyrite, sphalerite | preore stage (SI), early ore stage (SII), main ore stage-1 (SIII-1), main ore stage-2 (SIII-2), late ore stage (SIV) | disseminations, veinlets, masses | brecciated, porous, oscillatory-zoned, inclusion-rich, subhedral to euhedral |  |  |  | chalcopyrite, galena, tetrahedrite, pyrrhotite, bornite, magnetite, hematite, quartz, muscovite, barite, chlorite, carbonate, rutile, apatite |  | LA-ICPMS, MC-ICPMS | ASI RESOLution-LR-S155 laser microprobe equipped with a GeoLas Pro 193 nm Ar F excimer laser | State Key Laboratory of Ore Deposit Geochemistry, Institute of Geochemistry, Chinese Academy of Sciences (IGCAS), Guiyang | Line scans were used for trace element analyzed signals, time-drift correction, and quantitative calibration for trace element analysis were performed using the Excel-based software ICPMSData Cal (Liu et al., 2008). Concentration and detection limit calculations were conducted using the protocol of Longerich et al. (1996). |  | 25.9329 |  |  |  | 17388.2261 |  | 0.48795 |  |  |  | 0.18179 |  |  |  | 6.978 | [5 empty] | 0.15175 | [5 empty] | 0.32578 |  | 1.0199 |  |  |  | 220.5109 | [9 empty] | 2459.4507 |  | 83.66 |  |  |  | 0.29753 | [7 empty] | 37.9045 | [13 empty] | 217.5222 |  | 0.285 | [7 empty] | 18.3562 | [5 empty] | 90.9013 | [17 empty] | 84.0859 |  |  |  | 10.2878 | [5 empty] | 0.0334 | [11 empty] | 6.9393 |  | 41.3703 | [5 empty] | 1.203 |  | 0.24913 | [5 empty] | 13.7695 |  |  |  |  | 2023 | Sun, B., Lv, X., Wang, S., Ulrich, T., Dai, Z., Ruan, B. (2023). Evolution of an ancient VMS ore-forming system recorded by pyrite and sphalerite mineral texture, trace elements, and sulfur isotope: A case study from the Huangtupo Cu-Zn (-Au) deposit, Eastern Tianshan, NW China. Ore Geology Reviews, 158, 105475. |  | CHN | Xinjiang
| Huangtupo Cu-Zn (-Au) deposit |  | Seafloor hydrothermal | Volcanic-hosted massive sulfide (VMS) | VMS Cu-Zn | Cu, Zn | Au | Cu, Zn, Au | Sun et al., 2023 |  | YK111-13-1 | YK111-13-1 | drill core |  |  |  |  | ore material | drill core | drill core | mineral separate | [5 empty] | mineralisation |  |  |  | pyrite, sphalerite | preore stage (SI), early ore stage (SII), main ore stage-1 (SIII-1), main ore stage-2 (SIII-2), late ore stage (SIV) | disseminations, veinlets, masses | brecciated, porous, oscillatory-zoned, inclusion-rich, subhedral to euhedral |  |  |  | chalcopyrite, galena, tetrahedrite, pyrrhotite, bornite, magnetite, hematite, quartz, muscovite, barite, chlorite, carbonate, rutile, apatite |  | LA-ICPMS, MC-ICPMS | ASI RESOLution-LR-S155 laser microprobe equipped with a GeoLas Pro 193 nm Ar F excimer laser | State Key Laboratory of Ore Deposit Geochemistry, Institute of Geochemistry, Chinese Academy of Sciences (IGCAS), Guiyang | Line scans were used for trace element analyzed signals, time-drift correction, and quantitative calibration for trace element analysis were performed using the Excel-based software ICPMSData Cal (Liu et al., 2008). Concentration and detection limit calculations were conducted using the protocol of Longerich et al. (1996). |  | 143.507 |  |  |  | 3984.8852 |  | 3.666 |  |  |  | 10.273 |  |  |  | 31.193 | [5 empty] | 0.40291 | [5 empty] | 16.3546 |  | 1.3333 |  |  |  | 905.4394 | [9 empty] | 2819.5658 |  | 1.6735 |  |  |  | 0.40667 | [7 empty] | 0.60165 | [13 empty] | 289.0926 |  | 1.4294 | [7 empty] | 119.1101 | [5 empty] | 1202.3213 | [17 empty] | 465.0583 |  |  |  | 19.3753 | [5 empty] | 0.10193 | [11 empty] | 9.0601 |  | 29.7118 | [5 empty] | 5.2604 |  | 0.46175 | [5 empty] | 62.0175 |  |  |  |  | 2023 | Sun, B., Lv, X., Wang, S., Ulrich, T., Dai, Z., Ruan, B. (2023). Evolution of an ancient VMS ore-forming system recorded by pyrite and sphalerite mineral texture, trace elements, and sulfur isotope: A case study from the Huangtupo Cu-Zn (-Au) deposit, Eastern Tianshan, NW China. Ore Geology Reviews, 158, 105475. |  | CHN | Xinjiang
| Huangtupo Cu-Zn (-Au) deposit |  | Seafloor hydrothermal | Volcanic-hosted massive sulfide (VMS) | VMS Cu-Zn | Cu, Zn | Au | Cu, Zn, Au | Sun et al., 2023 |  | YK111-13-2 | YK111-13-2 | drill core |  |  |  |  | ore material | drill core | drill core | mineral separate | [5 empty] | mineralisation |  |  |  | pyrite, sphalerite | preore stage (SI), early ore stage (SII), main ore stage-1 (SIII-1), main ore stage-2 (SIII-2), late ore stage (SIV) | disseminations, veinlets, masses | brecciated, porous, oscillatory-zoned, inclusion-rich, subhedral to euhedral |  |  |  | chalcopyrite, galena, tetrahedrite, pyrrhotite, bornite, magnetite, hematite, quartz, muscovite, barite, chlorite, carbonate, rutile, apatite |  | LA-ICPMS, MC-ICPMS | ASI RESOLution-LR-S155 laser microprobe equipped with a GeoLas Pro 193 nm Ar F excimer laser | State Key Laboratory of Ore Deposit Geochemistry, Institute of Geochemistry, Chinese Academy of Sciences (IGCAS), Guiyang | Line scans were used for trace element analyzed signals, time-drift correction, and quantitative calibration for trace element analysis were performed using the Excel-based software ICPMSData Cal (Liu et al., 2008). Concentration and detection limit calculations were conducted using the protocol of Longerich et al. (1996). |  | 56.1996 |  |  |  | 9695.7681 |  | 0.7755 |  |  |  | 0.1194 |  |  |  | 0.004775 | [5 empty] | 0.075703 | [5 empty] | 0 |  | 3.0047 |  |  |  | 283.9878 | [9 empty] | 3071.9209 |  | 5.351 |  |  |  | 1.7775 | [7 empty] | 0.12766 | [13 empty] | 298.2317 |  | 18.45 | [7 empty] | 0.16215 | [5 empty] | 2026.7657 | [17 empty] | 561.2624 |  |  |  | 20.2981 | [5 empty] | 0.10171 | [11 empty] | 6.4985 |  | 399.3835 | [5 empty] | 0.16158 |  | 0 | [5 empty] | 87.0199 |  |  |  |  | 2023 | Sun, B., Lv, X., Wang, S., Ulrich, T., Dai, Z., Ruan, B. (2023). Evolution of an ancient VMS ore-forming system recorded by pyrite and sphalerite mineral texture, trace elements, and sulfur isotope: A case study from the Huangtupo Cu-Zn (-Au) deposit, Eastern Tianshan, NW China. Ore Geology Reviews, 158, 105475. |  | CHN | Xinjiang
| Huangtupo Cu-Zn (-Au) deposit |  | Seafloor hydrothermal | Volcanic-hosted massive sulfide (VMS) | VMS Cu-Zn | Cu, Zn | Au | Cu, Zn, Au | Sun et al., 2023 |  | YK111-13-3 | YK111-13-3 | drill core |  |  |  |  | ore material | drill core | drill core | mineral separate | [5 empty] | mineralisation |  |  |  | pyrite, sphalerite | preore stage (SI), early ore stage (SII), main ore stage-1 (SIII-1), main ore stage-2 (SIII-2), late ore stage (SIV) | disseminations, veinlets, masses | brecciated, porous, oscillatory-zoned, inclusion-rich, subhedral to euhedral |  |  |  | chalcopyrite, galena, tetrahedrite, pyrrhotite, bornite, magnetite, hematite, quartz, muscovite, barite, chlorite, carbonate, rutile, apatite |  | LA-ICPMS, MC-ICPMS | ASI RESOLution-LR-S155 laser microprobe equipped with a GeoLas Pro 193 nm Ar F excimer laser | State Key Laboratory of Ore Deposit Geochemistry, Institute of Geochemistry, Chinese Academy of Sciences (IGCAS), Guiyang | Line scans were used for trace element analyzed signals, time-drift correction, and quantitative calibration for trace element analysis were performed using the Excel-based software ICPMSData Cal (Liu et al., 2008). Concentration and detection limit calculations were conducted using the protocol of Longerich et al. (1996). |  | 8.0191 |  |  |  | 595.9552 |  | 0.35963 |  |  |  | 0.19335 |  |  |  | 38.4384 | [5 empty] | 0.14907 | [5 empty] | 53.6796 |  | 0 |  |  |  | 190.3219 | [9 empty] | 3465.0189 |  | 1.926 |  |  |  | 0.48216 | [7 empty] | 0.19629 | [13 empty] | 13.8474 |  | 1.6572 | [7 empty] | 1.1102 | [5 empty] | 255.7535 | [17 empty] | 19.0927 |  |  |  | 74.0828 | [5 empty] | 0.06594 | [11 empty] | 7.3832 |  | 11.9545 | [5 empty] | 0.094419 |  | 0.007083 | [5 empty] | 4.201 |  |  |  |  | 2023 | Sun, B., Lv, X., Wang, S., Ulrich, T., Dai, Z., Ruan, B. (2023). Evolution of an ancient VMS ore-forming system recorded by pyrite and sphalerite mineral texture, trace elements, and sulfur isotope: A case study from the Huangtupo Cu-Zn (-Au) deposit, Eastern Tianshan, NW China. Ore Geology Reviews, 158, 105475. |  | CHN | Xinjiang
| Huangtupo Cu-Zn (-Au) deposit |  | Seafloor hydrothermal | Volcanic-hosted massive sulfide (VMS) | VMS Cu-Zn | Cu, Zn | Au | Cu, Zn, Au | Sun et al., 2023 |  | YK111-13-4 | YK111-13-4 | drill core |  |  |  |  | ore material | drill core | drill core | mineral separate | [5 empty] | mineralisation |  |  |  | pyrite, sphalerite | preore stage (SI), early ore stage (SII), main ore stage-1 (SIII-1), main ore stage-2 (SIII-2), late ore stage (SIV) | disseminations, veinlets, masses | brecciated, porous, oscillatory-zoned, inclusion-rich, subhedral to euhedral |  |  |  | chalcopyrite, galena, tetrahedrite, pyrrhotite, bornite, magnetite, hematite, quartz, muscovite, barite, chlorite, carbonate, rutile, apatite |  | LA-ICPMS, MC-ICPMS | ASI RESOLution-LR-S155 laser microprobe equipped with a GeoLas Pro 193 nm Ar F excimer laser | State Key Laboratory of Ore Deposit Geochemistry, Institute of Geochemistry, Chinese Academy of Sciences (IGCAS), Guiyang | Line scans were used for trace element analyzed signals, time-drift correction, and quantitative calibration for trace element analysis were performed using the Excel-based software ICPMSData Cal (Liu et al., 2008). Concentration and detection limit calculations were conducted using the protocol of Longerich et al. (1996). |  | 38.1645 |  |  |  | 5460.7393 |  | 1.3803 |  |  |  | 0.24169 |  |  |  | 157.4959 | [5 empty] | 0.28762 | [5 empty] | 155.5431 |  | 1.2054 |  |  |  | 750.3485 | [9 empty] | 3430.4813 |  | 33.467 |  |  |  | 0 | [7 empty] | 34.3535 | [13 empty] | 68.9356 |  | 4.7641 | [7 empty] | 6.8785 | [5 empty] | 511.9373 | [17 empty] | 169.3597 |  |  |  | 5.9039 | [5 empty] | 0.14137 | [11 empty] | 60.1602 |  | 27.52 | [5 empty] | 1.1708 |  | 0.82129 | [5 empty] | 66.1786 |  |  |  |  | 2023 | Sun, B., Lv, X., Wang, S., Ulrich, T., Dai, Z., Ruan, B. (2023). Evolution of an ancient VMS ore-forming system recorded by pyrite and sphalerite mineral texture, trace elements, and sulfur isotope: A case study from the Huangtupo Cu-Zn (-Au) deposit, Eastern Tianshan, NW China. Ore Geology Reviews, 158, 105475. |  | CHN | Xinjiang
| Huangtupo Cu-Zn (-Au) deposit |  | Seafloor hydrothermal | Volcanic-hosted massive sulfide (VMS) | VMS Cu-Zn | Cu, Zn | Au | Cu, Zn, Au | Sun et al., 2023 |  | YK91-9-6 | YK91-9-6 | drill core |  |  |  |  | ore material | drill core | drill core | mineral separate | [5 empty] | mineralisation |  |  |  | pyrite, sphalerite | preore stage (SI), early ore stage (SII), main ore stage-1 (SIII-1), main ore stage-2 (SIII-2), late ore stage (SIV) | disseminations, veinlets, masses | brecciated, porous, oscillatory-zoned, inclusion-rich, subhedral to euhedral |  |  |  | chalcopyrite, galena, tetrahedrite, pyrrhotite, bornite, magnetite, hematite, quartz, muscovite, barite, chlorite, carbonate, rutile, apatite |  | LA-ICPMS, MC-ICPMS | ASI RESOLution-LR-S155 laser microprobe equipped with a GeoLas Pro 193 nm Ar F excimer laser | State Key Laboratory of Ore Deposit Geochemistry, Institute of Geochemistry, Chinese Academy of Sciences (IGCAS), Guiyang | Line scans were used for trace element analyzed signals, time-drift correction, and quantitative calibration for trace element analysis were performed using the Excel-based software ICPMSData Cal (Liu et al., 2008). Concentration and detection limit calculations were conducted using the protocol of Longerich et al. (1996). |  | 7.4813 |  |  |  | 487.2307 |  | 0.30919 |  |  |  | 0.15827 |  |  |  | 28.1025 | [5 empty] | 0.075168 | [5 empty] | 25.133 |  | 0.44508 |  |  |  | 98.8023 | [9 empty] | 3951.1971 |  | 7.6089 |  |  |  | 0.042756 | [7 empty] | 0.43912 | [13 empty] | 77.8727 |  | 18.5434 | [7 empty] | 2.7537 | [5 empty] | 41.411 | [17 empty] | 5.8508 |  |  |  | 13.2142 | [5 empty] | 0.24671 | [11 empty] | 11.1702 |  | 1.3444 | [5 empty] | 1.5471 |  | 0 | [5 empty] | 15.0993 |  |  |  |  | 2023 | Sun, B., Lv, X., Wang, S., Ulrich, T., Dai, Z., Ruan, B. (2023). Evolution of an ancient VMS ore-forming system recorded by pyrite and sphalerite mineral texture, trace elements, and sulfur isotope: A case study from the Huangtupo Cu-Zn (-Au) deposit, Eastern Tianshan, NW China. Ore Geology Reviews, 158, 105475. |  | CHN | Xinjiang
| Huangtupo Cu-Zn (-Au) deposit |  | Seafloor hydrothermal | Volcanic-hosted massive sulfide (VMS) | VMS Cu-Zn | Cu, Zn | Au | Cu, Zn, Au | Sun et al., 2023 |  | YK91-9-7 | YK91-9-7 | drill core |  |  |  |  | ore material | drill core | drill core | mineral separate | [5 empty] | mineralisation |  |  |  | pyrite, sphalerite | preore stage (SI), early ore stage (SII), main ore stage-1 (SIII-1), main ore stage-2 (SIII-2), late ore stage (SIV) | disseminations, veinlets, masses | brecciated, porous, oscillatory-zoned, inclusion-rich, subhedral to euhedral |  |  |  | chalcopyrite, galena, tetrahedrite, pyrrhotite, bornite, magnetite, hematite, quartz, muscovite, barite, chlorite, carbonate, rutile, apatite |  | LA-ICPMS, MC-ICPMS | ASI RESOLution-LR-S155 laser microprobe equipped with a GeoLas Pro 193 nm Ar F excimer laser | State Key Laboratory of Ore Deposit Geochemistry, Institute of Geochemistry, Chinese Academy of Sciences (IGCAS), Guiyang | Line scans were used for trace element analyzed signals, time-drift correction, and quantitative calibration for trace element analysis were performed using the Excel-based software ICPMSData Cal (Liu et al., 2008). Concentration and detection limit calculations were conducted using the protocol of Longerich et al. (1996). |  | 7.1171 |  |  |  | 1217.1534 |  | 1.3784 |  |  |  | 1.3998 |  |  |  | 0.06868 | [5 empty] | 0.076763 | [5 empty] | 0.8701 |  | 1.1296 |  |  |  | 42.4286 | [9 empty] | 6508.5961 |  | 6.6973 |  |  |  | 0.56788 | [7 empty] | 0.001752 | [13 empty] | 2.1941 |  | 0.31713 | [7 empty] | 10.8213 | [5 empty] | 82.0066 | [17 empty] | 18.6483 |  |  |  | 107.2178 | [5 empty] | 0.004602 | [11 empty] | 7.3233 |  | 2.3316 | [5 empty] | 0.005309 |  | 0 | [5 empty] | 5.7914 |  |  |  |  | 2023 | Sun, B., Lv, X., Wang, S., Ulrich, T., Dai, Z., Ruan, B. (2023). Evolution of an ancient VMS ore-forming system recorded by pyrite and sphalerite mineral texture, trace elements, and sulfur isotope: A case study from the Huangtupo Cu-Zn (-Au) deposit, Eastern Tianshan, NW China. Ore Geology Reviews, 158, 105475. |  | CHN | Xinjiang
| Huangtupo Cu-Zn (-Au) deposit |  | Seafloor hydrothermal | Volcanic-hosted massive sulfide (VMS) | VMS Cu-Zn | Cu, Zn | Au | Cu, Zn, Au | Sun et al., 2023 |  | YK91-9-8 | YK91-9-8 | drill core |  |  |  |  | ore material | drill core | drill core | mineral separate | [5 empty] | mineralisation |  |  |  | pyrite, sphalerite | preore stage (SI), early ore stage (SII), main ore stage-1 (SIII-1), main ore stage-2 (SIII-2), late ore stage (SIV) | disseminations, veinlets, masses | brecciated, porous, oscillatory-zoned, inclusion-rich, subhedral to euhedral |  |  |  | chalcopyrite, galena, tetrahedrite, pyrrhotite, bornite, magnetite, hematite, quartz, muscovite, barite, chlorite, carbonate, rutile, apatite |  | LA-ICPMS, MC-ICPMS | ASI RESOLution-LR-S155 laser microprobe equipped with a GeoLas Pro 193 nm Ar F excimer laser | State Key Laboratory of Ore Deposit Geochemistry, Institute of Geochemistry, Chinese Academy of Sciences (IGCAS), Guiyang | Line scans were used for trace element analyzed signals, time-drift correction, and quantitative calibration for trace element analysis were performed using the Excel-based software ICPMSData Cal (Liu et al., 2008). Concentration and detection limit calculations were conducted using the protocol of Longerich et al. (1996). |  | 2.5083 |  |  |  | 23034.6779 |  | 0.23525 |  |  |  | 2.3429 |  |  |  | 0.002955 | [5 empty] | 0 | [5 empty] | 0.020317 |  | 1.206 |  |  |  | 22.6098 | [9 empty] | 4374.9136 |  | 13.6334 |  |  |  | 8.6745 | [7 empty] | 0 | [13 empty] | 49.3994 |  | 4.9224 | [7 empty] | 0.094843 | [5 empty] | 191.3117 | [17 empty] | 4158.007 |  |  |  | 0 | [5 empty] | 0.18254 | [11 empty] | 4.5293 |  | 125.0692 | [5 empty] | 0.23835 |  | 0.76854 | [5 empty] | 23.6122 |  |  |  |  | 2023 | Sun, B., Lv, X., Wang, S., Ulrich, T., Dai, Z., Ruan, B. (2023). Evolution of an ancient VMS ore-forming system recorded by pyrite and sphalerite mineral texture, trace elements, and sulfur isotope: A case study from the Huangtupo Cu-Zn (-Au) deposit, Eastern Tianshan, NW China. Ore Geology Reviews, 158, 105475. |  | CHN | Xinjiang
| Huangtupo Cu-Zn (-Au) deposit |  | Seafloor hydrothermal | Volcanic-hosted massive sulfide (VMS) | VMS Cu-Zn | Cu, Zn | Au | Cu, Zn, Au | Sun et al., 2023 |  | YK91-10-10 | YK91-10-10 | drill core |  |  |  |  | ore material | drill core | drill core | mineral separate | [5 empty] | mineralisation |  |  |  | pyrite, sphalerite | preore stage (SI), early ore stage (SII), main ore stage-1 (SIII-1), main ore stage-2 (SIII-2), late ore stage (SIV) | disseminations, veinlets, masses | brecciated, porous, oscillatory-zoned, inclusion-rich, subhedral to euhedral |  |  |  | chalcopyrite, galena, tetrahedrite, pyrrhotite, bornite, magnetite, hematite, quartz, muscovite, barite, chlorite, carbonate, rutile, apatite |  | LA-ICPMS, MC-ICPMS | ASI RESOLution-LR-S155 laser microprobe equipped with a GeoLas Pro 193 nm Ar F excimer laser | State Key Laboratory of Ore Deposit Geochemistry, Institute of Geochemistry, Chinese Academy of Sciences (IGCAS), Guiyang | Line scans were used for trace element analyzed signals, time-drift correction, and quantitative calibration for trace element analysis were performed using the Excel-based software ICPMSData Cal (Liu et al., 2008). Concentration and detection limit calculations were conducted using the protocol of Longerich et al. (1996). |  | 196.1686 |  |  |  | 2935.7787 |  | 0.079076 |  |  |  | 4.849 |  |  |  | 0.007132 | [5 empty] | 1.8883 | [5 empty] | 0.036167 |  | 4.7699 |  |  |  | 2394.26 | [9 empty] | 20417.6598 |  | 8.8065 |  |  |  | 0.41886 | [7 empty] | 14.3712 | [13 empty] | 42.9855 |  | 1.1293 | [7 empty] | 1.0591 | [5 empty] | 735.9 | [17 empty] | 1228.2981 |  |  |  | 0 | [5 empty] | 0.25094 | [11 empty] | 4.8835 |  | 6.1409 | [5 empty] | 0.094193 |  | 2.7929 | [5 empty] | 127.6993 |  |  |  |  | 2023 | Sun, B., Lv, X., Wang, S., Ulrich, T., Dai, Z., Ruan, B. (2023). Evolution of an ancient VMS ore-forming system recorded by pyrite and sphalerite mineral texture, trace elements, and sulfur isotope: A case study from the Huangtupo Cu-Zn (-Au) deposit, Eastern Tianshan, NW China. Ore Geology Reviews, 158, 105475. |  | CHN | Xinjiang
| Huangtupo Cu-Zn (-Au) deposit |  | Seafloor hydrothermal | Volcanic-hosted massive sulfide (VMS) | VMS Cu-Zn | Cu, Zn | Au | Cu, Zn, Au | Sun et al., 2023 |  | YK91-10-11 | YK91-10-11 | drill core |  |  |  |  | ore material | drill core | drill core | mineral separate | [5 empty] | mineralisation |  |  |  | pyrite, sphalerite | preore stage (SI), early ore stage (SII), main ore stage-1 (SIII-1), main ore stage-2 (SIII-2), late ore stage (SIV) | disseminations, veinlets, masses | brecciated, porous, oscillatory-zoned, inclusion-rich, subhedral to euhedral |  |  |  | chalcopyrite, galena, tetrahedrite, pyrrhotite, bornite, magnetite, hematite, quartz, muscovite, barite, chlorite, carbonate, rutile, apatite |  | LA-ICPMS, MC-ICPMS | ASI RESOLution-LR-S155 laser microprobe equipped with a GeoLas Pro 193 nm Ar F excimer laser | State Key Laboratory of Ore Deposit Geochemistry, Institute of Geochemistry, Chinese Academy of Sciences (IGCAS), Guiyang | Line scans were used for trace element analyzed signals, time-drift correction, and quantitative calibration for trace element analysis were performed using the Excel-based software ICPMSData Cal (Liu et al., 2008). Concentration and detection limit calculations were conducted using the protocol of Longerich et al. (1996). |  | 34.8372 |  |  |  | 22165.9095 |  | 0.50243 |  |  |  | 0.2161 |  |  |  | 0.19918 | [5 empty] | 0.13765 | [5 empty] | 0.025307 |  | 0.10367 |  |  |  | 89.1241 | [9 empty] | 5000.5436 |  | 18.5547 |  |  |  | 0.35629 | [7 empty] | 16.6411 | [13 empty] | 75.9147 |  | 3.2065 | [7 empty] | 0.41015 | [5 empty] | 697.9178 | [17 empty] | 51.9696 |  |  |  | 69.6161 | [5 empty] | 0.37135 | [11 empty] | 7.1592 |  | 656.5346 | [5 empty] | 0.37471 |  | 0.13813 | [5 empty] | 18.8711 |  |  |  |  | 2023 | Sun, B., Lv, X., Wang, S., Ulrich, T., Dai, Z., Ruan, B. (2023). Evolution of an ancient VMS ore-forming system recorded by pyrite and sphalerite mineral texture, trace elements, and sulfur isotope: A case study from the Huangtupo Cu-Zn (-Au) deposit, Eastern Tianshan, NW China. Ore Geology Reviews, 158, 105475. |  | CHN | Xinjiang
| Huangtupo Cu-Zn (-Au) deposit |  | Seafloor hydrothermal | Volcanic-hosted massive sulfide (VMS) | VMS Cu-Zn | Cu, Zn | Au | Cu, Zn, Au | Sun et al., 2023 |  | YK91-10-12 | YK91-10-12 | drill core |  |  |  |  | ore material | drill core | drill core | mineral separate | [5 empty] | mineralisation |  |  |  | pyrite, sphalerite | preore stage (SI), early ore stage (SII), main ore stage-1 (SIII-1), main ore stage-2 (SIII-2), late ore stage (SIV) | disseminations, veinlets, masses | brecciated, porous, oscillatory-zoned, inclusion-rich, subhedral to euhedral |  |  |  | chalcopyrite, galena, tetrahedrite, pyrrhotite, bornite, magnetite, hematite, quartz, muscovite, barite, chlorite, carbonate, rutile, apatite |  | LA-ICPMS, MC-ICPMS | ASI RESOLution-LR-S155 laser microprobe equipped with a GeoLas Pro 193 nm Ar F excimer laser | State Key Laboratory of Ore Deposit Geochemistry, Institute of Geochemistry, Chinese Academy of Sciences (IGCAS), Guiyang | Line scans were used for trace element analyzed signals, time-drift correction, and quantitative calibration for trace element analysis were performed using the Excel-based software ICPMSData Cal (Liu et al., 2008). Concentration and detection limit calculations were conducted using the protocol of Longerich et al. (1996). |  | 18.9528 |  |  |  | 806.6662 |  | 5.4429 |  |  |  | 8.1428 |  |  |  | 0.46264 | [5 empty] | 0.034858 | [5 empty] | 10.6465 |  | 2.1927 |  |  |  | 296.0062 | [9 empty] | 5935.6178 |  | 3.2576 |  |  |  | 2.0329 | [7 empty] | 18.1368 | [13 empty] | 139.2716 |  | 5.4753 | [7 empty] | 57.4179 | [5 empty] | 132.9395 | [17 empty] | 42.601 |  |  |  | 6.734 | [5 empty] | 0.013056 | [11 empty] | 7.7776 |  | 0.091443 | [5 empty] | 1.6337 |  | 0.10545 | [5 empty] | 115.5424 |  |  |  |  | 2023 | Sun, B., Lv, X., Wang, S., Ulrich, T., Dai, Z., Ruan, B. (2023). Evolution of an ancient VMS ore-forming system recorded by pyrite and sphalerite mineral texture, trace elements, and sulfur isotope: A case study from the Huangtupo Cu-Zn (-Au) deposit, Eastern Tianshan, NW China. Ore Geology Reviews, 158, 105475. |  | CHN | Xinjiang
| Huangtupo Cu-Zn (-Au) deposit |  | Seafloor hydrothermal | Volcanic-hosted massive sulfide (VMS) | VMS Cu-Zn | Cu, Zn | Au | Cu, Zn, Au | Sun et al., 2023 |  | YK91-10-13 | YK91-10-13 | drill core |  |  |  |  | ore material | drill core | drill core | mineral separate | [5 empty] | mineralisation |  |  |  | pyrite, sphalerite | preore stage (SI), early ore stage (SII), main ore stage-1 (SIII-1), main ore stage-2 (SIII-2), late ore stage (SIV) | disseminations, veinlets, masses | brecciated, porous, oscillatory-zoned, inclusion-rich, subhedral to euhedral |  |  |  | chalcopyrite, galena, tetrahedrite, pyrrhotite, bornite, magnetite, hematite, quartz, muscovite, barite, chlorite, carbonate, rutile, apatite |  | LA-ICPMS, MC-ICPMS | ASI RESOLution-LR-S155 laser microprobe equipped with a GeoLas Pro 193 nm Ar F excimer laser | State Key Laboratory of Ore Deposit Geochemistry, Institute of Geochemistry, Chinese Academy of Sciences (IGCAS), Guiyang | Line scans were used for trace element analyzed signals, time-drift correction, and quantitative calibration for trace element analysis were performed using the Excel-based software ICPMSData Cal (Liu et al., 2008). Concentration and detection limit calculations were conducted using the protocol of Longerich et al. (1996). |  | 50.7344 |  |  |  | 15682.5482 |  | 0.65858 |  |  |  | 0.25714 |  |  |  | 10.8918 | [5 empty] | 0 | [5 empty] | 0.024887 |  | 0.98879 |  |  |  | 395.1417 | [9 empty] | 4568.2968 |  | 4.1987 |  |  |  | 1.0323 | [7 empty] | 22.9719 | [13 empty] | 182.1975 |  | 2.9834 | [7 empty] | 20.7391 | [5 empty] | 62.3952 | [17 empty] | 286.1116 |  |  |  | 32.3478 | [5 empty] | 0.21122 | [11 empty] | 7.3838 |  | 142.4315 | [5 empty] | 7.8049 |  | 0.20485 | [5 empty] | 30.2594 |  |  |  |  | 2023 | Sun, B., Lv, X., Wang, S., Ulrich, T., Dai, Z., Ruan, B. (2023). Evolution of an ancient VMS ore-forming system recorded by pyrite and sphalerite mineral texture, trace elements, and sulfur isotope: A case study from the Huangtupo Cu-Zn (-Au) deposit, Eastern Tianshan, NW China. Ore Geology Reviews, 158, 105475. |  | CHN | Xinjiang
| Huangtupo Cu-Zn (-Au) deposit |  | Seafloor hydrothermal | Volcanic-hosted massive sulfide (VMS) | VMS Cu-Zn | Cu, Zn | Au | Cu, Zn, Au | Sun et al., 2023 |  | YK91-10-14 | YK91-10-14 | drill core |  |  |  |  | ore material | drill core | drill core | mineral separate | [5 empty] | mineralisation |  |  |  | pyrite, sphalerite | preore stage (SI), early ore stage (SII), main ore stage-1 (SIII-1), main ore stage-2 (SIII-2), late ore stage (SIV) | disseminations, veinlets, masses | brecciated, porous, oscillatory-zoned, inclusion-rich, subhedral to euhedral |  |  |  | chalcopyrite, galena, tetrahedrite, pyrrhotite, bornite, magnetite, hematite, quartz, muscovite, barite, chlorite, carbonate, rutile, apatite |  | LA-ICPMS, MC-ICPMS | ASI RESOLution-LR-S155 laser microprobe equipped with a GeoLas Pro 193 nm Ar F excimer laser | State Key Laboratory of Ore Deposit Geochemistry, Institute of Geochemistry, Chinese Academy of Sciences (IGCAS), Guiyang | Line scans were used for trace element analyzed signals, time-drift correction, and quantitative calibration for trace element analysis were performed using the Excel-based software ICPMSData Cal (Liu et al., 2008). Concentration and detection limit calculations were conducted using the protocol of Longerich et al. (1996). |  | 23.9475 |  |  |  | 12831.4994 |  | 1.9694 |  |  |  | 1.8535 |  |  |  | 0.005043 | [5 empty] | 0 | [5 empty] | 0 |  | 0.073039 |  |  |  | 283.638 | [9 empty] | 4070.9249 |  | 8.0255 |  |  |  | 0.54654 | [7 empty] | 16.3965 | [13 empty] | 41.7101 |  | 2.2004 | [7 empty] | 1.5233 | [5 empty] | 547.3633 | [17 empty] | 2544.6547 |  |  |  | 0 | [5 empty] | 0.67615 | [11 empty] | 5.6136 |  | 127.1039 | [5 empty] | 1.4877 |  | 0.7029 | [5 empty] | 37.4033 |  |  |  |  | 2023 | Sun, B., Lv, X., Wang, S., Ulrich, T., Dai, Z., Ruan, B. (2023). Evolution of an ancient VMS ore-forming system recorded by pyrite and sphalerite mineral texture, trace elements, and sulfur isotope: A case study from the Huangtupo Cu-Zn (-Au) deposit, Eastern Tianshan, NW China. Ore Geology Reviews, 158, 105475. |  | CHN | Xinjiang
| Huangtupo Cu-Zn (-Au) deposit |  | Seafloor hydrothermal | Volcanic-hosted massive sulfide (VMS) | VMS Cu-Zn | Cu, Zn | Au | Cu, Zn, Au | Sun et al., 2023 |  | YK91-10-15 | YK91-10-15 | drill core |  |  |  |  | ore material | drill core | drill core | mineral separate | [5 empty] | mineralisation |  |  |  | pyrite, sphalerite | preore stage (SI), early ore stage (SII), main ore stage-1 (SIII-1), main ore stage-2 (SIII-2), late ore stage (SIV) | disseminations, veinlets, masses | brecciated, porous, oscillatory-zoned, inclusion-rich, subhedral to euhedral |  |  |  | chalcopyrite, galena, tetrahedrite, pyrrhotite, bornite, magnetite, hematite, quartz, muscovite, barite, chlorite, carbonate, rutile, apatite |  | LA-ICPMS, MC-ICPMS | ASI RESOLution-LR-S155 laser microprobe equipped with a GeoLas Pro 193 nm Ar F excimer laser | State Key Laboratory of Ore Deposit Geochemistry, Institute of Geochemistry, Chinese Academy of Sciences (IGCAS), Guiyang | Line scans were used for trace element analyzed signals, time-drift correction, and quantitative calibration for trace element analysis were performed using the Excel-based software ICPMSData Cal (Liu et al., 2008). Concentration and detection limit calculations were conducted using the protocol of Longerich et al. (1996). |  | 0.026067 |  |  |  | 10558.395 |  | 7.7333 |  |  |  | 0.053568 |  |  |  | 0.15416 | [5 empty] | 0.097666 | [5 empty] | 118.2555 |  | 2.5725 |  |  |  | 9.1152 | [9 empty] | 5181.6302 |  | 3.304 |  |  |  | 0.093971 | [7 empty] | 1.03 | [13 empty] | 0 |  | 1.0882 | [7 empty] | 0.2084 | [5 empty] | 0.36813 | [17 empty] | 0 |  |  |  | 326.6467 | [5 empty] | 0.25802 | [11 empty] | 7.042 |  | 0.007052 | [5 empty] | 0.032437 |  | 0.010893 | [5 empty] | 3.1322 |  |  |  |  | 2023 | Sun, B., Lv, X., Wang, S., Ulrich, T., Dai, Z., Ruan, B. (2023). Evolution of an ancient VMS ore-forming system recorded by pyrite and sphalerite mineral texture, trace elements, and sulfur isotope: A case study from the Huangtupo Cu-Zn (-Au) deposit, Eastern Tianshan, NW China. Ore Geology Reviews, 158, 105475. |  | CHN | Xinjiang
| Huangtupo Cu-Zn (-Au) deposit |  | Seafloor hydrothermal | Volcanic-hosted massive sulfide (VMS) | VMS Cu-Zn | Cu, Zn | Au | Cu, Zn, Au | Sun et al., 2023 |  | YK91-6-1 | YK91-6-1 | drill core |  |  |  |  | ore material | drill core | drill core | mineral separate | [5 empty] | mineralisation |  |  |  | pyrite, sphalerite | preore stage (SI), early ore stage (SII), main ore stage-1 (SIII-1), main ore stage-2 (SIII-2), late ore stage (SIV) | disseminations, veinlets, masses | brecciated, porous, oscillatory-zoned, inclusion-rich, subhedral to euhedral |  |  |  | chalcopyrite, galena, tetrahedrite, pyrrhotite, bornite, magnetite, hematite, quartz, muscovite, barite, chlorite, carbonate, rutile, apatite |  | LA-ICPMS, MC-ICPMS | ASI RESOLution-LR-S155 laser microprobe equipped with a GeoLas Pro 193 nm Ar F excimer laser | State Key Laboratory of Ore Deposit Geochemistry, Institute of Geochemistry, Chinese Academy of Sciences (IGCAS), Guiyang | Line scans were used for trace element analyzed signals, time-drift correction, and quantitative calibration for trace element analysis were performed using the Excel-based software ICPMSData Cal (Liu et al., 2008). Concentration and detection limit calculations were conducted using the protocol of Longerich et al. (1996). |  | 16.5464 |  |  |  | 345.9502 |  | 0.78755 |  |  |  | 3.3027 |  |  |  | 0 | [5 empty] | 0.16615 | [5 empty] | 0.29346 |  | 12.7722 |  |  |  | 1083.3621 | [37 empty] | 185.7376 |  | 0 | [7 empty] | 7.0333 | [5 empty] | 282.3394 | [17 empty] | 525.5376 |  |  |  | 0 | [5 empty] | 1.349 | [11 empty] | 55.3372 |  | 184.6522 | [5 empty] | 1.0171 |  | 7.984 | [5 empty] | 41.2955 |  |  |  |  | 2023 | Sun, B., Lv, X., Wang, S., Ulrich, T., Dai, Z., Ruan, B. (2023). Evolution of an ancient VMS ore-forming system recorded by pyrite and sphalerite mineral texture, trace elements, and sulfur isotope: A case study from the Huangtupo Cu-Zn (-Au) deposit, Eastern Tianshan, NW China. Ore Geology Reviews, 158, 105475. |  | CHN | Xinjiang
| Huangtupo Cu-Zn (-Au) deposit |  | Seafloor hydrothermal | Volcanic-hosted massive sulfide (VMS) | VMS Cu-Zn | Cu, Zn | Au | Cu, Zn, Au | Sun et al., 2023 |  | YK91-6-2 | YK91-6-2 | drill core |  |  |  |  | ore material | drill core | drill core | mineral separate | [5 empty] | mineralisation |  |  |  | pyrite, sphalerite | preore stage (SI), early ore stage (SII), main ore stage-1 (SIII-1), main ore stage-2 (SIII-2), late ore stage (SIV) | disseminations, veinlets, masses | brecciated, porous, oscillatory-zoned, inclusion-rich, subhedral to euhedral |  |  |  | chalcopyrite, galena, tetrahedrite, pyrrhotite, bornite, magnetite, hematite, quartz, muscovite, barite, chlorite, carbonate, rutile, apatite |  | LA-ICPMS, MC-ICPMS | ASI RESOLution-LR-S155 laser microprobe equipped with a GeoLas Pro 193 nm Ar F excimer laser | State Key Laboratory of Ore Deposit Geochemistry, Institute of Geochemistry, Chinese Academy of Sciences (IGCAS), Guiyang | Line scans were used for trace element analyzed signals, time-drift correction, and quantitative calibration for trace element analysis were performed using the Excel-based software ICPMSData Cal (Liu et al., 2008). Concentration and detection limit calculations were conducted using the protocol of Longerich et al. (1996). |  | 1189.8633 |  |  |  | 100170.6083 |  | 60.2838 |  |  |  | 5.9403 |  |  |  | 0 | [5 empty] | 2.2504 | [5 empty] | 0.11636 |  | 12.8064 |  |  |  | 11853.8071 | [37 empty] | 2309.0722 |  | 155.6425 | [7 empty] | 22.453 | [5 empty] | 11888.3895 | [17 empty] | 23008.0726 |  |  |  | 0 | [5 empty] | 3.2468 | [11 empty] | 28.8268 |  | 913.4603 | [5 empty] | 1.6641 |  | 0 | [5 empty] | 2047.5606 |  |  |  |  | 2023 | Sun, B., Lv, X., Wang, S., Ulrich, T., Dai, Z., Ruan, B. (2023). Evolution of an ancient VMS ore-forming system recorded by pyrite and sphalerite mineral texture, trace elements, and sulfur isotope: A case study from the Huangtupo Cu-Zn (-Au) deposit, Eastern Tianshan, NW China. Ore Geology Reviews, 158, 105475. |  | CHN | Xinjiang
| Huangtupo Cu-Zn (-Au) deposit |  | Seafloor hydrothermal | Volcanic-hosted massive sulfide (VMS) | VMS Cu-Zn | Cu, Zn | Au | Cu, Zn, Au | Sun et al., 2023 |  | YK91-9-9 | YK91-9-9 | drill core |  |  |  |  | ore material | drill core | drill core | mineral separate | [5 empty] | mineralisation |  |  |  | pyrite, sphalerite | preore stage (SI), early ore stage (SII), main ore stage-1 (SIII-1), main ore stage-2 (SIII-2), late ore stage (SIV) | disseminations, veinlets, masses | brecciated, porous, oscillatory-zoned, inclusion-rich, subhedral to euhedral |  |  |  | chalcopyrite, galena, tetrahedrite, pyrrhotite, bornite, magnetite, hematite, quartz, muscovite, barite, chlorite, carbonate, rutile, apatite |  | LA-ICPMS, MC-ICPMS | ASI RESOLution-LR-S155 laser microprobe equipped with a GeoLas Pro 193 nm Ar F excimer laser | State Key Laboratory of Ore Deposit Geochemistry, Institute of Geochemistry, Chinese Academy of Sciences (IGCAS), Guiyang | Line scans were used for trace element analyzed signals, time-drift correction, and quantitative calibration for trace element analysis were performed using the Excel-based software ICPMSData Cal (Liu et al., 2008). Concentration and detection limit calculations were conducted using the protocol of Longerich et al. (1996). |  | 757.7306 |  |  |  | 85170.5632 |  | 58.1084 |  |  |  | 1.417 |  |  |  | 0.07029 | [5 empty] | 12.5517 | [5 empty] | 0.15019 |  | 4.0653 |  |  |  | 19236.2921 | [9 empty] | 2116.7806 |  | 21.7478 |  |  |  | 0.31818 | [7 empty] | 0.101 | [13 empty] | 2016.2174 |  | 145.0289 | [7 empty] | 13.3723 | [5 empty] | 24166.2677 | [17 empty] | 15148.682 |  |  |  | 0 | [5 empty] | 1.2183 | [11 empty] | 29.8805 |  | 654.0239 | [5 empty] | 1.2297 |  | 0.36188 | [5 empty] | 6866.4016 |  |  |  |  | 2023 | Sun, B., Lv, X., Wang, S., Ulrich, T., Dai, Z., Ruan, B. (2023). Evolution of an ancient VMS ore-forming system recorded by pyrite and sphalerite mineral texture, trace elements, and sulfur isotope: A case study from the Huangtupo Cu-Zn (-Au) deposit, Eastern Tianshan, NW China. Ore Geology Reviews, 158, 105475. |  | CHN | Xinjiang
| Huangtupo Cu-Zn (-Au) deposit |  | Seafloor hydrothermal | Volcanic-hosted massive sulfide (VMS) | VMS Cu-Zn | Cu, Zn | Au | Cu, Zn, Au | Sun et al., 2023 |  | YK91-9-10 | YK91-9-10 | drill core |  |  |  |  | ore material | drill core | drill core | mineral separate | [5 empty] | mineralisation |  |  |  | pyrite, sphalerite | preore stage (SI), early ore stage (SII), main ore stage-1 (SIII-1), main ore stage-2 (SIII-2), late ore stage (SIV) | disseminations, veinlets, masses | brecciated, porous, oscillatory-zoned, inclusion-rich, subhedral to euhedral |  |  |  | chalcopyrite, galena, tetrahedrite, pyrrhotite, bornite, magnetite, hematite, quartz, muscovite, barite, chlorite, carbonate, rutile, apatite |  | LA-ICPMS, MC-ICPMS | ASI RESOLution-LR-S155 laser microprobe equipped with a GeoLas Pro 193 nm Ar F excimer laser | State Key Laboratory of Ore Deposit Geochemistry, Institute of Geochemistry, Chinese Academy of Sciences (IGCAS), Guiyang | Line scans were used for trace element analyzed signals, time-drift correction, and quantitative calibration for trace element analysis were performed using the Excel-based software ICPMSData Cal (Liu et al., 2008). Concentration and detection limit calculations were conducted using the protocol of Longerich et al. (1996). |  | 35.6544 |  |  |  | 23536.8716 |  | 2.4663 |  |  |  | 0.20464 |  |  |  | 0.007878 | [5 empty] | 1.306 | [5 empty] | 0 |  | 0.96212 |  |  |  | 1696.4847 | [37 empty] | 1440.8015 |  | 40.9212 | [7 empty] | 3.2087 | [5 empty] | 436.4342 | [17 empty] | 3240.7641 |  |  |  | 4.5055 | [5 empty] | 0.25108 | [11 empty] | 8.3271 |  | 423.4633 | [5 empty] | 0.41373 |  | 0.014693 | [5 empty] | 724.5168 |  |  |  |  | 2023 | Sun, B., Lv, X., Wang, S., Ulrich, T., Dai, Z., Ruan, B. (2023). Evolution of an ancient VMS ore-forming system recorded by pyrite and sphalerite mineral texture, trace elements, and sulfur isotope: A case study from the Huangtupo Cu-Zn (-Au) deposit, Eastern Tianshan, NW China. Ore Geology Reviews, 158, 105475. |  | CHN | Xinjiang
| Huangtupo Cu-Zn (-Au) deposit |  | Seafloor hydrothermal | Volcanic-hosted massive sulfide (VMS) | VMS Cu-Zn | Cu, Zn | Au | Cu, Zn, Au | Sun et al., 2023 |  | YK91-9-11 | YK91-9-11 | drill core |  |  |  |  | ore material | drill core | drill core | mineral separate | [5 empty] | mineralisation |  |  |  | pyrite, sphalerite | preore stage (SI), early ore stage (SII), main ore stage-1 (SIII-1), main ore stage-2 (SIII-2), late ore stage (SIV) | disseminations, veinlets, masses | brecciated, porous, oscillatory-zoned, inclusion-rich, subhedral to euhedral |  |  |  | chalcopyrite, galena, tetrahedrite, pyrrhotite, bornite, magnetite, hematite, quartz, muscovite, barite, chlorite, carbonate, rutile, apatite |  | LA-ICPMS, MC-ICPMS | ASI RESOLution-LR-S155 laser microprobe equipped with a GeoLas Pro 193 nm Ar F excimer laser | State Key Laboratory of Ore Deposit Geochemistry, Institute of Geochemistry, Chinese Academy of Sciences (IGCAS), Guiyang | Line scans were used for trace element analyzed signals, time-drift correction, and quantitative calibration for trace element analysis were performed using the Excel-based software ICPMSData Cal (Liu et al., 2008). Concentration and detection limit calculations were conducted using the protocol of Longerich et al. (1996). |  | 57.2462 |  |  |  | 20463.8102 |  | 2.5968 |  |  |  | 0.22726 |  |  |  | 0 | [5 empty] | 1.5047 | [5 empty] | 0 |  | 0.80569 |  |  |  | 1066.9967 | [37 empty] | 901.49 |  | 24.1227 | [7 empty] | 0.26412 | [5 empty] | 602.1823 | [17 empty] | 3330.9793 |  |  |  | 0 | [5 empty] | 0.12401 | [11 empty] | 8.0142 |  | 163.1471 | [5 empty] | 0.10264 |  | 0 | [5 empty] | 611.2137 |  |  |  |  | 2023 | Sun, B., Lv, X., Wang, S., Ulrich, T., Dai, Z., Ruan, B. (2023). Evolution of an ancient VMS ore-forming system recorded by pyrite and sphalerite mineral texture, trace elements, and sulfur isotope: A case study from the Huangtupo Cu-Zn (-Au) deposit, Eastern Tianshan, NW China. Ore Geology Reviews, 158, 105475. |  | CHN | Xinjiang
| Huangtupo Cu-Zn (-Au) deposit |  | Seafloor hydrothermal | Volcanic-hosted massive sulfide (VMS) | VMS Cu-Zn | Cu, Zn | Au | Cu, Zn, Au | Sun et al., 2023 |  | YK91-9-12 | YK91-9-12 | drill core |  |  |  |  | ore material | drill core | drill core | mineral separate | [5 empty] | mineralisation |  |  |  | pyrite, sphalerite | preore stage (SI), early ore stage (SII), main ore stage-1 (SIII-1), main ore stage-2 (SIII-2), late ore stage (SIV) | disseminations, veinlets, masses | brecciated, porous, oscillatory-zoned, inclusion-rich, subhedral to euhedral |  |  |  | chalcopyrite, galena, tetrahedrite, pyrrhotite, bornite, magnetite, hematite, quartz, muscovite, barite, chlorite, carbonate, rutile, apatite |  | LA-ICPMS, MC-ICPMS | ASI RESOLution-LR-S155 laser microprobe equipped with a GeoLas Pro 193 nm Ar F excimer laser | State Key Laboratory of Ore Deposit Geochemistry, Institute of Geochemistry, Chinese Academy of Sciences (IGCAS), Guiyang | Line scans were used for trace element analyzed signals, time-drift correction, and quantitative calibration for trace element analysis were performed using the Excel-based software ICPMSData Cal (Liu et al., 2008). Concentration and detection limit calculations were conducted using the protocol of Longerich et al. (1996). |  | 142.7383 |  |  |  | 10805.464 |  | 4.0739 |  |  |  | 0.51466 |  |  |  | 0.002479 | [5 empty] | 1.8749 | [5 empty] | 0.01495 |  | 0.13454 |  |  |  | 2019.3799 | [37 empty] | 1113.445 |  | 23.6331 | [7 empty] | 1.7096 | [5 empty] | 7768.777 | [17 empty] | 3933.8001 |  |  |  | 0 | [5 empty] | 0.19127 | [11 empty] | 7.8348 |  | 361.5632 | [5 empty] | 0.15396 |  | 0 | [5 empty] | 1183.2629 |  |  |  |  | 2023 | Sun, B., Lv, X., Wang, S., Ulrich, T., Dai, Z., Ruan, B. (2023). Evolution of an ancient VMS ore-forming system recorded by pyrite and sphalerite mineral texture, trace elements, and sulfur isotope: A case study from the Huangtupo Cu-Zn (-Au) deposit, Eastern Tianshan, NW China. Ore Geology Reviews, 158, 105475. |  | CHN | Xinjiang
| Huangtupo Cu-Zn (-Au) deposit |  | Seafloor hydrothermal | Volcanic-hosted massive sulfide (VMS) | VMS Cu-Zn | Cu, Zn | Au | Cu, Zn, Au | Sun et al., 2023 |  | YK91-10-16 | YK91-10-16 | drill core |  |  |  |  | ore material | drill core | drill core | mineral separate | [5 empty] | mineralisation |  |  |  | pyrite, sphalerite | preore stage (SI), early ore stage (SII), main ore stage-1 (SIII-1), main ore stage-2 (SIII-2), late ore stage (SIV) | disseminations, veinlets, masses | brecciated, porous, oscillatory-zoned, inclusion-rich, subhedral to euhedral |  |  |  | chalcopyrite, galena, tetrahedrite, pyrrhotite, bornite, magnetite, hematite, quartz, muscovite, barite, chlorite, carbonate, rutile, apatite |  | LA-ICPMS, MC-ICPMS | ASI RESOLution-LR-S155 laser microprobe equipped with a GeoLas Pro 193 nm Ar F excimer laser | State Key Laboratory of Ore Deposit Geochemistry, Institute of Geochemistry, Chinese Academy of Sciences (IGCAS), Guiyang | Line scans were used for trace element analyzed signals, time-drift correction, and quantitative calibration for trace element analysis were performed using the Excel-based software ICPMSData Cal (Liu et al., 2008). Concentration and detection limit calculations were conducted using the protocol of Longerich et al. (1996). |  | 415.635 |  |  |  | 11998.0633 |  | 2.2482 |  |  |  | 1.9437 |  |  |  | 98.3852 | [5 empty] | 1.26 | [5 empty] | 99.508 |  | 0.67463 |  |  |  | 4230.057 | [9 empty] | 5178.898 |  | 32.1738 |  |  |  | 0.10766 | [7 empty] | 2.8732 | [13 empty] | 3017.6106 |  | 7.3003 | [7 empty] | 5.9147 | [5 empty] | 322.9401 | [17 empty] | 51.5567 |  |  |  | 2.4293 | [5 empty] | 0 | [11 empty] | 8.0753 |  | 115.9764 | [5 empty] | 0.82761 |  | 0.027706 | [5 empty] | 35.5686 |  |  |  |  | 2023 | Sun, B., Lv, X., Wang, S., Ulrich, T., Dai, Z., Ruan, B. (2023). Evolution of an ancient VMS ore-forming system recorded by pyrite and sphalerite mineral texture, trace elements, and sulfur isotope: A case study from the Huangtupo Cu-Zn (-Au) deposit, Eastern Tianshan, NW China. Ore Geology Reviews, 158, 105475. |  | CHN | Xinjiang
| Huangtupo Cu-Zn (-Au) deposit |  | Seafloor hydrothermal | Volcanic-hosted massive sulfide (VMS) | VMS Cu-Zn | Cu, Zn | Au | Cu, Zn, Au | Sun et al., 2023 |  | YK91-10-17 | YK91-10-17 | drill core |  |  |  |  | ore material | drill core | drill core | mineral separate | [5 empty] | mineralisation |  |  |  | pyrite, sphalerite | preore stage (SI), early ore stage (SII), main ore stage-1 (SIII-1), main ore stage-2 (SIII-2), late ore stage (SIV) | disseminations, veinlets, masses | brecciated, porous, oscillatory-zoned, inclusion-rich, subhedral to euhedral |  |  |  | chalcopyrite, galena, tetrahedrite, pyrrhotite, bornite, magnetite, hematite, quartz, muscovite, barite, chlorite, carbonate, rutile, apatite |  | LA-ICPMS, MC-ICPMS | ASI RESOLution-LR-S155 laser microprobe equipped with a GeoLas Pro 193 nm Ar F excimer laser | State Key Laboratory of Ore Deposit Geochemistry, Institute of Geochemistry, Chinese Academy of Sciences (IGCAS), Guiyang | Line scans were used for trace element analyzed signals, time-drift correction, and quantitative calibration for trace element analysis were performed using the Excel-based software ICPMSData Cal (Liu et al., 2008). Concentration and detection limit calculations were conducted using the protocol of Longerich et al. (1996). |  | 687.418 |  |  |  | 17626.0434 |  | 2.597 |  |  |  | 1.5682 |  |  |  | 131.9187 | [5 empty] | 1.1469 | [5 empty] | 114.5736 |  | 2.3071 |  |  |  | 4790.0529 | [9 empty] | 4498.2643 |  | 13.308 |  |  |  | 23.4892 | [7 empty] | 0.046254 | [13 empty] | 4692.9326 |  | 14.5905 | [7 empty] | 4.9389 | [5 empty] | 1237.8968 | [17 empty] | 89.5309 |  |  |  | 39.9578 | [5 empty] | 0.071633 | [11 empty] | 7.1302 |  | 116.0317 | [5 empty] | 6.0143 |  | 0.016296 | [5 empty] | 46.5397 |  |  |  |  | 2023 | Sun, B., Lv, X., Wang, S., Ulrich, T., Dai, Z., Ruan, B. (2023). Evolution of an ancient VMS ore-forming system recorded by pyrite and sphalerite mineral texture, trace elements, and sulfur isotope: A case study from the Huangtupo Cu-Zn (-Au) deposit, Eastern Tianshan, NW China. Ore Geology Reviews, 158, 105475. |  | CHN | Xinjiang
| Huangtupo Cu-Zn (-Au) deposit |  | Seafloor hydrothermal | Volcanic-hosted massive sulfide (VMS) | VMS Cu-Zn | Cu, Zn | Au | Cu, Zn, Au | Sun et al., 2023 |  | YK91-10-18 | YK91-10-18 | drill core |  |  |  |  | ore material | drill core | drill core | mineral separate | [5 empty] | mineralisation |  |  |  | pyrite, sphalerite | preore stage (SI), early ore stage (SII), main ore stage-1 (SIII-1), main ore stage-2 (SIII-2), late ore stage (SIV) | disseminations, veinlets, masses | brecciated, porous, oscillatory-zoned, inclusion-rich, subhedral to euhedral |  |  |  | chalcopyrite, galena, tetrahedrite, pyrrhotite, bornite, magnetite, hematite, quartz, muscovite, barite, chlorite, carbonate, rutile, apatite |  | LA-ICPMS, MC-ICPMS | ASI RESOLution-LR-S155 laser microprobe equipped with a GeoLas Pro 193 nm Ar F excimer laser | State Key Laboratory of Ore Deposit Geochemistry, Institute of Geochemistry, Chinese Academy of Sciences (IGCAS), Guiyang | Line scans were used for trace element analyzed signals, time-drift correction, and quantitative calibration for trace element analysis were performed using the Excel-based software ICPMSData Cal (Liu et al., 2008). Concentration and detection limit calculations were conducted using the protocol of Longerich et al. (1996). |  | 37.047 |  |  |  | 325.5672 |  | 0.96139 |  |  |  | 18.5345 |  |  |  | 1.3313 | [5 empty] | 10.8468 | [5 empty] | 0.40104 |  | 3.8847 |  |  |  | 2735.6225 | [9 empty] | 2161.8388 |  | 9.9354 |  |  |  | 4.4839 | [7 empty] | 0.94055 | [13 empty] | 4.9508 |  | 0.20162 | [7 empty] | 21.4177 | [5 empty] | 154.1238 | [17 empty] | 22.5428 |  |  |  | 30.9618 | [5 empty] | 0.84577 | [11 empty] | 7.2201 |  | 0.77927 | [5 empty] | 0.20553 |  | 0.071632 | [5 empty] | 4437.2759 |  |  |  |  | 2023 | Sun, B., Lv, X., Wang, S., Ulrich, T., Dai, Z., Ruan, B. (2023). Evolution of an ancient VMS ore-forming system recorded by pyrite and sphalerite mineral texture, trace elements, and sulfur isotope: A case study from the Huangtupo Cu-Zn (-Au) deposit, Eastern Tianshan, NW China. Ore Geology Reviews, 158, 105475. |  | CHN | Xinjiang
| Huangtupo Cu-Zn (-Au) deposit |  | Seafloor hydrothermal | Volcanic-hosted massive sulfide (VMS) | VMS Cu-Zn | Cu, Zn | Au | Cu, Zn, Au | Sun et al., 2023 |  | YK91-10-19 | YK91-10-19 | drill core |  |  |  |  | ore material | drill core | drill core | mineral separate | [5 empty] | mineralisation |  |  |  | pyrite, sphalerite | preore stage (SI), early ore stage (SII), main ore stage-1 (SIII-1), main ore stage-2 (SIII-2), late ore stage (SIV) | disseminations, veinlets, masses | brecciated, porous, oscillatory-zoned, inclusion-rich, subhedral to euhedral |  |  |  | chalcopyrite, galena, tetrahedrite, pyrrhotite, bornite, magnetite, hematite, quartz, muscovite, barite, chlorite, carbonate, rutile, apatite |  | LA-ICPMS, MC-ICPMS | ASI RESOLution-LR-S155 laser microprobe equipped with a GeoLas Pro 193 nm Ar F excimer laser | State Key Laboratory of Ore Deposit Geochemistry, Institute of Geochemistry, Chinese Academy of Sciences (IGCAS), Guiyang | Line scans were used for trace element analyzed signals, time-drift correction, and quantitative calibration for trace element analysis were performed using the Excel-based software ICPMSData Cal (Liu et al., 2008). Concentration and detection limit calculations were conducted using the protocol of Longerich et al. (1996). |  | 235.0801 |  |  |  | 14960.1756 |  | 5.1669 |  |  |  | 5.6954 |  |  |  | 1.6185 | [5 empty] | 0.87551 | [5 empty] | 0.77385 |  | 6.0326 |  |  |  | 632.6949 | [9 empty] | 6234.1789 |  | 3.2784 |  |  |  | 1.0605 | [7 empty] | 13.0556 | [13 empty] | 96.641 |  | 2.9751 | [7 empty] | 10.3882 | [5 empty] | 810.509 | [17 empty] | 1410.3665 |  |  |  | 0 | [5 empty] | 0.8059 | [11 empty] | 5.1179 |  | 82.8903 | [5 empty] | 1.3126 |  | 0.12268 | [5 empty] | 48.3222 |  |  |  |  | 2023 | Sun, B., Lv, X., Wang, S., Ulrich, T., Dai, Z., Ruan, B. (2023). Evolution of an ancient VMS ore-forming system recorded by pyrite and sphalerite mineral texture, trace elements, and sulfur isotope: A case study from the Huangtupo Cu-Zn (-Au) deposit, Eastern Tianshan, NW China. Ore Geology Reviews, 158, 105475. |  | CHN | Xinjiang
| Huangtupo Cu-Zn (-Au) deposit |  | Seafloor hydrothermal | Volcanic-hosted massive sulfide (VMS) | VMS Cu-Zn | Cu, Zn | Au | Cu, Zn, Au | Sun et al., 2023 |  | YK91-10-20 | YK91-10-20 | drill core |  |  |  |  | ore material | drill core | drill core | mineral separate | [5 empty] | mineralisation |  |  |  | pyrite, sphalerite | preore stage (SI), early ore stage (SII), main ore stage-1 (SIII-1), main ore stage-2 (SIII-2), late ore stage (SIV) | disseminations, veinlets, masses | brecciated, porous, oscillatory-zoned, inclusion-rich, subhedral to euhedral |  |  |  | chalcopyrite, galena, tetrahedrite, pyrrhotite, bornite, magnetite, hematite, quartz, muscovite, barite, chlorite, carbonate, rutile, apatite |  | LA-ICPMS, MC-ICPMS | ASI RESOLution-LR-S155 laser microprobe equipped with a GeoLas Pro 193 nm Ar F excimer laser | State Key Laboratory of Ore Deposit Geochemistry, Institute of Geochemistry, Chinese Academy of Sciences (IGCAS), Guiyang | Line scans were used for trace element analyzed signals, time-drift correction, and quantitative calibration for trace element analysis were performed using the Excel-based software ICPMSData Cal (Liu et al., 2008). Concentration and detection limit calculations were conducted using the protocol of Longerich et al. (1996). |  | 143.0446 |  |  |  | 4508.0171 |  | 1.9098 |  |  |  | 1.7575 |  |  |  | 0.56261 | [5 empty] | 20.721 | [5 empty] | 28.4231 |  | 0.82333 |  |  |  | 513.0755 | [9 empty] | 2389.0513 |  | 5.8439 |  |  |  | 0.48657 | [7 empty] | 2.8285 | [13 empty] | 1166.6145 |  | 3.8037 | [7 empty] | 26.6852 | [5 empty] | 108.8502 | [17 empty] | 515.7018 |  |  |  | 50.374 | [5 empty] | 0 | [11 empty] | 6.651 |  | 5.2878 | [5 empty] | 1.1163 |  | 0.20565 | [5 empty] | 9604.1861 |  |  |  |  | 2023 | Sun, B., Lv, X., Wang, S., Ulrich, T., Dai, Z., Ruan, B. (2023). Evolution of an ancient VMS ore-forming system recorded by pyrite and sphalerite mineral texture, trace elements, and sulfur isotope: A case study from the Huangtupo Cu-Zn (-Au) deposit, Eastern Tianshan, NW China. Ore Geology Reviews, 158, 105475. |  | CHN | Xinjiang
| Huangtupo Cu-Zn (-Au) deposit |  | Seafloor hydrothermal | Volcanic-hosted massive sulfide (VMS) | VMS Cu-Zn | Cu, Zn | Au | Cu, Zn, Au | Sun et al., 2023 |  | YK91-10-21 | YK91-10-21 | drill core |  |  |  |  | ore material | drill core | drill core | mineral separate | [5 empty] | mineralisation |  |  |  | pyrite, sphalerite | preore stage (SI), early ore stage (SII), main ore stage-1 (SIII-1), main ore stage-2 (SIII-2), late ore stage (SIV) | disseminations, veinlets, masses | brecciated, porous, oscillatory-zoned, inclusion-rich, subhedral to euhedral |  |  |  | chalcopyrite, galena, tetrahedrite, pyrrhotite, bornite, magnetite, hematite, quartz, muscovite, barite, chlorite, carbonate, rutile, apatite |  | LA-ICPMS, MC-ICPMS | ASI RESOLution-LR-S155 laser microprobe equipped with a GeoLas Pro 193 nm Ar F excimer laser | State Key Laboratory of Ore Deposit Geochemistry, Institute of Geochemistry, Chinese Academy of Sciences (IGCAS), Guiyang | Line scans were used for trace element analyzed signals, time-drift correction, and quantitative calibration for trace element analysis were performed using the Excel-based software ICPMSData Cal (Liu et al., 2008). Concentration and detection limit calculations were conducted using the protocol of Longerich et al. (1996). |  | 742.4354 |  |  |  | 9073.1701 |  | 8.9259 |  |  |  | 11.4045 |  |  |  | 4.0132 | [5 empty] | 5.5315 | [5 empty] | 43.518 |  | 13.7497 |  |  |  | 2137.7967 | [9 empty] | 2148.4026 |  | 50.9331 |  |  |  | 10.572 | [7 empty] | 4.8189 | [13 empty] | 1572.2458 |  | 4.8072 | [7 empty] | 101.6818 | [5 empty] | 2723.0732 | [17 empty] | 319.661 |  |  |  | 44.1281 | [5 empty] | 0.49122 | [11 empty] | 43.8975 |  | 113.6993 | [5 empty] | 10.6955 |  | 3.8342 | [5 empty] | 2120.303 |  |  |  |  | 2023 | Sun, B., Lv, X., Wang, S., Ulrich, T., Dai, Z., Ruan, B. (2023). Evolution of an ancient VMS ore-forming system recorded by pyrite and sphalerite mineral texture, trace elements, and sulfur isotope: A case study from the Huangtupo Cu-Zn (-Au) deposit, Eastern Tianshan, NW China. Ore Geology Reviews, 158, 105475. |  | CHN | Xinjiang
| Huangtupo Cu-Zn (-Au) deposit |  | Seafloor hydrothermal | Volcanic-hosted massive sulfide (VMS) | VMS Cu-Zn | Cu, Zn | Au | Cu, Zn, Au | Sun et al., 2023 |  | YK111-12-4 | YK111-12-4 | drill core |  |  |  |  | ore material | drill core | drill core | mineral separate | [5 empty] | mineralisation |  |  |  | pyrite, sphalerite | preore stage (SI), early ore stage (SII), main ore stage-1 (SIII-1), main ore stage-2 (SIII-2), late ore stage (SIV) | disseminations, veinlets, masses | brecciated, porous, oscillatory-zoned, inclusion-rich, subhedral to euhedral |  |  |  | chalcopyrite, galena, tetrahedrite, pyrrhotite, bornite, magnetite, hematite, quartz, muscovite, barite, chlorite, carbonate, rutile, apatite |  | LA-ICPMS, MC-ICPMS | ASI RESOLution-LR-S155 laser microprobe equipped with a GeoLas Pro 193 nm Ar F excimer laser | State Key Laboratory of Ore Deposit Geochemistry, Institute of Geochemistry, Chinese Academy of Sciences (IGCAS), Guiyang | Line scans were used for trace element analyzed signals, time-drift correction, and quantitative calibration for trace element analysis were performed using the Excel-based software ICPMSData Cal (Liu et al., 2008). Concentration and detection limit calculations were conducted using the protocol of Longerich et al. (1996). |  | 821.5805 |  |  |  | 9211.686 |  | 4.4469 |  |  |  | 6.503 |  |  |  | 5.0363 | [5 empty] | 4.7736 | [5 empty] | 38.8517 |  | 4.1441 |  |  |  | 1408.2071 | [9 empty] | 3341.887 |  | 25.956 |  |  |  | 0.26122 | [7 empty] | 33.6979 | [13 empty] | 293.3935 |  | 21.9376 | [7 empty] | 70.2478 | [5 empty] | 2185.9483 | [17 empty] | 304.5875 |  |  |  | 77.6066 | [5 empty] | 0.46443 | [11 empty] | 5.0706 |  | 140.7373 | [5 empty] | 0.65777 |  | 0.082058 | [5 empty] | 2112.6028 |  |  |  |  | 2023 | Sun, B., Lv, X., Wang, S., Ulrich, T., Dai, Z., Ruan, B. (2023). Evolution of an ancient VMS ore-forming system recorded by pyrite and sphalerite mineral texture, trace elements, and sulfur isotope: A case study from the Huangtupo Cu-Zn (-Au) deposit, Eastern Tianshan, NW China. Ore Geology Reviews, 158, 105475. |  | CHN | Xinjiang
| Huangtupo Cu-Zn (-Au) deposit |  | Seafloor hydrothermal | Volcanic-hosted massive sulfide (VMS) | VMS Cu-Zn | Cu, Zn | Au | Cu, Zn, Au | Sun et al., 2023 |  | YK111-12-5 | YK111-12-5 | drill core |  |  |  |  | ore material | drill core | drill core | mineral separate | [5 empty] | mineralisation |  |  |  | pyrite, sphalerite | preore stage (SI), early ore stage (SII), main ore stage-1 (SIII-1), main ore stage-2 (SIII-2), late ore stage (SIV) | disseminations, veinlets, masses | brecciated, porous, oscillatory-zoned, inclusion-rich, subhedral to euhedral |  |  |  | chalcopyrite, galena, tetrahedrite, pyrrhotite, bornite, magnetite, hematite, quartz, muscovite, barite, chlorite, carbonate, rutile, apatite |  | LA-ICPMS, MC-ICPMS | ASI RESOLution-LR-S155 laser microprobe equipped with a GeoLas Pro 193 nm Ar F excimer laser | State Key Laboratory of Ore Deposit Geochemistry, Institute of Geochemistry, Chinese Academy of Sciences (IGCAS), Guiyang | Line scans were used for trace element analyzed signals, time-drift correction, and quantitative calibration for trace element analysis were performed using the Excel-based software ICPMSData Cal (Liu et al., 2008). Concentration and detection limit calculations were conducted using the protocol of Longerich et al. (1996). |  | 548.1985 |  |  |  | 4580.432 |  | 11.9564 |  |  |  | 157.9318 |  |  |  | 3.9371 | [5 empty] | 55.1074 | [5 empty] | 147.0112 |  | 9.9395 |  |  |  | 1625.5765 | [9 empty] | 2013.7118 |  | 21.5452 |  |  |  | 0 | [7 empty] | 0 | [13 empty] | 996.3472 |  | 30.9597 | [7 empty] | 112.7984 | [5 empty] | 2564.4053 | [17 empty] | 292.4073 |  |  |  | 6.8794 | [5 empty] | 1.1339 | [11 empty] | 48.007 |  | 46.5777 | [5 empty] | 14.6291 |  | 4.6396 | [5 empty] | 2476.8059 |  |  |  |  | 2023 | Sun, B., Lv, X., Wang, S., Ulrich, T., Dai, Z., Ruan, B. (2023). Evolution of an ancient VMS ore-forming system recorded by pyrite and sphalerite mineral texture, trace elements, and sulfur isotope: A case study from the Huangtupo Cu-Zn (-Au) deposit, Eastern Tianshan, NW China. Ore Geology Reviews, 158, 105475. |  | CHN | Xinjiang
| Huangtupo Cu-Zn (-Au) deposit |  | Seafloor hydrothermal | Volcanic-hosted massive sulfide (VMS) | VMS Cu-Zn | Cu, Zn | Au | Cu, Zn, Au | Sun et al., 2023 |  | YK111-12-6 | YK111-12-6 | drill core |  |  |  |  | ore material | drill core | drill core | mineral separate | [5 empty] | mineralisation |  |  |  | pyrite, sphalerite | preore stage (SI), early ore stage (SII), main ore stage-1 (SIII-1), main ore stage-2 (SIII-2), late ore stage (SIV) | disseminations, veinlets, masses | brecciated, porous, oscillatory-zoned, inclusion-rich, subhedral to euhedral |  |  |  | chalcopyrite, galena, tetrahedrite, pyrrhotite, bornite, magnetite, hematite, quartz, muscovite, barite, chlorite, carbonate, rutile, apatite |  | LA-ICPMS, MC-ICPMS | ASI RESOLution-LR-S155 laser microprobe equipped with a GeoLas Pro 193 nm Ar F excimer laser | State Key Laboratory of Ore Deposit Geochemistry, Institute of Geochemistry, Chinese Academy of Sciences (IGCAS), Guiyang | Line scans were used for trace element analyzed signals, time-drift correction, and quantitative calibration for trace element analysis were performed using the Excel-based software ICPMSData Cal (Liu et al., 2008). Concentration and detection limit calculations were conducted using the protocol of Longerich et al. (1996). |  | 621.2135 |  |  |  | 4606.9783 |  | 81.2968 |  |  |  | 2.0238 |  |  |  | 0.014223 | [5 empty] | 0.18667 | [5 empty] | 1.4046 |  | 1.8891 |  |  |  | 772.7049 | [9 empty] | 5457.5877 |  | 51.4241 |  |  |  | 1.0463 | [7 empty] | 6.8359 | [13 empty] | 1244.92 |  | 0.98024 | [7 empty] | 2.1569 | [5 empty] | 391.6043 | [17 empty] | 505.68 |  |  |  | 51.2649 | [5 empty] | 0.064258 | [11 empty] | 15.4863 |  | 16.288 | [5 empty] | 0.8248 |  | 10.935 | [5 empty] | 34.5075 |  |  |  |  | 2023 | Sun, B., Lv, X., Wang, S., Ulrich, T., Dai, Z., Ruan, B. (2023). Evolution of an ancient VMS ore-forming system recorded by pyrite and sphalerite mineral texture, trace elements, and sulfur isotope: A case study from the Huangtupo Cu-Zn (-Au) deposit, Eastern Tianshan, NW China. Ore Geology Reviews, 158, 105475. |  | CHN | Xinjiang
| Huangtupo Cu-Zn (-Au) deposit |  | Seafloor hydrothermal | Volcanic-hosted massive sulfide (VMS) | VMS Cu-Zn | Cu, Zn | Au | Cu, Zn, Au | Sun et al., 2023 |  | YK111-12-7 | YK111-12-7 | drill core |  |  |  |  | ore material | drill core | drill core | mineral separate | [5 empty] | mineralisation |  |  |  | pyrite, sphalerite | preore stage (SI), early ore stage (SII), main ore stage-1 (SIII-1), main ore stage-2 (SIII-2), late ore stage (SIV) | disseminations, veinlets, masses | brecciated, porous, oscillatory-zoned, inclusion-rich, subhedral to euhedral |  |  |  | chalcopyrite, galena, tetrahedrite, pyrrhotite, bornite, magnetite, hematite, quartz, muscovite, barite, chlorite, carbonate, rutile, apatite |  | LA-ICPMS, MC-ICPMS | ASI RESOLution-LR-S155 laser microprobe equipped with a GeoLas Pro 193 nm Ar F excimer laser | State Key Laboratory of Ore Deposit Geochemistry, Institute of Geochemistry, Chinese Academy of Sciences (IGCAS), Guiyang | Line scans were used for trace element analyzed signals, time-drift correction, and quantitative calibration for trace element analysis were performed using the Excel-based software ICPMSData Cal (Liu et al., 2008). Concentration and detection limit calculations were conducted using the protocol of Longerich et al. (1996). |  | 497.4139 |  |  |  | 104185.6954 |  | 30.1864 |  |  |  | 1.3756 |  |  |  | 0.0467 | [5 empty] | 6.4546 | [5 empty] | 0.20759 |  | 14.6583 |  |  |  | 8822.7508 | [9 empty] | 2434.0893 |  | 34.8139 |  |  |  | 0 | [7 empty] | 8.5762 | [13 empty] | 6416.9848 |  | 193.9942 | [7 empty] | 23.5389 | [5 empty] | 2889.7965 | [17 empty] | 31789.1423 |  |  |  | 0 | [5 empty] | 3.1463 | [11 empty] | 25.9259 |  | 4766.3285 | [5 empty] | 0.89492 |  | 0 | [5 empty] | 5058.7214 |  |  |  |  | 2023 | Sun, B., Lv, X., Wang, S., Ulrich, T., Dai, Z., Ruan, B. (2023). Evolution of an ancient VMS ore-forming system recorded by pyrite and sphalerite mineral texture, trace elements, and sulfur isotope: A case study from the Huangtupo Cu-Zn (-Au) deposit, Eastern Tianshan, NW China. Ore Geology Reviews, 158, 105475. |  | CHN | Xinjiang
| Huangtupo Cu-Zn (-Au) deposit |  | Seafloor hydrothermal | Volcanic-hosted massive sulfide (VMS) | VMS Cu-Zn | Cu, Zn | Au | Cu, Zn, Au | Sun et al., 2023 |  | YK111-12-8 | YK111-12-8 | drill core |  |  |  |  | ore material | drill core | drill core | mineral separate | [5 empty] | mineralisation |  |  |  | pyrite, sphalerite | preore stage (SI), early ore stage (SII), main ore stage-1 (SIII-1), main ore stage-2 (SIII-2), late ore stage (SIV) | disseminations, veinlets, masses | brecciated, porous, oscillatory-zoned, inclusion-rich, subhedral to euhedral |  |  |  | chalcopyrite, galena, tetrahedrite, pyrrhotite, bornite, magnetite, hematite, quartz, muscovite, barite, chlorite, carbonate, rutile, apatite |  | LA-ICPMS, MC-ICPMS | ASI RESOLution-LR-S155 laser microprobe equipped with a GeoLas Pro 193 nm Ar F excimer laser | State Key Laboratory of Ore Deposit Geochemistry, Institute of Geochemistry, Chinese Academy of Sciences (IGCAS), Guiyang | Line scans were used for trace element analyzed signals, time-drift correction, and quantitative calibration for trace element analysis were performed using the Excel-based software ICPMSData Cal (Liu et al., 2008). Concentration and detection limit calculations were conducted using the protocol of Longerich et al. (1996). |  | 1242.9639 |  |  |  | 51892.0037 |  | 39.6472 |  |  |  | 5.4012 |  |  |  | 0.020064 | [5 empty] | 334.4889 | [5 empty] | 0.045182 |  | 6.5314 |  |  |  | 21512.4923 | [9 empty] | 3306.1335 |  | 42.3801 |  |  |  | 0 | [7 empty] | 7.8456 | [13 empty] | 2980.5056 |  | 128.5273 | [7 empty] | 15.8267 | [5 empty] | 2890.3722 | [17 empty] | 30996.4322 |  |  |  | 0 | [5 empty] | 1.5835 | [11 empty] | 22.944 |  | 1235.0261 | [5 empty] | 0.61733 |  | 0 | [5 empty] | 2467.2011 |  |  |  |  | 2023 | Sun, B., Lv, X., Wang, S., Ulrich, T., Dai, Z., Ruan, B. (2023). Evolution of an ancient VMS ore-forming system recorded by pyrite and sphalerite mineral texture, trace elements, and sulfur isotope: A case study from the Huangtupo Cu-Zn (-Au) deposit, Eastern Tianshan, NW China. Ore Geology Reviews, 158, 105475. |  | CHN | Xinjiang
| Huangtupo Cu-Zn (-Au) deposit |  | Seafloor hydrothermal | Volcanic-hosted massive sulfide (VMS) | VMS Cu-Zn | Cu, Zn | Au | Cu, Zn, Au | Sun et al., 2023 |  | YK111-12-9 | YK111-12-9 | drill core |  |  |  |  | ore material | drill core | drill core | mineral separate | [5 empty] | mineralisation |  |  |  | pyrite, sphalerite | preore stage (SI), early ore stage (SII), main ore stage-1 (SIII-1), main ore stage-2 (SIII-2), late ore stage (SIV) | disseminations, veinlets, masses | brecciated, porous, oscillatory-zoned, inclusion-rich, subhedral to euhedral |  |  |  | chalcopyrite, galena, tetrahedrite, pyrrhotite, bornite, magnetite, hematite, quartz, muscovite, barite, chlorite, carbonate, rutile, apatite |  | LA-ICPMS, MC-ICPMS | ASI RESOLution-LR-S155 laser microprobe equipped with a GeoLas Pro 193 nm Ar F excimer laser | State Key Laboratory of Ore Deposit Geochemistry, Institute of Geochemistry, Chinese Academy of Sciences (IGCAS), Guiyang | Line scans were used for trace element analyzed signals, time-drift correction, and quantitative calibration for trace element analysis were performed using the Excel-based software ICPMSData Cal (Liu et al., 2008). Concentration and detection limit calculations were conducted using the protocol of Longerich et al. (1996). |  | 567.1529 |  |  |  | 102436.5588 |  | 32.5427 |  |  |  | 1.4146 |  |  |  | 0.057487 | [5 empty] | 5.4836 | [5 empty] | 0.36309 |  | 10.1007 |  |  |  | 11797.4045 | [9 empty] | 3761.5016 |  | 23.391 |  |  |  | 0 | [7 empty] | 9.3325 | [13 empty] | 4556.6625 |  | 187.4606 | [7 empty] | 18.6267 | [5 empty] | 10831.8941 | [17 empty] | 13799.7369 |  |  |  | 181.1736 | [5 empty] | 0 | [11 empty] | 28.404 |  | 938.8636 | [5 empty] | 0.98255 |  | 0.10865 | [5 empty] | 160.8174 |  |  |  |  | 2023 | Sun, B., Lv, X., Wang, S., Ulrich, T., Dai, Z., Ruan, B. (2023). Evolution of an ancient VMS ore-forming system recorded by pyrite and sphalerite mineral texture, trace elements, and sulfur isotope: A case study from the Huangtupo Cu-Zn (-Au) deposit, Eastern Tianshan, NW China. Ore Geology Reviews, 158, 105475. |  | CHN | Xinjiang
| Huangtupo Cu-Zn (-Au) deposit |  | Seafloor hydrothermal | Volcanic-hosted massive sulfide (VMS) | VMS Cu-Zn | Cu, Zn | Au | Cu, Zn, Au | Sun et al., 2023 |  | YK111-12-10 | YK111-12-10 | drill core |  |  |  |  | ore material | drill core | drill core | mineral separate | [5 empty] | mineralisation |  |  |  | pyrite, sphalerite | preore stage (SI), early ore stage (SII), main ore stage-1 (SIII-1), main ore stage-2 (SIII-2), late ore stage (SIV) | disseminations, veinlets, masses | brecciated, porous, oscillatory-zoned, inclusion-rich, subhedral to euhedral |  |  |  | chalcopyrite, galena, tetrahedrite, pyrrhotite, bornite, magnetite, hematite, quartz, muscovite, barite, chlorite, carbonate, rutile, apatite |  | LA-ICPMS, MC-ICPMS | ASI RESOLution-LR-S155 laser microprobe equipped with a GeoLas Pro 193 nm Ar F excimer laser | State Key Laboratory of Ore Deposit Geochemistry, Institute of Geochemistry, Chinese Academy of Sciences (IGCAS), Guiyang | Line scans were used for trace element analyzed signals, time-drift correction, and quantitative calibration for trace element analysis were performed using the Excel-based software ICPMSData Cal (Liu et al., 2008). Concentration and detection limit calculations were conducted using the protocol of Longerich et al. (1996). |  | 146.2084 |  |  |  | 59712.0113 |  | 18.8795 |  |  |  | 0.84726 |  |  |  | 0.011747 | [5 empty] | 1.006 | [5 empty] | 4.9157 |  | 9.3197 |  |  |  | 5605.2282 | [37 empty] | 984.5937 |  | 16.3639 | [7 empty] | 22.0692 | [5 empty] | 1990.2204 | [17 empty] | 712.1559 |  |  |  | 1039.9649 | [5 empty] | 0 | [11 empty] | 32.6461 |  | 190.1918 | [5 empty] | 4.3581 |  | 0 | [5 empty] | 10721.2204 |  |  |  |  | 2023 | Sun, B., Lv, X., Wang, S., Ulrich, T., Dai, Z., Ruan, B. (2023). Evolution of an ancient VMS ore-forming system recorded by pyrite and sphalerite mineral texture, trace elements, and sulfur isotope: A case study from the Huangtupo Cu-Zn (-Au) deposit, Eastern Tianshan, NW China. Ore Geology Reviews, 158, 105475. |  | CHN | Xinjiang
| Huangtupo Cu-Zn (-Au) deposit |  | Seafloor hydrothermal | Volcanic-hosted massive sulfide (VMS) | VMS Cu-Zn | Cu, Zn | Au | Cu, Zn, Au | Sun et al., 2023 |  | YK111-12-11 | YK111-12-11 | drill core |  |  |  |  | ore material | drill core | drill core | mineral separate | [5 empty] | mineralisation |  |  |  | pyrite, sphalerite | preore stage (SI), early ore stage (SII), main ore stage-1 (SIII-1), main ore stage-2 (SIII-2), late ore stage (SIV) | disseminations, veinlets, masses | brecciated, porous, oscillatory-zoned, inclusion-rich, subhedral to euhedral |  |  |  | chalcopyrite, galena, tetrahedrite, pyrrhotite, bornite, magnetite, hematite, quartz, muscovite, barite, chlorite, carbonate, rutile, apatite |  | LA-ICPMS, MC-ICPMS | ASI RESOLution-LR-S155 laser microprobe equipped with a GeoLas Pro 193 nm Ar F excimer laser | State Key Laboratory of Ore Deposit Geochemistry, Institute of Geochemistry, Chinese Academy of Sciences (IGCAS), Guiyang | Line scans were used for trace element analyzed signals, time-drift correction, and quantitative calibration for trace element analysis were performed using the Excel-based software ICPMSData Cal (Liu et al., 2008). Concentration and detection limit calculations were conducted using the protocol of Longerich et al. (1996). |  | 21.4369 |  |  |  | 18781.5048 |  | 3.8779 |  |  |  | 7.3883 |  |  |  | 1.8629 | [5 empty] | 0 | [5 empty] | 169.8187 |  | 9.3278 |  |  |  | 1832.8818 | [37 empty] | 1584.9586 |  | 0.75042 | [7 empty] | 257.9599 | [5 empty] | 2820.6893 | [17 empty] | 1841.3053 |  |  |  | 505.4437 | [5 empty] | 3.1399 | [11 empty] | 38.2336 |  | 56.0641 | [5 empty] | 5.8335 |  | 0.32327 | [5 empty] | 2968.3669 |  |  |  |  | 2023 | Sun, B., Lv, X., Wang, S., Ulrich, T., Dai, Z., Ruan, B. (2023). Evolution of an ancient VMS ore-forming system recorded by pyrite and sphalerite mineral texture, trace elements, and sulfur isotope: A case study from the Huangtupo Cu-Zn (-Au) deposit, Eastern Tianshan, NW China. Ore Geology Reviews, 158, 105475. |  | CHN | Xinjiang
| Huangtupo Cu-Zn (-Au) deposit |  | Seafloor hydrothermal | Volcanic-hosted massive sulfide (VMS) | VMS Cu-Zn | Cu, Zn | Au | Cu, Zn, Au | Sun et al., 2023 |  | YK111-13-5 | YK111-13-5 | drill core |  |  |  |  | ore material | drill core | drill core | mineral separate | [5 empty] | mineralisation |  |  |  | pyrite, sphalerite | preore stage (SI), early ore stage (SII), main ore stage-1 (SIII-1), main ore stage-2 (SIII-2), late ore stage (SIV) | disseminations, veinlets, masses | brecciated, porous, oscillatory-zoned, inclusion-rich, subhedral to euhedral |  |  |  | chalcopyrite, galena, tetrahedrite, pyrrhotite, bornite, magnetite, hematite, quartz, muscovite, barite, chlorite, carbonate, rutile, apatite |  | LA-ICPMS, MC-ICPMS | ASI RESOLution-LR-S155 laser microprobe equipped with a GeoLas Pro 193 nm Ar F excimer laser | State Key Laboratory of Ore Deposit Geochemistry, Institute of Geochemistry, Chinese Academy of Sciences (IGCAS), Guiyang | Line scans were used for trace element analyzed signals, time-drift correction, and quantitative calibration for trace element analysis were performed using the Excel-based software ICPMSData Cal (Liu et al., 2008). Concentration and detection limit calculations were conducted using the protocol of Longerich et al. (1996). |  | 16.5419 |  |  |  | 3811.9156 |  | 2.4787 |  |  |  | 9.2923 |  |  |  | 3.7215 | [5 empty] | 1.6523 | [5 empty] | 420.0557 |  | 7.4142 |  |  |  | 452.1188 | [9 empty] | 4125.4384 |  | 29.5564 |  |  |  | 0 | [7 empty] | 36.8837 | [13 empty] | 970.8554 |  | 0.82343 | [7 empty] | 90.9027 | [5 empty] | 926.0922 | [17 empty] | 324.9238 |  |  |  | 2877.8776 | [5 empty] | 1.0846 | [11 empty] | 97.6904 |  | 3.96 | [5 empty] | 0.73756 |  | 0.41363 | [5 empty] | 564.6692 |  |  |  |  | 2023 | Sun, B., Lv, X., Wang, S., Ulrich, T., Dai, Z., Ruan, B. (2023). Evolution of an ancient VMS ore-forming system recorded by pyrite and sphalerite mineral texture, trace elements, and sulfur isotope: A case study from the Huangtupo Cu-Zn (-Au) deposit, Eastern Tianshan, NW China. Ore Geology Reviews, 158, 105475. |  | CHN | Xinjiang
| Huangtupo Cu-Zn (-Au) deposit |  | Seafloor hydrothermal | Volcanic-hosted massive sulfide (VMS) | VMS Cu-Zn | Cu, Zn | Au | Cu, Zn, Au | Sun et al., 2023 |  | YK111-13-6 | YK111-13-6 | drill core |  |  |  |  | ore material | drill core | drill core | mineral separate | [5 empty] | mineralisation |  |  |  | pyrite, sphalerite | preore stage (SI), early ore stage (SII), main ore stage-1 (SIII-1), main ore stage-2 (SIII-2), late ore stage (SIV) | disseminations, veinlets, masses | brecciated, porous, oscillatory-zoned, inclusion-rich, subhedral to euhedral |  |  |  | chalcopyrite, galena, tetrahedrite, pyrrhotite, bornite, magnetite, hematite, quartz, muscovite, barite, chlorite, carbonate, rutile, apatite |  | LA-ICPMS, MC-ICPMS | ASI RESOLution-LR-S155 laser microprobe equipped with a GeoLas Pro 193 nm Ar F excimer laser | State Key Laboratory of Ore Deposit Geochemistry, Institute of Geochemistry, Chinese Academy of Sciences (IGCAS), Guiyang | Line scans were used for trace element analyzed signals, time-drift correction, and quantitative calibration for trace element analysis were performed using the Excel-based software ICPMSData Cal (Liu et al., 2008). Concentration and detection limit calculations were conducted using the protocol of Longerich et al. (1996). |  | 29.0093 |  |  |  | 7698.5388 |  | 1.1897 |  |  |  | 0.42971 |  |  |  | 0 | [5 empty] | 4.6467 | [5 empty] | 0 |  | 3.83 |  |  |  | 10937.6032 | [9 empty] | 16944.3454 |  | 3.3485 |  |  |  | 3.6688 | [7 empty] | 15.52 | [13 empty] | 245.8707 |  | 2.891 | [7 empty] | 0 | [5 empty] | 380.9713 | [17 empty] | 166.3587 |  |  |  | 0 | [5 empty] | 2.1382 | [11 empty] | 36.0683 |  | 7.7173 | [5 empty] | 1.0523 |  | 1.7887 | [5 empty] | 3.8855 |  |  |  |  | 2023 | Sun, B., Lv, X., Wang, S., Ulrich, T., Dai, Z., Ruan, B. (2023). Evolution of an ancient VMS ore-forming system recorded by pyrite and sphalerite mineral texture, trace elements, and sulfur isotope: A case study from the Huangtupo Cu-Zn (-Au) deposit, Eastern Tianshan, NW China. Ore Geology Reviews, 158, 105475. |  | CHN | Xinjiang
| Huangtupo Cu-Zn (-Au) deposit |  | Seafloor hydrothermal | Volcanic-hosted massive sulfide (VMS) | VMS Cu-Zn | Cu, Zn | Au | Cu, Zn, Au | Sun et al., 2023 |  | YK111-13-7 | YK111-13-7 | drill core |  |  |  |  | ore material | drill core | drill core | mineral separate | [5 empty] | mineralisation |  |  |  | pyrite, sphalerite | preore stage (SI), early ore stage (SII), main ore stage-1 (SIII-1), main ore stage-2 (SIII-2), late ore stage (SIV) | disseminations, veinlets, masses | brecciated, porous, oscillatory-zoned, inclusion-rich, subhedral to euhedral |  |  |  | chalcopyrite, galena, tetrahedrite, pyrrhotite, bornite, magnetite, hematite, quartz, muscovite, barite, chlorite, carbonate, rutile, apatite |  | LA-ICPMS, MC-ICPMS | ASI RESOLution-LR-S155 laser microprobe equipped with a GeoLas Pro 193 nm Ar F excimer laser | State Key Laboratory of Ore Deposit Geochemistry, Institute of Geochemistry, Chinese Academy of Sciences (IGCAS), Guiyang | Line scans were used for trace element analyzed signals, time-drift correction, and quantitative calibration for trace element analysis were performed using the Excel-based software ICPMSData Cal (Liu et al., 2008). Concentration and detection limit calculations were conducted using the protocol of Longerich et al. (1996). |  | 260.1233 |  |  |  | 102337.6286 |  | 22.5903 |  |  |  | 0.99904 |  |  |  | 0 | [5 empty] | 2.6616 | [5 empty] | 0.20682 |  | 1.8541 |  |  |  | 5768.2471 | [9 empty] | 11189.6538 |  | 2.9988 |  |  |  | 2.4842 | [7 empty] | 15.325 | [13 empty] | 5224.8206 |  | 106.2793 | [7 empty] | 7.4081 | [5 empty] | 2501.302 | [17 empty] | 21911.7329 |  |  |  | 309.5904 | [5 empty] | 0.687 | [11 empty] | 30.087 |  | 1130.2144 | [5 empty] | 0.41713 |  | 0 | [5 empty] | 1145.6353 |  |  |  |  | 2023 | Sun, B., Lv, X., Wang, S., Ulrich, T., Dai, Z., Ruan, B. (2023). Evolution of an ancient VMS ore-forming system recorded by pyrite and sphalerite mineral texture, trace elements, and sulfur isotope: A case study from the Huangtupo Cu-Zn (-Au) deposit, Eastern Tianshan, NW China. Ore Geology Reviews, 158, 105475. |  | CHN | Xinjiang
| Huangtupo Cu-Zn (-Au) deposit |  | Seafloor hydrothermal | Volcanic-hosted massive sulfide (VMS) | VMS Cu-Zn | Cu, Zn | Au | Cu, Zn, Au | Sun et al., 2023 |  | YK91-3-1 | YK91-3-1 | drill core |  |  |  |  | ore material | drill core | drill core | mineral separate | [5 empty] | mineralisation |  |  |  | pyrite, sphalerite | preore stage (SI), early ore stage (SII), main ore stage-1 (SIII-1), main ore stage-2 (SIII-2), late ore stage (SIV) | disseminations, veinlets, masses | brecciated, porous, oscillatory-zoned, inclusion-rich, subhedral to euhedral |  |  |  | chalcopyrite, galena, tetrahedrite, pyrrhotite, bornite, magnetite, hematite, quartz, muscovite, barite, chlorite, carbonate, rutile, apatite |  | LA-ICPMS, MC-ICPMS | ASI RESOLution-LR-S155 laser microprobe equipped with a GeoLas Pro 193 nm Ar F excimer laser | State Key Laboratory of Ore Deposit Geochemistry, Institute of Geochemistry, Chinese Academy of Sciences (IGCAS), Guiyang | Line scans were used for trace element analyzed signals, time-drift correction, and quantitative calibration for trace element analysis were performed using the Excel-based software ICPMSData Cal (Liu et al., 2008). Concentration and detection limit calculations were conducted using the protocol of Longerich et al. (1996). |  | 5.6456 |  |  |  | 18.9618 |  | 1.4551 |  |  |  | 4.6429 |  |  |  | 1.4484 | [5 empty] | 1 | [5 empty] | 2234.7164 |  | 9.2791 |  |  |  | 28.5459 | [37 empty] | 16.5221 |  | 3.2715 | [7 empty] | 6.0261 | [5 empty] | 554.4502 | [17 empty] | 9.6014 |  |  |  | 16.9239 | [5 empty] | 1 | [11 empty] | 22.3438 |  | 1.4282 | [5 empty] | 5.5375 |  | 1.7659 | [5 empty] | 104.3396 |  |  |  |  | 2023 | Sun, B., Lv, X., Wang, S., Ulrich, T., Dai, Z., Ruan, B. (2023). Evolution of an ancient VMS ore-forming system recorded by pyrite and sphalerite mineral texture, trace elements, and sulfur isotope: A case study from the Huangtupo Cu-Zn (-Au) deposit, Eastern Tianshan, NW China. Ore Geology Reviews, 158, 105475. |  | CHN | Xinjiang
| Huangtupo Cu-Zn (-Au) deposit |  | Seafloor hydrothermal | Volcanic-hosted massive sulfide (VMS) | VMS Cu-Zn | Cu, Zn | Au | Cu, Zn, Au | Sun et al., 2023 |  | YK91-3-2 | YK91-3-2 | drill core |  |  |  |  | ore material | drill core | drill core | mineral separate | [5 empty] | mineralisation |  |  |  | pyrite, sphalerite | preore stage (SI), early ore stage (SII), main ore stage-1 (SIII-1), main ore stage-2 (SIII-2), late ore stage (SIV) | disseminations, veinlets, masses | brecciated, porous, oscillatory-zoned, inclusion-rich, subhedral to euhedral |  |  |  | chalcopyrite, galena, tetrahedrite, pyrrhotite, bornite, magnetite, hematite, quartz, muscovite, barite, chlorite, carbonate, rutile, apatite |  | LA-ICPMS, MC-ICPMS | ASI RESOLution-LR-S155 laser microprobe equipped with a GeoLas Pro 193 nm Ar F excimer laser | State Key Laboratory of Ore Deposit Geochemistry, Institute of Geochemistry, Chinese Academy of Sciences (IGCAS), Guiyang | Line scans were used for trace element analyzed signals, time-drift correction, and quantitative calibration for trace element analysis were performed using the Excel-based software ICPMSData Cal (Liu et al., 2008). Concentration and detection limit calculations were conducted using the protocol of Longerich et al. (1996). |  | 7.2809 |  |  |  | 162.3802 |  | 0.51322 |  |  |  | 2.6447 |  |  |  | 0.027866 | [5 empty] | 0.36184 | [5 empty] | 670.8469 |  | 3.068 |  |  |  | 312.8636 | [37 empty] | 14.256 |  | 1.0001 | [7 empty] | 0.73711 | [5 empty] | 207.3556 | [17 empty] | 9.8937 |  |  |  | 0 | [5 empty] | 0 | [11 empty] | 5.6233 |  | 1.3627 | [5 empty] | 0.043507 |  | 1.3265 | [5 empty] | 49.8804 |  |  |  |  | 2023 | Sun, B., Lv, X., Wang, S., Ulrich, T., Dai, Z., Ruan, B. (2023). Evolution of an ancient VMS ore-forming system recorded by pyrite and sphalerite mineral texture, trace elements, and sulfur isotope: A case study from the Huangtupo Cu-Zn (-Au) deposit, Eastern Tianshan, NW China. Ore Geology Reviews, 158, 105475. |  | CHN | Xinjiang
| Huangtupo Cu-Zn (-Au) deposit |  | Seafloor hydrothermal | Volcanic-hosted massive sulfide (VMS) | VMS Cu-Zn | Cu, Zn | Au | Cu, Zn, Au | Sun et al., 2023 |  | YK91-3-3 | YK91-3-3 | drill core |  |  |  |  | ore material | drill core | drill core | mineral separate | [5 empty] | mineralisation |  |  |  | pyrite, sphalerite | preore stage (SI), early ore stage (SII), main ore stage-1 (SIII-1), main ore stage-2 (SIII-2), late ore stage (SIV) | disseminations, veinlets, masses | brecciated, porous, oscillatory-zoned, inclusion-rich, subhedral to euhedral |  |  |  | chalcopyrite, galena, tetrahedrite, pyrrhotite, bornite, magnetite, hematite, quartz, muscovite, barite, chlorite, carbonate, rutile, apatite |  | LA-ICPMS, MC-ICPMS | ASI RESOLution-LR-S155 laser microprobe equipped with a GeoLas Pro 193 nm Ar F excimer laser | State Key Laboratory of Ore Deposit Geochemistry, Institute of Geochemistry, Chinese Academy of Sciences (IGCAS), Guiyang | Line scans were used for trace element analyzed signals, time-drift correction, and quantitative calibration for trace element analysis were performed using the Excel-based software ICPMSData Cal (Liu et al., 2008). Concentration and detection limit calculations were conducted using the protocol of Longerich et al. (1996). |  | 0.074786 |  |  |  | 20.581 |  | 0.040073 |  |  |  | 5.0551 |  |  |  | 0.054233 | [5 empty] | 1.65 | [5 empty] | 1342.5582 |  | 1.1283 |  |  |  | 9.1044 | [37 empty] | 16.9399 |  | 0.55966 | [7 empty] | 0.90924 | [5 empty] | 19.4568 | [17 empty] | 0.3053 |  |  |  | 0 | [5 empty] | 0.1932 | [11 empty] | 32.0946 |  | 0.032295 | [5 empty] | 0.12105 |  | 2.545 | [5 empty] | 124.3866 |  |  |  |  | 2023 | Sun, B., Lv, X., Wang, S., Ulrich, T., Dai, Z., Ruan, B. (2023). Evolution of an ancient VMS ore-forming system recorded by pyrite and sphalerite mineral texture, trace elements, and sulfur isotope: A case study from the Huangtupo Cu-Zn (-Au) deposit, Eastern Tianshan, NW China. Ore Geology Reviews, 158, 105475. |  | CHN | Xinjiang
| Huangtupo Cu-Zn (-Au) deposit |  | Seafloor hydrothermal | Volcanic-hosted massive sulfide (VMS) | VMS Cu-Zn | Cu, Zn | Au | Cu, Zn, Au | Sun et al., 2023 |  | YK91-6-3 | YK91-6-3 | drill core |  |  |  |  | ore material | drill core | drill core | mineral separate | [5 empty] | mineralisation |  |  |  | pyrite, sphalerite | preore stage (SI), early ore stage (SII), main ore stage-1 (SIII-1), main ore stage-2 (SIII-2), late ore stage (SIV) | disseminations, veinlets, masses | brecciated, porous, oscillatory-zoned, inclusion-rich, subhedral to euhedral |  |  |  | chalcopyrite, galena, tetrahedrite, pyrrhotite, bornite, magnetite, hematite, quartz, muscovite, barite, chlorite, carbonate, rutile, apatite |  | LA-ICPMS, MC-ICPMS | ASI RESOLution-LR-S155 laser microprobe equipped with a GeoLas Pro 193 nm Ar F excimer laser | State Key Laboratory of Ore Deposit Geochemistry, Institute of Geochemistry, Chinese Academy of Sciences (IGCAS), Guiyang | Line scans were used for trace element analyzed signals, time-drift correction, and quantitative calibration for trace element analysis were performed using the Excel-based software ICPMSData Cal (Liu et al., 2008). Concentration and detection limit calculations were conducted using the protocol of Longerich et al. (1996). |  | 0.82104 |  |  |  | 557.124 |  | 0.35058 |  |  |  | 4.6555 |  |  |  | 4.2747 | [5 empty] | 1.915 | [5 empty] | 2493.7164 |  | 2.6262 |  |  |  | 46.8746 | [37 empty] | 7.7008 |  | 34.4672 | [7 empty] | 26.6275 | [5 empty] | 633.3393 | [17 empty] | 1.492 |  |  |  | 667.1866 | [5 empty] | 0.26195 | [11 empty] | 28.314 |  | 1.18 | [5 empty] | 0.13287 |  | 0.18032 | [5 empty] | 528.2585 |  |  |  |  | 2023 | Sun, B., Lv, X., Wang, S., Ulrich, T., Dai, Z., Ruan, B. (2023). Evolution of an ancient VMS ore-forming system recorded by pyrite and sphalerite mineral texture, trace elements, and sulfur isotope: A case study from the Huangtupo Cu-Zn (-Au) deposit, Eastern Tianshan, NW China. Ore Geology Reviews, 158, 105475. |  | CHN | Xinjiang
| Huangtupo Cu-Zn (-Au) deposit |  | Seafloor hydrothermal | Volcanic-hosted massive sulfide (VMS) | VMS Cu-Zn | Cu, Zn | Au | Cu, Zn, Au | Sun et al., 2023 |  | YK91-6-4 | YK91-6-4 | drill core |  |  |  |  | ore material | drill core | drill core | mineral separate | [5 empty] | mineralisation |  |  |  | pyrite, sphalerite | preore stage (SI), early ore stage (SII), main ore stage-1 (SIII-1), main ore stage-2 (SIII-2), late ore stage (SIV) | disseminations, veinlets, masses | brecciated, porous, oscillatory-zoned, inclusion-rich, subhedral to euhedral |  |  |  | chalcopyrite, galena, tetrahedrite, pyrrhotite, bornite, magnetite, hematite, quartz, muscovite, barite, chlorite, carbonate, rutile, apatite |  | LA-ICPMS, MC-ICPMS | ASI RESOLution-LR-S155 laser microprobe equipped with a GeoLas Pro 193 nm Ar F excimer laser | State Key Laboratory of Ore Deposit Geochemistry, Institute of Geochemistry, Chinese Academy of Sciences (IGCAS), Guiyang | Line scans were used for trace element analyzed signals, time-drift correction, and quantitative calibration for trace element analysis were performed using the Excel-based software ICPMSData Cal (Liu et al., 2008). Concentration and detection limit calculations were conducted using the protocol of Longerich et al. (1996). |  | 0.85837 |  |  |  | 7.3894 |  | 0.34186 |  |  |  | 0.32482 |  |  |  | 29.0025 | [5 empty] | 0.19025 | [5 empty] | 920.8588 |  | 25.5833 |  |  |  | 22.6195 | [37 empty] | 2.4719 |  | 0.91418 | [7 empty] | 100.1747 | [5 empty] | 22.7769 | [17 empty] | 1.6332 |  |  |  | 368.666 | [5 empty] | 0.20369 | [11 empty] | 31.1741 |  | 0 | [5 empty] | 6.3228 |  | 0.65994 | [5 empty] | 5.1209 |  |  |  |  | 2023 | Sun, B., Lv, X., Wang, S., Ulrich, T., Dai, Z., Ruan, B. (2023). Evolution of an ancient VMS ore-forming system recorded by pyrite and sphalerite mineral texture, trace elements, and sulfur isotope: A case study from the Huangtupo Cu-Zn (-Au) deposit, Eastern Tianshan, NW China. Ore Geology Reviews, 158, 105475. |  | CHN | Xinjiang
| Huangtupo Cu-Zn (-Au) deposit |  | Seafloor hydrothermal | Volcanic-hosted massive sulfide (VMS) | VMS Cu-Zn | Cu, Zn | Au | Cu, Zn, Au | Sun et al., 2023 |  | YK94-1-1 | YK94-1-1 | drill core |  |  |  |  | ore material | drill core | drill core | mineral separate | [5 empty] | mineralisation |  |  |  | pyrite, sphalerite | preore stage (SI), early ore stage (SII), main ore stage-1 (SIII-1), main ore stage-2 (SIII-2), late ore stage (SIV) | disseminations, veinlets, masses | brecciated, porous, oscillatory-zoned, inclusion-rich, subhedral to euhedral |  |  |  | chalcopyrite, galena, tetrahedrite, pyrrhotite, bornite, magnetite, hematite, quartz, muscovite, barite, chlorite, carbonate, rutile, apatite |  | LA-ICPMS, MC-ICPMS | ASI RESOLution-LR-S155 laser microprobe equipped with a GeoLas Pro 193 nm Ar F excimer laser | State Key Laboratory of Ore Deposit Geochemistry, Institute of Geochemistry, Chinese Academy of Sciences (IGCAS), Guiyang | Line scans were used for trace element analyzed signals, time-drift correction, and quantitative calibration for trace element analysis were performed using the Excel-based software ICPMSData Cal (Liu et al., 2008). Concentration and detection limit calculations were conducted using the protocol of Longerich et al. (1996). |  | 0.19753 |  |  |  | 6.1616 |  | 0.032735 |  |  |  | 0.97678 |  |  |  | 6.3848 | [5 empty] | 0.11537 | [5 empty] | 1082.5418 |  | 6.2699 |  |  |  | 13.6194 | [37 empty] | 0.9967 |  | 0.029827 | [7 empty] | 34.4062 | [5 empty] | 1.3032 | [17 empty] | 0 |  |  |  | 429.6001 | [5 empty] | 0.30677 | [11 empty] | 12.4273 |  | 0.024048 | [5 empty] | 2.5422 |  | 1.1392 | [5 empty] | 14.9019 |  |  |  |  | 2023 | Sun, B., Lv, X., Wang, S., Ulrich, T., Dai, Z., Ruan, B. (2023). Evolution of an ancient VMS ore-forming system recorded by pyrite and sphalerite mineral texture, trace elements, and sulfur isotope: A case study from the Huangtupo Cu-Zn (-Au) deposit, Eastern Tianshan, NW China. Ore Geology Reviews, 158, 105475. |  | CHN | Xinjiang
| Huangtupo Cu-Zn (-Au) deposit |  | Seafloor hydrothermal | Volcanic-hosted massive sulfide (VMS) | VMS Cu-Zn | Cu, Zn | Au | Cu, Zn, Au | Sun et al., 2023 |  | YK94-1-2 | YK94-1-2 | drill core |  |  |  |  | ore material | drill core | drill core | mineral separate | [5 empty] | mineralisation |  |  |  | pyrite, sphalerite | preore stage (SI), early ore stage (SII), main ore stage-1 (SIII-1), main ore stage-2 (SIII-2), late ore stage (SIV) | disseminations, veinlets, masses | brecciated, porous, oscillatory-zoned, inclusion-rich, subhedral to euhedral |  |  |  | chalcopyrite, galena, tetrahedrite, pyrrhotite, bornite, magnetite, hematite, quartz, muscovite, barite, chlorite, carbonate, rutile, apatite |  | LA-ICPMS, MC-ICPMS | ASI RESOLution-LR-S155 laser microprobe equipped with a GeoLas Pro 193 nm Ar F excimer laser | State Key Laboratory of Ore Deposit Geochemistry, Institute of Geochemistry, Chinese Academy of Sciences (IGCAS), Guiyang | Line scans were used for trace element analyzed signals, time-drift correction, and quantitative calibration for trace element analysis were performed using the Excel-based software ICPMSData Cal (Liu et al., 2008). Concentration and detection limit calculations were conducted using the protocol of Longerich et al. (1996). |  | 0 |  |  |  | 12.6808 |  | 0 |  |  |  | 0.10706 |  |  |  | 0.008914 | [5 empty] | 0 | [5 empty] | 76.5815 |  | 0.47164 |  |  |  | 11.9036 | [37 empty] | 0.65442 |  | 0.028189 | [7 empty] | 12.9856 | [5 empty] | 0.69551 | [17 empty] | 0 |  |  |  | 764.381 | [5 empty] | 0 | [11 empty] | 8.8643 |  | 0.000883 | [5 empty] | 0.041129 |  | 0 | [5 empty] | 16.9999 |  |  |  |  | 2023 | Sun, B., Lv, X., Wang, S., Ulrich, T., Dai, Z., Ruan, B. (2023). Evolution of an ancient VMS ore-forming system recorded by pyrite and sphalerite mineral texture, trace elements, and sulfur isotope: A case study from the Huangtupo Cu-Zn (-Au) deposit, Eastern Tianshan, NW China. Ore Geology Reviews, 158, 105475. |  | CHN | Xinjiang
| Huangtupo Cu-Zn (-Au) deposit |  | Seafloor hydrothermal | Volcanic-hosted massive sulfide (VMS) | VMS Cu-Zn | Cu, Zn | Au | Cu, Zn, Au | Sun et al., 2023 |  | YK94-1-3 | YK94-1-3 | drill core |  |  |  |  | ore material | drill core | drill core | mineral separate | [5 empty] | mineralisation |  |  |  | pyrite, sphalerite | preore stage (SI), early ore stage (SII), main ore stage-1 (SIII-1), main ore stage-2 (SIII-2), late ore stage (SIV) | disseminations, veinlets, masses | brecciated, porous, oscillatory-zoned, inclusion-rich, subhedral to euhedral |  |  |  | chalcopyrite, galena, tetrahedrite, pyrrhotite, bornite, magnetite, hematite, quartz, muscovite, barite, chlorite, carbonate, rutile, apatite |  | LA-ICPMS, MC-ICPMS | ASI RESOLution-LR-S155 laser microprobe equipped with a GeoLas Pro 193 nm Ar F excimer laser | State Key Laboratory of Ore Deposit Geochemistry, Institute of Geochemistry, Chinese Academy of Sciences (IGCAS), Guiyang | Line scans were used for trace element analyzed signals, time-drift correction, and quantitative calibration for trace element analysis were performed using the Excel-based software ICPMSData Cal (Liu et al., 2008). Concentration and detection limit calculations were conducted using the protocol of Longerich et al. (1996). |  | 0.071391 |  |  |  | 15.0621 |  | 0 |  |  |  | 0 |  |  |  | 0.003636 | [5 empty] | 0 | [5 empty] | 68.2002 |  | 0 |  |  |  | 7.9793 | [37 empty] | 0 |  | 0 | [7 empty] | 25.095 | [5 empty] | 0.082979 | [17 empty] | 0 |  |  |  | 280.5439 | [5 empty] | 0.021383 | [11 empty] | 5.8496 |  | 0.001495 | [5 empty] | 0.018292 |  | 0.00724 | [5 empty] | 1.1459 |  |  |  |  | 2023 | Sun, B., Lv, X., Wang, S., Ulrich, T., Dai, Z., Ruan, B. (2023). Evolution of an ancient VMS ore-forming system recorded by pyrite and sphalerite mineral texture, trace elements, and sulfur isotope: A case study from the Huangtupo Cu-Zn (-Au) deposit, Eastern Tianshan, NW China. Ore Geology Reviews, 158, 105475. |  | CHN | Xinjiang
| Huangtupo Cu-Zn (-Au) deposit |  | Seafloor hydrothermal | Volcanic-hosted massive sulfide (VMS) | VMS Cu-Zn | Cu, Zn | Au | Cu, Zn, Au | Sun et al., 2023 |  | YK94-1-4 | YK94-1-4 | drill core |  |  |  |  | ore material | drill core | drill core | mineral separate | [5 empty] | mineralisation |  |  |  | pyrite, sphalerite | preore stage (SI), early ore stage (SII), main ore stage-1 (SIII-1), main ore stage-2 (SIII-2), late ore stage (SIV) | disseminations, veinlets, masses | brecciated, porous, oscillatory-zoned, inclusion-rich, subhedral to euhedral |  |  |  | chalcopyrite, galena, tetrahedrite, pyrrhotite, bornite, magnetite, hematite, quartz, muscovite, barite, chlorite, carbonate, rutile, apatite |  | LA-ICPMS, MC-ICPMS | ASI RESOLution-LR-S155 laser microprobe equipped with a GeoLas Pro 193 nm Ar F excimer laser | State Key Laboratory of Ore Deposit Geochemistry, Institute of Geochemistry, Chinese Academy of Sciences (IGCAS), Guiyang | Line scans were used for trace element analyzed signals, time-drift correction, and quantitative calibration for trace element analysis were performed using the Excel-based software ICPMSData Cal (Liu et al., 2008). Concentration and detection limit calculations were conducted using the protocol of Longerich et al. (1996). |  | 0.092276 |  |  |  | 14.1456 |  | 0.010855 |  |  |  | 0.050395 |  |  |  | 1.6126 | [5 empty] | 0.15086 | [5 empty] | 22.6569 |  | 0 |  |  |  | 7.9297 | [37 empty] | 0 |  | 0.034586 | [7 empty] | 1.6957 | [5 empty] | 5.922 | [17 empty] | 1.4992 |  |  |  | 0 | [5 empty] | 0.06829 | [11 empty] | 5.7513 |  | 0.11918 | [5 empty] | 0 |  | 0 | [5 empty] | 1.0143 |  |  |  |  | 2023 | Sun, B., Lv, X., Wang, S., Ulrich, T., Dai, Z., Ruan, B. (2023). Evolution of an ancient VMS ore-forming system recorded by pyrite and sphalerite mineral texture, trace elements, and sulfur isotope: A case study from the Huangtupo Cu-Zn (-Au) deposit, Eastern Tianshan, NW China. Ore Geology Reviews, 158, 105475. |  | CHN | Xinjiang
| Huangtupo Cu-Zn (-Au) deposit |  | Seafloor hydrothermal | Volcanic-hosted massive sulfide (VMS) | VMS Cu-Zn | Cu, Zn | Au | Cu, Zn, Au | Sun et al., 2023 |  | YK94-1-5 | YK94-1-5 | drill core |  |  |  |  | ore material | drill core | drill core | mineral separate | [5 empty] | mineralisation |  |  |  | pyrite, sphalerite | preore stage (SI), early ore stage (SII), main ore stage-1 (SIII-1), main ore stage-2 (SIII-2), late ore stage (SIV) | disseminations, veinlets, masses | brecciated, porous, oscillatory-zoned, inclusion-rich, subhedral to euhedral |  |  |  | chalcopyrite, galena, tetrahedrite, pyrrhotite, bornite, magnetite, hematite, quartz, muscovite, barite, chlorite, carbonate, rutile, apatite |  | LA-ICPMS, MC-ICPMS | ASI RESOLution-LR-S155 laser microprobe equipped with a GeoLas Pro 193 nm Ar F excimer laser | State Key Laboratory of Ore Deposit Geochemistry, Institute of Geochemistry, Chinese Academy of Sciences (IGCAS), Guiyang | Line scans were used for trace element analyzed signals, time-drift correction, and quantitative calibration for trace element analysis were performed using the Excel-based software ICPMSData Cal (Liu et al., 2008). Concentration and detection limit calculations were conducted using the protocol of Longerich et al. (1996). |  | 0.79658 |  |  |  | 36.3874 |  | 0.018951 |  |  |  | 0.073349 |  |  |  | 4.8943 | [5 empty] | 0.08087 | [5 empty] | 57.2181 |  | 0 |  |  |  | 10.3081 | [37 empty] | 0.50528 |  | 0 | [7 empty] | 1.149 | [5 empty] | 10.779 | [17 empty] | 0.42971 |  |  |  | 50.7353 | [5 empty] | 0 | [11 empty] | 8.405 |  | 0 | [5 empty] | 0.039067 |  | 0 | [5 empty] | 3.2141 |  |  |  |  | 2023 | Sun, B., Lv, X., Wang, S., Ulrich, T., Dai, Z., Ruan, B. (2023). Evolution of an ancient VMS ore-forming system recorded by pyrite and sphalerite mineral texture, trace elements, and sulfur isotope: A case study from the Huangtupo Cu-Zn (-Au) deposit, Eastern Tianshan, NW China. Ore Geology Reviews, 158, 105475. |  | CHN | Xinjiang
| Huangtupo Cu-Zn (-Au) deposit |  | Seafloor hydrothermal | Volcanic-hosted massive sulfide (VMS) | VMS Cu-Zn | Cu, Zn | Au | Cu, Zn, Au | Sun et al., 2023 |  | YK94-3-1 | YK94-3-1 | drill core |  |  |  |  | ore material | drill core | drill core | mineral separate | [5 empty] | mineralisation |  |  |  | pyrite, sphalerite | preore stage (SI), early ore stage (SII), main ore stage-1 (SIII-1), main ore stage-2 (SIII-2), late ore stage (SIV) | disseminations, veinlets, masses | brecciated, porous, oscillatory-zoned, inclusion-rich, subhedral to euhedral |  |  |  | chalcopyrite, galena, tetrahedrite, pyrrhotite, bornite, magnetite, hematite, quartz, muscovite, barite, chlorite, carbonate, rutile, apatite |  | LA-ICPMS, MC-ICPMS | ASI RESOLution-LR-S155 laser microprobe equipped with a GeoLas Pro 193 nm Ar F excimer laser | State Key Laboratory of Ore Deposit Geochemistry, Institute of Geochemistry, Chinese Academy of Sciences (IGCAS), Guiyang | Line scans were used for trace element analyzed signals, time-drift correction, and quantitative calibration for trace element analysis were performed using the Excel-based software ICPMSData Cal (Liu et al., 2008). Concentration and detection limit calculations were conducted using the protocol of Longerich et al. (1996). |  | 0.45657 |  |  |  | 5.5388 |  | 0.24186 |  |  |  | 0.3821 |  |  |  | 22.4252 | [5 empty] | 0.19025 | [5 empty] | 760.8768 |  | 6.6334 |  |  |  | 27.6753 | [37 empty] | 4.4692 |  | 0.41418 | [7 empty] | 104.1544 | [5 empty] | 5.7345 | [17 empty] | 1.4323 |  |  |  | 354.5019 | [5 empty] | 0.43694 | [11 empty] | 35.1571 |  | 0 | [5 empty] | 4.3568 |  | 0.25994 | [5 empty] | 30.0673 |  |  |  |  | 2023 | Sun, B., Lv, X., Wang, S., Ulrich, T., Dai, Z., Ruan, B. (2023). Evolution of an ancient VMS ore-forming system recorded by pyrite and sphalerite mineral texture, trace elements, and sulfur isotope: A case study from the Huangtupo Cu-Zn (-Au) deposit, Eastern Tianshan, NW China. Ore Geology Reviews, 158, 105475. |  | CHN | Xinjiang
| Huangtupo Cu-Zn (-Au) deposit |  | Seafloor hydrothermal | Volcanic-hosted massive sulfide (VMS) | VMS Cu-Zn | Cu, Zn | Au | Cu, Zn, Au | Sun et al., 2023 |  | YK94-3-2 | YK94-3-2 | drill core |  |  |  |  | ore material | drill core | drill core | mineral separate | [5 empty] | mineralisation |  |  |  | pyrite, sphalerite | preore stage (SI), early ore stage (SII), main ore stage-1 (SIII-1), main ore stage-2 (SIII-2), late ore stage (SIV) | disseminations, veinlets, masses | brecciated, porous, oscillatory-zoned, inclusion-rich, subhedral to euhedral |  |  |  | chalcopyrite, galena, tetrahedrite, pyrrhotite, bornite, magnetite, hematite, quartz, muscovite, barite, chlorite, carbonate, rutile, apatite |  | LA-ICPMS, MC-ICPMS | ASI RESOLution-LR-S155 laser microprobe equipped with a GeoLas Pro 193 nm Ar F excimer laser | State Key Laboratory of Ore Deposit Geochemistry, Institute of Geochemistry, Chinese Academy of Sciences (IGCAS), Guiyang | Line scans were used for trace element analyzed signals, time-drift correction, and quantitative calibration for trace element analysis were performed using the Excel-based software ICPMSData Cal (Liu et al., 2008). Concentration and detection limit calculations were conducted using the protocol of Longerich et al. (1996). |  | 0.45534 |  |  |  | 6.5416 |  | 0.22735 |  |  |  | 0.37764 |  |  |  | 2.3348 | [5 empty] | 0.11537 | [5 empty] | 886.7418 |  | 5.5489 |  |  |  | 43.5935 | [37 empty] | 0.5667 |  | 0.32983 | [7 empty] | 37.4722 | [5 empty] | 3.3432 | [17 empty] | 0.40535 |  |  |  | 2405.8427 | [5 empty] | 0.34677 | [11 empty] | 15.6573 |  | 0.45341 | [5 empty] | 4.6422 |  | 1.392 | [5 empty] | 5.4504 |  |  |  |  | 2023 | Sun, B., Lv, X., Wang, S., Ulrich, T., Dai, Z., Ruan, B. (2023). Evolution of an ancient VMS ore-forming system recorded by pyrite and sphalerite mineral texture, trace elements, and sulfur isotope: A case study from the Huangtupo Cu-Zn (-Au) deposit, Eastern Tianshan, NW China. Ore Geology Reviews, 158, 105475. |  | CHN | Xinjiang
| Huangtupo Cu-Zn (-Au) deposit |  | Seafloor hydrothermal | Volcanic-hosted massive sulfide (VMS) | VMS Cu-Zn | Cu, Zn | Au | Cu, Zn, Au | Sun et al., 2023 |  | YK94-3-3 | YK94-3-3 | drill core |  |  |  |  | ore material | drill core | drill core | mineral separate | [5 empty] | mineralisation |  |  |  | pyrite, sphalerite | preore stage (SI), early ore stage (SII), main ore stage-1 (SIII-1), main ore stage-2 (SIII-2), late ore stage (SIV) | disseminations, veinlets, masses | brecciated, porous, oscillatory-zoned, inclusion-rich, subhedral to euhedral |  |  |  | chalcopyrite, galena, tetrahedrite, pyrrhotite, bornite, magnetite, hematite, quartz, muscovite, barite, chlorite, carbonate, rutile, apatite |  | LA-ICPMS, MC-ICPMS | ASI RESOLution-LR-S155 laser microprobe equipped with a GeoLas Pro 193 nm Ar F excimer laser | State Key Laboratory of Ore Deposit Geochemistry, Institute of Geochemistry, Chinese Academy of Sciences (IGCAS), Guiyang | Line scans were used for trace element analyzed signals, time-drift correction, and quantitative calibration for trace element analysis were performed using the Excel-based software ICPMSData Cal (Liu et al., 2008). Concentration and detection limit calculations were conducted using the protocol of Longerich et al. (1996). |  | 0 |  |  |  | 15.4077 |  | 0 |  |  |  | 0.40706 |  |  |  | 2.4089 | [5 empty] | 0 | [5 empty] | 75.6151 |  | 0.64164 |  |  |  | 15.9656 | [37 empty] | 0.85442 |  | 0.22819 | [7 empty] | 42.6563 | [5 empty] | 0.64551 | [17 empty] | 0.3493 |  |  |  | 2046.0218 | [5 empty] | 0 | [11 empty] | 4.5425 |  | 0.10088 | [5 empty] | 6.0461 |  | 0 | [5 empty] | 8.24 |  |  |  |  | 2023 | Sun, B., Lv, X., Wang, S., Ulrich, T., Dai, Z., Ruan, B. (2023). Evolution of an ancient VMS ore-forming system recorded by pyrite and sphalerite mineral texture, trace elements, and sulfur isotope: A case study from the Huangtupo Cu-Zn (-Au) deposit, Eastern Tianshan, NW China. Ore Geology Reviews, 158, 105475. |  | CHN | Xinjiang
| Huangtupo Cu-Zn (-Au) deposit |  | Seafloor hydrothermal | Volcanic-hosted massive sulfide (VMS) | VMS Cu-Zn | Cu, Zn | Au | Cu, Zn, Au | Sun et al., 2023 |  | YK111-3-1 | YK111-3-1 | drill core |  |  |  |  | ore material | drill core | drill core | mineral separate | [5 empty] | mineralisation |  |  |  | pyrite, sphalerite | preore stage (SI), early ore stage (SII), main ore stage-1 (SIII-1), main ore stage-2 (SIII-2), late ore stage (SIV) | disseminations, veinlets, masses | brecciated, porous, oscillatory-zoned, inclusion-rich, subhedral to euhedral |  |  |  | chalcopyrite, galena, tetrahedrite, pyrrhotite, bornite, magnetite, hematite, quartz, muscovite, barite, chlorite, carbonate, rutile, apatite |  | LA-ICPMS, MC-ICPMS | ASI RESOLution-LR-S155 laser microprobe equipped with a GeoLas Pro 193 nm Ar F excimer laser | State Key Laboratory of Ore Deposit Geochemistry, Institute of Geochemistry, Chinese Academy of Sciences (IGCAS), Guiyang | Line scans were used for trace element analyzed signals, time-drift correction, and quantitative calibration for trace element analysis were performed using the Excel-based software ICPMSData Cal (Liu et al., 2008). Concentration and detection limit calculations were conducted using the protocol of Longerich et al. (1996). |  | 0.084313 |  |  |  | 51.2774 |  | 0.13963 |  |  |  | 1.0836 |  |  |  | 9.9812 | [5 empty] | 1.318 | [5 empty] | 769.5656 |  | 8.6348 |  |  |  | 117.3689 | [37 empty] | 4.962 |  | 0.076291 | [7 empty] | 1100.3603 | [5 empty] | 1.9004 | [17 empty] | 0.85943 |  |  |  | 1948.7648 | [5 empty] | 3.0027 | [11 empty] | 46.6597 |  | 0.050119 | [5 empty] | 0.1597 |  | 0.99175 | [5 empty] | 57.3325 |  |  |  |  | 2023 | Sun, B., Lv, X., Wang, S., Ulrich, T., Dai, Z., Ruan, B. (2023). Evolution of an ancient VMS ore-forming system recorded by pyrite and sphalerite mineral texture, trace elements, and sulfur isotope: A case study from the Huangtupo Cu-Zn (-Au) deposit, Eastern Tianshan, NW China. Ore Geology Reviews, 158, 105475. |  | CHN | Xinjiang
| Huangtupo Cu-Zn (-Au) deposit |  | Seafloor hydrothermal | Volcanic-hosted massive sulfide (VMS) | VMS Cu-Zn | Cu, Zn | Au | Cu, Zn, Au | Sun et al., 2023 |  | YK111-3-2 | YK111-3-2 | drill core |  |  |  |  | ore material | drill core | drill core | mineral separate | [5 empty] | mineralisation |  |  |  | pyrite, sphalerite | preore stage (SI), early ore stage (SII), main ore stage-1 (SIII-1), main ore stage-2 (SIII-2), late ore stage (SIV) | disseminations, veinlets, masses | brecciated, porous, oscillatory-zoned, inclusion-rich, subhedral to euhedral |  |  |  | chalcopyrite, galena, tetrahedrite, pyrrhotite, bornite, magnetite, hematite, quartz, muscovite, barite, chlorite, carbonate, rutile, apatite |  | LA-ICPMS, MC-ICPMS | ASI RESOLution-LR-S155 laser microprobe equipped with a GeoLas Pro 193 nm Ar F excimer laser | State Key Laboratory of Ore Deposit Geochemistry, Institute of Geochemistry, Chinese Academy of Sciences (IGCAS), Guiyang | Line scans were used for trace element analyzed signals, time-drift correction, and quantitative calibration for trace element analysis were performed using the Excel-based software ICPMSData Cal (Liu et al., 2008). Concentration and detection limit calculations were conducted using the protocol of Longerich et al. (1996). |  | 0.47017 |  |  |  | 52.2777 |  | 0 |  |  |  | 1.7929 |  |  |  | 8.1959 | [5 empty] | 1.7721 | [5 empty] | 3065.1037 |  | 1.3446 |  |  |  | 77.1093 | [37 empty] | 8.1263 |  | 5.0394 | [7 empty] | 392.889 | [5 empty] | 11.5111 | [17 empty] | 0.58784 |  |  |  | 7250.7124 | [5 empty] | 0.46007 | [11 empty] | 52.9229 |  | 0.022358 | [5 empty] | 0.36958 |  | 3.4725 | [5 empty] | 495.102 |  |  |  |  | 2023 | Sun, B., Lv, X., Wang, S., Ulrich, T., Dai, Z., Ruan, B. (2023). Evolution of an ancient VMS ore-forming system recorded by pyrite and sphalerite mineral texture, trace elements, and sulfur isotope: A case study from the Huangtupo Cu-Zn (-Au) deposit, Eastern Tianshan, NW China. Ore Geology Reviews, 158, 105475. |  | CHN | Xinjiang
| Huangtupo Cu-Zn (-Au) deposit |  | Seafloor hydrothermal | Volcanic-hosted massive sulfide (VMS) | VMS Cu-Zn | Cu, Zn | Au | Cu, Zn, Au | Sun et al., 2023 |  | YK111-3-3 | YK111-3-3 | drill core |  |  |  |  | ore material | drill core | drill core | mineral separate | [5 empty] | mineralisation |  |  |  | pyrite, sphalerite | preore stage (SI), early ore stage (SII), main ore stage-1 (SIII-1), main ore stage-2 (SIII-2), late ore stage (SIV) | disseminations, veinlets, masses | brecciated, porous, oscillatory-zoned, inclusion-rich, subhedral to euhedral |  |  |  | chalcopyrite, galena, tetrahedrite, pyrrhotite, bornite, magnetite, hematite, quartz, muscovite, barite, chlorite, carbonate, rutile, apatite |  | LA-ICPMS, MC-ICPMS | ASI RESOLution-LR-S155 laser microprobe equipped with a GeoLas Pro 193 nm Ar F excimer laser | State Key Laboratory of Ore Deposit Geochemistry, Institute of Geochemistry, Chinese Academy of Sciences (IGCAS), Guiyang | Line scans were used for trace element analyzed signals, time-drift correction, and quantitative calibration for trace element analysis were performed using the Excel-based software ICPMSData Cal (Liu et al., 2008). Concentration and detection limit calculations were conducted using the protocol of Longerich et al. (1996). |  | 1.0805 |  |  |  | 23.668 |  | 0.76222 |  |  |  | 0.62274 |  |  |  | 27.2428 | [5 empty] | 0 | [5 empty] | 3824.7396 |  | 0 |  |  |  | 47.5893 | [37 empty] | 7.3395 |  | 13.7766 | [7 empty] | 248.5698 | [5 empty] | 25.4833 | [17 empty] | 0 |  |  |  | 2802.4946 | [5 empty] | 4.8303 | [11 empty] | 47.1562 |  | 0.17237 | [5 empty] | 0.16023 |  | 1.7277 | [5 empty] | 48.2774 |  |  |  |  | 2023 | Sun, B., Lv, X., Wang, S., Ulrich, T., Dai, Z., Ruan, B. (2023). Evolution of an ancient VMS ore-forming system recorded by pyrite and sphalerite mineral texture, trace elements, and sulfur isotope: A case study from the Huangtupo Cu-Zn (-Au) deposit, Eastern Tianshan, NW China. Ore Geology Reviews, 158, 105475. |  | CHN | Xinjiang
| Huangtupo Cu-Zn (-Au) deposit |  | Seafloor hydrothermal | Volcanic-hosted massive sulfide (VMS) | VMS Cu-Zn | Cu, Zn | Au | Cu, Zn, Au | Sun et al., 2023 |  | YK111-3-4 | YK111-3-4 | drill core |  |  |  |  | ore material | drill core | drill core | mineral separate | [5 empty] | mineralisation |  |  |  | pyrite, sphalerite | preore stage (SI), early ore stage (SII), main ore stage-1 (SIII-1), main ore stage-2 (SIII-2), late ore stage (SIV) | disseminations, veinlets, masses | brecciated, porous, oscillatory-zoned, inclusion-rich, subhedral to euhedral |  |  |  | chalcopyrite, galena, tetrahedrite, pyrrhotite, bornite, magnetite, hematite, quartz, muscovite, barite, chlorite, carbonate, rutile, apatite |  | LA-ICPMS, MC-ICPMS | ASI RESOLution-LR-S155 laser microprobe equipped with a GeoLas Pro 193 nm Ar F excimer laser | State Key Laboratory of Ore Deposit Geochemistry, Institute of Geochemistry, Chinese Academy of Sciences (IGCAS), Guiyang | Line scans were used for trace element analyzed signals, time-drift correction, and quantitative calibration for trace element analysis were performed using the Excel-based software ICPMSData Cal (Liu et al., 2008). Concentration and detection limit calculations were conducted using the protocol of Longerich et al. (1996). |  | 2.045 |  |  |  | 23.5913 |  | 0.078339 |  |  |  | 0.00265 |  |  |  | 2.3036 | [5 empty] | 0 | [5 empty] | 1975.6801 |  | 5.5733 |  |  |  | 27.1647 | [37 empty] | 3.5236 |  | 0.23757 | [7 empty] | 81.0487 | [5 empty] | 7.456 | [17 empty] | 0 |  |  |  | 10624.829 | [5 empty] | 3.8361 | [11 empty] | 43.0566 |  | 0.094404 | [5 empty] | 0 |  | 0 | [5 empty] | 40.0705 |  |  |  |  | 2023 | Sun, B., Lv, X., Wang, S., Ulrich, T., Dai, Z., Ruan, B. (2023). Evolution of an ancient VMS ore-forming system recorded by pyrite and sphalerite mineral texture, trace elements, and sulfur isotope: A case study from the Huangtupo Cu-Zn (-Au) deposit, Eastern Tianshan, NW China. Ore Geology Reviews, 158, 105475. |  | CHN | Xinjiang
| Huangtupo Cu-Zn (-Au) deposit |  | Seafloor hydrothermal | Volcanic-hosted massive sulfide (VMS) | VMS Cu-Zn | Cu, Zn | Au | Cu, Zn, Au | Sun et al., 2023 |  | YK111-3-5 | YK111-3-5 | drill core |  |  |  |  | ore material | drill core | drill core | mineral separate | [5 empty] | mineralisation |  |  |  | pyrite, sphalerite | preore stage (SI), early ore stage (SII), main ore stage-1 (SIII-1), main ore stage-2 (SIII-2), late ore stage (SIV) | disseminations, veinlets, masses | brecciated, porous, oscillatory-zoned, inclusion-rich, subhedral to euhedral |  |  |  | chalcopyrite, galena, tetrahedrite, pyrrhotite, bornite, magnetite, hematite, quartz, muscovite, barite, chlorite, carbonate, rutile, apatite |  | LA-ICPMS, MC-ICPMS | ASI RESOLution-LR-S155 laser microprobe equipped with a GeoLas Pro 193 nm Ar F excimer laser | State Key Laboratory of Ore Deposit Geochemistry, Institute of Geochemistry, Chinese Academy of Sciences (IGCAS), Guiyang | Line scans were used for trace element analyzed signals, time-drift correction, and quantitative calibration for trace element analysis were performed using the Excel-based software ICPMSData Cal (Liu et al., 2008). Concentration and detection limit calculations were conducted using the protocol of Longerich et al. (1996). |  | 0.40387 |  |  |  | 22.2207 |  | 0.075096 |  |  |  | 0 |  |  |  | 3.1862 | [5 empty] | 0 | [5 empty] | 849.9177 |  | 1.028 |  |  |  | 48.4567 | [37 empty] | 2.4644 |  | 0 | [7 empty] | 25.876 | [5 empty] | 6.1993 | [17 empty] | 0.16351 |  |  |  | 10521.8648 | [5 empty] | 1.5213 | [11 empty] | 52.2289 |  | 0 | [5 empty] | 0.15361 |  | 0.048935 | [5 empty] | 45.1987 |  |  |  |  | 2023 | Sun, B., Lv, X., Wang, S., Ulrich, T., Dai, Z., Ruan, B. (2023). Evolution of an ancient VMS ore-forming system recorded by pyrite and sphalerite mineral texture, trace elements, and sulfur isotope: A case study from the Huangtupo Cu-Zn (-Au) deposit, Eastern Tianshan, NW China. Ore Geology Reviews, 158, 105475. |  | CHN | Xinjiang
| Huangtupo Cu-Zn (-Au) deposit |  | Seafloor hydrothermal | Volcanic-hosted massive sulfide (VMS) | VMS Cu-Zn | Cu, Zn | Au | Cu, Zn, Au | Sun et al., 2023 |  | YK111-3-6 | YK111-3-6 | drill core |  |  |  |  | ore material | drill core | drill core | mineral separate | [5 empty] | mineralisation |  |  |  | pyrite, sphalerite | preore stage (SI), early ore stage (SII), main ore stage-1 (SIII-1), main ore stage-2 (SIII-2), late ore stage (SIV) | disseminations, veinlets, masses | brecciated, porous, oscillatory-zoned, inclusion-rich, subhedral to euhedral |  |  |  | chalcopyrite, galena, tetrahedrite, pyrrhotite, bornite, magnetite, hematite, quartz, muscovite, barite, chlorite, carbonate, rutile, apatite |  | LA-ICPMS, MC-ICPMS | ASI RESOLution-LR-S155 laser microprobe equipped with a GeoLas Pro 193 nm Ar F excimer laser | State Key Laboratory of Ore Deposit Geochemistry, Institute of Geochemistry, Chinese Academy of Sciences (IGCAS), Guiyang | Line scans were used for trace element analyzed signals, time-drift correction, and quantitative calibration for trace element analysis were performed using the Excel-based software ICPMSData Cal (Liu et al., 2008). Concentration and detection limit calculations were conducted using the protocol of Longerich et al. (1996). |  | 0.27017 |  |  |  | 22.2777 |  | 0 |  |  |  | 1.6929 |  |  |  | 3.1959 | [5 empty] | 0.70214 | [5 empty] | 365.1037 |  | 5.3446 |  |  |  | 47.3093 | [37 empty] | 6.1263 |  | 2.0394 | [7 empty] | 292.389 | [5 empty] | 21.2111 | [17 empty] | 0.55784 |  |  |  | 2220.7324 | [5 empty] | 0.46007 | [11 empty] | 51.1229 |  | 0.34224 | [5 empty] | 0.56958 |  | 3.7725 | [5 empty] | 31.616 |  |  |  |  | 2023 | Sun, B., Lv, X., Wang, S., Ulrich, T., Dai, Z., Ruan, B. (2023). Evolution of an ancient VMS ore-forming system recorded by pyrite and sphalerite mineral texture, trace elements, and sulfur isotope: A case study from the Huangtupo Cu-Zn (-Au) deposit, Eastern Tianshan, NW China. Ore Geology Reviews, 158, 105475. |  | CHN | Xinjiang
| Huangtupo Cu-Zn (-Au) deposit |  | Seafloor hydrothermal | Volcanic-hosted massive sulfide (VMS) | VMS Cu-Zn | Cu, Zn | Au | Cu, Zn, Au | Sun et al., 2023 |  | YK111-3-7 | YK111-3-7 | drill core |  |  |  |  | ore material | drill core | drill core | mineral separate | [5 empty] | mineralisation |  |  |  | pyrite, sphalerite | preore stage (SI), early ore stage (SII), main ore stage-1 (SIII-1), main ore stage-2 (SIII-2), late ore stage (SIV) | disseminations, veinlets, masses | brecciated, porous, oscillatory-zoned, inclusion-rich, subhedral to euhedral |  |  |  | chalcopyrite, galena, tetrahedrite, pyrrhotite, bornite, magnetite, hematite, quartz, muscovite, barite, chlorite, carbonate, rutile, apatite |  | LA-ICPMS, MC-ICPMS | ASI RESOLution-LR-S155 laser microprobe equipped with a GeoLas Pro 193 nm Ar F excimer laser | State Key Laboratory of Ore Deposit Geochemistry, Institute of Geochemistry, Chinese Academy of Sciences (IGCAS), Guiyang | Line scans were used for trace element analyzed signals, time-drift correction, and quantitative calibration for trace element analysis were performed using the Excel-based software ICPMSData Cal (Liu et al., 2008). Concentration and detection limit calculations were conducted using the protocol of Longerich et al. (1996). |  | 5.0805 |  |  |  | 13.668 |  | 3.7622 |  |  |  | 0.42274 |  |  |  | 27.2428 | [5 empty] | 0 | [5 empty] | 2834.4396 |  | 0 |  |  |  | 57.5493 | [37 empty] | 5.3439 |  | 6.7766 | [7 empty] | 1044.5698 | [5 empty] | 15.4833 | [17 empty] | 0 |  |  |  | 1402.4446 | [5 empty] | 3.4303 | [11 empty] | 27.3562 |  | 2.1724 | [5 empty] | 0.36023 |  | 2.7277 | [5 empty] | 182.0856 |  |  |  |  | 2023 | Sun, B., Lv, X., Wang, S., Ulrich, T., Dai, Z., Ruan, B. (2023). Evolution of an ancient VMS ore-forming system recorded by pyrite and sphalerite mineral texture, trace elements, and sulfur isotope: A case study from the Huangtupo Cu-Zn (-Au) deposit, Eastern Tianshan, NW China. Ore Geology Reviews, 158, 105475. |  | CHN | Xinjiang
| Huangtupo Cu-Zn (-Au) deposit |  | Seafloor hydrothermal | Volcanic-hosted massive sulfide (VMS) | VMS Cu-Zn | Cu, Zn | Au | Cu, Zn, Au | Sun et al., 2023 |  | YK112-5-1 | YK112-5-1 | drill core |  |  |  |  | ore material | drill core | drill core | mineral separate | [5 empty] | mineralisation |  |  |  | pyrite, sphalerite | preore stage (SI), early ore stage (SII), main ore stage-1 (SIII-1), main ore stage-2 (SIII-2), late ore stage (SIV) | disseminations, veinlets, masses | brecciated, porous, oscillatory-zoned, inclusion-rich, subhedral to euhedral |  |  |  | chalcopyrite, galena, tetrahedrite, pyrrhotite, bornite, magnetite, hematite, quartz, muscovite, barite, chlorite, carbonate, rutile, apatite |  | LA-ICPMS, MC-ICPMS | ASI RESOLution-LR-S155 laser microprobe equipped with a GeoLas Pro 193 nm Ar F excimer laser | State Key Laboratory of Ore Deposit Geochemistry, Institute of Geochemistry, Chinese Academy of Sciences (IGCAS), Guiyang | Line scans were used for trace element analyzed signals, time-drift correction, and quantitative calibration for trace element analysis were performed using the Excel-based software ICPMSData Cal (Liu et al., 2008). Concentration and detection limit calculations were conducted using the protocol of Longerich et al. (1996). |  | 0 |  |  |  | 23.58 |  | 0.10891 |  |  |  | 6.1187 |  |  |  | 13.7545 | [5 empty] | 1.3806 | [5 empty] | 1798.6691 |  | 7.5793 |  |  |  | 22.3312 | [37 empty] | 2.0717 |  | 0 | [7 empty] | 36.0043 | [5 empty] | 1.3213 | [17 empty] | 0.088112 |  |  |  | 921.1854 | [5 empty] | 0 | [11 empty] | 41.9847 |  | 0 | [5 empty] | 2.3225 |  | 0 | [5 empty] | 51.7482 |  |  |  |  | 2023 | Sun, B., Lv, X., Wang, S., Ulrich, T., Dai, Z., Ruan, B. (2023). Evolution of an ancient VMS ore-forming system recorded by pyrite and sphalerite mineral texture, trace elements, and sulfur isotope: A case study from the Huangtupo Cu-Zn (-Au) deposit, Eastern Tianshan, NW China. Ore Geology Reviews, 158, 105475. |  | CHN | Xinjiang
| Huangtupo Cu-Zn (-Au) deposit |  | Seafloor hydrothermal | Volcanic-hosted massive sulfide (VMS) | VMS Cu-Zn | Cu, Zn | Au | Cu, Zn, Au | Sun et al., 2023 |  | YK112-5-2 | YK112-5-2 | drill core |  |  |  |  | ore material | drill core | drill core | mineral separate | [5 empty] | mineralisation |  |  |  | pyrite, sphalerite | preore stage (SI), early ore stage (SII), main ore stage-1 (SIII-1), main ore stage-2 (SIII-2), late ore stage (SIV) | disseminations, veinlets, masses | brecciated, porous, oscillatory-zoned, inclusion-rich, subhedral to euhedral |  |  |  | chalcopyrite, galena, tetrahedrite, pyrrhotite, bornite, magnetite, hematite, quartz, muscovite, barite, chlorite, carbonate, rutile, apatite |  | LA-ICPMS, MC-ICPMS | ASI RESOLution-LR-S155 laser microprobe equipped with a GeoLas Pro 193 nm Ar F excimer laser | State Key Laboratory of Ore Deposit Geochemistry, Institute of Geochemistry, Chinese Academy of Sciences (IGCAS), Guiyang | Line scans were used for trace element analyzed signals, time-drift correction, and quantitative calibration for trace element analysis were performed using the Excel-based software ICPMSData Cal (Liu et al., 2008). Concentration and detection limit calculations were conducted using the protocol of Longerich et al. (1996). |  | 0.44294 |  |  |  | 329.9007 |  | 0 |  |  |  | 0.95444 |  |  |  | 1.3877 | [5 empty] | 0 | [5 empty] | 2195.8435 |  | 9.8895 |  |  |  | 41.2171 | [37 empty] | 52.7587 |  | 0 | [7 empty] | 348.1375 | [5 empty] | 1.6489 | [17 empty] | 0 |  |  |  | 198.2772 | [5 empty] | 0.60251 | [11 empty] | 57.8878 |  | 0 | [5 empty] | 1.909 |  | 0.26636 | [5 empty] | 29.0054 |  |  |  |  | 2023 | Sun, B., Lv, X., Wang, S., Ulrich, T., Dai, Z., Ruan, B. (2023). Evolution of an ancient VMS ore-forming system recorded by pyrite and sphalerite mineral texture, trace elements, and sulfur isotope: A case study from the Huangtupo Cu-Zn (-Au) deposit, Eastern Tianshan, NW China. Ore Geology Reviews, 158, 105475. |  | CHN | Xinjiang
| Huangtupo Cu-Zn (-Au) deposit |  | Seafloor hydrothermal | Volcanic-hosted massive sulfide (VMS) | VMS Cu-Zn | Cu, Zn | Au | Cu, Zn, Au | Sun et al., 2023 |  | YK112-5-3 | YK112-5-3 | drill core |  |  |  |  | ore material | drill core | drill core | mineral separate | [5 empty] | mineralisation |  |  |  | pyrite, sphalerite | preore stage (SI), early ore stage (SII), main ore stage-1 (SIII-1), main ore stage-2 (SIII-2), late ore stage (SIV) | disseminations, veinlets, masses | brecciated, porous, oscillatory-zoned, inclusion-rich, subhedral to euhedral |  |  |  | chalcopyrite, galena, tetrahedrite, pyrrhotite, bornite, magnetite, hematite, quartz, muscovite, barite, chlorite, carbonate, rutile, apatite |  | LA-ICPMS, MC-ICPMS | ASI RESOLution-LR-S155 laser microprobe equipped with a GeoLas Pro 193 nm Ar F excimer laser | State Key Laboratory of Ore Deposit Geochemistry, Institute of Geochemistry, Chinese Academy of Sciences (IGCAS), Guiyang | Line scans were used for trace element analyzed signals, time-drift correction, and quantitative calibration for trace element analysis were performed using the Excel-based software ICPMSData Cal (Liu et al., 2008). Concentration and detection limit calculations were conducted using the protocol of Longerich et al. (1996). |  | 0.74148 |  |  |  | 216.0375 |  | 0.055747 |  |  |  | 2.1026 |  |  |  | 3.3786 | [5 empty] | 0 | [5 empty] | 3652.7331 |  | 3.205 |  |  |  | 9.0546 | [37 empty] | 8.9377 |  | 5.8298 | [7 empty] | 825.5995 | [5 empty] | 3.7843 | [17 empty] | 0.17737 |  |  |  | 0 | [5 empty] | 0 | [11 empty] | 33.904 |  | 0.010653 | [5 empty] | 0.27166 |  | 0.040023 | [5 empty] | 35.648 |  |  |  |  | 2023 | Sun, B., Lv, X., Wang, S., Ulrich, T., Dai, Z., Ruan, B. (2023). Evolution of an ancient VMS ore-forming system recorded by pyrite and sphalerite mineral texture, trace elements, and sulfur isotope: A case study from the Huangtupo Cu-Zn (-Au) deposit, Eastern Tianshan, NW China. Ore Geology Reviews, 158, 105475. |  | CHN | Xinjiang
| Huangtupo Cu-Zn (-Au) deposit |  | Seafloor hydrothermal | Volcanic-hosted massive sulfide (VMS) | VMS Cu-Zn | Cu, Zn | Au | Cu, Zn, Au | Sun et al., 2023 |  | YK112-5-4 | YK112-5-4 | drill core |  |  |  |  | ore material | drill core | drill core | mineral separate | [5 empty] | mineralisation |  |  |  | pyrite, sphalerite | preore stage (SI), early ore stage (SII), main ore stage-1 (SIII-1), main ore stage-2 (SIII-2), late ore stage (SIV) | disseminations, veinlets, masses | brecciated, porous, oscillatory-zoned, inclusion-rich, subhedral to euhedral |  |  |  | chalcopyrite, galena, tetrahedrite, pyrrhotite, bornite, magnetite, hematite, quartz, muscovite, barite, chlorite, carbonate, rutile, apatite |  | LA-ICPMS, MC-ICPMS | ASI RESOLution-LR-S155 laser microprobe equipped with a GeoLas Pro 193 nm Ar F excimer laser | State Key Laboratory of Ore Deposit Geochemistry, Institute of Geochemistry, Chinese Academy of Sciences (IGCAS), Guiyang | Line scans were used for trace element analyzed signals, time-drift correction, and quantitative calibration for trace element analysis were performed using the Excel-based software ICPMSData Cal (Liu et al., 2008). Concentration and detection limit calculations were conducted using the protocol of Longerich et al. (1996). |  | 5.2447 |  |  |  | 352.8165 |  | 0.16331 |  |  |  | 1.9479 |  |  |  | 15.3833 | [5 empty] | 1.543 | [5 empty] | 437.2305 |  | 8.7125 |  |  |  | 24.2692 | [37 empty] | 47.3415 |  | 0 | [7 empty] | 387.4805 | [5 empty] | 9.0831 | [17 empty] | 0 |  |  |  | 778.6039 | [5 empty] | 1.9946 | [11 empty] | 46.434 |  | 0.006149 | [5 empty] | 2.4807 |  | 0.20401 | [5 empty] | 75.5921 |  |  |  |  | 2023 | Sun, B., Lv, X., Wang, S., Ulrich, T., Dai, Z., Ruan, B. (2023). Evolution of an ancient VMS ore-forming system recorded by pyrite and sphalerite mineral texture, trace elements, and sulfur isotope: A case study from the Huangtupo Cu-Zn (-Au) deposit, Eastern Tianshan, NW China. Ore Geology Reviews, 158, 105475. |  | CHN | Xinjiang
| Huangtupo Cu-Zn (-Au) deposit |  | Seafloor hydrothermal | Volcanic-hosted massive sulfide (VMS) | VMS Cu-Zn | Cu, Zn | Au | Cu, Zn, Au | Sun et al., 2023 |  | YK112-5-5 | YK112-5-5 | drill core |  |  |  |  | ore material | drill core | drill core | mineral separate | [5 empty] | mineralisation |  |  |  | pyrite, sphalerite | preore stage (SI), early ore stage (SII), main ore stage-1 (SIII-1), main ore stage-2 (SIII-2), late ore stage (SIV) | disseminations, veinlets, masses | brecciated, porous, oscillatory-zoned, inclusion-rich, subhedral to euhedral |  |  |  | chalcopyrite, galena, tetrahedrite, pyrrhotite, bornite, magnetite, hematite, quartz, muscovite, barite, chlorite, carbonate, rutile, apatite |  | LA-ICPMS, MC-ICPMS | ASI RESOLution-LR-S155 laser microprobe equipped with a GeoLas Pro 193 nm Ar F excimer laser | State Key Laboratory of Ore Deposit Geochemistry, Institute of Geochemistry, Chinese Academy of Sciences (IGCAS), Guiyang | Line scans were used for trace element analyzed signals, time-drift correction, and quantitative calibration for trace element analysis were performed using the Excel-based software ICPMSData Cal (Liu et al., 2008). Concentration and detection limit calculations were conducted using the protocol of Longerich et al. (1996). |  | 3.9419 |  |  |  | 358.0961 |  | 0 |  |  |  | 2.1374 |  |  |  | 5.2862 | [5 empty] | 0 | [5 empty] | 1586.841 |  | 0 |  |  |  | 28.5283 | [37 empty] | 0 |  | 0.38984 | [7 empty] | 1046.7035 | [5 empty] | 2.8366 | [17 empty] | 1.8071 |  |  |  | 1221.2374 | [5 empty] | 0 | [11 empty] | 63.6336 |  | 0.028692 | [5 empty] | 8.7914 |  | 1.243 | [5 empty] | 51.2139 |  |  |  |  | 2023 | Sun, B., Lv, X., Wang, S., Ulrich, T., Dai, Z., Ruan, B. (2023). Evolution of an ancient VMS ore-forming system recorded by pyrite and sphalerite mineral texture, trace elements, and sulfur isotope: A case study from the Huangtupo Cu-Zn (-Au) deposit, Eastern Tianshan, NW China. Ore Geology Reviews, 158, 105475. |  | CHN | Xinjiang
| Huangtupo Cu-Zn (-Au) deposit |  | Seafloor hydrothermal | Volcanic-hosted massive sulfide (VMS) | VMS Cu-Zn | Cu, Zn | Au | Cu, Zn, Au | Sun et al., 2023 |  | YK112-5-6 | YK112-5-6 | drill core |  |  |  |  | ore material | drill core | drill core | mineral separate | [5 empty] | mineralisation |  |  |  | pyrite, sphalerite | preore stage (SI), early ore stage (SII), main ore stage-1 (SIII-1), main ore stage-2 (SIII-2), late ore stage (SIV) | disseminations, veinlets, masses | brecciated, porous, oscillatory-zoned, inclusion-rich, subhedral to euhedral |  |  |  | chalcopyrite, galena, tetrahedrite, pyrrhotite, bornite, magnetite, hematite, quartz, muscovite, barite, chlorite, carbonate, rutile, apatite |  | LA-ICPMS, MC-ICPMS | ASI RESOLution-LR-S155 laser microprobe equipped with a GeoLas Pro 193 nm Ar F excimer laser | State Key Laboratory of Ore Deposit Geochemistry, Institute of Geochemistry, Chinese Academy of Sciences (IGCAS), Guiyang | Line scans were used for trace element analyzed signals, time-drift correction, and quantitative calibration for trace element analysis were performed using the Excel-based software ICPMSData Cal (Liu et al., 2008). Concentration and detection limit calculations were conducted using the protocol of Longerich et al. (1996). |  | 14.5823 |  |  |  | 70.603 |  | 0.41508 |  |  |  | 1.302 |  |  |  | 122.2032 | [5 empty] | 1.3534 | [5 empty] | 1183.4781 |  | 17.8103 |  |  |  | 71.7686 | [37 empty] | 2.9069 |  | 0.4206 | [7 empty] | 1625.808 | [5 empty] | 124.8232 | [17 empty] | 4.3552 |  |  |  | 1747.1904 | [5 empty] | 0.72158 | [11 empty] | 38.1908 |  | 0.013957 | [5 empty] | 2.7693 |  | 30.153 | [5 empty] | 29.6367 |  |  |  |  | 2023 | Sun, B., Lv, X., Wang, S., Ulrich, T., Dai, Z., Ruan, B. (2023). Evolution of an ancient VMS ore-forming system recorded by pyrite and sphalerite mineral texture, trace elements, and sulfur isotope: A case study from the Huangtupo Cu-Zn (-Au) deposit, Eastern Tianshan, NW China. Ore Geology Reviews, 158, 105475. |  | CHN | Xinjiang
| Huangtupo Cu-Zn (-Au) deposit |  | Seafloor hydrothermal | Volcanic-hosted massive sulfide (VMS) | VMS Cu-Zn | Cu, Zn | Au | Cu, Zn, Au | Sun et al., 2023 |  | YK91-12-4 | YK91-12-4 | drill core |  |  |  |  | ore material | drill core | drill core | mineral separate | [5 empty] | mineralisation |  |  |  | pyrite, sphalerite | preore stage (SI), early ore stage (SII), main ore stage-1 (SIII-1), main ore stage-2 (SIII-2), late ore stage (SIV) | disseminations, veinlets, masses | brecciated, porous, oscillatory-zoned, inclusion-rich, subhedral to euhedral |  |  |  | chalcopyrite, galena, tetrahedrite, pyrrhotite, bornite, magnetite, hematite, quartz, muscovite, barite, chlorite, carbonate, rutile, apatite |  | LA-ICPMS, MC-ICPMS | ASI RESOLution-LR-S155 laser microprobe equipped with a GeoLas Pro 193 nm Ar F excimer laser | State Key Laboratory of Ore Deposit Geochemistry, Institute of Geochemistry, Chinese Academy of Sciences (IGCAS), Guiyang | Line scans were used for trace element analyzed signals, time-drift correction, and quantitative calibration for trace element analysis were performed using the Excel-based software ICPMSData Cal (Liu et al., 2008). Concentration and detection limit calculations were conducted using the protocol of Longerich et al. (1996). |  | 7.9267 |  |  |  | 40.2077 |  | 0.24849 |  |  |  | 0 | [9 empty] | 1757.3988 | [7 empty] | 0 |  |  |  | 732.2818 | [9 empty] | 20116.0578 |  | 1.0872 |  |  |  | 0.71846 | [7 empty] | 0.33161 | [13 empty] | 137.0172 |  | 321.5641 | [13 empty] | 3.8654 | [17 empty] | 835.2006 |  |  |  | 0 | [5 empty] | 0.46791 | [11 empty] | 2.069 | [20 empty] | 2023 | Sun, B., Lv, X., Wang, S., Ulrich, T., Dai, Z., Ruan, B. (2023). Evolution of an ancient VMS ore-forming system recorded by pyrite and sphalerite mineral texture, trace elements, and sulfur isotope: A case study from the Huangtupo Cu-Zn (-Au) deposit, Eastern Tianshan, NW China. Ore Geology Reviews, 158, 105475. |  | CHN | Xinjiang
| Huangtupo Cu-Zn (-Au) deposit |  | Seafloor hydrothermal | Volcanic-hosted massive sulfide (VMS) | VMS Cu-Zn | Cu, Zn | Au | Cu, Zn, Au | Sun et al., 2023 |  | YK91-12-5 | YK91-12-5 | drill core |  |  |  |  | ore material | drill core | drill core | mineral separate | [5 empty] | mineralisation |  |  |  | pyrite, sphalerite | preore stage (SI), early ore stage (SII), main ore stage-1 (SIII-1), main ore stage-2 (SIII-2), late ore stage (SIV) | disseminations, veinlets, masses | brecciated, porous, oscillatory-zoned, inclusion-rich, subhedral to euhedral |  |  |  | chalcopyrite, galena, tetrahedrite, pyrrhotite, bornite, magnetite, hematite, quartz, muscovite, barite, chlorite, carbonate, rutile, apatite |  | LA-ICPMS, MC-ICPMS | ASI RESOLution-LR-S155 laser microprobe equipped with a GeoLas Pro 193 nm Ar F excimer laser | State Key Laboratory of Ore Deposit Geochemistry, Institute of Geochemistry, Chinese Academy of Sciences (IGCAS), Guiyang | Line scans were used for trace element analyzed signals, time-drift correction, and quantitative calibration for trace element analysis were performed using the Excel-based software ICPMSData Cal (Liu et al., 2008). Concentration and detection limit calculations were conducted using the protocol of Longerich et al. (1996). |  | 82.1493 |  |  |  | 158.3904 |  | 0.17933 |  |  |  | 0.016391 | [9 empty] | 1445.3488 | [7 empty] | 0.04943 |  |  |  | 5408.0602 | [9 empty] | 19125.8143 |  | 3.7258 |  |  |  | 40.6563 | [7 empty] | 1.2179 | [13 empty] | 275.0396 |  | 127.8978 | [13 empty] | 83.8688 | [17 empty] | 1457.1018 |  |  |  | 71.993 | [5 empty] | 0.92315 | [11 empty] | 1.9754 | [20 empty] | 2023 | Sun, B., Lv, X., Wang, S., Ulrich, T., Dai, Z., Ruan, B. (2023). Evolution of an ancient VMS ore-forming system recorded by pyrite and sphalerite mineral texture, trace elements, and sulfur isotope: A case study from the Huangtupo Cu-Zn (-Au) deposit, Eastern Tianshan, NW China. Ore Geology Reviews, 158, 105475. |  | CHN | Xinjiang
| Huangtupo Cu-Zn (-Au) deposit |  | Seafloor hydrothermal | Volcanic-hosted massive sulfide (VMS) | VMS Cu-Zn | Cu, Zn | Au | Cu, Zn, Au | Sun et al., 2023 |  | YK111-19-1 | YK111-19-1 | drill core |  |  |  |  | ore material | drill core | drill core | mineral separate | [5 empty] | mineralisation |  |  |  | pyrite, sphalerite | preore stage (SI), early ore stage (SII), main ore stage-1 (SIII-1), main ore stage-2 (SIII-2), late ore stage (SIV) | disseminations, veinlets, masses | brecciated, porous, oscillatory-zoned, inclusion-rich, subhedral to euhedral |  |  |  | chalcopyrite, galena, tetrahedrite, pyrrhotite, bornite, magnetite, hematite, quartz, muscovite, barite, chlorite, carbonate, rutile, apatite |  | LA-ICPMS, MC-ICPMS | ASI RESOLution-LR-S155 laser microprobe equipped with a GeoLas Pro 193 nm Ar F excimer laser | State Key Laboratory of Ore Deposit Geochemistry, Institute of Geochemistry, Chinese Academy of Sciences (IGCAS), Guiyang | Line scans were used for trace element analyzed signals, time-drift correction, and quantitative calibration for trace element analysis were performed using the Excel-based software ICPMSData Cal (Liu et al., 2008). Concentration and detection limit calculations were conducted using the protocol of Longerich et al. (1996). |  | 216.6105 |  |  |  | 109.99 |  | 0.053472 |  |  |  | 0.011182 | [9 empty] | 1789.3471 | [7 empty] | 1.9406 |  |  |  | 1390.9903 | [9 empty] | 17166.1048 |  | 1.4859 |  |  |  | 13.8817 | [7 empty] | 0.68314 | [13 empty] | 2542.8749 |  | 16.2168 | [13 empty] | 69.6446 | [17 empty] | 704.8639 |  |  |  | 0 | [5 empty] | 0.44669 | [11 empty] | 2.2659 | [20 empty] | 2023 | Sun, B., Lv, X., Wang, S., Ulrich, T., Dai, Z., Ruan, B. (2023). Evolution of an ancient VMS ore-forming system recorded by pyrite and sphalerite mineral texture, trace elements, and sulfur isotope: A case study from the Huangtupo Cu-Zn (-Au) deposit, Eastern Tianshan, NW China. Ore Geology Reviews, 158, 105475. |  | CHN | Xinjiang
| Huangtupo Cu-Zn (-Au) deposit |  | Seafloor hydrothermal | Volcanic-hosted massive sulfide (VMS) | VMS Cu-Zn | Cu, Zn | Au | Cu, Zn, Au | Sun et al., 2023 |  | YK111-19-2 | YK111-19-2 | drill core |  |  |  |  | ore material | drill core | drill core | mineral separate | [5 empty] | mineralisation |  |  |  | pyrite, sphalerite | preore stage (SI), early ore stage (SII), main ore stage-1 (SIII-1), main ore stage-2 (SIII-2), late ore stage (SIV) | disseminations, veinlets, masses | brecciated, porous, oscillatory-zoned, inclusion-rich, subhedral to euhedral |  |  |  | chalcopyrite, galena, tetrahedrite, pyrrhotite, bornite, magnetite, hematite, quartz, muscovite, barite, chlorite, carbonate, rutile, apatite |  | LA-ICPMS, MC-ICPMS | ASI RESOLution-LR-S155 laser microprobe equipped with a GeoLas Pro 193 nm Ar F excimer laser | State Key Laboratory of Ore Deposit Geochemistry, Institute of Geochemistry, Chinese Academy of Sciences (IGCAS), Guiyang | Line scans were used for trace element analyzed signals, time-drift correction, and quantitative calibration for trace element analysis were performed using the Excel-based software ICPMSData Cal (Liu et al., 2008). Concentration and detection limit calculations were conducted using the protocol of Longerich et al. (1996). |  | 148.0956 |  |  |  | 56.495 |  | 0.063815 |  |  |  | 0.034543 | [9 empty] | 1841.1062 | [7 empty] | 2.2631 |  |  |  | 884.3817 | [9 empty] | 18474.5338 |  | 0.39299 |  |  |  | 5.9746 | [7 empty] | 0.9853 | [13 empty] | 2429.9128 |  | 9.6207 | [13 empty] | 46.5178 | [17 empty] | 359.0747 |  |  |  | 21.7171 | [5 empty] | 0.72753 | [11 empty] | 3.1702 | [20 empty] | 2023 | Sun, B., Lv, X., Wang, S., Ulrich, T., Dai, Z., Ruan, B. (2023). Evolution of an ancient VMS ore-forming system recorded by pyrite and sphalerite mineral texture, trace elements, and sulfur isotope: A case study from the Huangtupo Cu-Zn (-Au) deposit, Eastern Tianshan, NW China. Ore Geology Reviews, 158, 105475. |  | CHN | Xinjiang
| Huangtupo Cu-Zn (-Au) deposit |  | Seafloor hydrothermal | Volcanic-hosted massive sulfide (VMS) | VMS Cu-Zn | Cu, Zn | Au | Cu, Zn, Au | Sun et al., 2023 |  | YK111-19-3 | YK111-19-3 | drill core |  |  |  |  | ore material | drill core | drill core | mineral separate | [5 empty] | mineralisation |  |  |  | pyrite, sphalerite | preore stage (SI), early ore stage (SII), main ore stage-1 (SIII-1), main ore stage-2 (SIII-2), late ore stage (SIV) | disseminations, veinlets, masses | brecciated, porous, oscillatory-zoned, inclusion-rich, subhedral to euhedral |  |  |  | chalcopyrite, galena, tetrahedrite, pyrrhotite, bornite, magnetite, hematite, quartz, muscovite, barite, chlorite, carbonate, rutile, apatite |  | LA-ICPMS, MC-ICPMS | ASI RESOLution-LR-S155 laser microprobe equipped with a GeoLas Pro 193 nm Ar F excimer laser | State Key Laboratory of Ore Deposit Geochemistry, Institute of Geochemistry, Chinese Academy of Sciences (IGCAS), Guiyang | Line scans were used for trace element analyzed signals, time-drift correction, and quantitative calibration for trace element analysis were performed using the Excel-based software ICPMSData Cal (Liu et al., 2008). Concentration and detection limit calculations were conducted using the protocol of Longerich et al. (1996). |  | 817.169 |  |  |  | 154.5979 |  | 0.5262 |  |  |  | 0.056345 | [9 empty] | 1505.029 | [7 empty] | 0 |  |  |  | 1996.0245 | [9 empty] | 14678.9798 |  | 190.514 |  |  |  | 31.2746 | [7 empty] | 0.51429 | [13 empty] | 2005.5216 |  | 0.98742 | [13 empty] | 102.0381 | [17 empty] | 1219.592 |  |  |  | 0 | [5 empty] | 1.097 | [11 empty] | 2.9002 | [20 empty] | 2023 | Sun, B., Lv, X., Wang, S., Ulrich, T., Dai, Z., Ruan, B. (2023). Evolution of an ancient VMS ore-forming system recorded by pyrite and sphalerite mineral texture, trace elements, and sulfur isotope: A case study from the Huangtupo Cu-Zn (-Au) deposit, Eastern Tianshan, NW China. Ore Geology Reviews, 158, 105475. |  | CHN | Xinjiang
| Huangtupo Cu-Zn (-Au) deposit |  | Seafloor hydrothermal | Volcanic-hosted massive sulfide (VMS) | VMS Cu-Zn | Cu, Zn | Au | Cu, Zn, Au | Sun et al., 2023 |  | YK111-19-4 | YK111-19-4 | drill core |  |  |  |  | ore material | drill core | drill core | mineral separate | [5 empty] | mineralisation |  |  |  | pyrite, sphalerite | preore stage (SI), early ore stage (SII), main ore stage-1 (SIII-1), main ore stage-2 (SIII-2), late ore stage (SIV) | disseminations, veinlets, masses | brecciated, porous, oscillatory-zoned, inclusion-rich, subhedral to euhedral |  |  |  | chalcopyrite, galena, tetrahedrite, pyrrhotite, bornite, magnetite, hematite, quartz, muscovite, barite, chlorite, carbonate, rutile, apatite |  | LA-ICPMS, MC-ICPMS | ASI RESOLution-LR-S155 laser microprobe equipped with a GeoLas Pro 193 nm Ar F excimer laser | State Key Laboratory of Ore Deposit Geochemistry, Institute of Geochemistry, Chinese Academy of Sciences (IGCAS), Guiyang | Line scans were used for trace element analyzed signals, time-drift correction, and quantitative calibration for trace element analysis were performed using the Excel-based software ICPMSData Cal (Liu et al., 2008). Concentration and detection limit calculations were conducted using the protocol of Longerich et al. (1996). |  | 237.4387 |  |  |  | 138.3566 |  | 0.043499 |  |  |  | 0.072227 | [9 empty] | 1785.264 | [7 empty] | 0.83568 |  |  |  | 1429.1738 | [9 empty] | 19112.4515 |  | 3.7025 |  |  |  | 20.4335 | [7 empty] | 0.56339 | [13 empty] | 2559.4576 |  | 38.7899 | [13 empty] | 48.3492 | [17 empty] | 827.5169 |  |  |  | 0 | [5 empty] | 0.40896 | [11 empty] | 3.44 | [20 empty] | 2023 | Sun, B., Lv, X., Wang, S., Ulrich, T., Dai, Z., Ruan, B. (2023). Evolution of an ancient VMS ore-forming system recorded by pyrite and sphalerite mineral texture, trace elements, and sulfur isotope: A case study from the Huangtupo Cu-Zn (-Au) deposit, Eastern Tianshan, NW China. Ore Geology Reviews, 158, 105475. |  | CHN | Xinjiang
| Huangtupo Cu-Zn (-Au) deposit |  | Seafloor hydrothermal | Volcanic-hosted massive sulfide (VMS) | VMS Cu-Zn | Cu, Zn | Au | Cu, Zn, Au | Sun et al., 2023 |  | YK111-19-5 | YK111-19-5 | drill core |  |  |  |  | ore material | drill core | drill core | mineral separate | [5 empty] | mineralisation |  |  |  | pyrite, sphalerite | preore stage (SI), early ore stage (SII), main ore stage-1 (SIII-1), main ore stage-2 (SIII-2), late ore stage (SIV) | disseminations, veinlets, masses | brecciated, porous, oscillatory-zoned, inclusion-rich, subhedral to euhedral |  |  |  | chalcopyrite, galena, tetrahedrite, pyrrhotite, bornite, magnetite, hematite, quartz, muscovite, barite, chlorite, carbonate, rutile, apatite |  | LA-ICPMS, MC-ICPMS | ASI RESOLution-LR-S155 laser microprobe equipped with a GeoLas Pro 193 nm Ar F excimer laser | State Key Laboratory of Ore Deposit Geochemistry, Institute of Geochemistry, Chinese Academy of Sciences (IGCAS), Guiyang | Line scans were used for trace element analyzed signals, time-drift correction, and quantitative calibration for trace element analysis were performed using the Excel-based software ICPMSData Cal (Liu et al., 2008). Concentration and detection limit calculations were conducted using the protocol of Longerich et al. (1996). |  | 4.3426 |  |  |  | 30.0363 |  | 1.2316 |  |  |  | 0 | [9 empty] | 1636.2297 | [7 empty] | 2.9517 |  |  |  | 1323.917 | [9 empty] | 15003.2902 |  | 76.0367 |  |  |  | 2.8205 | [7 empty] | 0.003579 | [13 empty] | 162.1257 |  | 564.5498 | [13 empty] | 5.4915 | [17 empty] | 233.6194 |  |  |  | 64.2547 | [5 empty] | 0.89011 | [11 empty] | 2.3072 | [20 empty] | 2023 | Sun, B., Lv, X., Wang, S., Ulrich, T., Dai, Z., Ruan, B. (2023). Evolution of an ancient VMS ore-forming system recorded by pyrite and sphalerite mineral texture, trace elements, and sulfur isotope: A case study from the Huangtupo Cu-Zn (-Au) deposit, Eastern Tianshan, NW China. Ore Geology Reviews, 158, 105475. |  | CHN | Xinjiang
| Huangtupo Cu-Zn (-Au) deposit |  | Seafloor hydrothermal | Volcanic-hosted massive sulfide (VMS) | VMS Cu-Zn | Cu, Zn | Au | Cu, Zn, Au | Sun et al., 2023 |  | YK91-12-6 | YK91-12-6 | drill core |  |  |  |  | ore material | drill core | drill core | mineral separate | [5 empty] | mineralisation |  |  |  | pyrite, sphalerite | preore stage (SI), early ore stage (SII), main ore stage-1 (SIII-1), main ore stage-2 (SIII-2), late ore stage (SIV) | disseminations, veinlets, masses | brecciated, porous, oscillatory-zoned, inclusion-rich, subhedral to euhedral |  |  |  | chalcopyrite, galena, tetrahedrite, pyrrhotite, bornite, magnetite, hematite, quartz, muscovite, barite, chlorite, carbonate, rutile, apatite |  | LA-ICPMS, MC-ICPMS | ASI RESOLution-LR-S155 laser microprobe equipped with a GeoLas Pro 193 nm Ar F excimer laser | State Key Laboratory of Ore Deposit Geochemistry, Institute of Geochemistry, Chinese Academy of Sciences (IGCAS), Guiyang | Line scans were used for trace element analyzed signals, time-drift correction, and quantitative calibration for trace element analysis were performed using the Excel-based software ICPMSData Cal (Liu et al., 2008). Concentration and detection limit calculations were conducted using the protocol of Longerich et al. (1996). |  | 5.2522 |  |  |  | 2.5099 |  | 0.23621 |  |  |  | 0 | [9 empty] | 1674.1155 | [7 empty] | 1.0881 |  |  |  | 713.9016 | [9 empty] | 9266.6062 |  | 10.5886 |  |  |  | 0.4345 | [7 empty] | 1.1946 | [13 empty] | 215.7065 |  | 274.4861 | [13 empty] | 3.7704 | [17 empty] | 0.73856 |  |  |  | 5.5158 | [5 empty] | 0.89738 | [11 empty] | 1.9676 | [20 empty] | 2023 | Sun, B., Lv, X., Wang, S., Ulrich, T., Dai, Z., Ruan, B. (2023). Evolution of an ancient VMS ore-forming system recorded by pyrite and sphalerite mineral texture, trace elements, and sulfur isotope: A case study from the Huangtupo Cu-Zn (-Au) deposit, Eastern Tianshan, NW China. Ore Geology Reviews, 158, 105475. |  | CHN | Xinjiang
| Huangtupo Cu-Zn (-Au) deposit |  | Seafloor hydrothermal | Volcanic-hosted massive sulfide (VMS) | VMS Cu-Zn | Cu, Zn | Au | Cu, Zn, Au | Sun et al., 2023 |  | YK91-12-7 | YK91-12-7 | drill core |  |  |  |  | ore material | drill core | drill core | mineral separate | [5 empty] | mineralisation |  |  |  | pyrite, sphalerite | preore stage (SI), early ore stage (SII), main ore stage-1 (SIII-1), main ore stage-2 (SIII-2), late ore stage (SIV) | disseminations, veinlets, masses | brecciated, porous, oscillatory-zoned, inclusion-rich, subhedral to euhedral |  |  |  | chalcopyrite, galena, tetrahedrite, pyrrhotite, bornite, magnetite, hematite, quartz, muscovite, barite, chlorite, carbonate, rutile, apatite |  | LA-ICPMS, MC-ICPMS | ASI RESOLution-LR-S155 laser microprobe equipped with a GeoLas Pro 193 nm Ar F excimer laser | State Key Laboratory of Ore Deposit Geochemistry, Institute of Geochemistry, Chinese Academy of Sciences (IGCAS), Guiyang | Line scans were used for trace element analyzed signals, time-drift correction, and quantitative calibration for trace element analysis were performed using the Excel-based software ICPMSData Cal (Liu et al., 2008). Concentration and detection limit calculations were conducted using the protocol of Longerich et al. (1996). |  | 9.5363 |  |  |  | 2.6726 |  | 0.053159 |  |  |  | 1.7576 | [9 empty] | 1611.194 | [7 empty] | 5.3183 |  |  |  | 180.577 | [9 empty] | 1428.7441 |  | 59.4404 |  |  |  | 4.542 | [7 empty] | 9.084 | [13 empty] | 2686.7163 |  | 4.6866 | [13 empty] | 0.002145 | [17 empty] | 1.5448 |  |  |  | 4.9381 | [5 empty] | 1.2338 | [11 empty] | 6.9137 | [20 empty] | 2023 | Sun, B., Lv, X., Wang, S., Ulrich, T., Dai, Z., Ruan, B. (2023). Evolution of an ancient VMS ore-forming system recorded by pyrite and sphalerite mineral texture, trace elements, and sulfur isotope: A case study from the Huangtupo Cu-Zn (-Au) deposit, Eastern Tianshan, NW China. Ore Geology Reviews, 158, 105475. |  | CHN | Xinjiang
| Huangtupo Cu-Zn (-Au) deposit |  | Seafloor hydrothermal | Volcanic-hosted massive sulfide (VMS) | VMS Cu-Zn | Cu, Zn | Au | Cu, Zn, Au | Sun et al., 2023 |  | YK91-12-8 | YK91-12-8 | drill core |  |  |  |  | ore material | drill core | drill core | mineral separate | [5 empty] | mineralisation |  |  |  | pyrite, sphalerite | preore stage (SI), early ore stage (SII), main ore stage-1 (SIII-1), main ore stage-2 (SIII-2), late ore stage (SIV) | disseminations, veinlets, masses | brecciated, porous, oscillatory-zoned, inclusion-rich, subhedral to euhedral |  |  |  | chalcopyrite, galena, tetrahedrite, pyrrhotite, bornite, magnetite, hematite, quartz, muscovite, barite, chlorite, carbonate, rutile, apatite |  | LA-ICPMS, MC-ICPMS | ASI RESOLution-LR-S155 laser microprobe equipped with a GeoLas Pro 193 nm Ar F excimer laser | State Key Laboratory of Ore Deposit Geochemistry, Institute of Geochemistry, Chinese Academy of Sciences (IGCAS), Guiyang | Line scans were used for trace element analyzed signals, time-drift correction, and quantitative calibration for trace element analysis were performed using the Excel-based software ICPMSData Cal (Liu et al., 2008). Concentration and detection limit calculations were conducted using the protocol of Longerich et al. (1996). |  | 11.844 |  |  |  | 0.094205 |  | 0.005709 |  |  |  | 0.016162 | [9 empty] | 1620.5059 | [7 empty] | 0.41676 |  |  |  | 3298.0258 | [9 empty] | 1250.3765 |  | 14.1071 |  |  |  | 21.936 | [7 empty] | 1.2296 | [13 empty] | 2721.3061 |  | 0 | [13 empty] | 0.00848 | [17 empty] | 0.80666 |  |  |  | 13.0233 | [5 empty] | 0.52277 | [11 empty] | 2.1848 | [20 empty] | 2023 | Sun, B., Lv, X., Wang, S., Ulrich, T., Dai, Z., Ruan, B. (2023). Evolution of an ancient VMS ore-forming system recorded by pyrite and sphalerite mineral texture, trace elements, and sulfur isotope: A case study from the Huangtupo Cu-Zn (-Au) deposit, Eastern Tianshan, NW China. Ore Geology Reviews, 158, 105475. |  | CHN | Xinjiang
| Huangtupo Cu-Zn (-Au) deposit |  | Seafloor hydrothermal | Volcanic-hosted massive sulfide (VMS) | VMS Cu-Zn | Cu, Zn | Au | Cu, Zn, Au | Sun et al., 2023 |  | YK91-12-9 | YK91-12-9 | drill core |  |  |  |  | ore material | drill core | drill core | mineral separate | [5 empty] | mineralisation |  |  |  | pyrite, sphalerite | preore stage (SI), early ore stage (SII), main ore stage-1 (SIII-1), main ore stage-2 (SIII-2), late ore stage (SIV) | disseminations, veinlets, masses | brecciated, porous, oscillatory-zoned, inclusion-rich, subhedral to euhedral |  |  |  | chalcopyrite, galena, tetrahedrite, pyrrhotite, bornite, magnetite, hematite, quartz, muscovite, barite, chlorite, carbonate, rutile, apatite |  | LA-ICPMS, MC-ICPMS | ASI RESOLution-LR-S155 laser microprobe equipped with a GeoLas Pro 193 nm Ar F excimer laser | State Key Laboratory of Ore Deposit Geochemistry, Institute of Geochemistry, Chinese Academy of Sciences (IGCAS), Guiyang | Line scans were used for trace element analyzed signals, time-drift correction, and quantitative calibration for trace element analysis were performed using the Excel-based software ICPMSData Cal (Liu et al., 2008). Concentration and detection limit calculations were conducted using the protocol of Longerich et al. (1996). |  | 3.6754 |  |  |  | 0.74742 |  | 0.020908 |  |  |  | 0 | [9 empty] | 1610.208 | [7 empty] | 0.72754 |  |  |  | 12.1346 | [9 empty] | 1412.4684 |  | 0.12693 |  |  |  | 1.2901 | [7 empty] | 0.017779 | [13 empty] | 3012.0545 |  | 0 | [13 empty] | 0.005512 | [17 empty] | 1.5741 |  |  |  | 22.3911 | [5 empty] | 0.42458 | [11 empty] | 2.0285 | [20 empty] | 2023 | Sun, B., Lv, X., Wang, S., Ulrich, T., Dai, Z., Ruan, B. (2023). Evolution of an ancient VMS ore-forming system recorded by pyrite and sphalerite mineral texture, trace elements, and sulfur isotope: A case study from the Huangtupo Cu-Zn (-Au) deposit, Eastern Tianshan, NW China. Ore Geology Reviews, 158, 105475. |  | CHN | Xinjiang
| Huangtupo Cu-Zn (-Au) deposit |  | Seafloor hydrothermal | Volcanic-hosted massive sulfide (VMS) | VMS Cu-Zn | Cu, Zn | Au | Cu, Zn, Au | Sun et al., 2023 |  | YK91-12-10 | YK91-12-10 | drill core |  |  |  |  | ore material | drill core | drill core | mineral separate | [5 empty] | mineralisation |  |  |  | pyrite, sphalerite | preore stage (SI), early ore stage (SII), main ore stage-1 (SIII-1), main ore stage-2 (SIII-2), late ore stage (SIV) | disseminations, veinlets, masses | brecciated, porous, oscillatory-zoned, inclusion-rich, subhedral to euhedral |  |  |  | chalcopyrite, galena, tetrahedrite, pyrrhotite, bornite, magnetite, hematite, quartz, muscovite, barite, chlorite, carbonate, rutile, apatite |  | LA-ICPMS, MC-ICPMS | ASI RESOLution-LR-S155 laser microprobe equipped with a GeoLas Pro 193 nm Ar F excimer laser | State Key Laboratory of Ore Deposit Geochemistry, Institute of Geochemistry, Chinese Academy of Sciences (IGCAS), Guiyang | Line scans were used for trace element analyzed signals, time-drift correction, and quantitative calibration for trace element analysis were performed using the Excel-based software ICPMSData Cal (Liu et al., 2008). Concentration and detection limit calculations were conducted using the protocol of Longerich et al. (1996). |  | 18.0826 |  |  |  | 1.5798 |  | 0.047374 |  |  |  | 7.1179 | [9 empty] | 1534.8185 | [7 empty] | 0.96499 |  |  |  | 8846.7424 | [9 empty] | 2312.9472 |  | 22.8893 |  |  |  | 1.2949 | [7 empty] | 2.4892 | [13 empty] | 2598.4177 |  | 0 | [13 empty] | 0.014085 | [17 empty] | 1.0627 |  |  |  | 7.5062 | [5 empty] | 1.7517 | [11 empty] | 2.8038 | [20 empty] | 2023 | Sun, B., Lv, X., Wang, S., Ulrich, T., Dai, Z., Ruan, B. (2023). Evolution of an ancient VMS ore-forming system recorded by pyrite and sphalerite mineral texture, trace elements, and sulfur isotope: A case study from the Huangtupo Cu-Zn (-Au) deposit, Eastern Tianshan, NW China. Ore Geology Reviews, 158, 105475. |  | CHN | Xinjiang
| Huangtupo Cu-Zn (-Au) deposit |  | Seafloor hydrothermal | Volcanic-hosted massive sulfide (VMS) | VMS Cu-Zn | Cu, Zn | Au | Cu, Zn, Au | Sun et al., 2023 |  | YK111-18-5 | YK111-18-5 | drill core |  |  |  |  | ore material | drill core | drill core | mineral separate | [5 empty] | mineralisation |  |  |  | pyrite, sphalerite | preore stage (SI), early ore stage (SII), main ore stage-1 (SIII-1), main ore stage-2 (SIII-2), late ore stage (SIV) | disseminations, veinlets, masses | brecciated, porous, oscillatory-zoned, inclusion-rich, subhedral to euhedral |  |  |  | chalcopyrite, galena, tetrahedrite, pyrrhotite, bornite, magnetite, hematite, quartz, muscovite, barite, chlorite, carbonate, rutile, apatite |  | LA-ICPMS, MC-ICPMS | ASI RESOLution-LR-S155 laser microprobe equipped with a GeoLas Pro 193 nm Ar F excimer laser | State Key Laboratory of Ore Deposit Geochemistry, Institute of Geochemistry, Chinese Academy of Sciences (IGCAS), Guiyang | Line scans were used for trace element analyzed signals, time-drift correction, and quantitative calibration for trace element analysis were performed using the Excel-based software ICPMSData Cal (Liu et al., 2008). Concentration and detection limit calculations were conducted using the protocol of Longerich et al. (1996). |  | 7.1185 |  |  |  | 1.3317 |  | 0.006607 |  |  |  | 0 | [9 empty] | 1636.4678 | [7 empty] | 1.7719 |  |  |  | 47.2072 | [9 empty] | 16978.521 |  | 20.4825 |  |  |  | 4.2231 | [7 empty] | 1.1453 | [13 empty] | 2289.8532 |  | 3.3591 | [13 empty] | 5.7713 | [17 empty] | 6.9304 |  |  |  | 0 | [5 empty] | 0.48734 | [11 empty] | 2.6781 | [20 empty] | 2023 | Sun, B., Lv, X., Wang, S., Ulrich, T., Dai, Z., Ruan, B. (2023). Evolution of an ancient VMS ore-forming system recorded by pyrite and sphalerite mineral texture, trace elements, and sulfur isotope: A case study from the Huangtupo Cu-Zn (-Au) deposit, Eastern Tianshan, NW China. Ore Geology Reviews, 158, 105475. |  | CHN | Xinjiang
| Huangtupo Cu-Zn (-Au) deposit |  | Seafloor hydrothermal | Volcanic-hosted massive sulfide (VMS) | VMS Cu-Zn | Cu, Zn | Au | Cu, Zn, Au | Sun et al., 2023 |  | YK111-18-6 | YK111-18-6 | drill core |  |  |  |  | ore material | drill core | drill core | mineral separate | [5 empty] | mineralisation |  |  |  | pyrite, sphalerite | preore stage (SI), early ore stage (SII), main ore stage-1 (SIII-1), main ore stage-2 (SIII-2), late ore stage (SIV) | disseminations, veinlets, masses | brecciated, porous, oscillatory-zoned, inclusion-rich, subhedral to euhedral |  |  |  | chalcopyrite, galena, tetrahedrite, pyrrhotite, bornite, magnetite, hematite, quartz, muscovite, barite, chlorite, carbonate, rutile, apatite |  | LA-ICPMS, MC-ICPMS | ASI RESOLution-LR-S155 laser microprobe equipped with a GeoLas Pro 193 nm Ar F excimer laser | State Key Laboratory of Ore Deposit Geochemistry, Institute of Geochemistry, Chinese Academy of Sciences (IGCAS), Guiyang | Line scans were used for trace element analyzed signals, time-drift correction, and quantitative calibration for trace element analysis were performed using the Excel-based software ICPMSData Cal (Liu et al., 2008). Concentration and detection limit calculations were conducted using the protocol of Longerich et al. (1996). |  | 3.5614 |  |  |  | 0.070661 |  | 0.010271 |  |  |  | 0.17787 | [9 empty] | 1722.1485 | [7 empty] | 0.84002 |  |  |  | 556.4961 | [9 empty] | 7454.335 |  | 1.1415 |  |  |  | 0.1407 | [7 empty] | 1.3595 | [13 empty] | 2447.8989 |  | 0 | [13 empty] | 0 | [17 empty] | 0.042368 |  |  |  | 28.717 | [5 empty] | 0.24188 | [11 empty] | 2.3159 | [20 empty] | 2023 | Sun, B., Lv, X., Wang, S., Ulrich, T., Dai, Z., Ruan, B. (2023). Evolution of an ancient VMS ore-forming system recorded by pyrite and sphalerite mineral texture, trace elements, and sulfur isotope: A case study from the Huangtupo Cu-Zn (-Au) deposit, Eastern Tianshan, NW China. Ore Geology Reviews, 158, 105475. |  | CHN | Xinjiang
| Huangtupo Cu-Zn (-Au) deposit |  | Seafloor hydrothermal | Volcanic-hosted massive sulfide (VMS) | VMS Cu-Zn | Cu, Zn | Au | Cu, Zn, Au | Sun et al., 2023 |  | YK111-18-7 | YK111-18-7 | drill core |  |  |  |  | ore material | drill core | drill core | mineral separate | [5 empty] | mineralisation |  |  |  | pyrite, sphalerite | preore stage (SI), early ore stage (SII), main ore stage-1 (SIII-1), main ore stage-2 (SIII-2), late ore stage (SIV) | disseminations, veinlets, masses | brecciated, porous, oscillatory-zoned, inclusion-rich, subhedral to euhedral |  |  |  | chalcopyrite, galena, tetrahedrite, pyrrhotite, bornite, magnetite, hematite, quartz, muscovite, barite, chlorite, carbonate, rutile, apatite |  | LA-ICPMS, MC-ICPMS | ASI RESOLution-LR-S155 laser microprobe equipped with a GeoLas Pro 193 nm Ar F excimer laser | State Key Laboratory of Ore Deposit Geochemistry, Institute of Geochemistry, Chinese Academy of Sciences (IGCAS), Guiyang | Line scans were used for trace element analyzed signals, time-drift correction, and quantitative calibration for trace element analysis were performed using the Excel-based software ICPMSData Cal (Liu et al., 2008). Concentration and detection limit calculations were conducted using the protocol of Longerich et al. (1996). |  | 9.3321 |  |  |  | 3.1601 |  | 0.009715 |  |  |  | 0 | [9 empty] | 1408.1427 | [7 empty] | 0.34852 |  |  |  | 61.562 | [9 empty] | 10231.2684 |  | 8.1067 |  |  |  | 8.4624 | [7 empty] | 0.45341 | [13 empty] | 2546.0402 |  | 0 | [13 empty] | 3.6541 | [17 empty] | 4.2658 |  |  |  | 58.2773 | [5 empty] | 0.69459 | [11 empty] | 2.1638 | [20 empty] | 2023 | Sun, B., Lv, X., Wang, S., Ulrich, T., Dai, Z., Ruan, B. (2023). Evolution of an ancient VMS ore-forming system recorded by pyrite and sphalerite mineral texture, trace elements, and sulfur isotope: A case study from the Huangtupo Cu-Zn (-Au) deposit, Eastern Tianshan, NW China. Ore Geology Reviews, 158, 105475. |  | CHN | Xinjiang
| Huangtupo Cu-Zn (-Au) deposit |  | Seafloor hydrothermal | Volcanic-hosted massive sulfide (VMS) | VMS Cu-Zn | Cu, Zn | Au | Cu, Zn, Au | Sun et al., 2023 |  | YK111-18-8 | YK111-18-8 | drill core |  |  |  |  | ore material | drill core | drill core | mineral separate | [5 empty] | mineralisation |  |  |  | pyrite, sphalerite | preore stage (SI), early ore stage (SII), main ore stage-1 (SIII-1), main ore stage-2 (SIII-2), late ore stage (SIV) | disseminations, veinlets, masses | brecciated, porous, oscillatory-zoned, inclusion-rich, subhedral to euhedral |  |  |  | chalcopyrite, galena, tetrahedrite, pyrrhotite, bornite, magnetite, hematite, quartz, muscovite, barite, chlorite, carbonate, rutile, apatite |  | LA-ICPMS, MC-ICPMS | ASI RESOLution-LR-S155 laser microprobe equipped with a GeoLas Pro 193 nm Ar F excimer laser | State Key Laboratory of Ore Deposit Geochemistry, Institute of Geochemistry, Chinese Academy of Sciences (IGCAS), Guiyang | Line scans were used for trace element analyzed signals, time-drift correction, and quantitative calibration for trace element analysis were performed using the Excel-based software ICPMSData Cal (Liu et al., 2008). Concentration and detection limit calculations were conducted using the protocol of Longerich et al. (1996). |  | 2.41 |  |  |  | 1.55 |  | 0.51 |  |  |  | 0 | [9 empty] | 1578.63 | [7 empty] | 0.82002 |  |  |  | 575.44 | [9 empty] | 7753.45 |  | 45.22 |  |  |  | 4.57 | [7 empty] | 2.41 | [13 empty] | 2133.21 |  | 4.52 | [13 empty] | 4.52 | [17 empty] | 0.44 |  |  |  | 23.747 | [5 empty] | 0.44734 | [11 empty] | 2.35 | [20 empty] | 2023 | Sun, B., Lv, X., Wang, S., Ulrich, T., Dai, Z., Ruan, B. (2023). Evolution of an ancient VMS ore-forming system recorded by pyrite and sphalerite mineral texture, trace elements, and sulfur isotope: A case study from the Huangtupo Cu-Zn (-Au) deposit, Eastern Tianshan, NW China. Ore Geology Reviews, 158, 105475. |  | CHN | Xinjiang
| Huangtupo Cu-Zn (-Au) deposit |  | Seafloor hydrothermal | Volcanic-hosted massive sulfide (VMS) | VMS Cu-Zn | Cu, Zn | Au | Cu, Zn, Au | Sun et al., 2023 |  | YK112-9-1 | YK112-9-1 | drill core |  |  |  |  | ore material | drill core | drill core | mineral separate | [5 empty] | mineralisation |  |  |  | pyrite, sphalerite | preore stage (SI), early ore stage (SII), main ore stage-1 (SIII-1), main ore stage-2 (SIII-2), late ore stage (SIV) | disseminations, veinlets, masses | brecciated, porous, oscillatory-zoned, inclusion-rich, subhedral to euhedral |  |  |  | chalcopyrite, galena, tetrahedrite, pyrrhotite, bornite, magnetite, hematite, quartz, muscovite, barite, chlorite, carbonate, rutile, apatite |  | LA-ICPMS, MC-ICPMS | ASI RESOLution-LR-S155 laser microprobe equipped with a GeoLas Pro 193 nm Ar F excimer laser | State Key Laboratory of Ore Deposit Geochemistry, Institute of Geochemistry, Chinese Academy of Sciences (IGCAS), Guiyang | Line scans were used for trace element analyzed signals, time-drift correction, and quantitative calibration for trace element analysis were performed using the Excel-based software ICPMSData Cal (Liu et al., 2008). Concentration and detection limit calculations were conducted using the protocol of Longerich et al. (1996). |  | 19.2661 |  |  |  | 15.1365 |  | 0.024531 |  |  |  | 0.060928 | [9 empty] | 900.3397 | [7 empty] | 1.6025 |  |  |  | 3445.3225 | [9 empty] | 4337.2366 |  | 5.8751 |  |  |  | 0.17151 | [7 empty] | 22.2178 | [13 empty] | 30.6892 |  | 0.45273 | [13 empty] | 16.909 | [17 empty] | 2.4499 |  |  |  | 0 | [5 empty] | 0.65801 | [11 empty] | 2.1086 | [20 empty] | 2023 | Sun, B., Lv, X., Wang, S., Ulrich, T., Dai, Z., Ruan, B. (2023). Evolution of an ancient VMS ore-forming system recorded by pyrite and sphalerite mineral texture, trace elements, and sulfur isotope: A case study from the Huangtupo Cu-Zn (-Au) deposit, Eastern Tianshan, NW China. Ore Geology Reviews, 158, 105475. |  | CHN | Xinjiang
| Huangtupo Cu-Zn (-Au) deposit |  | Seafloor hydrothermal | Volcanic-hosted massive sulfide (VMS) | VMS Cu-Zn | Cu, Zn | Au | Cu, Zn, Au | Sun et al., 2023 |  | YK112-9-2 | YK112-9-2 | drill core |  |  |  |  | ore material | drill core | drill core | mineral separate | [5 empty] | mineralisation |  |  |  | pyrite, sphalerite | preore stage (SI), early ore stage (SII), main ore stage-1 (SIII-1), main ore stage-2 (SIII-2), late ore stage (SIV) | disseminations, veinlets, masses | brecciated, porous, oscillatory-zoned, inclusion-rich, subhedral to euhedral |  |  |  | chalcopyrite, galena, tetrahedrite, pyrrhotite, bornite, magnetite, hematite, quartz, muscovite, barite, chlorite, carbonate, rutile, apatite |  | LA-ICPMS, MC-ICPMS | ASI RESOLution-LR-S155 laser microprobe equipped with a GeoLas Pro 193 nm Ar F excimer laser | State Key Laboratory of Ore Deposit Geochemistry, Institute of Geochemistry, Chinese Academy of Sciences (IGCAS), Guiyang | Line scans were used for trace element analyzed signals, time-drift correction, and quantitative calibration for trace element analysis were performed using the Excel-based software ICPMSData Cal (Liu et al., 2008). Concentration and detection limit calculations were conducted using the protocol of Longerich et al. (1996). |  | 21.6957 |  |  |  | 2.5893 |  | 0.053446 |  |  |  | 0 | [9 empty] | 948.9625 | [7 empty] | 0.25485 |  |  |  | 4111.638 | [9 empty] | 19004.4492 |  | 87.3982 |  |  |  | 0.17595 | [7 empty] | 26.5088 | [13 empty] | 29.7251 |  | 0.032888 | [13 empty] | 8.1353 | [17 empty] | 0.31947 |  |  |  | 40.9237 | [5 empty] | 0.96841 | [11 empty] | 2.5686 | [20 empty] | 2023 | Sun, B., Lv, X., Wang, S., Ulrich, T., Dai, Z., Ruan, B. (2023). Evolution of an ancient VMS ore-forming system recorded by pyrite and sphalerite mineral texture, trace elements, and sulfur isotope: A case study from the Huangtupo Cu-Zn (-Au) deposit, Eastern Tianshan, NW China. Ore Geology Reviews, 158, 105475. |  | CHN | Xinjiang
| Huangtupo Cu-Zn (-Au) deposit |  | Seafloor hydrothermal | Volcanic-hosted massive sulfide (VMS) | VMS Cu-Zn | Cu, Zn | Au | Cu, Zn, Au | Sun et al., 2023 |  | YK112-9-3 | YK112-9-3 | drill core |  |  |  |  | ore material | drill core | drill core | mineral separate | [5 empty] | mineralisation |  |  |  | pyrite, sphalerite | preore stage (SI), early ore stage (SII), main ore stage-1 (SIII-1), main ore stage-2 (SIII-2), late ore stage (SIV) | disseminations, veinlets, masses | brecciated, porous, oscillatory-zoned, inclusion-rich, subhedral to euhedral |  |  |  | chalcopyrite, galena, tetrahedrite, pyrrhotite, bornite, magnetite, hematite, quartz, muscovite, barite, chlorite, carbonate, rutile, apatite |  | LA-ICPMS, MC-ICPMS | ASI RESOLution-LR-S155 laser microprobe equipped with a GeoLas Pro 193 nm Ar F excimer laser | State Key Laboratory of Ore Deposit Geochemistry, Institute of Geochemistry, Chinese Academy of Sciences (IGCAS), Guiyang | Line scans were used for trace element analyzed signals, time-drift correction, and quantitative calibration for trace element analysis were performed using the Excel-based software ICPMSData Cal (Liu et al., 2008). Concentration and detection limit calculations were conducted using the protocol of Longerich et al. (1996). |  | 6.2936 |  |  |  | 1.6904 |  | 0.012227 |  |  |  | 26.021 | [9 empty] | 1522.2893 | [7 empty] | 8.4499 |  |  |  | 6931.1422 | [9 empty] | 20401.8186 |  | 0.30664 |  |  |  | 0.92475 | [7 empty] | 6.4725 | [13 empty] | 102.5162 |  | 0.61497 | [13 empty] | 7.5413 | [17 empty] | 0.84121 |  |  |  | 0 | [5 empty] | 1.1664 | [11 empty] | 4.2245 | [20 empty] | 2023 | Sun, B., Lv, X., Wang, S., Ulrich, T., Dai, Z., Ruan, B. (2023). Evolution of an ancient VMS ore-forming system recorded by pyrite and sphalerite mineral texture, trace elements, and sulfur isotope: A case study from the Huangtupo Cu-Zn (-Au) deposit, Eastern Tianshan, NW China. Ore Geology Reviews, 158, 105475. |  | CHN | Xinjiang
| Huangtupo Cu-Zn (-Au) deposit |  | Seafloor hydrothermal | Volcanic-hosted massive sulfide (VMS) | VMS Cu-Zn | Cu, Zn | Au | Cu, Zn, Au | Sun et al., 2023 |  | YK112-9-4 | YK112-9-4 | drill core |  |  |  |  | ore material | drill core | drill core | mineral separate | [5 empty] | mineralisation |  |  |  | pyrite, sphalerite | preore stage (SI), early ore stage (SII), main ore stage-1 (SIII-1), main ore stage-2 (SIII-2), late ore stage (SIV) | disseminations, veinlets, masses | brecciated, porous, oscillatory-zoned, inclusion-rich, subhedral to euhedral |  |  |  | chalcopyrite, galena, tetrahedrite, pyrrhotite, bornite, magnetite, hematite, quartz, muscovite, barite, chlorite, carbonate, rutile, apatite |  | LA-ICPMS, MC-ICPMS | ASI RESOLution-LR-S155 laser microprobe equipped with a GeoLas Pro 193 nm Ar F excimer laser | State Key Laboratory of Ore Deposit Geochemistry, Institute of Geochemistry, Chinese Academy of Sciences (IGCAS), Guiyang | Line scans were used for trace element analyzed signals, time-drift correction, and quantitative calibration for trace element analysis were performed using the Excel-based software ICPMSData Cal (Liu et al., 2008). Concentration and detection limit calculations were conducted using the protocol of Longerich et al. (1996). |  | 11.0708 |  |  |  | 6.2617 |  | 0.022288 |  |  |  | 0.064221 | [9 empty] | 552.1176 | [7 empty] | 3.9866 |  |  |  | 6541.5717 | [9 empty] | 6245.964 |  | 0.47049 |  |  |  | 0.77551 | [7 empty] | 93.1283 | [13 empty] | 18.5538 |  | 0.064742 | [13 empty] | 43.8265 | [17 empty] | 5.2159 |  |  |  | 171.2798 | [5 empty] | 0.67021 | [11 empty] | 2.3269 | [20 empty] | 2023 | Sun, B., Lv, X., Wang, S., Ulrich, T., Dai, Z., Ruan, B. (2023). Evolution of an ancient VMS ore-forming system recorded by pyrite and sphalerite mineral texture, trace elements, and sulfur isotope: A case study from the Huangtupo Cu-Zn (-Au) deposit, Eastern Tianshan, NW China. Ore Geology Reviews, 158, 105475. |  | CHN | Xinjiang
| Huangtupo Cu-Zn (-Au) deposit |  | Seafloor hydrothermal | Volcanic-hosted massive sulfide (VMS) | VMS Cu-Zn | Cu, Zn | Au | Cu, Zn, Au | Sun et al., 2023 |  | YK112-9-5 | YK112-9-5 | drill core |  |  |  |  | ore material | drill core | drill core | mineral separate | [5 empty] | mineralisation |  |  |  | pyrite, sphalerite | preore stage (SI), early ore stage (SII), main ore stage-1 (SIII-1), main ore stage-2 (SIII-2), late ore stage (SIV) | disseminations, veinlets, masses | brecciated, porous, oscillatory-zoned, inclusion-rich, subhedral to euhedral |  |  |  | chalcopyrite, galena, tetrahedrite, pyrrhotite, bornite, magnetite, hematite, quartz, muscovite, barite, chlorite, carbonate, rutile, apatite |  | LA-ICPMS, MC-ICPMS | ASI RESOLution-LR-S155 laser microprobe equipped with a GeoLas Pro 193 nm Ar F excimer laser | State Key Laboratory of Ore Deposit Geochemistry, Institute of Geochemistry, Chinese Academy of Sciences (IGCAS), Guiyang | Line scans were used for trace element analyzed signals, time-drift correction, and quantitative calibration for trace element analysis were performed using the Excel-based software ICPMSData Cal (Liu et al., 2008). Concentration and detection limit calculations were conducted using the protocol of Longerich et al. (1996). |  | 5.6273 |  |  |  | 4.2179 |  | 0.039029 |  |  |  | 0.081828 | [9 empty] | 583.4431 | [7 empty] | 0.98123 |  |  |  | 12550.7136 | [9 empty] | 4475.6469 |  | 0.48545 |  |  |  | 0 | [7 empty] | 84.0797 | [13 empty] | 41.9462 |  | 0.014412 | [13 empty] | 12.1468 | [17 empty] | 2.1619 |  |  |  | 215.5521 | [5 empty] | 0.84995 | [11 empty] | 1.8842 | [20 empty] | 2023 | Sun, B., Lv, X., Wang, S., Ulrich, T., Dai, Z., Ruan, B. (2023). Evolution of an ancient VMS ore-forming system recorded by pyrite and sphalerite mineral texture, trace elements, and sulfur isotope: A case study from the Huangtupo Cu-Zn (-Au) deposit, Eastern Tianshan, NW China. Ore Geology Reviews, 158, 105475. |  | CHN | Xinjiang
| Huangtupo Cu-Zn (-Au) deposit |  | Seafloor hydrothermal | Volcanic-hosted massive sulfide (VMS) | VMS Cu-Zn | Cu, Zn | Au | Cu, Zn, Au | Sun et al., 2023 |  | YK111-13-8 | YK111-13-8 | drill core |  |  |  |  | ore material | drill core | drill core | mineral separate | [5 empty] | mineralisation |  |  |  | pyrite, sphalerite | preore stage (SI), early ore stage (SII), main ore stage-1 (SIII-1), main ore stage-2 (SIII-2), late ore stage (SIV) | disseminations, veinlets, masses | brecciated, porous, oscillatory-zoned, inclusion-rich, subhedral to euhedral |  |  |  | chalcopyrite, galena, tetrahedrite, pyrrhotite, bornite, magnetite, hematite, quartz, muscovite, barite, chlorite, carbonate, rutile, apatite |  | LA-ICPMS, MC-ICPMS | ASI RESOLution-LR-S155 laser microprobe equipped with a GeoLas Pro 193 nm Ar F excimer laser | State Key Laboratory of Ore Deposit Geochemistry, Institute of Geochemistry, Chinese Academy of Sciences (IGCAS), Guiyang | Line scans were used for trace element analyzed signals, time-drift correction, and quantitative calibration for trace element analysis were performed using the Excel-based software ICPMSData Cal (Liu et al., 2008). Concentration and detection limit calculations were conducted using the protocol of Longerich et al. (1996). |  | 23.66 |  |  |  | 2.261 |  | 0.056075 |  |  |  | 0.024741 | [9 empty] | 1222.603 | [7 empty] | 5.7945 |  |  |  | 3779.4046 | [9 empty] | 4626.4697 |  | 3.6759 |  |  |  | 0.14487 | [7 empty] | 17.1088 | [13 empty] | 86.0662 |  | 0.97715 | [13 empty] | 13.382 | [17 empty] | 4.6514 |  |  |  | 16.132 | [5 empty] | 0.65088 | [11 empty] | 3.6129 | [20 empty] | 2023 | Sun, B., Lv, X., Wang, S., Ulrich, T., Dai, Z., Ruan, B. (2023). Evolution of an ancient VMS ore-forming system recorded by pyrite and sphalerite mineral texture, trace elements, and sulfur isotope: A case study from the Huangtupo Cu-Zn (-Au) deposit, Eastern Tianshan, NW China. Ore Geology Reviews, 158, 105475. |  | CHN | Xinjiang
| Huangtupo Cu-Zn (-Au) deposit |  | Seafloor hydrothermal | Volcanic-hosted massive sulfide (VMS) | VMS Cu-Zn | Cu, Zn | Au | Cu, Zn, Au | Sun et al., 2023 |  | YK111-13-9 | YK111-13-9 | drill core |  |  |  |  | ore material | drill core | drill core | mineral separate | [5 empty] | mineralisation |  |  |  | pyrite, sphalerite | preore stage (SI), early ore stage (SII), main ore stage-1 (SIII-1), main ore stage-2 (SIII-2), late ore stage (SIV) | disseminations, veinlets, masses | brecciated, porous, oscillatory-zoned, inclusion-rich, subhedral to euhedral |  |  |  | chalcopyrite, galena, tetrahedrite, pyrrhotite, bornite, magnetite, hematite, quartz, muscovite, barite, chlorite, carbonate, rutile, apatite |  | LA-ICPMS, MC-ICPMS | ASI RESOLution-LR-S155 laser microprobe equipped with a GeoLas Pro 193 nm Ar F excimer laser | State Key Laboratory of Ore Deposit Geochemistry, Institute of Geochemistry, Chinese Academy of Sciences (IGCAS), Guiyang | Line scans were used for trace element analyzed signals, time-drift correction, and quantitative calibration for trace element analysis were performed using the Excel-based software ICPMSData Cal (Liu et al., 2008). Concentration and detection limit calculations were conducted using the protocol of Longerich et al. (1996). |  | 38.5752 |  |  |  | 5.3494 |  | 0.15402 |  |  |  | 0.14949 | [9 empty] | 687.9021 | [7 empty] | 2.4699 |  |  |  | 1344.806 | [9 empty] | 2172.2148 |  | 101.3877 |  |  |  | 1.5535 | [7 empty] | 22.1048 | [13 empty] | 47.4039 |  | 5.406 | [13 empty] | 29.2798 | [17 empty] | 0.91128 |  |  |  | 0 | [5 empty] | 0.46384 | [11 empty] | 2.3074 | [20 empty] | 2023 | Sun, B., Lv, X., Wang, S., Ulrich, T., Dai, Z., Ruan, B. (2023). Evolution of an ancient VMS ore-forming system recorded by pyrite and sphalerite mineral texture, trace elements, and sulfur isotope: A case study from the Huangtupo Cu-Zn (-Au) deposit, Eastern Tianshan, NW China. Ore Geology Reviews, 158, 105475. |  | CHN | Xinjiang
| Huangtupo Cu-Zn (-Au) deposit |  | Seafloor hydrothermal | Volcanic-hosted massive sulfide (VMS) | VMS Cu-Zn | Cu, Zn | Au | Cu, Zn, Au | Sun et al., 2023 |  | YK111-13-10 | YK111-13-10 | drill core |  |  |  |  | ore material | drill core | drill core | mineral separate | [5 empty] | mineralisation |  |  |  | pyrite, sphalerite | preore stage (SI), early ore stage (SII), main ore stage-1 (SIII-1), main ore stage-2 (SIII-2), late ore stage (SIV) | disseminations, veinlets, masses | brecciated, porous, oscillatory-zoned, inclusion-rich, subhedral to euhedral |  |  |  | chalcopyrite, galena, tetrahedrite, pyrrhotite, bornite, magnetite, hematite, quartz, muscovite, barite, chlorite, carbonate, rutile, apatite |  | LA-ICPMS, MC-ICPMS | ASI RESOLution-LR-S155 laser microprobe equipped with a GeoLas Pro 193 nm Ar F excimer laser | State Key Laboratory of Ore Deposit Geochemistry, Institute of Geochemistry, Chinese Academy of Sciences (IGCAS), Guiyang | Line scans were used for trace element analyzed signals, time-drift correction, and quantitative calibration for trace element analysis were performed using the Excel-based software ICPMSData Cal (Liu et al., 2008). Concentration and detection limit calculations were conducted using the protocol of Longerich et al. (1996). |  | 20.464 |  |  |  | 1.6958 |  | 0.053832 |  |  |  | 0.052096 | [9 empty] | 855.1144 | [7 empty] | 0.33943 |  |  |  | 1811.1371 | [9 empty] | 5237.3578 |  | 6.1043 |  |  |  | 0.013417 | [7 empty] | 1.3691 | [13 empty] | 34.4657 |  | 0.054067 | [13 empty] | 19.2515 | [17 empty] | 4.0328 |  |  |  | 15.2322 | [5 empty] | 0.6748 | [11 empty] | 3.4059 | [20 empty] | 2023 | Sun, B., Lv, X., Wang, S., Ulrich, T., Dai, Z., Ruan, B. (2023). Evolution of an ancient VMS ore-forming system recorded by pyrite and sphalerite mineral texture, trace elements, and sulfur isotope: A case study from the Huangtupo Cu-Zn (-Au) deposit, Eastern Tianshan, NW China. Ore Geology Reviews, 158, 105475. |  | CHN | Xinjiang
| Huangtupo Cu-Zn (-Au) deposit |  | Seafloor hydrothermal | Volcanic-hosted massive sulfide (VMS) | VMS Cu-Zn | Cu, Zn | Au | Cu, Zn, Au | Sun et al., 2023 |  | YK111-13-11 | YK111-13-11 | drill core |  |  |  |  | ore material | drill core | drill core | mineral separate | [5 empty] | mineralisation |  |  |  | pyrite, sphalerite | preore stage (SI), early ore stage (SII), main ore stage-1 (SIII-1), main ore stage-2 (SIII-2), late ore stage (SIV) | disseminations, veinlets, masses | brecciated, porous, oscillatory-zoned, inclusion-rich, subhedral to euhedral |  |  |  | chalcopyrite, galena, tetrahedrite, pyrrhotite, bornite, magnetite, hematite, quartz, muscovite, barite, chlorite, carbonate, rutile, apatite |  | LA-ICPMS, MC-ICPMS | ASI RESOLution-LR-S155 laser microprobe equipped with a GeoLas Pro 193 nm Ar F excimer laser | State Key Laboratory of Ore Deposit Geochemistry, Institute of Geochemistry, Chinese Academy of Sciences (IGCAS), Guiyang | Line scans were used for trace element analyzed signals, time-drift correction, and quantitative calibration for trace element analysis were performed using the Excel-based software ICPMSData Cal (Liu et al., 2008). Concentration and detection limit calculations were conducted using the protocol of Longerich et al. (1996). |  | 15.1349 |  |  |  | 0 |  | 0.031306 |  |  |  | 31.1052 | [9 empty] | 1574.5298 | [7 empty] | 113.0186 |  |  |  | 3921.6098 | [9 empty] | 5510.7463 |  | 3.272 |  |  |  | 0 | [7 empty] | 27.6177 | [13 empty] | 7.9438 |  | 0.040782 | [13 empty] | 4.7182 | [17 empty] | 1.6638 |  |  |  | 141.528 | [5 empty] | 0.80778 | [11 empty] | 3.1371 | [20 empty] | 2023 | Sun, B., Lv, X., Wang, S., Ulrich, T., Dai, Z., Ruan, B. (2023). Evolution of an ancient VMS ore-forming system recorded by pyrite and sphalerite mineral texture, trace elements, and sulfur isotope: A case study from the Huangtupo Cu-Zn (-Au) deposit, Eastern Tianshan, NW China. Ore Geology Reviews, 158, 105475. |  | CHN | Xinjiang
| Huangtupo Cu-Zn (-Au) deposit |  | Seafloor hydrothermal | Volcanic-hosted massive sulfide (VMS) | VMS Cu-Zn | Cu, Zn | Au | Cu, Zn, Au | Sun et al., 2023 |  | Sp1-1 | Sp1-1 | drill core |  |  |  |  | ore material | drill core | drill core | mineral separate | [5 empty] | mineralisation |  |  |  | pyrite, sphalerite | preore stage (SI), early ore stage (SII), main ore stage-1 (SIII-1), main ore stage-2 (SIII-2), late ore stage (SIV) | disseminations, veinlets, masses | brecciated, porous, oscillatory-zoned, inclusion-rich, subhedral to euhedral |  |  |  | chalcopyrite, galena, tetrahedrite, pyrrhotite, bornite, magnetite, hematite, quartz, muscovite, barite, chlorite, carbonate, rutile, apatite |  | LA-ICPMS, MC-ICPMS | ASI RESOLution-LR-S155 laser microprobe equipped with a GeoLas Pro 193 nm Ar F excimer laser | State Key Laboratory of Ore Deposit Geochemistry, Institute of Geochemistry, Chinese Academy of Sciences (IGCAS), Guiyang | Line scans were used for trace element analyzed signals, time-drift correction, and quantitative calibration for trace element analysis were performed using the Excel-based software ICPMSData Cal (Liu et al., 2008). Concentration and detection limit calculations were conducted using the protocol of Longerich et al. (1996). |  | 0 |  |  |  | 0 |  | 210 | [13 empty] | 1290 | [5 empty] | 0 | [5 empty] | 200 | [9 empty] | 36960 | [37 empty] | 420 | [21 empty] | 325700 |  | 510 | [37 empty] | 649950 |  |  |  |  | 2023 | Sun, B., Lv, X., Wang, S., Ulrich, T., Dai, Z., Ruan, B. (2023). Evolution of an ancient VMS ore-forming system recorded by pyrite and sphalerite mineral texture, trace elements, and sulfur isotope: A case study from the Huangtupo Cu-Zn (-Au) deposit, Eastern Tianshan, NW China. Ore Geology Reviews, 158, 105475. |  | CHN | Xinjiang
| Huangtupo Cu-Zn (-Au) deposit |  | Seafloor hydrothermal | Volcanic-hosted massive sulfide (VMS) | VMS Cu-Zn | Cu, Zn | Au | Cu, Zn, Au | Sun et al., 2023 |  | Sp1-2 | Sp1-2 | drill core |  |  |  |  | ore material | drill core | drill core | mineral separate | [5 empty] | mineralisation |  |  |  | pyrite, sphalerite | preore stage (SI), early ore stage (SII), main ore stage-1 (SIII-1), main ore stage-2 (SIII-2), late ore stage (SIV) | disseminations, veinlets, masses | brecciated, porous, oscillatory-zoned, inclusion-rich, subhedral to euhedral |  |  |  | chalcopyrite, galena, tetrahedrite, pyrrhotite, bornite, magnetite, hematite, quartz, muscovite, barite, chlorite, carbonate, rutile, apatite |  | LA-ICPMS, MC-ICPMS | ASI RESOLution-LR-S155 laser microprobe equipped with a GeoLas Pro 193 nm Ar F excimer laser | State Key Laboratory of Ore Deposit Geochemistry, Institute of Geochemistry, Chinese Academy of Sciences (IGCAS), Guiyang | Line scans were used for trace element analyzed signals, time-drift correction, and quantitative calibration for trace element analysis were performed using the Excel-based software ICPMSData Cal (Liu et al., 2008). Concentration and detection limit calculations were conducted using the protocol of Longerich et al. (1996). |  | 0 |  |  |  | 0 |  | 0 | [13 empty] | 1590 | [5 empty] | 0 | [5 empty] | 0 | [9 empty] | 39510 | [37 empty] | 120 | [21 empty] | 327410 |  | 390 | [37 empty] | 641320 |  |  |  |  | 2023 | Sun, B., Lv, X., Wang, S., Ulrich, T., Dai, Z., Ruan, B. (2023). Evolution of an ancient VMS ore-forming system recorded by pyrite and sphalerite mineral texture, trace elements, and sulfur isotope: A case study from the Huangtupo Cu-Zn (-Au) deposit, Eastern Tianshan, NW China. Ore Geology Reviews, 158, 105475. |  | CHN | Xinjiang
| Huangtupo Cu-Zn (-Au) deposit |  | Seafloor hydrothermal | Volcanic-hosted massive sulfide (VMS) | VMS Cu-Zn | Cu, Zn | Au | Cu, Zn, Au | Sun et al., 2023 |  | Sp1-3 | Sp1-3 | drill core |  |  |  |  | ore material | drill core | drill core | mineral separate | [5 empty] | mineralisation |  |  |  | pyrite, sphalerite | preore stage (SI), early ore stage (SII), main ore stage-1 (SIII-1), main ore stage-2 (SIII-2), late ore stage (SIV) | disseminations, veinlets, masses | brecciated, porous, oscillatory-zoned, inclusion-rich, subhedral to euhedral |  |  |  | chalcopyrite, galena, tetrahedrite, pyrrhotite, bornite, magnetite, hematite, quartz, muscovite, barite, chlorite, carbonate, rutile, apatite |  | LA-ICPMS, MC-ICPMS | ASI RESOLution-LR-S155 laser microprobe equipped with a GeoLas Pro 193 nm Ar F excimer laser | State Key Laboratory of Ore Deposit Geochemistry, Institute of Geochemistry, Chinese Academy of Sciences (IGCAS), Guiyang | Line scans were used for trace element analyzed signals, time-drift correction, and quantitative calibration for trace element analysis were performed using the Excel-based software ICPMSData Cal (Liu et al., 2008). Concentration and detection limit calculations were conducted using the protocol of Longerich et al. (1996). |  | 0 |  |  |  | 0 |  | 200 | [13 empty] | 1060 | [5 empty] | 180 | [5 empty] | 0 | [9 empty] | 36160 | [37 empty] | 370 | [21 empty] | 324050 |  | 410 | [37 empty] | 648650 |  |  |  |  | 2023 | Sun, B., Lv, X., Wang, S., Ulrich, T., Dai, Z., Ruan, B. (2023). Evolution of an ancient VMS ore-forming system recorded by pyrite and sphalerite mineral texture, trace elements, and sulfur isotope: A case study from the Huangtupo Cu-Zn (-Au) deposit, Eastern Tianshan, NW China. Ore Geology Reviews, 158, 105475. |  | CHN | Xinjiang
| Huangtupo Cu-Zn (-Au) deposit |  | Seafloor hydrothermal | Volcanic-hosted massive sulfide (VMS) | VMS Cu-Zn | Cu, Zn | Au | Cu, Zn, Au | Sun et al., 2023 |  | Sp1-4 | Sp1-4 | drill core |  |  |  |  | ore material | drill core | drill core | mineral separate | [5 empty] | mineralisation |  |  |  | pyrite, sphalerite | preore stage (SI), early ore stage (SII), main ore stage-1 (SIII-1), main ore stage-2 (SIII-2), late ore stage (SIV) | disseminations, veinlets, masses | brecciated, porous, oscillatory-zoned, inclusion-rich, subhedral to euhedral |  |  |  | chalcopyrite, galena, tetrahedrite, pyrrhotite, bornite, magnetite, hematite, quartz, muscovite, barite, chlorite, carbonate, rutile, apatite |  | LA-ICPMS, MC-ICPMS | ASI RESOLution-LR-S155 laser microprobe equipped with a GeoLas Pro 193 nm Ar F excimer laser | State Key Laboratory of Ore Deposit Geochemistry, Institute of Geochemistry, Chinese Academy of Sciences (IGCAS), Guiyang | Line scans were used for trace element analyzed signals, time-drift correction, and quantitative calibration for trace element analysis were performed using the Excel-based software ICPMSData Cal (Liu et al., 2008). Concentration and detection limit calculations were conducted using the protocol of Longerich et al. (1996). |  | 0 |  |  |  | 0 |  | 390 | [13 empty] | 1780 | [5 empty] | 0 | [5 empty] | 6740 | [9 empty] | 36150 | [37 empty] | 0 | [21 empty] | 326200 |  | 930 | [37 empty] | 639760 |  |  |  |  | 2023 | Sun, B., Lv, X., Wang, S., Ulrich, T., Dai, Z., Ruan, B. (2023). Evolution of an ancient VMS ore-forming system recorded by pyrite and sphalerite mineral texture, trace elements, and sulfur isotope: A case study from the Huangtupo Cu-Zn (-Au) deposit, Eastern Tianshan, NW China. Ore Geology Reviews, 158, 105475. |  | CHN | Xinjiang
| Huangtupo Cu-Zn (-Au) deposit |  | Seafloor hydrothermal | Volcanic-hosted massive sulfide (VMS) | VMS Cu-Zn | Cu, Zn | Au | Cu, Zn, Au | Sun et al., 2023 |  | Sp1-5 | Sp1-5 | drill core |  |  |  |  | ore material | drill core | drill core | mineral separate | [5 empty] | mineralisation |  |  |  | pyrite, sphalerite | preore stage (SI), early ore stage (SII), main ore stage-1 (SIII-1), main ore stage-2 (SIII-2), late ore stage (SIV) | disseminations, veinlets, masses | brecciated, porous, oscillatory-zoned, inclusion-rich, subhedral to euhedral |  |  |  | chalcopyrite, galena, tetrahedrite, pyrrhotite, bornite, magnetite, hematite, quartz, muscovite, barite, chlorite, carbonate, rutile, apatite |  | LA-ICPMS, MC-ICPMS | ASI RESOLution-LR-S155 laser microprobe equipped with a GeoLas Pro 193 nm Ar F excimer laser | State Key Laboratory of Ore Deposit Geochemistry, Institute of Geochemistry, Chinese Academy of Sciences (IGCAS), Guiyang | Line scans were used for trace element analyzed signals, time-drift correction, and quantitative calibration for trace element analysis were performed using the Excel-based software ICPMSData Cal (Liu et al., 2008). Concentration and detection limit calculations were conducted using the protocol of Longerich et al. (1996). |  | 0 |  |  |  | 210 |  | 0 | [13 empty] | 1240 | [5 empty] | 280 | [5 empty] | 1460 | [9 empty] | 32330 | [37 empty] | 260 | [21 empty] | 324030 |  | 510 | [37 empty] | 634780 |  |  |  |  | 2023 | Sun, B., Lv, X., Wang, S., Ulrich, T., Dai, Z., Ruan, B. (2023). Evolution of an ancient VMS ore-forming system recorded by pyrite and sphalerite mineral texture, trace elements, and sulfur isotope: A case study from the Huangtupo Cu-Zn (-Au) deposit, Eastern Tianshan, NW China. Ore Geology Reviews, 158, 105475. |  | CHN | Xinjiang
| Huangtupo Cu-Zn (-Au) deposit |  | Seafloor hydrothermal | Volcanic-hosted massive sulfide (VMS) | VMS Cu-Zn | Cu, Zn | Au | Cu, Zn, Au | Sun et al., 2023 |  | Sp1-6 | Sp1-6 | drill core |  |  |  |  | ore material | drill core | drill core | mineral separate | [5 empty] | mineralisation |  |  |  | pyrite, sphalerite | preore stage (SI), early ore stage (SII), main ore stage-1 (SIII-1), main ore stage-2 (SIII-2), late ore stage (SIV) | disseminations, veinlets, masses | brecciated, porous, oscillatory-zoned, inclusion-rich, subhedral to euhedral |  |  |  | chalcopyrite, galena, tetrahedrite, pyrrhotite, bornite, magnetite, hematite, quartz, muscovite, barite, chlorite, carbonate, rutile, apatite |  | LA-ICPMS, MC-ICPMS | ASI RESOLution-LR-S155 laser microprobe equipped with a GeoLas Pro 193 nm Ar F excimer laser | State Key Laboratory of Ore Deposit Geochemistry, Institute of Geochemistry, Chinese Academy of Sciences (IGCAS), Guiyang | Line scans were used for trace element analyzed signals, time-drift correction, and quantitative calibration for trace element analysis were performed using the Excel-based software ICPMSData Cal (Liu et al., 2008). Concentration and detection limit calculations were conducted using the protocol of Longerich et al. (1996). |  | 0 |  |  |  | 0 |  | 450 | [13 empty] | 1070 | [5 empty] | 0 | [5 empty] | 5850 | [9 empty] | 53240 | [37 empty] | 0 | [21 empty] | 324700 |  | 440 | [37 empty] | 632740 |  |  |  |  | 2023 | Sun, B., Lv, X., Wang, S., Ulrich, T., Dai, Z., Ruan, B. (2023). Evolution of an ancient VMS ore-forming system recorded by pyrite and sphalerite mineral texture, trace elements, and sulfur isotope: A case study from the Huangtupo Cu-Zn (-Au) deposit, Eastern Tianshan, NW China. Ore Geology Reviews, 158, 105475. |  | CHN | Xinjiang
| Huangtupo Cu-Zn (-Au) deposit |  | Seafloor hydrothermal | Volcanic-hosted massive sulfide (VMS) | VMS Cu-Zn | Cu, Zn | Au | Cu, Zn, Au | Sun et al., 2023 |  | Sp1-7 | Sp1-7 | drill core |  |  |  |  | ore material | drill core | drill core | mineral separate | [5 empty] | mineralisation |  |  |  | pyrite, sphalerite | preore stage (SI), early ore stage (SII), main ore stage-1 (SIII-1), main ore stage-2 (SIII-2), late ore stage (SIV) | disseminations, veinlets, masses | brecciated, porous, oscillatory-zoned, inclusion-rich, subhedral to euhedral |  |  |  | chalcopyrite, galena, tetrahedrite, pyrrhotite, bornite, magnetite, hematite, quartz, muscovite, barite, chlorite, carbonate, rutile, apatite |  | LA-ICPMS, MC-ICPMS | ASI RESOLution-LR-S155 laser microprobe equipped with a GeoLas Pro 193 nm Ar F excimer laser | State Key Laboratory of Ore Deposit Geochemistry, Institute of Geochemistry, Chinese Academy of Sciences (IGCAS), Guiyang | Line scans were used for trace element analyzed signals, time-drift correction, and quantitative calibration for trace element analysis were performed using the Excel-based software ICPMSData Cal (Liu et al., 2008). Concentration and detection limit calculations were conducted using the protocol of Longerich et al. (1996). |  | 0 |  |  |  | 0 |  | 0 | [13 empty] | 1520 | [5 empty] | 350 | [5 empty] | 1470 | [9 empty] | 40230 | [37 empty] | 230 | [21 empty] | 324370 |  | 460 | [37 empty] | 647140 |  |  |  |  | 2023 | Sun, B., Lv, X., Wang, S., Ulrich, T., Dai, Z., Ruan, B. (2023). Evolution of an ancient VMS ore-forming system recorded by pyrite and sphalerite mineral texture, trace elements, and sulfur isotope: A case study from the Huangtupo Cu-Zn (-Au) deposit, Eastern Tianshan, NW China. Ore Geology Reviews, 158, 105475. |  | CHN | Xinjiang
| Huangtupo Cu-Zn (-Au) deposit |  | Seafloor hydrothermal | Volcanic-hosted massive sulfide (VMS) | VMS Cu-Zn | Cu, Zn | Au | Cu, Zn, Au | Sun et al., 2023 |  | Sp1-8 | Sp1-8 | drill core |  |  |  |  | ore material | drill core | drill core | mineral separate | [5 empty] | mineralisation |  |  |  | pyrite, sphalerite | preore stage (SI), early ore stage (SII), main ore stage-1 (SIII-1), main ore stage-2 (SIII-2), late ore stage (SIV) | disseminations, veinlets, masses | brecciated, porous, oscillatory-zoned, inclusion-rich, subhedral to euhedral |  |  |  | chalcopyrite, galena, tetrahedrite, pyrrhotite, bornite, magnetite, hematite, quartz, muscovite, barite, chlorite, carbonate, rutile, apatite |  | LA-ICPMS, MC-ICPMS | ASI RESOLution-LR-S155 laser microprobe equipped with a GeoLas Pro 193 nm Ar F excimer laser | State Key Laboratory of Ore Deposit Geochemistry, Institute of Geochemistry, Chinese Academy of Sciences (IGCAS), Guiyang | Line scans were used for trace element analyzed signals, time-drift correction, and quantitative calibration for trace element analysis were performed using the Excel-based software ICPMSData Cal (Liu et al., 2008). Concentration and detection limit calculations were conducted using the protocol of Longerich et al. (1996). |  | 0 |  |  |  | 220 |  | 120 | [13 empty] | 1200 | [5 empty] | 0 | [5 empty] | 5660 | [9 empty] | 31890 | [37 empty] | 0 | [21 empty] | 327010 |  | 380 | [37 empty] | 650240 |  |  |  |  | 2023 | Sun, B., Lv, X., Wang, S., Ulrich, T., Dai, Z., Ruan, B. (2023). Evolution of an ancient VMS ore-forming system recorded by pyrite and sphalerite mineral texture, trace elements, and sulfur isotope: A case study from the Huangtupo Cu-Zn (-Au) deposit, Eastern Tianshan, NW China. Ore Geology Reviews, 158, 105475. |  | CHN | Xinjiang
| Huangtupo Cu-Zn (-Au) deposit |  | Seafloor hydrothermal | Volcanic-hosted massive sulfide (VMS) | VMS Cu-Zn | Cu, Zn | Au | Cu, Zn, Au | Sun et al., 2023 |  | Sp1-9 | Sp1-9 | drill core |  |  |  |  | ore material | drill core | drill core | mineral separate | [5 empty] | mineralisation |  |  |  | pyrite, sphalerite | preore stage (SI), early ore stage (SII), main ore stage-1 (SIII-1), main ore stage-2 (SIII-2), late ore stage (SIV) | disseminations, veinlets, masses | brecciated, porous, oscillatory-zoned, inclusion-rich, subhedral to euhedral |  |  |  | chalcopyrite, galena, tetrahedrite, pyrrhotite, bornite, magnetite, hematite, quartz, muscovite, barite, chlorite, carbonate, rutile, apatite |  | LA-ICPMS, MC-ICPMS | ASI RESOLution-LR-S155 laser microprobe equipped with a GeoLas Pro 193 nm Ar F excimer laser | State Key Laboratory of Ore Deposit Geochemistry, Institute of Geochemistry, Chinese Academy of Sciences (IGCAS), Guiyang | Line scans were used for trace element analyzed signals, time-drift correction, and quantitative calibration for trace element analysis were performed using the Excel-based software ICPMSData Cal (Liu et al., 2008). Concentration and detection limit calculations were conducted using the protocol of Longerich et al. (1996). |  | 0 |  |  |  | 0 |  | 0 | [13 empty] | 1040 | [5 empty] | 0 | [5 empty] | 70 | [9 empty] | 40450 | [37 empty] | 0 | [21 empty] | 321400 |  | 490 | [37 empty] | 642470 |  |  |  |  | 2023 | Sun, B., Lv, X., Wang, S., Ulrich, T., Dai, Z., Ruan, B. (2023). Evolution of an ancient VMS ore-forming system recorded by pyrite and sphalerite mineral texture, trace elements, and sulfur isotope: A case study from the Huangtupo Cu-Zn (-Au) deposit, Eastern Tianshan, NW China. Ore Geology Reviews, 158, 105475. |  | CHN | Xinjiang
| Huangtupo Cu-Zn (-Au) deposit |  | Seafloor hydrothermal | Volcanic-hosted massive sulfide (VMS) | VMS Cu-Zn | Cu, Zn | Au | Cu, Zn, Au | Sun et al., 2023 |  | Sp1-10 | Sp1-10 | drill core |  |  |  |  | ore material | drill core | drill core | mineral separate | [5 empty] | mineralisation |  |  |  | pyrite, sphalerite | preore stage (SI), early ore stage (SII), main ore stage-1 (SIII-1), main ore stage-2 (SIII-2), late ore stage (SIV) | disseminations, veinlets, masses | brecciated, porous, oscillatory-zoned, inclusion-rich, subhedral to euhedral |  |  |  | chalcopyrite, galena, tetrahedrite, pyrrhotite, bornite, magnetite, hematite, quartz, muscovite, barite, chlorite, carbonate, rutile, apatite |  | LA-ICPMS, MC-ICPMS | ASI RESOLution-LR-S155 laser microprobe equipped with a GeoLas Pro 193 nm Ar F excimer laser | State Key Laboratory of Ore Deposit Geochemistry, Institute of Geochemistry, Chinese Academy of Sciences (IGCAS), Guiyang | Line scans were used for trace element analyzed signals, time-drift correction, and quantitative calibration for trace element analysis were performed using the Excel-based software ICPMSData Cal (Liu et al., 2008). Concentration and detection limit calculations were conducted using the protocol of Longerich et al. (1996). |  | 0 |  |  |  | 0 |  | 340 | [13 empty] | 890 | [5 empty] | 230 | [5 empty] | 2040 | [9 empty] | 46120 | [37 empty] | 0 | [21 empty] | 320170 |  | 370 | [37 empty] | 647450 |  |  |  |  | 2023 | Sun, B., Lv, X., Wang, S., Ulrich, T., Dai, Z., Ruan, B. (2023). Evolution of an ancient VMS ore-forming system recorded by pyrite and sphalerite mineral texture, trace elements, and sulfur isotope: A case study from the Huangtupo Cu-Zn (-Au) deposit, Eastern Tianshan, NW China. Ore Geology Reviews, 158, 105475. |  | CHN | Xinjiang
| Huangtupo Cu-Zn (-Au) deposit |  | Seafloor hydrothermal | Volcanic-hosted massive sulfide (VMS) | VMS Cu-Zn | Cu, Zn | Au | Cu, Zn, Au | Sun et al., 2023 |  | Sp1-11 | Sp1-11 | drill core |  |  |  |  | ore material | drill core | drill core | mineral separate | [5 empty] | mineralisation |  |  |  | pyrite, sphalerite | preore stage (SI), early ore stage (SII), main ore stage-1 (SIII-1), main ore stage-2 (SIII-2), late ore stage (SIV) | disseminations, veinlets, masses | brecciated, porous, oscillatory-zoned, inclusion-rich, subhedral to euhedral |  |  |  | chalcopyrite, galena, tetrahedrite, pyrrhotite, bornite, magnetite, hematite, quartz, muscovite, barite, chlorite, carbonate, rutile, apatite |  | LA-ICPMS, MC-ICPMS | ASI RESOLution-LR-S155 laser microprobe equipped with a GeoLas Pro 193 nm Ar F excimer laser | State Key Laboratory of Ore Deposit Geochemistry, Institute of Geochemistry, Chinese Academy of Sciences (IGCAS), Guiyang | Line scans were used for trace element analyzed signals, time-drift correction, and quantitative calibration for trace element analysis were performed using the Excel-based software ICPMSData Cal (Liu et al., 2008). Concentration and detection limit calculations were conducted using the protocol of Longerich et al. (1996). |  | 0 |  |  |  | 0 |  | 410 | [13 empty] | 1310 | [5 empty] | 10 | [5 empty] | 3410 | [9 empty] | 31270 | [37 empty] | 440 | [21 empty] | 326240 |  | 650 | [37 empty] | 636740 |  |  |  |  | 2023 | Sun, B., Lv, X., Wang, S., Ulrich, T., Dai, Z., Ruan, B. (2023). Evolution of an ancient VMS ore-forming system recorded by pyrite and sphalerite mineral texture, trace elements, and sulfur isotope: A case study from the Huangtupo Cu-Zn (-Au) deposit, Eastern Tianshan, NW China. Ore Geology Reviews, 158, 105475. |  | CHN | Xinjiang
| Huangtupo Cu-Zn (-Au) deposit |  | Seafloor hydrothermal | Volcanic-hosted massive sulfide (VMS) | VMS Cu-Zn | Cu, Zn | Au | Cu, Zn, Au | Sun et al., 2023 |  | Sp1-12 | Sp1-12 | drill core |  |  |  |  | ore material | drill core | drill core | mineral separate | [5 empty] | mineralisation |  |  |  | pyrite, sphalerite | preore stage (SI), early ore stage (SII), main ore stage-1 (SIII-1), main ore stage-2 (SIII-2), late ore stage (SIV) | disseminations, veinlets, masses | brecciated, porous, oscillatory-zoned, inclusion-rich, subhedral to euhedral |  |  |  | chalcopyrite, galena, tetrahedrite, pyrrhotite, bornite, magnetite, hematite, quartz, muscovite, barite, chlorite, carbonate, rutile, apatite |  | LA-ICPMS, MC-ICPMS | ASI RESOLution-LR-S155 laser microprobe equipped with a GeoLas Pro 193 nm Ar F excimer laser | State Key Laboratory of Ore Deposit Geochemistry, Institute of Geochemistry, Chinese Academy of Sciences (IGCAS), Guiyang | Line scans were used for trace element analyzed signals, time-drift correction, and quantitative calibration for trace element analysis were performed using the Excel-based software ICPMSData Cal (Liu et al., 2008). Concentration and detection limit calculations were conducted using the protocol of Longerich et al. (1996). |  | 0 |  |  |  | 0 |  | 0 | [13 empty] | 1280 | [5 empty] | 0 | [5 empty] | 1200 | [9 empty] | 30490 | [37 empty] | 0 | [21 empty] | 320820 |  | 810 | [37 empty] | 650470 |  |  |  |  | 2023 | Sun, B., Lv, X., Wang, S., Ulrich, T., Dai, Z., Ruan, B. (2023). Evolution of an ancient VMS ore-forming system recorded by pyrite and sphalerite mineral texture, trace elements, and sulfur isotope: A case study from the Huangtupo Cu-Zn (-Au) deposit, Eastern Tianshan, NW China. Ore Geology Reviews, 158, 105475. |  | CHN | Xinjiang
| Huangtupo Cu-Zn (-Au) deposit |  | Seafloor hydrothermal | Volcanic-hosted massive sulfide (VMS) | VMS Cu-Zn | Cu, Zn | Au | Cu, Zn, Au | Sun et al., 2023 |  | Sp2-1 | Sp2-1 | drill core |  |  |  |  | ore material | drill core | drill core | mineral separate | [5 empty] | mineralisation |  |  |  | pyrite, sphalerite | preore stage (SI), early ore stage (SII), main ore stage-1 (SIII-1), main ore stage-2 (SIII-2), late ore stage (SIV) | disseminations, veinlets, masses | brecciated, porous, oscillatory-zoned, inclusion-rich, subhedral to euhedral |  |  |  | chalcopyrite, galena, tetrahedrite, pyrrhotite, bornite, magnetite, hematite, quartz, muscovite, barite, chlorite, carbonate, rutile, apatite |  | LA-ICPMS, MC-ICPMS | ASI RESOLution-LR-S155 laser microprobe equipped with a GeoLas Pro 193 nm Ar F excimer laser | State Key Laboratory of Ore Deposit Geochemistry, Institute of Geochemistry, Chinese Academy of Sciences (IGCAS), Guiyang | Line scans were used for trace element analyzed signals, time-drift correction, and quantitative calibration for trace element analysis were performed using the Excel-based software ICPMSData Cal (Liu et al., 2008). Concentration and detection limit calculations were conducted using the protocol of Longerich et al. (1996). |  | 0 |  |  |  | 210 |  | 0 | [13 empty] | 1770 | [5 empty] | 230 | [5 empty] | 0 | [9 empty] | 11210 | [37 empty] | 0 | [21 empty] | 325630 |  | 420 | [37 empty] | 664240 |  |  |  |  | 2023 | Sun, B., Lv, X., Wang, S., Ulrich, T., Dai, Z., Ruan, B. (2023). Evolution of an ancient VMS ore-forming system recorded by pyrite and sphalerite mineral texture, trace elements, and sulfur isotope: A case study from the Huangtupo Cu-Zn (-Au) deposit, Eastern Tianshan, NW China. Ore Geology Reviews, 158, 105475. |  | CHN | Xinjiang
| Huangtupo Cu-Zn (-Au) deposit |  | Seafloor hydrothermal | Volcanic-hosted massive sulfide (VMS) | VMS Cu-Zn | Cu, Zn | Au | Cu, Zn, Au | Sun et al., 2023 |  | Sp2-2 | Sp2-2 | drill core |  |  |  |  | ore material | drill core | drill core | mineral separate | [5 empty] | mineralisation |  |  |  | pyrite, sphalerite | preore stage (SI), early ore stage (SII), main ore stage-1 (SIII-1), main ore stage-2 (SIII-2), late ore stage (SIV) | disseminations, veinlets, masses | brecciated, porous, oscillatory-zoned, inclusion-rich, subhedral to euhedral |  |  |  | chalcopyrite, galena, tetrahedrite, pyrrhotite, bornite, magnetite, hematite, quartz, muscovite, barite, chlorite, carbonate, rutile, apatite |  | LA-ICPMS, MC-ICPMS | ASI RESOLution-LR-S155 laser microprobe equipped with a GeoLas Pro 193 nm Ar F excimer laser | State Key Laboratory of Ore Deposit Geochemistry, Institute of Geochemistry, Chinese Academy of Sciences (IGCAS), Guiyang | Line scans were used for trace element analyzed signals, time-drift correction, and quantitative calibration for trace element analysis were performed using the Excel-based software ICPMSData Cal (Liu et al., 2008). Concentration and detection limit calculations were conducted using the protocol of Longerich et al. (1996). |  | 0 |  |  |  | 80 |  | 80 | [13 empty] | 1150 | [5 empty] | 40 | [5 empty] | 8800 | [9 empty] | 10050 | [37 empty] | 0 | [21 empty] | 328080 |  | 380 | [37 empty] | 660320 |  |  |  |  | 2023 | Sun, B., Lv, X., Wang, S., Ulrich, T., Dai, Z., Ruan, B. (2023). Evolution of an ancient VMS ore-forming system recorded by pyrite and sphalerite mineral texture, trace elements, and sulfur isotope: A case study from the Huangtupo Cu-Zn (-Au) deposit, Eastern Tianshan, NW China. Ore Geology Reviews, 158, 105475. |  | CHN | Xinjiang
| Huangtupo Cu-Zn (-Au) deposit |  | Seafloor hydrothermal | Volcanic-hosted massive sulfide (VMS) | VMS Cu-Zn | Cu, Zn | Au | Cu, Zn, Au | Sun et al., 2023 |  | Sp2-3 | Sp2-3 | drill core |  |  |  |  | ore material | drill core | drill core | mineral separate | [5 empty] | mineralisation |  |  |  | pyrite, sphalerite | preore stage (SI), early ore stage (SII), main ore stage-1 (SIII-1), main ore stage-2 (SIII-2), late ore stage (SIV) | disseminations, veinlets, masses | brecciated, porous, oscillatory-zoned, inclusion-rich, subhedral to euhedral |  |  |  | chalcopyrite, galena, tetrahedrite, pyrrhotite, bornite, magnetite, hematite, quartz, muscovite, barite, chlorite, carbonate, rutile, apatite |  | LA-ICPMS, MC-ICPMS | ASI RESOLution-LR-S155 laser microprobe equipped with a GeoLas Pro 193 nm Ar F excimer laser | State Key Laboratory of Ore Deposit Geochemistry, Institute of Geochemistry, Chinese Academy of Sciences (IGCAS), Guiyang | Line scans were used for trace element analyzed signals, time-drift correction, and quantitative calibration for trace element analysis were performed using the Excel-based software ICPMSData Cal (Liu et al., 2008). Concentration and detection limit calculations were conducted using the protocol of Longerich et al. (1996). |  | 0 |  |  |  | 0 |  | 0 | [13 empty] | 1540 | [5 empty] | 0 | [5 empty] | 0 | [9 empty] | 5710 | [37 empty] | 0 | [21 empty] | 326250 |  | 610 | [37 empty] | 682810 |  |  |  |  | 2023 | Sun, B., Lv, X., Wang, S., Ulrich, T., Dai, Z., Ruan, B. (2023). Evolution of an ancient VMS ore-forming system recorded by pyrite and sphalerite mineral texture, trace elements, and sulfur isotope: A case study from the Huangtupo Cu-Zn (-Au) deposit, Eastern Tianshan, NW China. Ore Geology Reviews, 158, 105475. |  | CHN | Xinjiang
| Huangtupo Cu-Zn (-Au) deposit |  | Seafloor hydrothermal | Volcanic-hosted massive sulfide (VMS) | VMS Cu-Zn | Cu, Zn | Au | Cu, Zn, Au | Sun et al., 2023 |  | Sp2-4 | Sp2-4 | drill core |  |  |  |  | ore material | drill core | drill core | mineral separate | [5 empty] | mineralisation |  |  |  | pyrite, sphalerite | preore stage (SI), early ore stage (SII), main ore stage-1 (SIII-1), main ore stage-2 (SIII-2), late ore stage (SIV) | disseminations, veinlets, masses | brecciated, porous, oscillatory-zoned, inclusion-rich, subhedral to euhedral |  |  |  | chalcopyrite, galena, tetrahedrite, pyrrhotite, bornite, magnetite, hematite, quartz, muscovite, barite, chlorite, carbonate, rutile, apatite |  | LA-ICPMS, MC-ICPMS | ASI RESOLution-LR-S155 laser microprobe equipped with a GeoLas Pro 193 nm Ar F excimer laser | State Key Laboratory of Ore Deposit Geochemistry, Institute of Geochemistry, Chinese Academy of Sciences (IGCAS), Guiyang | Line scans were used for trace element analyzed signals, time-drift correction, and quantitative calibration for trace element analysis were performed using the Excel-based software ICPMSData Cal (Liu et al., 2008). Concentration and detection limit calculations were conducted using the protocol of Longerich et al. (1996). |  | 0 |  |  |  | 0 |  | 0 | [13 empty] | 530 | [5 empty] | 0 | [5 empty] | 290 | [9 empty] | 6730 | [37 empty] | 150 | [21 empty] | 326920 |  | 660 | [37 empty] | 680850 |  |  |  |  | 2023 | Sun, B., Lv, X., Wang, S., Ulrich, T., Dai, Z., Ruan, B. (2023). Evolution of an ancient VMS ore-forming system recorded by pyrite and sphalerite mineral texture, trace elements, and sulfur isotope: A case study from the Huangtupo Cu-Zn (-Au) deposit, Eastern Tianshan, NW China. Ore Geology Reviews, 158, 105475. |  | CHN | Xinjiang
| Huangtupo Cu-Zn (-Au) deposit |  | Seafloor hydrothermal | Volcanic-hosted massive sulfide (VMS) | VMS Cu-Zn | Cu, Zn | Au | Cu, Zn, Au | Sun et al., 2023 |  | Sp2-5 | Sp2-5 | drill core |  |  |  |  | ore material | drill core | drill core | mineral separate | [5 empty] | mineralisation |  |  |  | pyrite, sphalerite | preore stage (SI), early ore stage (SII), main ore stage-1 (SIII-1), main ore stage-2 (SIII-2), late ore stage (SIV) | disseminations, veinlets, masses | brecciated, porous, oscillatory-zoned, inclusion-rich, subhedral to euhedral |  |  |  | chalcopyrite, galena, tetrahedrite, pyrrhotite, bornite, magnetite, hematite, quartz, muscovite, barite, chlorite, carbonate, rutile, apatite |  | LA-ICPMS, MC-ICPMS | ASI RESOLution-LR-S155 laser microprobe equipped with a GeoLas Pro 193 nm Ar F excimer laser | State Key Laboratory of Ore Deposit Geochemistry, Institute of Geochemistry, Chinese Academy of Sciences (IGCAS), Guiyang | Line scans were used for trace element analyzed signals, time-drift correction, and quantitative calibration for trace element analysis were performed using the Excel-based software ICPMSData Cal (Liu et al., 2008). Concentration and detection limit calculations were conducted using the protocol of Longerich et al. (1996). |  | 0 |  |  |  | 290 |  | 420 | [13 empty] | 790 | [5 empty] | 20 | [5 empty] | 4660 | [9 empty] | 7240 | [37 empty] | 40 | [21 empty] | 326870 |  | 440 | [37 empty] | 673410 |  |  |  |  | 2023 | Sun, B., Lv, X., Wang, S., Ulrich, T., Dai, Z., Ruan, B. (2023). Evolution of an ancient VMS ore-forming system recorded by pyrite and sphalerite mineral texture, trace elements, and sulfur isotope: A case study from the Huangtupo Cu-Zn (-Au) deposit, Eastern Tianshan, NW China. Ore Geology Reviews, 158, 105475. |  | CHN | Xinjiang
| Huangtupo Cu-Zn (-Au) deposit |  | Seafloor hydrothermal | Volcanic-hosted massive sulfide (VMS) | VMS Cu-Zn | Cu, Zn | Au | Cu, Zn, Au | Sun et al., 2023 |  | Sp2-6 | Sp2-6 | drill core |  |  |  |  | ore material | drill core | drill core | mineral separate | [5 empty] | mineralisation |  |  |  | pyrite, sphalerite | preore stage (SI), early ore stage (SII), main ore stage-1 (SIII-1), main ore stage-2 (SIII-2), late ore stage (SIV) | disseminations, veinlets, masses | brecciated, porous, oscillatory-zoned, inclusion-rich, subhedral to euhedral |  |  |  | chalcopyrite, galena, tetrahedrite, pyrrhotite, bornite, magnetite, hematite, quartz, muscovite, barite, chlorite, carbonate, rutile, apatite |  | LA-ICPMS, MC-ICPMS | ASI RESOLution-LR-S155 laser microprobe equipped with a GeoLas Pro 193 nm Ar F excimer laser | State Key Laboratory of Ore Deposit Geochemistry, Institute of Geochemistry, Chinese Academy of Sciences (IGCAS), Guiyang | Line scans were used for trace element analyzed signals, time-drift correction, and quantitative calibration for trace element analysis were performed using the Excel-based software ICPMSData Cal (Liu et al., 2008). Concentration and detection limit calculations were conducted using the protocol of Longerich et al. (1996). |  | 0 |  |  |  | 210 |  | 0 | [13 empty] | 840 | [5 empty] | 0 | [5 empty] | 1080 | [9 empty] | 4700 | [37 empty] | 0 | [21 empty] | 335070 |  | 460 | [37 empty] | 683810 |  |  |  |  | 2023 | Sun, B., Lv, X., Wang, S., Ulrich, T., Dai, Z., Ruan, B. (2023). Evolution of an ancient VMS ore-forming system recorded by pyrite and sphalerite mineral texture, trace elements, and sulfur isotope: A case study from the Huangtupo Cu-Zn (-Au) deposit, Eastern Tianshan, NW China. Ore Geology Reviews, 158, 105475. |  | CHN | Xinjiang
| Huangtupo Cu-Zn (-Au) deposit |  | Seafloor hydrothermal | Volcanic-hosted massive sulfide (VMS) | VMS Cu-Zn | Cu, Zn | Au | Cu, Zn, Au | Sun et al., 2023 |  | Sp2-7 | Sp2-7 | drill core |  |  |  |  | ore material | drill core | drill core | mineral separate | [5 empty] | mineralisation |  |  |  | pyrite, sphalerite | preore stage (SI), early ore stage (SII), main ore stage-1 (SIII-1), main ore stage-2 (SIII-2), late ore stage (SIV) | disseminations, veinlets, masses | brecciated, porous, oscillatory-zoned, inclusion-rich, subhedral to euhedral |  |  |  | chalcopyrite, galena, tetrahedrite, pyrrhotite, bornite, magnetite, hematite, quartz, muscovite, barite, chlorite, carbonate, rutile, apatite |  | LA-ICPMS, MC-ICPMS | ASI RESOLution-LR-S155 laser microprobe equipped with a GeoLas Pro 193 nm Ar F excimer laser | State Key Laboratory of Ore Deposit Geochemistry, Institute of Geochemistry, Chinese Academy of Sciences (IGCAS), Guiyang | Line scans were used for trace element analyzed signals, time-drift correction, and quantitative calibration for trace element analysis were performed using the Excel-based software ICPMSData Cal (Liu et al., 2008). Concentration and detection limit calculations were conducted using the protocol of Longerich et al. (1996). |  | 0 |  |  |  | 0 |  | 0 | [13 empty] | 1100 | [5 empty] | 50 | [5 empty] | 5200 | [9 empty] | 8630 | [37 empty] | 0 | [21 empty] | 325370 |  | 640 | [37 empty] | 677170 |  |  |  |  | 2023 | Sun, B., Lv, X., Wang, S., Ulrich, T., Dai, Z., Ruan, B. (2023). Evolution of an ancient VMS ore-forming system recorded by pyrite and sphalerite mineral texture, trace elements, and sulfur isotope: A case study from the Huangtupo Cu-Zn (-Au) deposit, Eastern Tianshan, NW China. Ore Geology Reviews, 158, 105475. |  | CHN | Xinjiang
| Huangtupo Cu-Zn (-Au) deposit |  | Seafloor hydrothermal | Volcanic-hosted massive sulfide (VMS) | VMS Cu-Zn | Cu, Zn | Au | Cu, Zn, Au | Sun et al., 2023 |  | Sp2-8 | Sp2-8 | drill core |  |  |  |  | ore material | drill core | drill core | mineral separate | [5 empty] | mineralisation |  |  |  | pyrite, sphalerite | preore stage (SI), early ore stage (SII), main ore stage-1 (SIII-1), main ore stage-2 (SIII-2), late ore stage (SIV) | disseminations, veinlets, masses | brecciated, porous, oscillatory-zoned, inclusion-rich, subhedral to euhedral |  |  |  | chalcopyrite, galena, tetrahedrite, pyrrhotite, bornite, magnetite, hematite, quartz, muscovite, barite, chlorite, carbonate, rutile, apatite |  | LA-ICPMS, MC-ICPMS | ASI RESOLution-LR-S155 laser microprobe equipped with a GeoLas Pro 193 nm Ar F excimer laser | State Key Laboratory of Ore Deposit Geochemistry, Institute of Geochemistry, Chinese Academy of Sciences (IGCAS), Guiyang | Line scans were used for trace element analyzed signals, time-drift correction, and quantitative calibration for trace element analysis were performed using the Excel-based software ICPMSData Cal (Liu et al., 2008). Concentration and detection limit calculations were conducted using the protocol of Longerich et al. (1996). |  | 0 |  |  |  | 20 |  | 0 | [13 empty] | 1290 | [5 empty] | 0 | [5 empty] | 330 | [9 empty] | 3950 | [37 empty] | 290 | [21 empty] | 329580 |  | 180 | [37 empty] | 686310 |  |  |  |  | 2023 | Sun, B., Lv, X., Wang, S., Ulrich, T., Dai, Z., Ruan, B. (2023). Evolution of an ancient VMS ore-forming system recorded by pyrite and sphalerite mineral texture, trace elements, and sulfur isotope: A case study from the Huangtupo Cu-Zn (-Au) deposit, Eastern Tianshan, NW China. Ore Geology Reviews, 158, 105475. |  | CHN | Xinjiang
| Huangtupo Cu-Zn (-Au) deposit |  | Seafloor hydrothermal | Volcanic-hosted massive sulfide (VMS) | VMS Cu-Zn | Cu, Zn | Au | Cu, Zn, Au | Sun et al., 2023 |  | Sp2-9 | Sp2-9 | drill core |  |  |  |  | ore material | drill core | drill core | mineral separate | [5 empty] | mineralisation |  |  |  | pyrite, sphalerite | preore stage (SI), early ore stage (SII), main ore stage-1 (SIII-1), main ore stage-2 (SIII-2), late ore stage (SIV) | disseminations, veinlets, masses | brecciated, porous, oscillatory-zoned, inclusion-rich, subhedral to euhedral |  |  |  | chalcopyrite, galena, tetrahedrite, pyrrhotite, bornite, magnetite, hematite, quartz, muscovite, barite, chlorite, carbonate, rutile, apatite |  | LA-ICPMS, MC-ICPMS | ASI RESOLution-LR-S155 laser microprobe equipped with a GeoLas Pro 193 nm Ar F excimer laser | State Key Laboratory of Ore Deposit Geochemistry, Institute of Geochemistry, Chinese Academy of Sciences (IGCAS), Guiyang | Line scans were used for trace element analyzed signals, time-drift correction, and quantitative calibration for trace element analysis were performed using the Excel-based software ICPMSData Cal (Liu et al., 2008). Concentration and detection limit calculations were conducted using the protocol of Longerich et al. (1996). |  | 0 |  |  |  | 0 |  | 0 | [13 empty] | 610 | [5 empty] | 90 | [5 empty] | 17020 | [9 empty] | 16920 | [37 empty] | 0 | [21 empty] | 329040 |  | 310 | [37 empty] | 654660 |  |  |  |  | 2023 | Sun, B., Lv, X., Wang, S., Ulrich, T., Dai, Z., Ruan, B. (2023). Evolution of an ancient VMS ore-forming system recorded by pyrite and sphalerite mineral texture, trace elements, and sulfur isotope: A case study from the Huangtupo Cu-Zn (-Au) deposit, Eastern Tianshan, NW China. Ore Geology Reviews, 158, 105475. |  | CHN | Xinjiang
| Huangtupo Cu-Zn (-Au) deposit |  | Seafloor hydrothermal | Volcanic-hosted massive sulfide (VMS) | VMS Cu-Zn | Cu, Zn | Au | Cu, Zn, Au | Sun et al., 2023 |  | Sp2-10 | Sp2-10 | drill core |  |  |  |  | ore material | drill core | drill core | mineral separate | [5 empty] | mineralisation |  |  |  | pyrite, sphalerite | preore stage (SI), early ore stage (SII), main ore stage-1 (SIII-1), main ore stage-2 (SIII-2), late ore stage (SIV) | disseminations, veinlets, masses | brecciated, porous, oscillatory-zoned, inclusion-rich, subhedral to euhedral |  |  |  | chalcopyrite, galena, tetrahedrite, pyrrhotite, bornite, magnetite, hematite, quartz, muscovite, barite, chlorite, carbonate, rutile, apatite |  | LA-ICPMS, MC-ICPMS | ASI RESOLution-LR-S155 laser microprobe equipped with a GeoLas Pro 193 nm Ar F excimer laser | State Key Laboratory of Ore Deposit Geochemistry, Institute of Geochemistry, Chinese Academy of Sciences (IGCAS), Guiyang | Line scans were used for trace element analyzed signals, time-drift correction, and quantitative calibration for trace element analysis were performed using the Excel-based software ICPMSData Cal (Liu et al., 2008). Concentration and detection limit calculations were conducted using the protocol of Longerich et al. (1996). |  | 0 |  |  |  | 0 |  | 280 | [13 empty] | 2090 | [5 empty] | 0 | [5 empty] | 190 | [9 empty] | 17110 | [37 empty] | 0 | [21 empty] | 328640 |  | 870 | [37 empty] | 662740 |  |  |  |  | 2023 | Sun, B., Lv, X., Wang, S., Ulrich, T., Dai, Z., Ruan, B. (2023). Evolution of an ancient VMS ore-forming system recorded by pyrite and sphalerite mineral texture, trace elements, and sulfur isotope: A case study from the Huangtupo Cu-Zn (-Au) deposit, Eastern Tianshan, NW China. Ore Geology Reviews, 158, 105475. |  | CHN | Xinjiang
| Huangtupo Cu-Zn (-Au) deposit |  | Seafloor hydrothermal | Volcanic-hosted massive sulfide (VMS) | VMS Cu-Zn | Cu, Zn | Au | Cu, Zn, Au | Sun et al., 2023 |  | Sp2-11 | Sp2-11 | drill core |  |  |  |  | ore material | drill core | drill core | mineral separate | [5 empty] | mineralisation |  |  |  | pyrite, sphalerite | preore stage (SI), early ore stage (SII), main ore stage-1 (SIII-1), main ore stage-2 (SIII-2), late ore stage (SIV) | disseminations, veinlets, masses | brecciated, porous, oscillatory-zoned, inclusion-rich, subhedral to euhedral |  |  |  | chalcopyrite, galena, tetrahedrite, pyrrhotite, bornite, magnetite, hematite, quartz, muscovite, barite, chlorite, carbonate, rutile, apatite |  | LA-ICPMS, MC-ICPMS | ASI RESOLution-LR-S155 laser microprobe equipped with a GeoLas Pro 193 nm Ar F excimer laser | State Key Laboratory of Ore Deposit Geochemistry, Institute of Geochemistry, Chinese Academy of Sciences (IGCAS), Guiyang | Line scans were used for trace element analyzed signals, time-drift correction, and quantitative calibration for trace element analysis were performed using the Excel-based software ICPMSData Cal (Liu et al., 2008). Concentration and detection limit calculations were conducted using the protocol of Longerich et al. (1996). |  | 0 |  |  |  | 0 |  | 220 | [13 empty] | 1570 | [5 empty] | 130 | [5 empty] | 0 | [9 empty] | 17560 | [37 empty] | 0 | [21 empty] | 328860 |  | 230 | [37 empty] | 666670 |  |  |  |  | 2023 | Sun, B., Lv, X., Wang, S., Ulrich, T., Dai, Z., Ruan, B. (2023). Evolution of an ancient VMS ore-forming system recorded by pyrite and sphalerite mineral texture, trace elements, and sulfur isotope: A case study from the Huangtupo Cu-Zn (-Au) deposit, Eastern Tianshan, NW China. Ore Geology Reviews, 158, 105475. |  | CHN | Xinjiang
| Huangtupo Cu-Zn (-Au) deposit |  | Seafloor hydrothermal | Volcanic-hosted massive sulfide (VMS) | VMS Cu-Zn | Cu, Zn | Au | Cu, Zn, Au | Sun et al., 2023 |  | Sp2-12 | Sp2-12 | drill core |  |  |  |  | ore material | drill core | drill core | mineral separate | [5 empty] | mineralisation |  |  |  | pyrite, sphalerite | preore stage (SI), early ore stage (SII), main ore stage-1 (SIII-1), main ore stage-2 (SIII-2), late ore stage (SIV) | disseminations, veinlets, masses | brecciated, porous, oscillatory-zoned, inclusion-rich, subhedral to euhedral |  |  |  | chalcopyrite, galena, tetrahedrite, pyrrhotite, bornite, magnetite, hematite, quartz, muscovite, barite, chlorite, carbonate, rutile, apatite |  | LA-ICPMS, MC-ICPMS | ASI RESOLution-LR-S155 laser microprobe equipped with a GeoLas Pro 193 nm Ar F excimer laser | State Key Laboratory of Ore Deposit Geochemistry, Institute of Geochemistry, Chinese Academy of Sciences (IGCAS), Guiyang | Line scans were used for trace element analyzed signals, time-drift correction, and quantitative calibration for trace element analysis were performed using the Excel-based software ICPMSData Cal (Liu et al., 2008). Concentration and detection limit calculations were conducted using the protocol of Longerich et al. (1996). |  | 0 |  |  |  | 0 |  | 540 | [13 empty] | 1570 | [5 empty] | 280 | [5 empty] | 0 | [9 empty] | 17120 | [37 empty] | 120 | [21 empty] | 330640 |  | 520 | [37 empty] | 665670 |  |  |  |  | 2023 | Sun, B., Lv, X., Wang, S., Ulrich, T., Dai, Z., Ruan, B. (2023). Evolution of an ancient VMS ore-forming system recorded by pyrite and sphalerite mineral texture, trace elements, and sulfur isotope: A case study from the Huangtupo Cu-Zn (-Au) deposit, Eastern Tianshan, NW China. Ore Geology Reviews, 158, 105475. |  | CHN | Xinjiang
| Huangtupo Cu-Zn (-Au) deposit |  | Seafloor hydrothermal | Volcanic-hosted massive sulfide (VMS) | VMS Cu-Zn | Cu, Zn | Au | Cu, Zn, Au | Sun et al., 2023 |  | Sp2-13 | Sp2-13 | drill core |  |  |  |  | ore material | drill core | drill core | mineral separate | [5 empty] | mineralisation |  |  |  | pyrite, sphalerite | preore stage (SI), early ore stage (SII), main ore stage-1 (SIII-1), main ore stage-2 (SIII-2), late ore stage (SIV) | disseminations, veinlets, masses | brecciated, porous, oscillatory-zoned, inclusion-rich, subhedral to euhedral |  |  |  | chalcopyrite, galena, tetrahedrite, pyrrhotite, bornite, magnetite, hematite, quartz, muscovite, barite, chlorite, carbonate, rutile, apatite |  | LA-ICPMS, MC-ICPMS | ASI RESOLution-LR-S155 laser microprobe equipped with a GeoLas Pro 193 nm Ar F excimer laser | State Key Laboratory of Ore Deposit Geochemistry, Institute of Geochemistry, Chinese Academy of Sciences (IGCAS), Guiyang | Line scans were used for trace element analyzed signals, time-drift correction, and quantitative calibration for trace element analysis were performed using the Excel-based software ICPMSData Cal (Liu et al., 2008). Concentration and detection limit calculations were conducted using the protocol of Longerich et al. (1996). |  | 0 |  |  |  | 330 |  | 0 | [13 empty] | 1440 | [5 empty] | 20 | [5 empty] | 1960 | [9 empty] | 17440 | [37 empty] | 240 | [21 empty] | 330630 |  | 390 | [37 empty] | 663300 |  |  |  |  | 2023 | Sun, B., Lv, X., Wang, S., Ulrich, T., Dai, Z., Ruan, B. (2023). Evolution of an ancient VMS ore-forming system recorded by pyrite and sphalerite mineral texture, trace elements, and sulfur isotope: A case study from the Huangtupo Cu-Zn (-Au) deposit, Eastern Tianshan, NW China. Ore Geology Reviews, 158, 105475. |  | CHN | Xinjiang
| Huangtupo Cu-Zn (-Au) deposit |  | Seafloor hydrothermal | Volcanic-hosted massive sulfide (VMS) | VMS Cu-Zn | Cu, Zn | Au | Cu, Zn, Au | Sun et al., 2023 |  | Sp2-14 | Sp2-14 | drill core |  |  |  |  | ore material | drill core | drill core | mineral separate | [5 empty] | mineralisation |  |  |  | pyrite, sphalerite | preore stage (SI), early ore stage (SII), main ore stage-1 (SIII-1), main ore stage-2 (SIII-2), late ore stage (SIV) | disseminations, veinlets, masses | brecciated, porous, oscillatory-zoned, inclusion-rich, subhedral to euhedral |  |  |  | chalcopyrite, galena, tetrahedrite, pyrrhotite, bornite, magnetite, hematite, quartz, muscovite, barite, chlorite, carbonate, rutile, apatite |  | LA-ICPMS, MC-ICPMS | ASI RESOLution-LR-S155 laser microprobe equipped with a GeoLas Pro 193 nm Ar F excimer laser | State Key Laboratory of Ore Deposit Geochemistry, Institute of Geochemistry, Chinese Academy of Sciences (IGCAS), Guiyang | Line scans were used for trace element analyzed signals, time-drift correction, and quantitative calibration for trace element analysis were performed using the Excel-based software ICPMSData Cal (Liu et al., 2008). Concentration and detection limit calculations were conducted using the protocol of Longerich et al. (1996). |  | 0 |  |  |  | 0 |  | 0 | [13 empty] | 1700 | [5 empty] | 150 | [5 empty] | 90 | [9 empty] | 16860 | [37 empty] | 110 | [21 empty] | 327790 |  | 370 | [37 empty] | 667820 |  |  |  |  | 2023 | Sun, B., Lv, X., Wang, S., Ulrich, T., Dai, Z., Ruan, B. (2023). Evolution of an ancient VMS ore-forming system recorded by pyrite and sphalerite mineral texture, trace elements, and sulfur isotope: A case study from the Huangtupo Cu-Zn (-Au) deposit, Eastern Tianshan, NW China. Ore Geology Reviews, 158, 105475. |  | CHN | Xinjiang
| Huangtupo Cu-Zn (-Au) deposit |  | Seafloor hydrothermal | Volcanic-hosted massive sulfide (VMS) | VMS Cu-Zn | Cu, Zn | Au | Cu, Zn, Au | Sun et al., 2023 |  | Sp2-15 | Sp2-15 | drill core |  |  |  |  | ore material | drill core | drill core | mineral separate | [5 empty] | mineralisation |  |  |  | pyrite, sphalerite | preore stage (SI), early ore stage (SII), main ore stage-1 (SIII-1), main ore stage-2 (SIII-2), late ore stage (SIV) | disseminations, veinlets, masses | brecciated, porous, oscillatory-zoned, inclusion-rich, subhedral to euhedral |  |  |  | chalcopyrite, galena, tetrahedrite, pyrrhotite, bornite, magnetite, hematite, quartz, muscovite, barite, chlorite, carbonate, rutile, apatite |  | LA-ICPMS, MC-ICPMS | ASI RESOLution-LR-S155 laser microprobe equipped with a GeoLas Pro 193 nm Ar F excimer laser | State Key Laboratory of Ore Deposit Geochemistry, Institute of Geochemistry, Chinese Academy of Sciences (IGCAS), Guiyang | Line scans were used for trace element analyzed signals, time-drift correction, and quantitative calibration for trace element analysis were performed using the Excel-based software ICPMSData Cal (Liu et al., 2008). Concentration and detection limit calculations were conducted using the protocol of Longerich et al. (1996). |  | 0 |  |  |  | 0 |  | 0 | [13 empty] | 1840 | [5 empty] | 0 | [5 empty] | 1040 | [9 empty] | 16020 | [37 empty] | 0 | [21 empty] | 329070 |  | 480 | [37 empty] | 665710 |  |  |  |  | 2023 | Sun, B., Lv, X., Wang, S., Ulrich, T., Dai, Z., Ruan, B. (2023). Evolution of an ancient VMS ore-forming system recorded by pyrite and sphalerite mineral texture, trace elements, and sulfur isotope: A case study from the Huangtupo Cu-Zn (-Au) deposit, Eastern Tianshan, NW China. Ore Geology Reviews, 158, 105475. |  | CHN | Xinjiang
| Huangtupo Cu-Zn (-Au) deposit |  | Seafloor hydrothermal | Volcanic-hosted massive sulfide (VMS) | VMS Cu-Zn | Cu, Zn | Au | Cu, Zn, Au | Sun et al., 2023 |  | Sp2-16 | Sp2-16 | drill core |  |  |  |  | ore material | drill core | drill core | mineral separate | [5 empty] | mineralisation |  |  |  | pyrite, sphalerite | preore stage (SI), early ore stage (SII), main ore stage-1 (SIII-1), main ore stage-2 (SIII-2), late ore stage (SIV) | disseminations, veinlets, masses | brecciated, porous, oscillatory-zoned, inclusion-rich, subhedral to euhedral |  |  |  | chalcopyrite, galena, tetrahedrite, pyrrhotite, bornite, magnetite, hematite, quartz, muscovite, barite, chlorite, carbonate, rutile, apatite |  | LA-ICPMS, MC-ICPMS | ASI RESOLution-LR-S155 laser microprobe equipped with a GeoLas Pro 193 nm Ar F excimer laser | State Key Laboratory of Ore Deposit Geochemistry, Institute of Geochemistry, Chinese Academy of Sciences (IGCAS), Guiyang | Line scans were used for trace element analyzed signals, time-drift correction, and quantitative calibration for trace element analysis were performed using the Excel-based software ICPMSData Cal (Liu et al., 2008). Concentration and detection limit calculations were conducted using the protocol of Longerich et al. (1996). |  | 0 |  |  |  | 190 |  | 0 | [13 empty] | 1400 | [5 empty] | 0 | [5 empty] | 980 | [9 empty] | 14580 | [37 empty] | 50 | [21 empty] | 329490 |  | 420 | [37 empty] | 668080 |  |  |  |  | 2023 | Sun, B., Lv, X., Wang, S., Ulrich, T., Dai, Z., Ruan, B. (2023). Evolution of an ancient VMS ore-forming system recorded by pyrite and sphalerite mineral texture, trace elements, and sulfur isotope: A case study from the Huangtupo Cu-Zn (-Au) deposit, Eastern Tianshan, NW China. Ore Geology Reviews, 158, 105475. |  | CHN | Xinjiang
| Huangtupo Cu-Zn (-Au) deposit |  | Seafloor hydrothermal | Volcanic-hosted massive sulfide (VMS) | VMS Cu-Zn | Cu, Zn | Au | Cu, Zn, Au | Sun et al., 2023 |  | Sp2-17 | Sp2-17 | drill core |  |  |  |  | ore material | drill core | drill core | mineral separate | [5 empty] | mineralisation |  |  |  | pyrite, sphalerite | preore stage (SI), early ore stage (SII), main ore stage-1 (SIII-1), main ore stage-2 (SIII-2), late ore stage (SIV) | disseminations, veinlets, masses | brecciated, porous, oscillatory-zoned, inclusion-rich, subhedral to euhedral |  |  |  | chalcopyrite, galena, tetrahedrite, pyrrhotite, bornite, magnetite, hematite, quartz, muscovite, barite, chlorite, carbonate, rutile, apatite |  | LA-ICPMS, MC-ICPMS | ASI RESOLution-LR-S155 laser microprobe equipped with a GeoLas Pro 193 nm Ar F excimer laser | State Key Laboratory of Ore Deposit Geochemistry, Institute of Geochemistry, Chinese Academy of Sciences (IGCAS), Guiyang | Line scans were used for trace element analyzed signals, time-drift correction, and quantitative calibration for trace element analysis were performed using the Excel-based software ICPMSData Cal (Liu et al., 2008). Concentration and detection limit calculations were conducted using the protocol of Longerich et al. (1996). |  | 0 |  |  |  | 0 |  | 0 | [13 empty] | 1770 | [5 empty] | 100 | [5 empty] | 530 | [9 empty] | 7300 | [37 empty] | 0 | [21 empty] | 327300 |  | 330 | [37 empty] | 674550 |  |  |  |  | 2023 | Sun, B., Lv, X., Wang, S., Ulrich, T., Dai, Z., Ruan, B. (2023). Evolution of an ancient VMS ore-forming system recorded by pyrite and sphalerite mineral texture, trace elements, and sulfur isotope: A case study from the Huangtupo Cu-Zn (-Au) deposit, Eastern Tianshan, NW China. Ore Geology Reviews, 158, 105475. |  | CHN | Xinjiang
| Huangtupo Cu-Zn (-Au) deposit |  | Seafloor hydrothermal | Volcanic-hosted massive sulfide (VMS) | VMS Cu-Zn | Cu, Zn | Au | Cu, Zn, Au | Sun et al., 2023 |  | Sp2-18 | Sp2-18 | drill core |  |  |  |  | ore material | drill core | drill core | mineral separate | [5 empty] | mineralisation |  |  |  | pyrite, sphalerite | preore stage (SI), early ore stage (SII), main ore stage-1 (SIII-1), main ore stage-2 (SIII-2), late ore stage (SIV) | disseminations, veinlets, masses | brecciated, porous, oscillatory-zoned, inclusion-rich, subhedral to euhedral |  |  |  | chalcopyrite, galena, tetrahedrite, pyrrhotite, bornite, magnetite, hematite, quartz, muscovite, barite, chlorite, carbonate, rutile, apatite |  | LA-ICPMS, MC-ICPMS | ASI RESOLution-LR-S155 laser microprobe equipped with a GeoLas Pro 193 nm Ar F excimer laser | State Key Laboratory of Ore Deposit Geochemistry, Institute of Geochemistry, Chinese Academy of Sciences (IGCAS), Guiyang | Line scans were used for trace element analyzed signals, time-drift correction, and quantitative calibration for trace element analysis were performed using the Excel-based software ICPMSData Cal (Liu et al., 2008). Concentration and detection limit calculations were conducted using the protocol of Longerich et al. (1996). |  | 0 |  |  |  | 0 |  | 600 | [13 empty] | 1300 | [5 empty] | 10 | [5 empty] | 0 | [9 empty] | 5380 | [37 empty] | 110 | [21 empty] | 325550 |  | 400 | [37 empty] | 674350 |  |  |  |  | 2023 | Sun, B., Lv, X., Wang, S., Ulrich, T., Dai, Z., Ruan, B. (2023). Evolution of an ancient VMS ore-forming system recorded by pyrite and sphalerite mineral texture, trace elements, and sulfur isotope: A case study from the Huangtupo Cu-Zn (-Au) deposit, Eastern Tianshan, NW China. Ore Geology Reviews, 158, 105475. |  | CHN | Xinjiang
| Huangtupo Cu-Zn (-Au) deposit |  | Seafloor hydrothermal | Volcanic-hosted massive sulfide (VMS) | VMS Cu-Zn | Cu, Zn | Au | Cu, Zn, Au | Sun et al., 2023 |  | Sp2-19 | Sp2-19 | drill core |  |  |  |  | ore material | drill core | drill core | mineral separate | [5 empty] | mineralisation |  |  |  | pyrite, sphalerite | preore stage (SI), early ore stage (SII), main ore stage-1 (SIII-1), main ore stage-2 (SIII-2), late ore stage (SIV) | disseminations, veinlets, masses | brecciated, porous, oscillatory-zoned, inclusion-rich, subhedral to euhedral |  |  |  | chalcopyrite, galena, tetrahedrite, pyrrhotite, bornite, magnetite, hematite, quartz, muscovite, barite, chlorite, carbonate, rutile, apatite |  | LA-ICPMS, MC-ICPMS | ASI RESOLution-LR-S155 laser microprobe equipped with a GeoLas Pro 193 nm Ar F excimer laser | State Key Laboratory of Ore Deposit Geochemistry, Institute of Geochemistry, Chinese Academy of Sciences (IGCAS), Guiyang | Line scans were used for trace element analyzed signals, time-drift correction, and quantitative calibration for trace element analysis were performed using the Excel-based software ICPMSData Cal (Liu et al., 2008). Concentration and detection limit calculations were conducted using the protocol of Longerich et al. (1996). |  | 0 |  |  |  | 0 |  | 0 | [13 empty] | 1340 | [5 empty] | 0 | [5 empty] | 0 | [9 empty] | 16700 | [37 empty] | 190 | [21 empty] | 327260 |  | 700 | [37 empty] | 662360 |  |  |  |  | 2023 | Sun, B., Lv, X., Wang, S., Ulrich, T., Dai, Z., Ruan, B. (2023). Evolution of an ancient VMS ore-forming system recorded by pyrite and sphalerite mineral texture, trace elements, and sulfur isotope: A case study from the Huangtupo Cu-Zn (-Au) deposit, Eastern Tianshan, NW China. Ore Geology Reviews, 158, 105475. |  | CHN | Xinjiang
| Huangtupo Cu-Zn (-Au) deposit |  | Seafloor hydrothermal | Volcanic-hosted massive sulfide (VMS) | VMS Cu-Zn | Cu, Zn | Au | Cu, Zn, Au | Sun et al., 2023 |  | Sp2-20 | Sp2-20 | drill core |  |  |  |  | ore material | drill core | drill core | mineral separate | [5 empty] | mineralisation |  |  |  | pyrite, sphalerite | preore stage (SI), early ore stage (SII), main ore stage-1 (SIII-1), main ore stage-2 (SIII-2), late ore stage (SIV) | disseminations, veinlets, masses | brecciated, porous, oscillatory-zoned, inclusion-rich, subhedral to euhedral |  |  |  | chalcopyrite, galena, tetrahedrite, pyrrhotite, bornite, magnetite, hematite, quartz, muscovite, barite, chlorite, carbonate, rutile, apatite |  | LA-ICPMS, MC-ICPMS | ASI RESOLution-LR-S155 laser microprobe equipped with a GeoLas Pro 193 nm Ar F excimer laser | State Key Laboratory of Ore Deposit Geochemistry, Institute of Geochemistry, Chinese Academy of Sciences (IGCAS), Guiyang | Line scans were used for trace element analyzed signals, time-drift correction, and quantitative calibration for trace element analysis were performed using the Excel-based software ICPMSData Cal (Liu et al., 2008). Concentration and detection limit calculations were conducted using the protocol of Longerich et al. (1996). |  | 0 |  |  |  | 0 |  | 0 | [13 empty] | 1430 | [5 empty] | 180 | [5 empty] | 0 | [9 empty] | 13760 | [37 empty] | 120 | [21 empty] | 327840 |  | 610 | [37 empty] | 666430 |  |  |  |  | 2023 | Sun, B., Lv, X., Wang, S., Ulrich, T., Dai, Z., Ruan, B. (2023). Evolution of an ancient VMS ore-forming system recorded by pyrite and sphalerite mineral texture, trace elements, and sulfur isotope: A case study from the Huangtupo Cu-Zn (-Au) deposit, Eastern Tianshan, NW China. Ore Geology Reviews, 158, 105475. |  | CHN | Xinjiang
| Huangtupo Cu-Zn (-Au) deposit |  | Seafloor hydrothermal | Volcanic-hosted massive sulfide (VMS) | VMS Cu-Zn | Cu, Zn | Au | Cu, Zn, Au | Sun et al., 2023 |  | Sp2-21 | Sp2-21 | drill core |  |  |  |  | ore material | drill core | drill core | mineral separate | [5 empty] | mineralisation |  |  |  | pyrite, sphalerite | preore stage (SI), early ore stage (SII), main ore stage-1 (SIII-1), main ore stage-2 (SIII-2), late ore stage (SIV) | disseminations, veinlets, masses | brecciated, porous, oscillatory-zoned, inclusion-rich, subhedral to euhedral |  |  |  | chalcopyrite, galena, tetrahedrite, pyrrhotite, bornite, magnetite, hematite, quartz, muscovite, barite, chlorite, carbonate, rutile, apatite |  | LA-ICPMS, MC-ICPMS | ASI RESOLution-LR-S155 laser microprobe equipped with a GeoLas Pro 193 nm Ar F excimer laser | State Key Laboratory of Ore Deposit Geochemistry, Institute of Geochemistry, Chinese Academy of Sciences (IGCAS), Guiyang | Line scans were used for trace element analyzed signals, time-drift correction, and quantitative calibration for trace element analysis were performed using the Excel-based software ICPMSData Cal (Liu et al., 2008). Concentration and detection limit calculations were conducted using the protocol of Longerich et al. (1996). |  | 0 |  |  |  | 0 |  | 600 | [13 empty] | 1870 | [5 empty] | 100 | [5 empty] | 0 | [9 empty] | 7120 | [37 empty] | 300 | [21 empty] | 329440 |  | 540 | [37 empty] | 671570 |  |  |  |  | 2023 | Sun, B., Lv, X., Wang, S., Ulrich, T., Dai, Z., Ruan, B. (2023). Evolution of an ancient VMS ore-forming system recorded by pyrite and sphalerite mineral texture, trace elements, and sulfur isotope: A case study from the Huangtupo Cu-Zn (-Au) deposit, Eastern Tianshan, NW China. Ore Geology Reviews, 158, 105475. |  | CHN | Xinjiang
| Huangtupo Cu-Zn (-Au) deposit |  | Seafloor hydrothermal | Volcanic-hosted massive sulfide (VMS) | VMS Cu-Zn | Cu, Zn | Au | Cu, Zn, Au | Sun et al., 2023 |  | Sp2-22 | Sp2-22 | drill core |  |  |  |  | ore material | drill core | drill core | mineral separate | [5 empty] | mineralisation |  |  |  | pyrite, sphalerite | preore stage (SI), early ore stage (SII), main ore stage-1 (SIII-1), main ore stage-2 (SIII-2), late ore stage (SIV) | disseminations, veinlets, masses | brecciated, porous, oscillatory-zoned, inclusion-rich, subhedral to euhedral |  |  |  | chalcopyrite, galena, tetrahedrite, pyrrhotite, bornite, magnetite, hematite, quartz, muscovite, barite, chlorite, carbonate, rutile, apatite |  | LA-ICPMS, MC-ICPMS | ASI RESOLution-LR-S155 laser microprobe equipped with a GeoLas Pro 193 nm Ar F excimer laser | State Key Laboratory of Ore Deposit Geochemistry, Institute of Geochemistry, Chinese Academy of Sciences (IGCAS), Guiyang | Line scans were used for trace element analyzed signals, time-drift correction, and quantitative calibration for trace element analysis were performed using the Excel-based software ICPMSData Cal (Liu et al., 2008). Concentration and detection limit calculations were conducted using the protocol of Longerich et al. (1996). |  | 0 |  |  |  | 400 |  | 0 | [13 empty] | 1480 | [5 empty] | 0 | [5 empty] | 610 | [9 empty] | 12970 | [37 empty] | 370 | [21 empty] | 328940 |  | 660 | [37 empty] | 665740 |  |  |  |  | 2023 | Sun, B., Lv, X., Wang, S., Ulrich, T., Dai, Z., Ruan, B. (2023). Evolution of an ancient VMS ore-forming system recorded by pyrite and sphalerite mineral texture, trace elements, and sulfur isotope: A case study from the Huangtupo Cu-Zn (-Au) deposit, Eastern Tianshan, NW China. Ore Geology Reviews, 158, 105475. |  | CHN | Xinjiang
| Huangtupo Cu-Zn (-Au) deposit |  | Seafloor hydrothermal | Volcanic-hosted massive sulfide (VMS) | VMS Cu-Zn | Cu, Zn | Au | Cu, Zn, Au | Sun et al., 2023 |  | Sp2-23 | Sp2-23 | drill core |  |  |  |  | ore material | drill core | drill core | mineral separate | [5 empty] | mineralisation |  |  |  | pyrite, sphalerite | preore stage (SI), early ore stage (SII), main ore stage-1 (SIII-1), main ore stage-2 (SIII-2), late ore stage (SIV) | disseminations, veinlets, masses | brecciated, porous, oscillatory-zoned, inclusion-rich, subhedral to euhedral |  |  |  | chalcopyrite, galena, tetrahedrite, pyrrhotite, bornite, magnetite, hematite, quartz, muscovite, barite, chlorite, carbonate, rutile, apatite |  | LA-ICPMS, MC-ICPMS | ASI RESOLution-LR-S155 laser microprobe equipped with a GeoLas Pro 193 nm Ar F excimer laser | State Key Laboratory of Ore Deposit Geochemistry, Institute of Geochemistry, Chinese Academy of Sciences (IGCAS), Guiyang | Line scans were used for trace element analyzed signals, time-drift correction, and quantitative calibration for trace element analysis were performed using the Excel-based software ICPMSData Cal (Liu et al., 2008). Concentration and detection limit calculations were conducted using the protocol of Longerich et al. (1996). |  | 0 |  |  |  | 150 |  | 0 | [13 empty] | 1540 | [5 empty] | 0 | [5 empty] | 1150 | [9 empty] | 17030 | [37 empty] | 190 | [21 empty] | 324470 |  | 140 | [37 empty] | 659350 |  |  |  |  | 2023 | Sun, B., Lv, X., Wang, S., Ulrich, T., Dai, Z., Ruan, B. (2023). Evolution of an ancient VMS ore-forming system recorded by pyrite and sphalerite mineral texture, trace elements, and sulfur isotope: A case study from the Huangtupo Cu-Zn (-Au) deposit, Eastern Tianshan, NW China. Ore Geology Reviews, 158, 105475. |  | CHN | Xinjiang
| Huangtupo Cu-Zn (-Au) deposit |  | Seafloor hydrothermal | Volcanic-hosted massive sulfide (VMS) | VMS Cu-Zn | Cu, Zn | Au | Cu, Zn, Au | Sun et al., 2023 |  | Sp2-24 | Sp2-24 | drill core |  |  |  |  | ore material | drill core | drill core | mineral separate | [5 empty] | mineralisation |  |  |  | pyrite, sphalerite | preore stage (SI), early ore stage (SII), main ore stage-1 (SIII-1), main ore stage-2 (SIII-2), late ore stage (SIV) | disseminations, veinlets, masses | brecciated, porous, oscillatory-zoned, inclusion-rich, subhedral to euhedral |  |  |  | chalcopyrite, galena, tetrahedrite, pyrrhotite, bornite, magnetite, hematite, quartz, muscovite, barite, chlorite, carbonate, rutile, apatite |  | LA-ICPMS, MC-ICPMS | ASI RESOLution-LR-S155 laser microprobe equipped with a GeoLas Pro 193 nm Ar F excimer laser | State Key Laboratory of Ore Deposit Geochemistry, Institute of Geochemistry, Chinese Academy of Sciences (IGCAS), Guiyang | Line scans were used for trace element analyzed signals, time-drift correction, and quantitative calibration for trace element analysis were performed using the Excel-based software ICPMSData Cal (Liu et al., 2008). Concentration and detection limit calculations were conducted using the protocol of Longerich et al. (1996). |  | 0 |  |  |  | 0 |  | 0 | [13 empty] | 1800 | [5 empty] | 0 | [5 empty] | 1940 | [9 empty] | 18620 | [37 empty] | 360 | [21 empty] | 329300 |  | 330 | [37 empty] | 663240 |  |  |  |  | 2023 | Sun, B., Lv, X., Wang, S., Ulrich, T., Dai, Z., Ruan, B. (2023). Evolution of an ancient VMS ore-forming system recorded by pyrite and sphalerite mineral texture, trace elements, and sulfur isotope: A case study from the Huangtupo Cu-Zn (-Au) deposit, Eastern Tianshan, NW China. Ore Geology Reviews, 158, 105475. |  | CHN | Xinjiang
| Huangtupo Cu-Zn (-Au) deposit |  | Seafloor hydrothermal | Volcanic-hosted massive sulfide (VMS) | VMS Cu-Zn | Cu, Zn | Au | Cu, Zn, Au | Sun et al., 2023 |  | Sp2-25 | Sp2-25 | drill core |  |  |  |  | ore material | drill core | drill core | mineral separate | [5 empty] | mineralisation |  |  |  | pyrite, sphalerite | preore stage (SI), early ore stage (SII), main ore stage-1 (SIII-1), main ore stage-2 (SIII-2), late ore stage (SIV) | disseminations, veinlets, masses | brecciated, porous, oscillatory-zoned, inclusion-rich, subhedral to euhedral |  |  |  | chalcopyrite, galena, tetrahedrite, pyrrhotite, bornite, magnetite, hematite, quartz, muscovite, barite, chlorite, carbonate, rutile, apatite |  | LA-ICPMS, MC-ICPMS | ASI RESOLution-LR-S155 laser microprobe equipped with a GeoLas Pro 193 nm Ar F excimer laser | State Key Laboratory of Ore Deposit Geochemistry, Institute of Geochemistry, Chinese Academy of Sciences (IGCAS), Guiyang | Line scans were used for trace element analyzed signals, time-drift correction, and quantitative calibration for trace element analysis were performed using the Excel-based software ICPMSData Cal (Liu et al., 2008). Concentration and detection limit calculations were conducted using the protocol of Longerich et al. (1996). |  | 0 |  |  |  | 0 |  | 0 | [13 empty] | 1360 | [5 empty] | 20 | [5 empty] | 880 | [9 empty] | 18140 | [37 empty] | 0 | [21 empty] | 327150 |  | 940 | [37 empty] | 661480 |  |  |  |  | 2023 | Sun, B., Lv, X., Wang, S., Ulrich, T., Dai, Z., Ruan, B. (2023). Evolution of an ancient VMS ore-forming system recorded by pyrite and sphalerite mineral texture, trace elements, and sulfur isotope: A case study from the Huangtupo Cu-Zn (-Au) deposit, Eastern Tianshan, NW China. Ore Geology Reviews, 158, 105475. |  | CHN | Xinjiang
| Huangtupo Cu-Zn (-Au) deposit |  | Seafloor hydrothermal | Volcanic-hosted massive sulfide (VMS) | VMS Cu-Zn | Cu, Zn | Au | Cu, Zn, Au | Sun et al., 2023 |  | Sp2-26 | Sp2-26 | drill core |  |  |  |  | ore material | drill core | drill core | mineral separate | [5 empty] | mineralisation |  |  |  | pyrite, sphalerite | preore stage (SI), early ore stage (SII), main ore stage-1 (SIII-1), main ore stage-2 (SIII-2), late ore stage (SIV) | disseminations, veinlets, masses | brecciated, porous, oscillatory-zoned, inclusion-rich, subhedral to euhedral |  |  |  | chalcopyrite, galena, tetrahedrite, pyrrhotite, bornite, magnetite, hematite, quartz, muscovite, barite, chlorite, carbonate, rutile, apatite |  | LA-ICPMS, MC-ICPMS | ASI RESOLution-LR-S155 laser microprobe equipped with a GeoLas Pro 193 nm Ar F excimer laser | State Key Laboratory of Ore Deposit Geochemistry, Institute of Geochemistry, Chinese Academy of Sciences (IGCAS), Guiyang | Line scans were used for trace element analyzed signals, time-drift correction, and quantitative calibration for trace element analysis were performed using the Excel-based software ICPMSData Cal (Liu et al., 2008). Concentration and detection limit calculations were conducted using the protocol of Longerich et al. (1996). |  | 0 |  |  |  | 0 |  | 0 | [13 empty] | 1570 | [5 empty] | 140 | [5 empty] | 1020 | [9 empty] | 18220 | [37 empty] | 160 | [21 empty] | 328230 |  | 420 | [37 empty] | 659560 |  |  |  |  | 2023 | Sun, B., Lv, X., Wang, S., Ulrich, T., Dai, Z., Ruan, B. (2023). Evolution of an ancient VMS ore-forming system recorded by pyrite and sphalerite mineral texture, trace elements, and sulfur isotope: A case study from the Huangtupo Cu-Zn (-Au) deposit, Eastern Tianshan, NW China. Ore Geology Reviews, 158, 105475. |  | CHN | Xinjiang
| Huangtupo Cu-Zn (-Au) deposit |  | Seafloor hydrothermal | Volcanic-hosted massive sulfide (VMS) | VMS Cu-Zn | Cu, Zn | Au | Cu, Zn, Au | Sun et al., 2023 |  | Sp2-27 | Sp2-27 | drill core |  |  |  |  | ore material | drill core | drill core | mineral separate | [5 empty] | mineralisation |  |  |  | pyrite, sphalerite | preore stage (SI), early ore stage (SII), main ore stage-1 (SIII-1), main ore stage-2 (SIII-2), late ore stage (SIV) | disseminations, veinlets, masses | brecciated, porous, oscillatory-zoned, inclusion-rich, subhedral to euhedral |  |  |  | chalcopyrite, galena, tetrahedrite, pyrrhotite, bornite, magnetite, hematite, quartz, muscovite, barite, chlorite, carbonate, rutile, apatite |  | LA-ICPMS, MC-ICPMS | ASI RESOLution-LR-S155 laser microprobe equipped with a GeoLas Pro 193 nm Ar F excimer laser | State Key Laboratory of Ore Deposit Geochemistry, Institute of Geochemistry, Chinese Academy of Sciences (IGCAS), Guiyang | Line scans were used for trace element analyzed signals, time-drift correction, and quantitative calibration for trace element analysis were performed using the Excel-based software ICPMSData Cal (Liu et al., 2008). Concentration and detection limit calculations were conducted using the protocol of Longerich et al. (1996). |  | 0 |  |  |  | 0 |  | 0 | [13 empty] | 1720 | [5 empty] | 180 | [5 empty] | 0 | [9 empty] | 16860 | [37 empty] | 0 | [21 empty] | 326670 |  | 90 | [37 empty] | 666700 |  |  |  |  | 2023 | Sun, B., Lv, X., Wang, S., Ulrich, T., Dai, Z., Ruan, B. (2023). Evolution of an ancient VMS ore-forming system recorded by pyrite and sphalerite mineral texture, trace elements, and sulfur isotope: A case study from the Huangtupo Cu-Zn (-Au) deposit, Eastern Tianshan, NW China. Ore Geology Reviews, 158, 105475. |  | CHN | Xinjiang
| Huangtupo Cu-Zn (-Au) deposit |  | Seafloor hydrothermal | Volcanic-hosted massive sulfide (VMS) | VMS Cu-Zn | Cu, Zn | Au | Cu, Zn, Au | Sun et al., 2023 |  | Sp2-28 | Sp2-28 | drill core |  |  |  |  | ore material | drill core | drill core | mineral separate | [5 empty] | mineralisation |  |  |  | pyrite, sphalerite | preore stage (SI), early ore stage (SII), main ore stage-1 (SIII-1), main ore stage-2 (SIII-2), late ore stage (SIV) | disseminations, veinlets, masses | brecciated, porous, oscillatory-zoned, inclusion-rich, subhedral to euhedral |  |  |  | chalcopyrite, galena, tetrahedrite, pyrrhotite, bornite, magnetite, hematite, quartz, muscovite, barite, chlorite, carbonate, rutile, apatite |  | LA-ICPMS, MC-ICPMS | ASI RESOLution-LR-S155 laser microprobe equipped with a GeoLas Pro 193 nm Ar F excimer laser | State Key Laboratory of Ore Deposit Geochemistry, Institute of Geochemistry, Chinese Academy of Sciences (IGCAS), Guiyang | Line scans were used for trace element analyzed signals, time-drift correction, and quantitative calibration for trace element analysis were performed using the Excel-based software ICPMSData Cal (Liu et al., 2008). Concentration and detection limit calculations were conducted using the protocol of Longerich et al. (1996). |  | 0 |  |  |  | 0 |  | 0 | [13 empty] | 1500 | [5 empty] | 0 | [5 empty] | 0 | [9 empty] | 17110 | [37 empty] | 0 | [21 empty] | 328200 |  | 440 | [37 empty] | 663380 |  |  |  |  | 2023 | Sun, B., Lv, X., Wang, S., Ulrich, T., Dai, Z., Ruan, B. (2023). Evolution of an ancient VMS ore-forming system recorded by pyrite and sphalerite mineral texture, trace elements, and sulfur isotope: A case study from the Huangtupo Cu-Zn (-Au) deposit, Eastern Tianshan, NW China. Ore Geology Reviews, 158, 105475. |  | CHN | Xinjiang
| Huangtupo Cu-Zn (-Au) deposit |  | Seafloor hydrothermal | Volcanic-hosted massive sulfide (VMS) | VMS Cu-Zn | Cu, Zn | Au | Cu, Zn, Au | Sun et al., 2023 |  | Sp2-29 | Sp2-29 | drill core |  |  |  |  | ore material | drill core | drill core | mineral separate | [5 empty] | mineralisation |  |  |  | pyrite, sphalerite | preore stage (SI), early ore stage (SII), main ore stage-1 (SIII-1), main ore stage-2 (SIII-2), late ore stage (SIV) | disseminations, veinlets, masses | brecciated, porous, oscillatory-zoned, inclusion-rich, subhedral to euhedral |  |  |  | chalcopyrite, galena, tetrahedrite, pyrrhotite, bornite, magnetite, hematite, quartz, muscovite, barite, chlorite, carbonate, rutile, apatite |  | LA-ICPMS, MC-ICPMS | ASI RESOLution-LR-S155 laser microprobe equipped with a GeoLas Pro 193 nm Ar F excimer laser | State Key Laboratory of Ore Deposit Geochemistry, Institute of Geochemistry, Chinese Academy of Sciences (IGCAS), Guiyang | Line scans were used for trace element analyzed signals, time-drift correction, and quantitative calibration for trace element analysis were performed using the Excel-based software ICPMSData Cal (Liu et al., 2008). Concentration and detection limit calculations were conducted using the protocol of Longerich et al. (1996). |  | 0 |  |  |  | 80 |  | 0 | [13 empty] | 1960 | [5 empty] | 210 | [5 empty] | 0 | [9 empty] | 16410 | [37 empty] | 0 | [21 empty] | 328700 |  | 640 | [37 empty] | 664370 |  |  |  |  | 2023 | Sun, B., Lv, X., Wang, S., Ulrich, T., Dai, Z., Ruan, B. (2023). Evolution of an ancient VMS ore-forming system recorded by pyrite and sphalerite mineral texture, trace elements, and sulfur isotope: A case study from the Huangtupo Cu-Zn (-Au) deposit, Eastern Tianshan, NW China. Ore Geology Reviews, 158, 105475. |  | CHN | Xinjiang
| Huangtupo Cu-Zn (-Au) deposit |  | Seafloor hydrothermal | Volcanic-hosted massive sulfide (VMS) | VMS Cu-Zn | Cu, Zn | Au | Cu, Zn, Au | Sun et al., 2023 |  | Sp2-30 | Sp2-30 | drill core |  |  |  |  | ore material | drill core | drill core | mineral separate | [5 empty] | mineralisation |  |  |  | pyrite, sphalerite | preore stage (SI), early ore stage (SII), main ore stage-1 (SIII-1), main ore stage-2 (SIII-2), late ore stage (SIV) | disseminations, veinlets, masses | brecciated, porous, oscillatory-zoned, inclusion-rich, subhedral to euhedral |  |  |  | chalcopyrite, galena, tetrahedrite, pyrrhotite, bornite, magnetite, hematite, quartz, muscovite, barite, chlorite, carbonate, rutile, apatite |  | LA-ICPMS, MC-ICPMS | ASI RESOLution-LR-S155 laser microprobe equipped with a GeoLas Pro 193 nm Ar F excimer laser | State Key Laboratory of Ore Deposit Geochemistry, Institute of Geochemistry, Chinese Academy of Sciences (IGCAS), Guiyang | Line scans were used for trace element analyzed signals, time-drift correction, and quantitative calibration for trace element analysis were performed using the Excel-based software ICPMSData Cal (Liu et al., 2008). Concentration and detection limit calculations were conducted using the protocol of Longerich et al. (1996). |  | 0 |  |  |  | 0 |  | 0 | [13 empty] | 1630 | [5 empty] | 0 | [5 empty] | 1060 | [9 empty] | 17470 | [37 empty] | 400 | [21 empty] | 327140 |  | 280 | [37 empty] | 662160 |  |  |  |  | 2023 | Sun, B., Lv, X., Wang, S., Ulrich, T., Dai, Z., Ruan, B. (2023). Evolution of an ancient VMS ore-forming system recorded by pyrite and sphalerite mineral texture, trace elements, and sulfur isotope: A case study from the Huangtupo Cu-Zn (-Au) deposit, Eastern Tianshan, NW China. Ore Geology Reviews, 158, 105475. |  | CHN | Xinjiang
| Huangtupo Cu-Zn (-Au) deposit |  | Seafloor hydrothermal | Volcanic-hosted massive sulfide (VMS) | VMS Cu-Zn | Cu, Zn | Au | Cu, Zn, Au | Sun et al., 2023 |  | Sp2-31 | Sp2-31 | drill core |  |  |  |  | ore material | drill core | drill core | mineral separate | [5 empty] | mineralisation |  |  |  | pyrite, sphalerite | preore stage (SI), early ore stage (SII), main ore stage-1 (SIII-1), main ore stage-2 (SIII-2), late ore stage (SIV) | disseminations, veinlets, masses | brecciated, porous, oscillatory-zoned, inclusion-rich, subhedral to euhedral |  |  |  | chalcopyrite, galena, tetrahedrite, pyrrhotite, bornite, magnetite, hematite, quartz, muscovite, barite, chlorite, carbonate, rutile, apatite |  | LA-ICPMS, MC-ICPMS | ASI RESOLution-LR-S155 laser microprobe equipped with a GeoLas Pro 193 nm Ar F excimer laser | State Key Laboratory of Ore Deposit Geochemistry, Institute of Geochemistry, Chinese Academy of Sciences (IGCAS), Guiyang | Line scans were used for trace element analyzed signals, time-drift correction, and quantitative calibration for trace element analysis were performed using the Excel-based software ICPMSData Cal (Liu et al., 2008). Concentration and detection limit calculations were conducted using the protocol of Longerich et al. (1996). |  | 0 |  |  |  | 0 |  | 0 | [13 empty] | 1250 | [5 empty] | 0 | [5 empty] | 750 | [9 empty] | 16900 | [37 empty] | 0 | [21 empty] | 329310 |  | 530 | [37 empty] | 663450 |  |  |  |  | 2023 | Sun, B., Lv, X., Wang, S., Ulrich, T., Dai, Z., Ruan, B. (2023). Evolution of an ancient VMS ore-forming system recorded by pyrite and sphalerite mineral texture, trace elements, and sulfur isotope: A case study from the Huangtupo Cu-Zn (-Au) deposit, Eastern Tianshan, NW China. Ore Geology Reviews, 158, 105475. |  | CHN | Xinjiang
| Huangtupo Cu-Zn (-Au) deposit |  | Seafloor hydrothermal | Volcanic-hosted massive sulfide (VMS) | VMS Cu-Zn | Cu, Zn | Au | Cu, Zn, Au | Sun et al., 2023 |  | Sp2-32 | Sp2-32 | drill core |  |  |  |  | ore material | drill core | drill core | mineral separate | [5 empty] | mineralisation |  |  |  | pyrite, sphalerite | preore stage (SI), early ore stage (SII), main ore stage-1 (SIII-1), main ore stage-2 (SIII-2), late ore stage (SIV) | disseminations, veinlets, masses | brecciated, porous, oscillatory-zoned, inclusion-rich, subhedral to euhedral |  |  |  | chalcopyrite, galena, tetrahedrite, pyrrhotite, bornite, magnetite, hematite, quartz, muscovite, barite, chlorite, carbonate, rutile, apatite |  | LA-ICPMS, MC-ICPMS | ASI RESOLution-LR-S155 laser microprobe equipped with a GeoLas Pro 193 nm Ar F excimer laser | State Key Laboratory of Ore Deposit Geochemistry, Institute of Geochemistry, Chinese Academy of Sciences (IGCAS), Guiyang | Line scans were used for trace element analyzed signals, time-drift correction, and quantitative calibration for trace element analysis were performed using the Excel-based software ICPMSData Cal (Liu et al., 2008). Concentration and detection limit calculations were conducted using the protocol of Longerich et al. (1996). |  | 0 |  |  |  | 0 |  | 0 | [13 empty] | 1260 | [5 empty] | 130 | [5 empty] | 0 | [9 empty] | 13740 | [37 empty] | 0 | [21 empty] | 328220 |  | 380 | [37 empty] | 666250 |  |  |  |  | 2023 | Sun, B., Lv, X., Wang, S., Ulrich, T., Dai, Z., Ruan, B. (2023). Evolution of an ancient VMS ore-forming system recorded by pyrite and sphalerite mineral texture, trace elements, and sulfur isotope: A case study from the Huangtupo Cu-Zn (-Au) deposit, Eastern Tianshan, NW China. Ore Geology Reviews, 158, 105475. |  | CHN | Xinjiang
| Huangtupo Cu-Zn (-Au) deposit |  | Seafloor hydrothermal | Volcanic-hosted massive sulfide (VMS) | VMS Cu-Zn | Cu, Zn | Au | Cu, Zn, Au | Sun et al., 2023 |  | Sp2-33 | Sp2-33 | drill core |  |  |  |  | ore material | drill core | drill core | mineral separate | [5 empty] | mineralisation |  |  |  | pyrite, sphalerite | preore stage (SI), early ore stage (SII), main ore stage-1 (SIII-1), main ore stage-2 (SIII-2), late ore stage (SIV) | disseminations, veinlets, masses | brecciated, porous, oscillatory-zoned, inclusion-rich, subhedral to euhedral |  |  |  | chalcopyrite, galena, tetrahedrite, pyrrhotite, bornite, magnetite, hematite, quartz, muscovite, barite, chlorite, carbonate, rutile, apatite |  | LA-ICPMS, MC-ICPMS | ASI RESOLution-LR-S155 laser microprobe equipped with a GeoLas Pro 193 nm Ar F excimer laser | State Key Laboratory of Ore Deposit Geochemistry, Institute of Geochemistry, Chinese Academy of Sciences (IGCAS), Guiyang | Line scans were used for trace element analyzed signals, time-drift correction, and quantitative calibration for trace element analysis were performed using the Excel-based software ICPMSData Cal (Liu et al., 2008). Concentration and detection limit calculations were conducted using the protocol of Longerich et al. (1996). |  | 0 |  |  |  | 440 |  | 180 | [13 empty] | 1250 | [5 empty] | 0 | [5 empty] | 10 | [9 empty] | 5840 | [37 empty] | 80 | [21 empty] | 328910 |  | 630 | [37 empty] | 675140 |  |  |  |  | 2023 | Sun, B., Lv, X., Wang, S., Ulrich, T., Dai, Z., Ruan, B. (2023). Evolution of an ancient VMS ore-forming system recorded by pyrite and sphalerite mineral texture, trace elements, and sulfur isotope: A case study from the Huangtupo Cu-Zn (-Au) deposit, Eastern Tianshan, NW China. Ore Geology Reviews, 158, 105475. |  | CHN | Xinjiang
| Huangtupo Cu-Zn (-Au) deposit |  | Seafloor hydrothermal | Volcanic-hosted massive sulfide (VMS) | VMS Cu-Zn | Cu, Zn | Au | Cu, Zn, Au | Sun et al., 2023 |  | Sp2-34 | Sp2-34 | drill core |  |  |  |  | ore material | drill core | drill core | mineral separate | [5 empty] | mineralisation |  |  |  | pyrite, sphalerite | preore stage (SI), early ore stage (SII), main ore stage-1 (SIII-1), main ore stage-2 (SIII-2), late ore stage (SIV) | disseminations, veinlets, masses | brecciated, porous, oscillatory-zoned, inclusion-rich, subhedral to euhedral |  |  |  | chalcopyrite, galena, tetrahedrite, pyrrhotite, bornite, magnetite, hematite, quartz, muscovite, barite, chlorite, carbonate, rutile, apatite |  | LA-ICPMS, MC-ICPMS | ASI RESOLution-LR-S155 laser microprobe equipped with a GeoLas Pro 193 nm Ar F excimer laser | State Key Laboratory of Ore Deposit Geochemistry, Institute of Geochemistry, Chinese Academy of Sciences (IGCAS), Guiyang | Line scans were used for trace element analyzed signals, time-drift correction, and quantitative calibration for trace element analysis were performed using the Excel-based software ICPMSData Cal (Liu et al., 2008). Concentration and detection limit calculations were conducted using the protocol of Longerich et al. (1996). |  | 0 |  |  |  | 230 |  | 0 | [13 empty] | 1500 | [5 empty] | 0 | [5 empty] | 210 | [9 empty] | 11810 | [37 empty] | 290 | [21 empty] | 327590 |  | 340 | [37 empty] | 669890 |  |  |  |  | 2023 | Sun, B., Lv, X., Wang, S., Ulrich, T., Dai, Z., Ruan, B. (2023). Evolution of an ancient VMS ore-forming system recorded by pyrite and sphalerite mineral texture, trace elements, and sulfur isotope: A case study from the Huangtupo Cu-Zn (-Au) deposit, Eastern Tianshan, NW China. Ore Geology Reviews, 158, 105475. |  | CHN | Xinjiang
| Huangtupo Cu-Zn (-Au) deposit |  | Seafloor hydrothermal | Volcanic-hosted massive sulfide (VMS) | VMS Cu-Zn | Cu, Zn | Au | Cu, Zn, Au | Sun et al., 2023 |  | Sp2-35 | Sp2-35 | drill core |  |  |  |  | ore material | drill core | drill core | mineral separate | [5 empty] | mineralisation |  |  |  | pyrite, sphalerite | preore stage (SI), early ore stage (SII), main ore stage-1 (SIII-1), main ore stage-2 (SIII-2), late ore stage (SIV) | disseminations, veinlets, masses | brecciated, porous, oscillatory-zoned, inclusion-rich, subhedral to euhedral |  |  |  | chalcopyrite, galena, tetrahedrite, pyrrhotite, bornite, magnetite, hematite, quartz, muscovite, barite, chlorite, carbonate, rutile, apatite |  | LA-ICPMS, MC-ICPMS | ASI RESOLution-LR-S155 laser microprobe equipped with a GeoLas Pro 193 nm Ar F excimer laser | State Key Laboratory of Ore Deposit Geochemistry, Institute of Geochemistry, Chinese Academy of Sciences (IGCAS), Guiyang | Line scans were used for trace element analyzed signals, time-drift correction, and quantitative calibration for trace element analysis were performed using the Excel-based software ICPMSData Cal (Liu et al., 2008). Concentration and detection limit calculations were conducted using the protocol of Longerich et al. (1996). |  | 0 |  |  |  | 0 |  | 100 | [13 empty] | 1570 | [5 empty] | 110 | [5 empty] | 270 | [9 empty] | 17140 | [37 empty] | 50 | [21 empty] | 326510 |  | 560 | [37 empty] | 662150 |  |  |  |  | 2023 | Sun, B., Lv, X., Wang, S., Ulrich, T., Dai, Z., Ruan, B. (2023). Evolution of an ancient VMS ore-forming system recorded by pyrite and sphalerite mineral texture, trace elements, and sulfur isotope: A case study from the Huangtupo Cu-Zn (-Au) deposit, Eastern Tianshan, NW China. Ore Geology Reviews, 158, 105475. |  | CHN | Xinjiang
| Huangtupo Cu-Zn (-Au) deposit |  | Seafloor hydrothermal | Volcanic-hosted massive sulfide (VMS) | VMS Cu-Zn | Cu, Zn | Au | Cu, Zn, Au | Sun et al., 2023 |  | Sp2-36 | Sp2-36 | drill core |  |  |  |  | ore material | drill core | drill core | mineral separate | [5 empty] | mineralisation |  |  |  | pyrite, sphalerite | preore stage (SI), early ore stage (SII), main ore stage-1 (SIII-1), main ore stage-2 (SIII-2), late ore stage (SIV) | disseminations, veinlets, masses | brecciated, porous, oscillatory-zoned, inclusion-rich, subhedral to euhedral |  |  |  | chalcopyrite, galena, tetrahedrite, pyrrhotite, bornite, magnetite, hematite, quartz, muscovite, barite, chlorite, carbonate, rutile, apatite |  | LA-ICPMS, MC-ICPMS | ASI RESOLution-LR-S155 laser microprobe equipped with a GeoLas Pro 193 nm Ar F excimer laser | State Key Laboratory of Ore Deposit Geochemistry, Institute of Geochemistry, Chinese Academy of Sciences (IGCAS), Guiyang | Line scans were used for trace element analyzed signals, time-drift correction, and quantitative calibration for trace element analysis were performed using the Excel-based software ICPMSData Cal (Liu et al., 2008). Concentration and detection limit calculations were conducted using the protocol of Longerich et al. (1996). |  | 0 |  |  |  | 440 |  | 0 | [13 empty] | 1810 | [5 empty] | 0 | [5 empty] | 0 | [9 empty] | 15940 | [37 empty] | 230 | [21 empty] | 327370 |  | 660 | [37 empty] | 661370 |  |  |  |  | 2023 | Sun, B., Lv, X., Wang, S., Ulrich, T., Dai, Z., Ruan, B. (2023). Evolution of an ancient VMS ore-forming system recorded by pyrite and sphalerite mineral texture, trace elements, and sulfur isotope: A case study from the Huangtupo Cu-Zn (-Au) deposit, Eastern Tianshan, NW China. Ore Geology Reviews, 158, 105475. |  | CHN | Xinjiang
| Huangtupo Cu-Zn (-Au) deposit |  | Seafloor hydrothermal | Volcanic-hosted massive sulfide (VMS) | VMS Cu-Zn | Cu, Zn | Au | Cu, Zn, Au | Sun et al., 2023 |  | Sp2-37 | Sp2-37 | drill core |  |  |  |  | ore material | drill core | drill core | mineral separate | [5 empty] | mineralisation |  |  |  | pyrite, sphalerite | preore stage (SI), early ore stage (SII), main ore stage-1 (SIII-1), main ore stage-2 (SIII-2), late ore stage (SIV) | disseminations, veinlets, masses | brecciated, porous, oscillatory-zoned, inclusion-rich, subhedral to euhedral |  |  |  | chalcopyrite, galena, tetrahedrite, pyrrhotite, bornite, magnetite, hematite, quartz, muscovite, barite, chlorite, carbonate, rutile, apatite |  | LA-ICPMS, MC-ICPMS | ASI RESOLution-LR-S155 laser microprobe equipped with a GeoLas Pro 193 nm Ar F excimer laser | State Key Laboratory of Ore Deposit Geochemistry, Institute of Geochemistry, Chinese Academy of Sciences (IGCAS), Guiyang | Line scans were used for trace element analyzed signals, time-drift correction, and quantitative calibration for trace element analysis were performed using the Excel-based software ICPMSData Cal (Liu et al., 2008). Concentration and detection limit calculations were conducted using the protocol of Longerich et al. (1996). |  | 0 |  |  |  | 0 |  | 800 | [13 empty] | 1440 | [5 empty] | 0 | [5 empty] | 650 | [9 empty] | 12340 | [37 empty] | 0 | [21 empty] | 326050 |  | 370 | [37 empty] | 664710 |  |  |  |  | 2023 | Sun, B., Lv, X., Wang, S., Ulrich, T., Dai, Z., Ruan, B. (2023). Evolution of an ancient VMS ore-forming system recorded by pyrite and sphalerite mineral texture, trace elements, and sulfur isotope: A case study from the Huangtupo Cu-Zn (-Au) deposit, Eastern Tianshan, NW China. Ore Geology Reviews, 158, 105475. |  | CHN | Xinjiang
| Huangtupo Cu-Zn (-Au) deposit |  | Seafloor hydrothermal | Volcanic-hosted massive sulfide (VMS) | VMS Cu-Zn | Cu, Zn | Au | Cu, Zn, Au | Sun et al., 2023 |  | Sp2-38 | Sp2-38 | drill core |  |  |  |  | ore material | drill core | drill core | mineral separate | [5 empty] | mineralisation |  |  |  | pyrite, sphalerite | preore stage (SI), early ore stage (SII), main ore stage-1 (SIII-1), main ore stage-2 (SIII-2), late ore stage (SIV) | disseminations, veinlets, masses | brecciated, porous, oscillatory-zoned, inclusion-rich, subhedral to euhedral |  |  |  | chalcopyrite, galena, tetrahedrite, pyrrhotite, bornite, magnetite, hematite, quartz, muscovite, barite, chlorite, carbonate, rutile, apatite |  | LA-ICPMS, MC-ICPMS | ASI RESOLution-LR-S155 laser microprobe equipped with a GeoLas Pro 193 nm Ar F excimer laser | State Key Laboratory of Ore Deposit Geochemistry, Institute of Geochemistry, Chinese Academy of Sciences (IGCAS), Guiyang | Line scans were used for trace element analyzed signals, time-drift correction, and quantitative calibration for trace element analysis were performed using the Excel-based software ICPMSData Cal (Liu et al., 2008). Concentration and detection limit calculations were conducted using the protocol of Longerich et al. (1996). |  | 0 |  |  |  | 400 |  | 0 | [13 empty] | 1440 | [5 empty] | 0 | [5 empty] | 0 | [9 empty] | 8150 | [37 empty] | 220 | [21 empty] | 327160 |  | 480 | [37 empty] | 676570 |  |  |  |  | 2023 | Sun, B., Lv, X., Wang, S., Ulrich, T., Dai, Z., Ruan, B. (2023). Evolution of an ancient VMS ore-forming system recorded by pyrite and sphalerite mineral texture, trace elements, and sulfur isotope: A case study from the Huangtupo Cu-Zn (-Au) deposit, Eastern Tianshan, NW China. Ore Geology Reviews, 158, 105475. |  | CHN | Xinjiang
| Huangtupo Cu-Zn (-Au) deposit |  | Seafloor hydrothermal | Volcanic-hosted massive sulfide (VMS) | VMS Cu-Zn | Cu, Zn | Au | Cu, Zn, Au | Sun et al., 2023 |  | Sp2-39 | Sp2-39 | drill core |  |  |  |  | ore material | drill core | drill core | mineral separate | [5 empty] | mineralisation |  |  |  | pyrite, sphalerite | preore stage (SI), early ore stage (SII), main ore stage-1 (SIII-1), main ore stage-2 (SIII-2), late ore stage (SIV) | disseminations, veinlets, masses | brecciated, porous, oscillatory-zoned, inclusion-rich, subhedral to euhedral |  |  |  | chalcopyrite, galena, tetrahedrite, pyrrhotite, bornite, magnetite, hematite, quartz, muscovite, barite, chlorite, carbonate, rutile, apatite |  | LA-ICPMS, MC-ICPMS | ASI RESOLution-LR-S155 laser microprobe equipped with a GeoLas Pro 193 nm Ar F excimer laser | State Key Laboratory of Ore Deposit Geochemistry, Institute of Geochemistry, Chinese Academy of Sciences (IGCAS), Guiyang | Line scans were used for trace element analyzed signals, time-drift correction, and quantitative calibration for trace element analysis were performed using the Excel-based software ICPMSData Cal (Liu et al., 2008). Concentration and detection limit calculations were conducted using the protocol of Longerich et al. (1996). |  | 90 |  |  |  | 0 |  | 0 | [13 empty] | 1220 | [5 empty] | 0 | [5 empty] | 1890 | [9 empty] | 17700 | [37 empty] | 0 | [21 empty] | 326310 |  | 390 | [37 empty] | 655090 |  |  |  |  | 2023 | Sun, B., Lv, X., Wang, S., Ulrich, T., Dai, Z., Ruan, B. (2023). Evolution of an ancient VMS ore-forming system recorded by pyrite and sphalerite mineral texture, trace elements, and sulfur isotope: A case study from the Huangtupo Cu-Zn (-Au) deposit, Eastern Tianshan, NW China. Ore Geology Reviews, 158, 105475. |  | CHN | Xinjiang
| Huangtupo Cu-Zn (-Au) deposit |  | Seafloor hydrothermal | Volcanic-hosted massive sulfide (VMS) | VMS Cu-Zn | Cu, Zn | Au | Cu, Zn, Au | Sun et al., 2023 |  | Sp2-40 | Sp2-40 | drill core |  |  |  |  | ore material | drill core | drill core | mineral separate | [5 empty] | mineralisation |  |  |  | pyrite, sphalerite | preore stage (SI), early ore stage (SII), main ore stage-1 (SIII-1), main ore stage-2 (SIII-2), late ore stage (SIV) | disseminations, veinlets, masses | brecciated, porous, oscillatory-zoned, inclusion-rich, subhedral to euhedral |  |  |  | chalcopyrite, galena, tetrahedrite, pyrrhotite, bornite, magnetite, hematite, quartz, muscovite, barite, chlorite, carbonate, rutile, apatite |  | LA-ICPMS, MC-ICPMS | ASI RESOLution-LR-S155 laser microprobe equipped with a GeoLas Pro 193 nm Ar F excimer laser | State Key Laboratory of Ore Deposit Geochemistry, Institute of Geochemistry, Chinese Academy of Sciences (IGCAS), Guiyang | Line scans were used for trace element analyzed signals, time-drift correction, and quantitative calibration for trace element analysis were performed using the Excel-based software ICPMSData Cal (Liu et al., 2008). Concentration and detection limit calculations were conducted using the protocol of Longerich et al. (1996). |  | 0 |  |  |  | 0 |  | 0 | [13 empty] | 1100 | [5 empty] | 20 | [5 empty] | 190 | [9 empty] | 6620 | [37 empty] | 230 | [21 empty] | 326360 |  | 720 | [37 empty] | 671560 |  |  |  |  | 2023 | Sun, B., Lv, X., Wang, S., Ulrich, T., Dai, Z., Ruan, B. (2023). Evolution of an ancient VMS ore-forming system recorded by pyrite and sphalerite mineral texture, trace elements, and sulfur isotope: A case study from the Huangtupo Cu-Zn (-Au) deposit, Eastern Tianshan, NW China. Ore Geology Reviews, 158, 105475. |  | CHN | Xinjiang
| Huangtupo Cu-Zn (-Au) deposit |  | Seafloor hydrothermal | Volcanic-hosted massive sulfide (VMS) | VMS Cu-Zn | Cu, Zn | Au | Cu, Zn, Au | Sun et al., 2023 |  | Sp2-41 | Sp2-41 | drill core |  |  |  |  | ore material | drill core | drill core | mineral separate | [5 empty] | mineralisation |  |  |  | pyrite, sphalerite | preore stage (SI), early ore stage (SII), main ore stage-1 (SIII-1), main ore stage-2 (SIII-2), late ore stage (SIV) | disseminations, veinlets, masses | brecciated, porous, oscillatory-zoned, inclusion-rich, subhedral to euhedral |  |  |  | chalcopyrite, galena, tetrahedrite, pyrrhotite, bornite, magnetite, hematite, quartz, muscovite, barite, chlorite, carbonate, rutile, apatite |  | LA-ICPMS, MC-ICPMS | ASI RESOLution-LR-S155 laser microprobe equipped with a GeoLas Pro 193 nm Ar F excimer laser | State Key Laboratory of Ore Deposit Geochemistry, Institute of Geochemistry, Chinese Academy of Sciences (IGCAS), Guiyang | Line scans were used for trace element analyzed signals, time-drift correction, and quantitative calibration for trace element analysis were performed using the Excel-based software ICPMSData Cal (Liu et al., 2008). Concentration and detection limit calculations were conducted using the protocol of Longerich et al. (1996). |  | 0 |  |  |  | 0 |  | 110 | [13 empty] | 1700 | [5 empty] | 0 | [5 empty] | 400 | [9 empty] | 5120 | [37 empty] | 10 | [21 empty] | 326790 |  | 420 | [37 empty] | 674130 |  |  |  |  | 2023 | Sun, B., Lv, X., Wang, S., Ulrich, T., Dai, Z., Ruan, B. (2023). Evolution of an ancient VMS ore-forming system recorded by pyrite and sphalerite mineral texture, trace elements, and sulfur isotope: A case study from the Huangtupo Cu-Zn (-Au) deposit, Eastern Tianshan, NW China. Ore Geology Reviews, 158, 105475. |  | CHN | Xinjiang
| Huangtupo Cu-Zn (-Au) deposit |  | Seafloor hydrothermal | Volcanic-hosted massive sulfide (VMS) | VMS Cu-Zn | Cu, Zn | Au | Cu, Zn, Au | Sun et al., 2023 |  | Sp2-42 | Sp2-42 | drill core |  |  |  |  | ore material | drill core | drill core | mineral separate | [5 empty] | mineralisation |  |  |  | pyrite, sphalerite | preore stage (SI), early ore stage (SII), main ore stage-1 (SIII-1), main ore stage-2 (SIII-2), late ore stage (SIV) | disseminations, veinlets, masses | brecciated, porous, oscillatory-zoned, inclusion-rich, subhedral to euhedral |  |  |  | chalcopyrite, galena, tetrahedrite, pyrrhotite, bornite, magnetite, hematite, quartz, muscovite, barite, chlorite, carbonate, rutile, apatite |  | LA-ICPMS, MC-ICPMS | ASI RESOLution-LR-S155 laser microprobe equipped with a GeoLas Pro 193 nm Ar F excimer laser | State Key Laboratory of Ore Deposit Geochemistry, Institute of Geochemistry, Chinese Academy of Sciences (IGCAS), Guiyang | Line scans were used for trace element analyzed signals, time-drift correction, and quantitative calibration for trace element analysis were performed using the Excel-based software ICPMSData Cal (Liu et al., 2008). Concentration and detection limit calculations were conducted using the protocol of Longerich et al. (1996). |  | 0 |  |  |  | 0 |  | 0 | [13 empty] | 1490 | [5 empty] | 50 | [5 empty] | 3320 | [9 empty] | 7060 | [37 empty] | 0 | [21 empty] | 324270 |  | 410 | [37 empty] | 662630 |  |  |  |  | 2023 | Sun, B., Lv, X., Wang, S., Ulrich, T., Dai, Z., Ruan, B. (2023). Evolution of an ancient VMS ore-forming system recorded by pyrite and sphalerite mineral texture, trace elements, and sulfur isotope: A case study from the Huangtupo Cu-Zn (-Au) deposit, Eastern Tianshan, NW China. Ore Geology Reviews, 158, 105475. |  | CHN | Xinjiang
| Huangtupo Cu-Zn (-Au) deposit |  | Seafloor hydrothermal | Volcanic-hosted massive sulfide (VMS) | VMS Cu-Zn | Cu, Zn | Au | Cu, Zn, Au | Sun et al., 2023 |  | Sp2-43 | Sp2-43 | drill core |  |  |  |  | ore material | drill core | drill core | mineral separate | [5 empty] | mineralisation |  |  |  | pyrite, sphalerite | preore stage (SI), early ore stage (SII), main ore stage-1 (SIII-1), main ore stage-2 (SIII-2), late ore stage (SIV) | disseminations, veinlets, masses | brecciated, porous, oscillatory-zoned, inclusion-rich, subhedral to euhedral |  |  |  | chalcopyrite, galena, tetrahedrite, pyrrhotite, bornite, magnetite, hematite, quartz, muscovite, barite, chlorite, carbonate, rutile, apatite |  | LA-ICPMS, MC-ICPMS | ASI RESOLution-LR-S155 laser microprobe equipped with a GeoLas Pro 193 nm Ar F excimer laser | State Key Laboratory of Ore Deposit Geochemistry, Institute of Geochemistry, Chinese Academy of Sciences (IGCAS), Guiyang | Line scans were used for trace element analyzed signals, time-drift correction, and quantitative calibration for trace element analysis were performed using the Excel-based software ICPMSData Cal (Liu et al., 2008). Concentration and detection limit calculations were conducted using the protocol of Longerich et al. (1996). |  | 0 |  |  |  | 0 |  | 0 | [13 empty] | 1780 | [5 empty] | 0 | [5 empty] | 270 | [9 empty] | 6740 | [37 empty] | 230 | [21 empty] | 326750 |  | 650 | [37 empty] | 670730 |  |  |  |  | 2023 | Sun, B., Lv, X., Wang, S., Ulrich, T., Dai, Z., Ruan, B. (2023). Evolution of an ancient VMS ore-forming system recorded by pyrite and sphalerite mineral texture, trace elements, and sulfur isotope: A case study from the Huangtupo Cu-Zn (-Au) deposit, Eastern Tianshan, NW China. Ore Geology Reviews, 158, 105475. |  | CHN | Xinjiang
| Huangtupo Cu-Zn (-Au) deposit |  | Seafloor hydrothermal | Volcanic-hosted massive sulfide (VMS) | VMS Cu-Zn | Cu, Zn | Au | Cu, Zn, Au | Sun et al., 2023 |  | Sp2-44 | Sp2-44 | drill core |  |  |  |  | ore material | drill core | drill core | mineral separate | [5 empty] | mineralisation |  |  |  | pyrite, sphalerite | preore stage (SI), early ore stage (SII), main ore stage-1 (SIII-1), main ore stage-2 (SIII-2), late ore stage (SIV) | disseminations, veinlets, masses | brecciated, porous, oscillatory-zoned, inclusion-rich, subhedral to euhedral |  |  |  | chalcopyrite, galena, tetrahedrite, pyrrhotite, bornite, magnetite, hematite, quartz, muscovite, barite, chlorite, carbonate, rutile, apatite |  | LA-ICPMS, MC-ICPMS | ASI RESOLution-LR-S155 laser microprobe equipped with a GeoLas Pro 193 nm Ar F excimer laser | State Key Laboratory of Ore Deposit Geochemistry, Institute of Geochemistry, Chinese Academy of Sciences (IGCAS), Guiyang | Line scans were used for trace element analyzed signals, time-drift correction, and quantitative calibration for trace element analysis were performed using the Excel-based software ICPMSData Cal (Liu et al., 2008). Concentration and detection limit calculations were conducted using the protocol of Longerich et al. (1996). |  | 0 |  |  |  | 0 |  | 0 | [13 empty] | 1780 | [5 empty] | 0 | [5 empty] | 1020 | [9 empty] | 7040 | [37 empty] | 40 | [21 empty] | 328550 |  | 730 | [37 empty] | 664610 |  |  |  |  | 2023 | Sun, B., Lv, X., Wang, S., Ulrich, T., Dai, Z., Ruan, B. (2023). Evolution of an ancient VMS ore-forming system recorded by pyrite and sphalerite mineral texture, trace elements, and sulfur isotope: A case study from the Huangtupo Cu-Zn (-Au) deposit, Eastern Tianshan, NW China. Ore Geology Reviews, 158, 105475. |  | CHN | Xinjiang
| Huangtupo Cu-Zn (-Au) deposit |  | Seafloor hydrothermal | Volcanic-hosted massive sulfide (VMS) | VMS Cu-Zn | Cu, Zn | Au | Cu, Zn, Au | Sun et al., 2023 |  | Sp3-1 | Sp3-1 | drill core |  |  |  |  | ore material | drill core | drill core | mineral separate | [5 empty] | mineralisation |  |  |  | pyrite, sphalerite | preore stage (SI), early ore stage (SII), main ore stage-1 (SIII-1), main ore stage-2 (SIII-2), late ore stage (SIV) | disseminations, veinlets, masses | brecciated, porous, oscillatory-zoned, inclusion-rich, subhedral to euhedral |  |  |  | chalcopyrite, galena, tetrahedrite, pyrrhotite, bornite, magnetite, hematite, quartz, muscovite, barite, chlorite, carbonate, rutile, apatite |  | LA-ICPMS, MC-ICPMS | ASI RESOLution-LR-S155 laser microprobe equipped with a GeoLas Pro 193 nm Ar F excimer laser | State Key Laboratory of Ore Deposit Geochemistry, Institute of Geochemistry, Chinese Academy of Sciences (IGCAS), Guiyang | Line scans were used for trace element analyzed signals, time-drift correction, and quantitative calibration for trace element analysis were performed using the Excel-based software ICPMSData Cal (Liu et al., 2008). Concentration and detection limit calculations were conducted using the protocol of Longerich et al. (1996). |  | 0 |  |  |  | 210 |  | 500 | [13 empty] | 170 | [5 empty] | 270 | [5 empty] | 850 | [9 empty] | 1060 | [37 empty] | 0 | [21 empty] | 327510 |  | 210 | [37 empty] | 683920 |  |  |  |  | 2023 | Sun, B., Lv, X., Wang, S., Ulrich, T., Dai, Z., Ruan, B. (2023). Evolution of an ancient VMS ore-forming system recorded by pyrite and sphalerite mineral texture, trace elements, and sulfur isotope: A case study from the Huangtupo Cu-Zn (-Au) deposit, Eastern Tianshan, NW China. Ore Geology Reviews, 158, 105475. |  | CHN | Xinjiang
| Huangtupo Cu-Zn (-Au) deposit |  | Seafloor hydrothermal | Volcanic-hosted massive sulfide (VMS) | VMS Cu-Zn | Cu, Zn | Au | Cu, Zn, Au | Sun et al., 2023 |  | Sp3-2 | Sp3-2 | drill core |  |  |  |  | ore material | drill core | drill core | mineral separate | [5 empty] | mineralisation |  |  |  | pyrite, sphalerite | preore stage (SI), early ore stage (SII), main ore stage-1 (SIII-1), main ore stage-2 (SIII-2), late ore stage (SIV) | disseminations, veinlets, masses | brecciated, porous, oscillatory-zoned, inclusion-rich, subhedral to euhedral |  |  |  | chalcopyrite, galena, tetrahedrite, pyrrhotite, bornite, magnetite, hematite, quartz, muscovite, barite, chlorite, carbonate, rutile, apatite |  | LA-ICPMS, MC-ICPMS | ASI RESOLution-LR-S155 laser microprobe equipped with a GeoLas Pro 193 nm Ar F excimer laser | State Key Laboratory of Ore Deposit Geochemistry, Institute of Geochemistry, Chinese Academy of Sciences (IGCAS), Guiyang | Line scans were used for trace element analyzed signals, time-drift correction, and quantitative calibration for trace element analysis were performed using the Excel-based software ICPMSData Cal (Liu et al., 2008). Concentration and detection limit calculations were conducted using the protocol of Longerich et al. (1996). |  | 0 |  |  |  | 0 |  | 0 | [13 empty] | 670 | [5 empty] | 320 | [5 empty] | 630 | [9 empty] | 1240 | [37 empty] | 0 | [21 empty] | 326660 |  | 610 | [37 empty] | 684520 |  |  |  |  | 2023 | Sun, B., Lv, X., Wang, S., Ulrich, T., Dai, Z., Ruan, B. (2023). Evolution of an ancient VMS ore-forming system recorded by pyrite and sphalerite mineral texture, trace elements, and sulfur isotope: A case study from the Huangtupo Cu-Zn (-Au) deposit, Eastern Tianshan, NW China. Ore Geology Reviews, 158, 105475. |  | CHN | Xinjiang
| Huangtupo Cu-Zn (-Au) deposit |  | Seafloor hydrothermal | Volcanic-hosted massive sulfide (VMS) | VMS Cu-Zn | Cu, Zn | Au | Cu, Zn, Au | Sun et al., 2023 |  | Sp3-3 | Sp3-3 | drill core |  |  |  |  | ore material | drill core | drill core | mineral separate | [5 empty] | mineralisation |  |  |  | pyrite, sphalerite | preore stage (SI), early ore stage (SII), main ore stage-1 (SIII-1), main ore stage-2 (SIII-2), late ore stage (SIV) | disseminations, veinlets, masses | brecciated, porous, oscillatory-zoned, inclusion-rich, subhedral to euhedral |  |  |  | chalcopyrite, galena, tetrahedrite, pyrrhotite, bornite, magnetite, hematite, quartz, muscovite, barite, chlorite, carbonate, rutile, apatite |  | LA-ICPMS, MC-ICPMS | ASI RESOLution-LR-S155 laser microprobe equipped with a GeoLas Pro 193 nm Ar F excimer laser | State Key Laboratory of Ore Deposit Geochemistry, Institute of Geochemistry, Chinese Academy of Sciences (IGCAS), Guiyang | Line scans were used for trace element analyzed signals, time-drift correction, and quantitative calibration for trace element analysis were performed using the Excel-based software ICPMSData Cal (Liu et al., 2008). Concentration and detection limit calculations were conducted using the protocol of Longerich et al. (1996). |  | 0 |  |  |  | 170 |  | 60 | [13 empty] | 830 | [5 empty] | 200 | [5 empty] | 510 | [9 empty] | 21060 | [37 empty] | 0 | [21 empty] | 326050 |  | 690 | [37 empty] | 663730 |  |  |  |  | 2023 | Sun, B., Lv, X., Wang, S., Ulrich, T., Dai, Z., Ruan, B. (2023). Evolution of an ancient VMS ore-forming system recorded by pyrite and sphalerite mineral texture, trace elements, and sulfur isotope: A case study from the Huangtupo Cu-Zn (-Au) deposit, Eastern Tianshan, NW China. Ore Geology Reviews, 158, 105475. |  | CHN | Xinjiang
| Huangtupo Cu-Zn (-Au) deposit |  | Seafloor hydrothermal | Volcanic-hosted massive sulfide (VMS) | VMS Cu-Zn | Cu, Zn | Au | Cu, Zn, Au | Sun et al., 2023 |  | Sp3-4 | Sp3-4 | drill core |  |  |  |  | ore material | drill core | drill core | mineral separate | [5 empty] | mineralisation |  |  |  | pyrite, sphalerite | preore stage (SI), early ore stage (SII), main ore stage-1 (SIII-1), main ore stage-2 (SIII-2), late ore stage (SIV) | disseminations, veinlets, masses | brecciated, porous, oscillatory-zoned, inclusion-rich, subhedral to euhedral |  |  |  | chalcopyrite, galena, tetrahedrite, pyrrhotite, bornite, magnetite, hematite, quartz, muscovite, barite, chlorite, carbonate, rutile, apatite |  | LA-ICPMS, MC-ICPMS | ASI RESOLution-LR-S155 laser microprobe equipped with a GeoLas Pro 193 nm Ar F excimer laser | State Key Laboratory of Ore Deposit Geochemistry, Institute of Geochemistry, Chinese Academy of Sciences (IGCAS), Guiyang | Line scans were used for trace element analyzed signals, time-drift correction, and quantitative calibration for trace element analysis were performed using the Excel-based software ICPMSData Cal (Liu et al., 2008). Concentration and detection limit calculations were conducted using the protocol of Longerich et al. (1996). |  | 0 |  |  |  | 0 |  | 0 | [13 empty] | 990 | [5 empty] | 0 | [5 empty] | 980 | [9 empty] | 1220 | [37 empty] | 270 | [21 empty] | 325950 |  | 650 | [37 empty] | 674990 |  |  |  |  | 2023 | Sun, B., Lv, X., Wang, S., Ulrich, T., Dai, Z., Ruan, B. (2023). Evolution of an ancient VMS ore-forming system recorded by pyrite and sphalerite mineral texture, trace elements, and sulfur isotope: A case study from the Huangtupo Cu-Zn (-Au) deposit, Eastern Tianshan, NW China. Ore Geology Reviews, 158, 105475. |  | CHN | Xinjiang
| Huangtupo Cu-Zn (-Au) deposit |  | Seafloor hydrothermal | Volcanic-hosted massive sulfide (VMS) | VMS Cu-Zn | Cu, Zn | Au | Cu, Zn, Au | Sun et al., 2023 |  | Sp3-5 | Sp3-5 | drill core |  |  |  |  | ore material | drill core | drill core | mineral separate | [5 empty] | mineralisation |  |  |  | pyrite, sphalerite | preore stage (SI), early ore stage (SII), main ore stage-1 (SIII-1), main ore stage-2 (SIII-2), late ore stage (SIV) | disseminations, veinlets, masses | brecciated, porous, oscillatory-zoned, inclusion-rich, subhedral to euhedral |  |  |  | chalcopyrite, galena, tetrahedrite, pyrrhotite, bornite, magnetite, hematite, quartz, muscovite, barite, chlorite, carbonate, rutile, apatite |  | LA-ICPMS, MC-ICPMS | ASI RESOLution-LR-S155 laser microprobe equipped with a GeoLas Pro 193 nm Ar F excimer laser | State Key Laboratory of Ore Deposit Geochemistry, Institute of Geochemistry, Chinese Academy of Sciences (IGCAS), Guiyang | Line scans were used for trace element analyzed signals, time-drift correction, and quantitative calibration for trace element analysis were performed using the Excel-based software ICPMSData Cal (Liu et al., 2008). Concentration and detection limit calculations were conducted using the protocol of Longerich et al. (1996). |  | 0 |  |  |  | 230 |  | 0 | [13 empty] | 1430 | [5 empty] | 20 | [5 empty] | 4480 | [9 empty] | 12960 | [37 empty] | 90 | [21 empty] | 329590 |  | 360 | [37 empty] | 661860 |  |  |  |  | 2023 | Sun, B., Lv, X., Wang, S., Ulrich, T., Dai, Z., Ruan, B. (2023). Evolution of an ancient VMS ore-forming system recorded by pyrite and sphalerite mineral texture, trace elements, and sulfur isotope: A case study from the Huangtupo Cu-Zn (-Au) deposit, Eastern Tianshan, NW China. Ore Geology Reviews, 158, 105475. |  | CHN | Xinjiang
| Huangtupo Cu-Zn (-Au) deposit |  | Seafloor hydrothermal | Volcanic-hosted massive sulfide (VMS) | VMS Cu-Zn | Cu, Zn | Au | Cu, Zn, Au | Sun et al., 2023 |  | Sp3-6 | Sp3-6 | drill core |  |  |  |  | ore material | drill core | drill core | mineral separate | [5 empty] | mineralisation |  |  |  | pyrite, sphalerite | preore stage (SI), early ore stage (SII), main ore stage-1 (SIII-1), main ore stage-2 (SIII-2), late ore stage (SIV) | disseminations, veinlets, masses | brecciated, porous, oscillatory-zoned, inclusion-rich, subhedral to euhedral |  |  |  | chalcopyrite, galena, tetrahedrite, pyrrhotite, bornite, magnetite, hematite, quartz, muscovite, barite, chlorite, carbonate, rutile, apatite |  | LA-ICPMS, MC-ICPMS | ASI RESOLution-LR-S155 laser microprobe equipped with a GeoLas Pro 193 nm Ar F excimer laser | State Key Laboratory of Ore Deposit Geochemistry, Institute of Geochemistry, Chinese Academy of Sciences (IGCAS), Guiyang | Line scans were used for trace element analyzed signals, time-drift correction, and quantitative calibration for trace element analysis were performed using the Excel-based software ICPMSData Cal (Liu et al., 2008). Concentration and detection limit calculations were conducted using the protocol of Longerich et al. (1996). |  | 0 |  |  |  | 0 |  | 630 | [13 empty] | 1490 | [5 empty] | 0 | [5 empty] | 2620 | [9 empty] | 2450 | [37 empty] | 0 | [21 empty] | 323670 |  | 480 | [37 empty] | 675300 |  |  |  |  | 2023 | Sun, B., Lv, X., Wang, S., Ulrich, T., Dai, Z., Ruan, B. (2023). Evolution of an ancient VMS ore-forming system recorded by pyrite and sphalerite mineral texture, trace elements, and sulfur isotope: A case study from the Huangtupo Cu-Zn (-Au) deposit, Eastern Tianshan, NW China. Ore Geology Reviews, 158, 105475. |  | CHN | Xinjiang
| Huangtupo Cu-Zn (-Au) deposit |  | Seafloor hydrothermal | Volcanic-hosted massive sulfide (VMS) | VMS Cu-Zn | Cu, Zn | Au | Cu, Zn, Au | Sun et al., 2023 |  | Sp3-7 | Sp3-7 | drill core |  |  |  |  | ore material | drill core | drill core | mineral separate | [5 empty] | mineralisation |  |  |  | pyrite, sphalerite | preore stage (SI), early ore stage (SII), main ore stage-1 (SIII-1), main ore stage-2 (SIII-2), late ore stage (SIV) | disseminations, veinlets, masses | brecciated, porous, oscillatory-zoned, inclusion-rich, subhedral to euhedral |  |  |  | chalcopyrite, galena, tetrahedrite, pyrrhotite, bornite, magnetite, hematite, quartz, muscovite, barite, chlorite, carbonate, rutile, apatite |  | LA-ICPMS, MC-ICPMS | ASI RESOLution-LR-S155 laser microprobe equipped with a GeoLas Pro 193 nm Ar F excimer laser | State Key Laboratory of Ore Deposit Geochemistry, Institute of Geochemistry, Chinese Academy of Sciences (IGCAS), Guiyang | Line scans were used for trace element analyzed signals, time-drift correction, and quantitative calibration for trace element analysis were performed using the Excel-based software ICPMSData Cal (Liu et al., 2008). Concentration and detection limit calculations were conducted using the protocol of Longerich et al. (1996). |  | 0 |  |  |  | 250 |  | 0 | [13 empty] | 1170 | [5 empty] | 20 | [5 empty] | 5590 | [9 empty] | 4700 | [37 empty] | 80 | [21 empty] | 328600 |  | 240 | [37 empty] | 670850 |  |  |  |  | 2023 | Sun, B., Lv, X., Wang, S., Ulrich, T., Dai, Z., Ruan, B. (2023). Evolution of an ancient VMS ore-forming system recorded by pyrite and sphalerite mineral texture, trace elements, and sulfur isotope: A case study from the Huangtupo Cu-Zn (-Au) deposit, Eastern Tianshan, NW China. Ore Geology Reviews, 158, 105475. |  | CHN | Xinjiang
| Huangtupo Cu-Zn (-Au) deposit |  | Seafloor hydrothermal | Volcanic-hosted massive sulfide (VMS) | VMS Cu-Zn | Cu, Zn | Au | Cu, Zn, Au | Sun et al., 2023 |  | Sp3-8 | Sp3-8 | drill core |  |  |  |  | ore material | drill core | drill core | mineral separate | [5 empty] | mineralisation |  |  |  | pyrite, sphalerite | preore stage (SI), early ore stage (SII), main ore stage-1 (SIII-1), main ore stage-2 (SIII-2), late ore stage (SIV) | disseminations, veinlets, masses | brecciated, porous, oscillatory-zoned, inclusion-rich, subhedral to euhedral |  |  |  | chalcopyrite, galena, tetrahedrite, pyrrhotite, bornite, magnetite, hematite, quartz, muscovite, barite, chlorite, carbonate, rutile, apatite |  | LA-ICPMS, MC-ICPMS | ASI RESOLution-LR-S155 laser microprobe equipped with a GeoLas Pro 193 nm Ar F excimer laser | State Key Laboratory of Ore Deposit Geochemistry, Institute of Geochemistry, Chinese Academy of Sciences (IGCAS), Guiyang | Line scans were used for trace element analyzed signals, time-drift correction, and quantitative calibration for trace element analysis were performed using the Excel-based software ICPMSData Cal (Liu et al., 2008). Concentration and detection limit calculations were conducted using the protocol of Longerich et al. (1996). |  | 0 |  |  |  | 460 |  | 270 | [13 empty] | 1050 | [5 empty] | 60 | [5 empty] | 1030 | [9 empty] | 2820 | [37 empty] | 360 | [21 empty] | 327100 |  | 350 | [37 empty] | 671760 |  |  |  |  | 2023 | Sun, B., Lv, X., Wang, S., Ulrich, T., Dai, Z., Ruan, B. (2023). Evolution of an ancient VMS ore-forming system recorded by pyrite and sphalerite mineral texture, trace elements, and sulfur isotope: A case study from the Huangtupo Cu-Zn (-Au) deposit, Eastern Tianshan, NW China. Ore Geology Reviews, 158, 105475. |  | CHN | Xinjiang
| Huangtupo Cu-Zn (-Au) deposit |  | Seafloor hydrothermal | Volcanic-hosted massive sulfide (VMS) | VMS Cu-Zn | Cu, Zn | Au | Cu, Zn, Au | Sun et al., 2023 |  | Sp3-9 | Sp3-9 | drill core |  |  |  |  | ore material | drill core | drill core | mineral separate | [5 empty] | mineralisation |  |  |  | pyrite, sphalerite | preore stage (SI), early ore stage (SII), main ore stage-1 (SIII-1), main ore stage-2 (SIII-2), late ore stage (SIV) | disseminations, veinlets, masses | brecciated, porous, oscillatory-zoned, inclusion-rich, subhedral to euhedral |  |  |  | chalcopyrite, galena, tetrahedrite, pyrrhotite, bornite, magnetite, hematite, quartz, muscovite, barite, chlorite, carbonate, rutile, apatite |  | LA-ICPMS, MC-ICPMS | ASI RESOLution-LR-S155 laser microprobe equipped with a GeoLas Pro 193 nm Ar F excimer laser | State Key Laboratory of Ore Deposit Geochemistry, Institute of Geochemistry, Chinese Academy of Sciences (IGCAS), Guiyang | Line scans were used for trace element analyzed signals, time-drift correction, and quantitative calibration for trace element analysis were performed using the Excel-based software ICPMSData Cal (Liu et al., 2008). Concentration and detection limit calculations were conducted using the protocol of Longerich et al. (1996). |  | 0 |  |  |  | 180 |  | 0 | [13 empty] | 840 | [5 empty] | 0 | [5 empty] | 980 | [9 empty] | 2470 | [37 empty] | 0 | [21 empty] | 324710 |  | 470 | [37 empty] | 678410 |  |  |  |  | 2023 | Sun, B., Lv, X., Wang, S., Ulrich, T., Dai, Z., Ruan, B. (2023). Evolution of an ancient VMS ore-forming system recorded by pyrite and sphalerite mineral texture, trace elements, and sulfur isotope: A case study from the Huangtupo Cu-Zn (-Au) deposit, Eastern Tianshan, NW China. Ore Geology Reviews, 158, 105475. |  | CHN | Xinjiang
| Huangtupo Cu-Zn (-Au) deposit |  | Seafloor hydrothermal | Volcanic-hosted massive sulfide (VMS) | VMS Cu-Zn | Cu, Zn | Au | Cu, Zn, Au | Sun et al., 2023 |  | Sp3-10 | Sp3-10 | drill core |  |  |  |  | ore material | drill core | drill core | mineral separate | [5 empty] | mineralisation |  |  |  | pyrite, sphalerite | preore stage (SI), early ore stage (SII), main ore stage-1 (SIII-1), main ore stage-2 (SIII-2), late ore stage (SIV) | disseminations, veinlets, masses | brecciated, porous, oscillatory-zoned, inclusion-rich, subhedral to euhedral |  |  |  | chalcopyrite, galena, tetrahedrite, pyrrhotite, bornite, magnetite, hematite, quartz, muscovite, barite, chlorite, carbonate, rutile, apatite |  | LA-ICPMS, MC-ICPMS | ASI RESOLution-LR-S155 laser microprobe equipped with a GeoLas Pro 193 nm Ar F excimer laser | State Key Laboratory of Ore Deposit Geochemistry, Institute of Geochemistry, Chinese Academy of Sciences (IGCAS), Guiyang | Line scans were used for trace element analyzed signals, time-drift correction, and quantitative calibration for trace element analysis were performed using the Excel-based software ICPMSData Cal (Liu et al., 2008). Concentration and detection limit calculations were conducted using the protocol of Longerich et al. (1996). |  | 0 |  |  |  | 0 |  | 0 | [13 empty] | 970 | [5 empty] | 410 | [5 empty] | 1470 | [9 empty] | 1480 | [37 empty] | 160 | [21 empty] | 321410 |  | 520 | [37 empty] | 680470 |  |  |  |  | 2023 | Sun, B., Lv, X., Wang, S., Ulrich, T., Dai, Z., Ruan, B. (2023). Evolution of an ancient VMS ore-forming system recorded by pyrite and sphalerite mineral texture, trace elements, and sulfur isotope: A case study from the Huangtupo Cu-Zn (-Au) deposit, Eastern Tianshan, NW China. Ore Geology Reviews, 158, 105475. |  | CHN | Xinjiang
| Huangtupo Cu-Zn (-Au) deposit |  | Seafloor hydrothermal | Volcanic-hosted massive sulfide (VMS) | VMS Cu-Zn | Cu, Zn | Au | Cu, Zn, Au | Sun et al., 2023 |  | Sp3-11 | Sp3-11 | drill core |  |  |  |  | ore material | drill core | drill core | mineral separate | [5 empty] | mineralisation |  |  |  | pyrite, sphalerite | preore stage (SI), early ore stage (SII), main ore stage-1 (SIII-1), main ore stage-2 (SIII-2), late ore stage (SIV) | disseminations, veinlets, masses | brecciated, porous, oscillatory-zoned, inclusion-rich, subhedral to euhedral |  |  |  | chalcopyrite, galena, tetrahedrite, pyrrhotite, bornite, magnetite, hematite, quartz, muscovite, barite, chlorite, carbonate, rutile, apatite |  | LA-ICPMS, MC-ICPMS | ASI RESOLution-LR-S155 laser microprobe equipped with a GeoLas Pro 193 nm Ar F excimer laser | State Key Laboratory of Ore Deposit Geochemistry, Institute of Geochemistry, Chinese Academy of Sciences (IGCAS), Guiyang | Line scans were used for trace element analyzed signals, time-drift correction, and quantitative calibration for trace element analysis were performed using the Excel-based software ICPMSData Cal (Liu et al., 2008). Concentration and detection limit calculations were conducted using the protocol of Longerich et al. (1996). |  | 0 |  |  |  | 100 |  | 0 | [13 empty] | 780 | [5 empty] | 0 | [5 empty] | 5380 | [9 empty] | 1510 | [37 empty] | 0 | [21 empty] | 321470 |  | 340 | [37 empty] | 682140 |  |  |  |  | 2023 | Sun, B., Lv, X., Wang, S., Ulrich, T., Dai, Z., Ruan, B. (2023). Evolution of an ancient VMS ore-forming system recorded by pyrite and sphalerite mineral texture, trace elements, and sulfur isotope: A case study from the Huangtupo Cu-Zn (-Au) deposit, Eastern Tianshan, NW China. Ore Geology Reviews, 158, 105475. |  | CHN | Xinjiang
| Huangtupo Cu-Zn (-Au) deposit |  | Seafloor hydrothermal | Volcanic-hosted massive sulfide (VMS) | VMS Cu-Zn | Cu, Zn | Au | Cu, Zn, Au | Sun et al., 2023 |  | Sp3-12 | Sp3-12 | drill core |  |  |  |  | ore material | drill core | drill core | mineral separate | [5 empty] | mineralisation |  |  |  | pyrite, sphalerite | preore stage (SI), early ore stage (SII), main ore stage-1 (SIII-1), main ore stage-2 (SIII-2), late ore stage (SIV) | disseminations, veinlets, masses | brecciated, porous, oscillatory-zoned, inclusion-rich, subhedral to euhedral |  |  |  | chalcopyrite, galena, tetrahedrite, pyrrhotite, bornite, magnetite, hematite, quartz, muscovite, barite, chlorite, carbonate, rutile, apatite |  | LA-ICPMS, MC-ICPMS | ASI RESOLution-LR-S155 laser microprobe equipped with a GeoLas Pro 193 nm Ar F excimer laser | State Key Laboratory of Ore Deposit Geochemistry, Institute of Geochemistry, Chinese Academy of Sciences (IGCAS), Guiyang | Line scans were used for trace element analyzed signals, time-drift correction, and quantitative calibration for trace element analysis were performed using the Excel-based software ICPMSData Cal (Liu et al., 2008). Concentration and detection limit calculations were conducted using the protocol of Longerich et al. (1996). |  | 0 |  |  |  | 0 |  | 0 | [13 empty] | 1060 | [5 empty] | 0 | [5 empty] | 6140 | [9 empty] | 3140 | [37 empty] | 0 | [21 empty] | 328540 |  | 740 | [37 empty] | 678740 |  |  |  |  | 2023 | Sun, B., Lv, X., Wang, S., Ulrich, T., Dai, Z., Ruan, B. (2023). Evolution of an ancient VMS ore-forming system recorded by pyrite and sphalerite mineral texture, trace elements, and sulfur isotope: A case study from the Huangtupo Cu-Zn (-Au) deposit, Eastern Tianshan, NW China. Ore Geology Reviews, 158, 105475. |  | CHN | Xinjiang
| Huangtupo Cu-Zn (-Au) deposit |  | Seafloor hydrothermal | Volcanic-hosted massive sulfide (VMS) | VMS Cu-Zn | Cu, Zn | Au | Cu, Zn, Au | Sun et al., 2023 |  | Sp3-13 | Sp3-13 | drill core |  |  |  |  | ore material | drill core | drill core | mineral separate | [5 empty] | mineralisation |  |  |  | pyrite, sphalerite | preore stage (SI), early ore stage (SII), main ore stage-1 (SIII-1), main ore stage-2 (SIII-2), late ore stage (SIV) | disseminations, veinlets, masses | brecciated, porous, oscillatory-zoned, inclusion-rich, subhedral to euhedral |  |  |  | chalcopyrite, galena, tetrahedrite, pyrrhotite, bornite, magnetite, hematite, quartz, muscovite, barite, chlorite, carbonate, rutile, apatite |  | LA-ICPMS, MC-ICPMS | ASI RESOLution-LR-S155 laser microprobe equipped with a GeoLas Pro 193 nm Ar F excimer laser | State Key Laboratory of Ore Deposit Geochemistry, Institute of Geochemistry, Chinese Academy of Sciences (IGCAS), Guiyang | Line scans were used for trace element analyzed signals, time-drift correction, and quantitative calibration for trace element analysis were performed using the Excel-based software ICPMSData Cal (Liu et al., 2008). Concentration and detection limit calculations were conducted using the protocol of Longerich et al. (1996). |  | 0 |  |  |  | 380 |  | 280 | [13 empty] | 1240 | [5 empty] | 230 | [5 empty] | 7120 | [9 empty] | 2040 | [37 empty] | 0 | [21 empty] | 321470 |  | 650 | [37 empty] | 680150 |  |  |  |  | 2023 | Sun, B., Lv, X., Wang, S., Ulrich, T., Dai, Z., Ruan, B. (2023). Evolution of an ancient VMS ore-forming system recorded by pyrite and sphalerite mineral texture, trace elements, and sulfur isotope: A case study from the Huangtupo Cu-Zn (-Au) deposit, Eastern Tianshan, NW China. Ore Geology Reviews, 158, 105475. |  | CHN | Xinjiang
| Huangtupo Cu-Zn (-Au) deposit |  | Seafloor hydrothermal | Volcanic-hosted massive sulfide (VMS) | VMS Cu-Zn | Cu, Zn | Au | Cu, Zn, Au | Sun et al., 2023 |  | Sp3-14 | Sp3-14 | drill core |  |  |  |  | ore material | drill core | drill core | mineral separate | [5 empty] | mineralisation |  |  |  | pyrite, sphalerite | preore stage (SI), early ore stage (SII), main ore stage-1 (SIII-1), main ore stage-2 (SIII-2), late ore stage (SIV) | disseminations, veinlets, masses | brecciated, porous, oscillatory-zoned, inclusion-rich, subhedral to euhedral |  |  |  | chalcopyrite, galena, tetrahedrite, pyrrhotite, bornite, magnetite, hematite, quartz, muscovite, barite, chlorite, carbonate, rutile, apatite |  | LA-ICPMS, MC-ICPMS | ASI RESOLution-LR-S155 laser microprobe equipped with a GeoLas Pro 193 nm Ar F excimer laser | State Key Laboratory of Ore Deposit Geochemistry, Institute of Geochemistry, Chinese Academy of Sciences (IGCAS), Guiyang | Line scans were used for trace element analyzed signals, time-drift correction, and quantitative calibration for trace element analysis were performed using the Excel-based software ICPMSData Cal (Liu et al., 2008). Concentration and detection limit calculations were conducted using the protocol of Longerich et al. (1996). |  | 0 |  |  |  | 0 |  | 0 | [13 empty] | 1410 | [5 empty] | 0 | [5 empty] | 3050 | [9 empty] | 22470 | [37 empty] | 400 | [21 empty] | 328740 |  | 340 | [37 empty] | 655710 |  |  |  |  | 2023 | Sun, B., Lv, X., Wang, S., Ulrich, T., Dai, Z., Ruan, B. (2023). Evolution of an ancient VMS ore-forming system recorded by pyrite and sphalerite mineral texture, trace elements, and sulfur isotope: A case study from the Huangtupo Cu-Zn (-Au) deposit, Eastern Tianshan, NW China. Ore Geology Reviews, 158, 105475. |  | CHN | Xinjiang
| Huangtupo Cu-Zn (-Au) deposit |  | Seafloor hydrothermal | Volcanic-hosted massive sulfide (VMS) | VMS Cu-Zn | Cu, Zn | Au | Cu, Zn, Au | Sun et al., 2023 |  | Sp3-15 | Sp3-15 | drill core |  |  |  |  | ore material | drill core | drill core | mineral separate | [5 empty] | mineralisation |  |  |  | pyrite, sphalerite | preore stage (SI), early ore stage (SII), main ore stage-1 (SIII-1), main ore stage-2 (SIII-2), late ore stage (SIV) | disseminations, veinlets, masses | brecciated, porous, oscillatory-zoned, inclusion-rich, subhedral to euhedral |  |  |  | chalcopyrite, galena, tetrahedrite, pyrrhotite, bornite, magnetite, hematite, quartz, muscovite, barite, chlorite, carbonate, rutile, apatite |  | LA-ICPMS, MC-ICPMS | ASI RESOLution-LR-S155 laser microprobe equipped with a GeoLas Pro 193 nm Ar F excimer laser | State Key Laboratory of Ore Deposit Geochemistry, Institute of Geochemistry, Chinese Academy of Sciences (IGCAS), Guiyang | Line scans were used for trace element analyzed signals, time-drift correction, and quantitative calibration for trace element analysis were performed using the Excel-based software ICPMSData Cal (Liu et al., 2008). Concentration and detection limit calculations were conducted using the protocol of Longerich et al. (1996). |  | 0 |  |  |  | 0 |  | 200 | [13 empty] | 1080 | [5 empty] | 0 | [5 empty] | 2410 | [9 empty] | 3040 | [37 empty] | 0 | [21 empty] | 328540 |  | 470 | [37 empty] | 676570 |  |  |  |  | 2023 | Sun, B., Lv, X., Wang, S., Ulrich, T., Dai, Z., Ruan, B. (2023). Evolution of an ancient VMS ore-forming system recorded by pyrite and sphalerite mineral texture, trace elements, and sulfur isotope: A case study from the Huangtupo Cu-Zn (-Au) deposit, Eastern Tianshan, NW China. Ore Geology Reviews, 158, 105475. |  | CHN | Xinjiang
| Huangtupo Cu-Zn (-Au) deposit |  | Seafloor hydrothermal | Volcanic-hosted massive sulfide (VMS) | VMS Cu-Zn | Cu, Zn | Au | Cu, Zn, Au | Sun et al., 2023 |  | Sp3-16 | Sp3-16 | drill core |  |  |  |  | ore material | drill core | drill core | mineral separate | [5 empty] | mineralisation |  |  |  | pyrite, sphalerite | preore stage (SI), early ore stage (SII), main ore stage-1 (SIII-1), main ore stage-2 (SIII-2), late ore stage (SIV) | disseminations, veinlets, masses | brecciated, porous, oscillatory-zoned, inclusion-rich, subhedral to euhedral |  |  |  | chalcopyrite, galena, tetrahedrite, pyrrhotite, bornite, magnetite, hematite, quartz, muscovite, barite, chlorite, carbonate, rutile, apatite |  | LA-ICPMS, MC-ICPMS | ASI RESOLution-LR-S155 laser microprobe equipped with a GeoLas Pro 193 nm Ar F excimer laser | State Key Laboratory of Ore Deposit Geochemistry, Institute of Geochemistry, Chinese Academy of Sciences (IGCAS), Guiyang | Line scans were used for trace element analyzed signals, time-drift correction, and quantitative calibration for trace element analysis were performed using the Excel-based software ICPMSData Cal (Liu et al., 2008). Concentration and detection limit calculations were conducted using the protocol of Longerich et al. (1996). |  | 0 |  |  |  | 0 |  | 120 | [13 empty] | 980 | [5 empty] | 210 | [5 empty] | 2070 | [9 empty] | 1830 | [37 empty] | 0 | [21 empty] | 326410 |  | 640 | [37 empty] | 684750 |  |  |  |  | 2023 | Sun, B., Lv, X., Wang, S., Ulrich, T., Dai, Z., Ruan, B. (2023). Evolution of an ancient VMS ore-forming system recorded by pyrite and sphalerite mineral texture, trace elements, and sulfur isotope: A case study from the Huangtupo Cu-Zn (-Au) deposit, Eastern Tianshan, NW China. Ore Geology Reviews, 158, 105475. |  | CHN | Xinjiang
| Huangtupo Cu-Zn (-Au) deposit |  | Seafloor hydrothermal | Volcanic-hosted massive sulfide (VMS) | VMS Cu-Zn | Cu, Zn | Au | Cu, Zn, Au | Sun et al., 2023 |  | Sp3-17 | Sp3-17 | drill core |  |  |  |  | ore material | drill core | drill core | mineral separate | [5 empty] | mineralisation |  |  |  | pyrite, sphalerite | preore stage (SI), early ore stage (SII), main ore stage-1 (SIII-1), main ore stage-2 (SIII-2), late ore stage (SIV) | disseminations, veinlets, masses | brecciated, porous, oscillatory-zoned, inclusion-rich, subhedral to euhedral |  |  |  | chalcopyrite, galena, tetrahedrite, pyrrhotite, bornite, magnetite, hematite, quartz, muscovite, barite, chlorite, carbonate, rutile, apatite |  | LA-ICPMS, MC-ICPMS | ASI RESOLution-LR-S155 laser microprobe equipped with a GeoLas Pro 193 nm Ar F excimer laser | State Key Laboratory of Ore Deposit Geochemistry, Institute of Geochemistry, Chinese Academy of Sciences (IGCAS), Guiyang | Line scans were used for trace element analyzed signals, time-drift correction, and quantitative calibration for trace element analysis were performed using the Excel-based software ICPMSData Cal (Liu et al., 2008). Concentration and detection limit calculations were conducted using the protocol of Longerich et al. (1996). |  | 0 |  |  |  | 210 |  | 180 | [13 empty] | 1710 | [5 empty] | 0 | [5 empty] | 6030 | [9 empty] | 3040 | [37 empty] | 180 | [21 empty] | 326740 |  | 680 | [37 empty] | 680540 |  |  |  |  | 2023 | Sun, B., Lv, X., Wang, S., Ulrich, T., Dai, Z., Ruan, B. (2023). Evolution of an ancient VMS ore-forming system recorded by pyrite and sphalerite mineral texture, trace elements, and sulfur isotope: A case study from the Huangtupo Cu-Zn (-Au) deposit, Eastern Tianshan, NW China. Ore Geology Reviews, 158, 105475. |  | CHN | Xinjiang
| Huangtupo Cu-Zn (-Au) deposit |  | Seafloor hydrothermal | Volcanic-hosted massive sulfide (VMS) | VMS Cu-Zn | Cu, Zn | Au | Cu, Zn, Au | Sun et al., 2023 |  | Sp3-18 | Sp3-18 | drill core |  |  |  |  | ore material | drill core | drill core | mineral separate | [5 empty] | mineralisation |  |  |  | pyrite, sphalerite | preore stage (SI), early ore stage (SII), main ore stage-1 (SIII-1), main ore stage-2 (SIII-2), late ore stage (SIV) | disseminations, veinlets, masses | brecciated, porous, oscillatory-zoned, inclusion-rich, subhedral to euhedral |  |  |  | chalcopyrite, galena, tetrahedrite, pyrrhotite, bornite, magnetite, hematite, quartz, muscovite, barite, chlorite, carbonate, rutile, apatite |  | LA-ICPMS, MC-ICPMS | ASI RESOLution-LR-S155 laser microprobe equipped with a GeoLas Pro 193 nm Ar F excimer laser | State Key Laboratory of Ore Deposit Geochemistry, Institute of Geochemistry, Chinese Academy of Sciences (IGCAS), Guiyang | Line scans were used for trace element analyzed signals, time-drift correction, and quantitative calibration for trace element analysis were performed using the Excel-based software ICPMSData Cal (Liu et al., 2008). Concentration and detection limit calculations were conducted using the protocol of Longerich et al. (1996). |  | 0 |  |  |  | 0 |  | 0 | [13 empty] | 1040 | [5 empty] | 0 | [5 empty] | 4050 | [9 empty] | 4150 | [37 empty] | 340 | [21 empty] | 321450 |  | 240 | [37 empty] | 678540 |  |  |  |  | 2023 | Sun, B., Lv, X., Wang, S., Ulrich, T., Dai, Z., Ruan, B. (2023). Evolution of an ancient VMS ore-forming system recorded by pyrite and sphalerite mineral texture, trace elements, and sulfur isotope: A case study from the Huangtupo Cu-Zn (-Au) deposit, Eastern Tianshan, NW China. Ore Geology Reviews, 158, 105475. |  | CHN | Xinjiang
| Huangtupo Cu-Zn (-Au) deposit |  | Seafloor hydrothermal | Volcanic-hosted massive sulfide (VMS) | VMS Cu-Zn | Cu, Zn | Au | Cu, Zn, Au | Sun et al., 2023 |  | Sp3-19 | Sp3-19 | drill core |  |  |  |  | ore material | drill core | drill core | mineral separate | [5 empty] | mineralisation |  |  |  | pyrite, sphalerite | preore stage (SI), early ore stage (SII), main ore stage-1 (SIII-1), main ore stage-2 (SIII-2), late ore stage (SIV) | disseminations, veinlets, masses | brecciated, porous, oscillatory-zoned, inclusion-rich, subhedral to euhedral |  |  |  | chalcopyrite, galena, tetrahedrite, pyrrhotite, bornite, magnetite, hematite, quartz, muscovite, barite, chlorite, carbonate, rutile, apatite |  | LA-ICPMS, MC-ICPMS | ASI RESOLution-LR-S155 laser microprobe equipped with a GeoLas Pro 193 nm Ar F excimer laser | State Key Laboratory of Ore Deposit Geochemistry, Institute of Geochemistry, Chinese Academy of Sciences (IGCAS), Guiyang | Line scans were used for trace element analyzed signals, time-drift correction, and quantitative calibration for trace element analysis were performed using the Excel-based software ICPMSData Cal (Liu et al., 2008). Concentration and detection limit calculations were conducted using the protocol of Longerich et al. (1996). |  | 0 |  |  |  | 0 |  | 0 | [13 empty] | 1400 | [5 empty] | 0 | [5 empty] | 3070 | [9 empty] | 1760 | [37 empty] | 0 | [21 empty] | 326870 |  | 860 | [37 empty] | 679410 |  |  |  |  | 2023 | Sun, B., Lv, X., Wang, S., Ulrich, T., Dai, Z., Ruan, B. (2023). Evolution of an ancient VMS ore-forming system recorded by pyrite and sphalerite mineral texture, trace elements, and sulfur isotope: A case study from the Huangtupo Cu-Zn (-Au) deposit, Eastern Tianshan, NW China. Ore Geology Reviews, 158, 105475. |  | CHN | Xinjiang