## Data
Uploaded | deposit_name | deposit_local_id | deposit_environment | deposit_group | deposit_type | primary_commodities | secondary_commodities | all_commodities | deposit_source | sample_uid | sample_name | sample_local_id | feature_type | feature_name | feature_uid | top_depth_m | bottom_depth_m | sample_deposit_relation | sample_type | sampling_method | material_class | material_class_comments | province | strat_unit_name | strat_unit_uid | strat_grouping | earth_material_group | earth_material_qualifier | earth_material | metamorphic_grade | mineral | paragenetic_stage | mode_of_occurrence | texture | color | alteration | sample_description | associated_minerals | sample_preparation | analytical_method | instrument_type_model | laboratory_location/if reported | operating_conditions/if reported | standards_used/if reported | ag_ppm | ag_detection_limit | al_ppm | al_detection_limit | as_ppm | as_detection_limit | au_ppm | au_detection_limit | b_ppm | b_detection_limit | ba_ppm | ba_detection_limit | be_ppm | be_detection_limit | bi_ppm | bi_detection_limit | br_ppm | br_detection_limit | ca_ppm | ca_detection_limit | cd_ppm | cd_detection_limit | ce_ppm | ce_detection_limit | cl_ppm | cl_detection_limit | co_ppm | co_detection_limit | cr_ppm | cr_detection_limit | cs_ppm | cs_detection_limit | cu_ppm | cu_detection_limit | dy_ppm | dy_detection_limit | er_ppm | er_detection_limit | eu_ppm | eu_detection_limit | f_ppm | f_detection_limit | fe_ppm | fe_detection_limit | ga_ppm | ga_detection_limit | gd_ppm | gd_detection_limit | ge_ppm | ge_detection_limit | hf_ppm | hf_detection_limit | hg_ppm | hg_detection_limit | ho_ppm | ho_detection_limit | in_ppm | in_detection_limit | ir_ppm | ir_detection_limit | k_ppm | k_detection_limit | la_ppm | la_detection_limit | li_ppm | li_detection_limit | lu_ppm | lu_detection_limit | mg_ppm | mg_detection_limit | mn_ppm | mn_detection_limit | mo_ppm | mo_detection_limit | na_ppm | na_detection_limit | nb_ppm | nb_detection_limit | nd_ppm | nd_detection_limit | ni_ppm | ni_detection_limit | os_ppm | os_detection_limit | p_ppm | p_detection_limit | pb_ppm | pb_detection_limit | pd_ppm | pd_detection_limit | pr_ppm | pr_detection_limit | pt_ppm | pt_detection_limit | rb_ppm | rb_detection_limit | re_ppm | re_detection_limit | rh_ppm | rh_detection_limit | ru_ppm | ru_detection_limit | s_ppm | s_detection_limit | sb_ppm | sb_detection_limit | sc_ppm | sc_detection_limit | se_ppm | se_detection_limit | si_ppm | si_detection_limit | sm_ppm | sm_detection_limit | sn_ppm | sn_detection_limit | sr_ppm | sr_detection_limit | ta_ppm | ta_detection_limit | tb_ppm | tb_detection_limit | te_ppm | te_detection_limit | th_ppm | th_detection_limit | ti_ppm | ti_detection_limit | tl_ppm | tl_detection_limit | tm_ppm | tm_detection_limit | u_ppm | u_detection_limit | v_ppm | v_detection_limit | w_ppm | w_detection_limit | y_ppm | y_detection_limit | yb_ppm | yb_detection_limit | zn_ppm | zn_detection_limit | zr_ppm | zr_detection_limit | analysis_datetime | publication_date | sample_source | submitter | country | state | deposit_longitude_wgs84 | deposit_latitude_wgs84 | sample_longitude_wgs84 | sample_latitude_wgs84 | sample_easting | sample_northing | sample_utm_zone | sample_location_description | location_source | location_accuracy | comments | last_update
| Luiswishi |  | Basin hydrothermal | Sediment-hosted | Sediment-hosted Copper ± Co |  |  | Co, Cu | Bertrandsson Erlandsson et al. (2025) |  |  | LS06HA05-ccp1 | unknown |  |  |  |  | ore | unknown | [11 empty] | chalcopyrite | 1 | Vn/lens | [6 empty] | LA-ICPMS |  |  |  |  | bdl | 0.043904 |  |  | bdl | 0.67273 | bdl | 0.013024 | [6 empty] | bdl | 0.019824 |  |  |  |  | bdl | 3.552 |  |  |  |  | 2.5085 | 0.067535 | bdl | 2.1388 | [14 empty] | 10.276 | 0.081894 |  |  | 4.9158 | 0.22115 |  |  | 3.8411 | 0.75866 |  |  | 3.9134 | 0.022281 | [12 empty] | bdl | 0.34683 |  | 0.098906 | [6 empty] | bdl | 0.27144 |  |  |  |  | 0.16869 | 0.087593 | [16 empty] | bdl | 0.14987 |  |  | 40.8592 | 8.6337 |  |  |  |  | 43.0676 | 0.92684 | [6 empty] | bdl | 0.38855 |  |  |  |  | bdl | 0.028417 |  |  |  |  | bdl | 0.032112 | [6 empty] | bdl | 13.9646 |  |  |  |  | Bertrandsson Erlandsson et al. (2025) |  | DRC |  | 27.4367 | -11.5131 | [6 empty] | Located from Mindat |  | Location from mindat.org | 2025-11-28
| Luiswishi |  | Basin hydrothermal | Sediment-hosted | Sediment-hosted Copper ± Co |  |  | Co, Cu | Bertrandsson Erlandsson et al. (2025) |  |  | LS06HA05-ccp2 | unknown |  |  |  |  | ore | unknown | [11 empty] | chalcopyrite | 1 | Vn/lens | [6 empty] | LA-ICPMS |  |  |  |  | bdl | 0.037643 |  |  | bdl | 0.64943 | bdl | 0.1939 | [7 empty] | 0.032926 |  |  |  |  | bdl | 3.8281 |  |  |  |  | 2.3428 | 0.048688 | bdl | 2.0998 | [14 empty] | 9.9617 | 0.10402 |  |  | 4.9435 | 0.14192 |  |  | 2.3667 | 0.69908 |  |  | 2.7772 | 0.029157 | [12 empty] | bdl | 0.23501 | bdl | 1.0626 | [6 empty] | bdl | 0.72097 |  |  |  |  | bdl | 0.086921 | [16 empty] | 0.52453 | 0.10462 |  |  | 42.5837 | 8.2304 |  |  |  |  | 39.0424 | 0.8405 | [6 empty] | bdl | 3.7577 |  |  |  |  | bdl | 0.016854 |  |  |  |  | bdl | 0.029766 | [6 empty] | bdl | 19.1333 |  |  |  |  | Bertrandsson Erlandsson et al. (2025) |  | DRC |  | 27.4367 | -11.5131 | [6 empty] | Located from Mindat |  | Location from mindat.org | 2025-11-28
| Luiswishi |  | Basin hydrothermal | Sediment-hosted | Sediment-hosted Copper ± Co |  |  | Co, Cu | Bertrandsson Erlandsson et al. (2025) |  |  | LS06HA05-ccp3 | unknown |  |  |  |  | ore | unknown | [11 empty] | chalcopyrite | 1 | Vn/lens | [6 empty] | LA-ICPMS |  |  |  |  | bdl | 0.04904 |  |  | bdl | 0.53093 | bdl | 0.16185 | [6 empty] | bdl | 0.022385 |  |  |  |  | bdl | 4.3008 |  |  |  |  | 2.3511 | 0.045683 | bdl | 1.95 | [14 empty] | 10.2011 | 0.067575 |  |  | 4.7354 | 0.14648 |  |  | 2.3401 | 0.59835 |  |  | 3.7416 | 0.023618 | [12 empty] | bdl | 0.1834 | bdl | 0.068029 | [6 empty] | bdl | 0.33041 |  |  |  |  | bdl | 0.036692 | [16 empty] | bdl | 0.13305 |  |  | 35.3459 | 7.2074 |  |  |  |  | 44.4883 | 1.1585 | [6 empty] | bdl | 3.1442 |  |  |  |  | bdl | 0.018152 |  |  |  |  | bdl | 0.023119 | [6 empty] | bdl | 9.5631 |  |  |  |  | Bertrandsson Erlandsson et al. (2025) |  | DRC |  | 27.4367 | -11.5131 | [6 empty] | Located from Mindat |  | Location from mindat.org | 2025-11-28
| Luiswishi |  | Basin hydrothermal | Sediment-hosted | Sediment-hosted Copper ± Co |  |  | Co, Cu | Bertrandsson Erlandsson et al. (2025) |  |  | LS06HA05-ccp4 | unknown |  |  |  |  | ore | unknown | [11 empty] | chalcopyrite | 1 | Vn/lens | [6 empty] | LA-ICPMS |  |  |  |  | bdl | 0.054012 |  |  | bdl | 0.58281 | bdl | 0.1771 | [6 empty] | bdl | 0.024612 |  |  |  |  | bdl | 4.8461 |  |  |  |  | 2.3168 | 0.050287 | bdl | 2.1443 | [14 empty] | 8.8785 | 0.074307 |  |  | 4.7039 | 0.16095 |  |  | 1.9047 | 0.66134 |  |  | 3.2722 | 0.025938 | [12 empty] | bdl | 0.20185 | bdl | 0.074779 | [6 empty] | bdl | 0.3639 |  |  |  |  | 0.046771 | 0.040253 | [16 empty] | bdl | 0.1461 |  |  | 43.3149 | 7.9017 |  |  |  |  | 47.6585 | 1.2713 | [6 empty] | bdl | 3.449 |  |  |  |  | bdl | 0.019947 | [5 empty] | 0.02543 | [6 empty] | bdl | 10.5249 |  |  |  |  | Bertrandsson Erlandsson et al. (2025) |  | DRC |  | 27.4367 | -11.5131 | [6 empty] | Located from Mindat |  | Location from mindat.org | 2025-11-28
| Luiswishi |  | Basin hydrothermal | Sediment-hosted | Sediment-hosted Copper ± Co |  |  | Co, Cu | Bertrandsson Erlandsson et al. (2025) |  |  | LS06HA05-ccp5 | unknown |  |  |  |  | ore | unknown | [11 empty] | chalcopyrite | 1 | Vn/lens | [6 empty] | LA-ICPMS | [5 empty] | 0.054173 |  |  |  | 0.97231 | bdl | 0.22827 | [6 empty] | bdl | 0.020849 |  |  |  |  | bdl | 4.4571 | [5 empty] | 0.03287 | bdl | 2.7767 | [14 empty] | 7.4015 | 0.14245 |  |  | 4.6332 | 0.11325 |  |  | 2.8543 | 0.62343 |  |  | 2.4603 | 0.036793 | [12 empty] | bdl | 0.33374 | bdl | 1.268 | [7 empty] | 0.52082 | [5 empty] | 0.10019 | [17 empty] | 0.11609 |  |  | 36.8623 | 13.1943 |  |  |  |  | 42.7588 | 1.5238 | [6 empty] | bdl | 4.4567 | [5 empty] | 0.025768 |  |  |  |  | bdl | 0.056713 | [6 empty] | bdl | 5.1122 |  |  |  |  | Bertrandsson Erlandsson et al. (2025) |  | DRC |  | 27.4367 | -11.5131 | [6 empty] | Located from Mindat |  | Location from mindat.org | 2025-11-28
| Luiswishi |  | Basin hydrothermal | Sediment-hosted | Sediment-hosted Copper ± Co |  |  | Co, Cu | Bertrandsson Erlandsson et al. (2025) |  |  | LS06HA05-ccp6 | unknown |  |  |  |  | ore | unknown | [11 empty] | chalcopyrite | 1 | Vn/lens | [6 empty] | LA-ICPMS |  |  |  |  | bdl | 0.054322 |  |  | bdl | 0.97173 | bdl | 0.22743 | [6 empty] | bdl | 0.020871 |  |  |  |  | bdl | 4.5745 |  |  |  |  | 9.9595 | 0.032941 | bdl | 2.7797 | [14 empty] | 11.0369 | 0.14261 |  |  | 5.0842 | 0.11329 |  |  | 1.9203 | 0.62741 |  |  | 4.9419 | 0.036788 | [12 empty] | bdl | 0.3344 | bdl | 1.2689 | [6 empty] | bdl | 0.52222 |  |  |  |  | bdl | 0.10007 | [16 empty] | bdl | 0.11606 |  |  | 39.6429 | 13.1702 |  |  |  |  | 47.5252 | 1.5224 | [6 empty] | bdl | 4.4513 |  |  |  |  | bdl | 0.02578 |  |  |  |  | bdl | 0.056793 | [7 empty] | 5.1226 |  |  |  |  | Bertrandsson Erlandsson et al. (2025) |  | DRC |  | 27.4367 | -11.5131 | [6 empty] | Located from Mindat |  | Location from mindat.org | 2025-11-28
| Luiswishi |  | Basin hydrothermal | Sediment-hosted | Sediment-hosted Copper ± Co |  |  | Co, Cu | Bertrandsson Erlandsson et al. (2025) |  |  | LS06HA05-ccp7 | unknown |  |  |  |  | ore | unknown | [11 empty] | chalcopyrite | 1 | Vn/lens | [6 empty] | LA-ICPMS |  |  |  |  | bdl | 0.057584 |  |  | bdl | 1.0265 | bdl | 0.23948 | [7 empty] | 0.022084 |  |  |  |  | bdl | 4.9692 |  |  |  |  | 3.1126 | 0.034895 | bdl | 2.9413 | [14 empty] | 10.5453 | 0.15092 |  |  | 4.9011 | 0.11979 |  |  | 1.6853 | 0.66763 |  |  | 4.5802 | 0.038878 | [13 empty] | 0.35417 | bdl | 1.3422 | [6 empty] | bdl | 0.55351 | [5 empty] | 0.10564 | [16 empty] | bdl | 0.12266 |  |  | 38.904 | 13.8943 |  |  |  |  | 49.696 | 1.6076 | [6 empty] | bdl | 4.6992 |  |  |  |  | bdl | 0.027263 | [5 empty] | 0.060116 | [7 empty] | 5.426 |  |  |  |  | Bertrandsson Erlandsson et al. (2025) |  | DRC |  | 27.4367 | -11.5131 | [6 empty] | Located from Mindat |  | Location from mindat.org | 2025-11-28
| Luiswishi |  | Basin hydrothermal | Sediment-hosted | Sediment-hosted Copper ± Co |  |  | Co, Cu | Bertrandsson Erlandsson et al. (2025) |  |  | LS06HA05-ccp8 | unknown |  |  |  |  | ore | unknown | [11 empty] | chalcopyrite | 1 | Vn/lens | [6 empty] | LA-ICPMS |  |  |  |  | bdl | 0.055805 |  |  | bdl | 0.99133 | bdl | 0.23057 | [6 empty] | bdl | 0.021364 |  |  |  |  | bdl | 4.9345 |  |  |  |  | 2.4786 | 0.033793 | bdl | 2.8453 | [14 empty] | 11.0788 | 0.14601 |  |  | 4.8135 | 0.1158 |  |  | 1.5605 | 0.64951 |  |  | 4.8885 | 0.037564 | [12 empty] | bdl | 0.34293 | bdl | 1.2979 | [6 empty] | bdl | 0.53632 |  |  |  |  | bdl | 0.10195 | [16 empty] | bdl | 0.11851 |  |  | 44.9258 | 13.4015 |  |  |  |  | 46.2488 | 1.552 | [6 empty] | bdl | 4.5356 |  |  |  |  | bdl | 0.026357 |  |  |  |  | bdl | 0.058174 | [6 empty] | bdl | 5.2544 |  |  |  |  | Bertrandsson Erlandsson et al. (2025) |  | DRC |  | 27.4367 | -11.5131 | [6 empty] | Located from Mindat |  | Location from mindat.org | 2025-11-28
| Luiswishi |  | Basin hydrothermal | Sediment-hosted | Sediment-hosted Copper ± Co |  |  | Co, Cu | Bertrandsson Erlandsson et al. (2025) |  |  | LS06HA05-ccp9 | unknown |  |  |  |  | ore | unknown | [11 empty] | chalcopyrite | 1 | Vn/lens | [6 empty] | LA-ICPMS |  |  |  |  | bdl | 0.057817 |  |  | bdl | 1.0238 | bdl | 0.23746 | [6 empty] | bdl | 0.022097 |  |  |  |  | bdl | 5.2272 |  |  |  |  | 2.4257 | 0.034987 | bdl | 2.9428 | [14 empty] | 11.431 | 0.15104 |  |  | 4.566 | 0.11969 |  |  | 1.2991 | 0.67532 |  |  | 5.6038 | 0.03881 | [12 empty] | bdl | 0.355 | bdl | 1.342 | [6 empty] | bdl | 0.55554 |  |  |  |  | bdl | 0.10522 | [16 empty] | bdl | 0.12244 |  |  | 34.1741 | 13.8247 |  |  |  |  | 49.1625 | 1.6022 | [6 empty] | bdl | 4.6818 |  |  |  |  | bdl | 0.027246 |  |  |  |  | bdl | 0.060188 | [6 empty] | bdl | 5.44 |  |  |  |  | Bertrandsson Erlandsson et al. (2025) |  | DRC |  | 27.4367 | -11.5131 | [6 empty] | Located from Mindat |  | Location from mindat.org | 2025-11-28
| Luiswishi |  | Basin hydrothermal | Sediment-hosted | Sediment-hosted Copper ± Co |  |  | Co, Cu | Bertrandsson Erlandsson et al. (2025) |  |  | LS06HA05-ccp10 | unknown |  |  |  |  | ore | unknown | [11 empty] | chalcopyrite | 1 | Vn/lens | [6 empty] | LA-ICPMS |  |  |  |  | bdl | 0.059957 |  |  | bdl | 1.0581 | bdl | 0.24468 | [6 empty] | 0.039408 | 0.022875 |  |  |  |  | bdl | 5.5524 |  |  |  |  | 2.2415 | 0.036254 | bdl | 3.0459 | [14 empty] | 10.8617 | 0.15636 |  |  | 4.6835 | 0.12382 |  |  | 1.2977 | 0.70307 |  |  | 5.0893 | 0.040125 | [13 empty] | 0.36779 | bdl | 1.3886 | [6 empty] | bdl | 0.57596 |  |  |  |  | bdl | 0.10867 | [16 empty] | bdl | 0.12659 |  |  | 38.1977 | 14.2697 |  |  |  |  | 48.3582 | 1.6552 | [6 empty] | bdl | 4.8361 |  |  |  |  | bdl | 0.028186 |  |  |  |  | bdl | 0.062321 | [6 empty] | bdl | 5.6372 |  |  |  |  | Bertrandsson Erlandsson et al. (2025) |  | DRC |  | 27.4367 | -11.5131 | [6 empty] | Located from Mindat |  | Location from mindat.org | 2025-11-28
| Luiswishi |  | Basin hydrothermal | Sediment-hosted | Sediment-hosted Copper ± Co |  |  | Co, Cu | Bertrandsson Erlandsson et al. (2025) |  |  | LS06HA05-ccp11 | unknown |  |  |  |  | ore | unknown | [11 empty] | chalcopyrite | 1 | Vn/lens | [6 empty] | LA-ICPMS |  |  |  |  | bdl | 0.028559 |  |  | bdl | 0.73746 | bdl | 0.1921 | [6 empty] | 0.078812 | 0.028864 |  |  |  |  | bdl | 3.4448 |  |  |  |  | 1.6352 | 0.05625 | bdl | 1.9492 | [14 empty] | 11.015 | 0.076786 |  |  | 4.8349 | 0.24745 |  |  | 1.2982 | 0.62228 |  |  | 3.3315 | 0.033912 | [12 empty] | 0.32621 | 0.26015 | bdl | 0.048132 | [6 empty] | bdl | 0.37315 |  |  |  |  | bdl | 0.06642 | [16 empty] | 0.23426 | 0.096572 |  |  | 31.707 | 7.6321 |  |  |  |  | 44.6911 | 1.3238 | [6 empty] | bdl | 3.8061 |  |  |  |  | bdl | 0.016879 |  |  |  |  | bdl | 0.035433 | [6 empty] | bdl | 7.6175 |  |  |  |  | Bertrandsson Erlandsson et al. (2025) |  | DRC |  | 27.4367 | -11.5131 | [6 empty] | Located from Mindat |  | Location from mindat.org | 2025-11-28
| Luiswishi |  | Basin hydrothermal | Sediment-hosted | Sediment-hosted Copper ± Co |  |  | Co, Cu | Bertrandsson Erlandsson et al. (2025) |  |  | LS06HA05-ccp12 | unknown |  |  |  |  | ore | unknown | [11 empty] | chalcopyrite | 1 | Vn/lens | [6 empty] | LA-ICPMS |  |  |  |  | bdl | 0.03981 |  |  | bdl | 0.73757 | bdl | 0.19175 | [6 empty] | 0.11514 | 0.0212 |  |  |  |  | bdl | 4.2236 | [5 empty] | 0.067022 | bdl | 1.8716 | [14 empty] | 11.3043 | 0.090023 |  |  | 4.5224 | 0.21596 |  |  | 1.439 | 0.69132 |  |  | 3.9709 | 0.039877 | [13 empty] | 0.29063 | bdl | 0.037994 | [7 empty] | 0.36125 |  |  |  |  | 0.21187 | 0.040501 | [16 empty] | 0.23973 | 0.10315 |  |  | 34.2053 | 10.4856 |  |  |  |  | 46.7408 | 1.3442 | [6 empty] | bdl | 3.8076 |  |  |  |  | 0.10215 | 0.022236 |  |  |  |  | bdl | 0.058176 | [6 empty] | bdl | 9.6862 |  |  |  |  | Bertrandsson Erlandsson et al. (2025) |  | DRC |  | 27.4367 | -11.5131 | [6 empty] | Located from Mindat |  | Location from mindat.org | 2025-11-28
| Luiswishi |  | Basin hydrothermal | Sediment-hosted | Sediment-hosted Copper ± Co |  |  | Co, Cu | Bertrandsson Erlandsson et al. (2025) |  |  | LS06HA05-ccp13 | unknown |  |  |  |  | ore | unknown | [11 empty] | chalcopyrite | 1 | Vn/lens | [6 empty] | LA-ICPMS |  |  |  |  | bdl | 0.032624 |  |  | bdl | 0.81181 | bdl | 0.21578 | [6 empty] | 0.1541 | 0.020411 |  |  |  |  | bdl | 4.279 |  |  |  |  | 3.6433 | 0.082487 | bdl | 3.1094 | [14 empty] | 10.1135 | 0.099688 |  |  | 4.4682 | 0.2746 |  |  | 0.91478 | 0.65049 |  |  | 3.2531 | 0.025229 | [12 empty] | bdl | 0.26408 | bdl | 0.12166 | [7 empty] | 0.47884 |  |  |  |  | bdl | 0.085097 | [16 empty] | 0.34092 | 0.10802 |  |  | 32.7422 | 7.4833 |  |  |  |  | 41.8161 | 1.4143 | [6 empty] | bdl | 4.2949 |  |  |  |  | bdl | 0.033593 |  |  |  |  | bdl | 0.035271 | [7 empty] | 13.8697 |  |  |  |  | Bertrandsson Erlandsson et al. (2025) |  | DRC |  | 27.4367 | -11.5131 | [6 empty] | Located from Mindat |  | Location from mindat.org | 2025-11-28
| Luiswishi |  | Basin hydrothermal | Sediment-hosted | Sediment-hosted Copper ± Co |  |  | Co, Cu | Bertrandsson Erlandsson et al. (2025) |  |  | LS06HA05-ccp14 | unknown |  |  |  |  | ore | unknown | [11 empty] | chalcopyrite | 1 | Vn/lens | [6 empty] | LA-ICPMS |  |  |  |  | bdl | 0.5944 |  |  | bdl | 1.8364 | bdl | 0.36354 | [6 empty] | 0.053389 | 0.015962 |  |  |  |  | bdl | 6.3017 |  |  |  |  | 6.2049 | 0.22116 | bdl | 2.2915 | [14 empty] | 11.5806 | 0.13354 |  |  | 4.9674 | 0.40964 |  |  | 1.1268 | 0.84071 |  |  | 5.572 | 0.037496 | [12 empty] | bdl | 0.47984 | bdl | 2.1339 | [6 empty] | bdl | 0.76445 |  |  |  |  | bdl | 0.28358 | [16 empty] | bdl | 0.49799 |  |  | 41.2849 | 12.4803 |  |  |  |  | 47.7722 | 3.6695 | [6 empty] | bdl | 7.3536 |  |  |  |  | 0.054316 | 0.031674 |  |  |  |  | bdl | 0.038287 | [6 empty] | bdl | 28.9211 |  |  |  |  | Bertrandsson Erlandsson et al. (2025) |  | DRC |  | 27.4367 | -11.5131 | [6 empty] | Located from Mindat |  | Location from mindat.org | 2025-11-28
| Luiswishi |  | Basin hydrothermal | Sediment-hosted | Sediment-hosted Copper ± Co |  |  | Co, Cu | Bertrandsson Erlandsson et al. (2025) |  |  | LS06HA05-ccp15 | unknown |  |  |  |  | ore | unknown | [11 empty] | chalcopyrite | 1 | Vn/lens | [6 empty] | LA-ICPMS | [5 empty] | 0.024029 |  |  | bdl | 1.133 | bdl | 0.28928 | [6 empty] | 0.1068 | 0.024691 |  |  |  |  | bdl | 6.6585 |  |  |  |  | 2.8908 | 0.10917 | bdl | 3.1474 | [14 empty] | 11.4123 | 0.16562 |  |  | 5.0514 | 0.29072 |  |  | 1.6015 | 1.2239 |  |  | 6.7809 | 0.047287 | [12 empty] | bdl | 0.50522 | bdl | 1.7026 | [6 empty] | bdl | 0.54859 |  |  |  |  | 0.12207 | 0.082883 | [16 empty] | bdl | 0.2402 |  |  | 31.7208 | 6.3087 |  |  |  |  | 52.2406 | 1.5849 | [6 empty] | bdl | 5.8654 |  |  |  |  | bdl | 0.030048 |  |  |  |  | bdl | 0.084399 | [6 empty] | bdl | 14.3042 |  |  |  |  | Bertrandsson Erlandsson et al. (2025) |  | DRC |  | 27.4367 | -11.5131 | [6 empty] | Located from Mindat |  | Location from mindat.org | 2025-11-28
| Luiswishi |  | Basin hydrothermal | Sediment-hosted | Sediment-hosted Copper ± Co |  |  | Co, Cu | Bertrandsson Erlandsson et al. (2025) |  |  | LS06HA05-ccp16 | unknown |  |  |  |  | ore | unknown | [11 empty] | chalcopyrite | 1 | Vn/lens | [6 empty] | LA-ICPMS |  |  |  |  | bdl | 0.045597 |  |  | bdl | 1.0495 | bdl | 0.24351 | [6 empty] | 0.062569 | 0.02959 |  |  |  |  | bdl | 7.1909 |  |  |  |  | 2.1796 | 0.11051 | bdl | 1.8367 | [14 empty] | 11.4498 | 0.1184 |  |  | 4.4876 | 0.41095 |  |  | bdl | 1.3508 |  |  | 5.6117 | 0.038448 | [12 empty] | bdl | 0.31257 | bdl | 1.4365 | [6 empty] | bdl | 0.41992 |  |  |  |  | bdl | 0.162 | [16 empty] | 0.16161 | 0.14866 |  |  | 33.9077 | 10.5503 |  |  |  |  | 45.1732 | 1.8502 | [6 empty] | bdl | 4.9477 |  |  |  |  | bdl | 0.025524 |  |  |  |  | bdl | 0.059736 | [6 empty] | bdl | 13.8713 |  |  |  |  | Bertrandsson Erlandsson et al. (2025) |  | DRC |  | 27.4367 | -11.5131 | [6 empty] | Located from Mindat |  | Location from mindat.org | 2025-11-28
| Luiswishi |  | Basin hydrothermal | Sediment-hosted | Sediment-hosted Copper ± Co |  |  | Co, Cu | Bertrandsson Erlandsson et al. (2025) |  |  | LS06HA05-ccp17 | unknown |  |  |  |  | ore | unknown | [11 empty] | chalcopyrite | 1 | Vn/lens | [6 empty] | LA-ICPMS |  |  |  |  | bdl | 0.058736 |  |  | bdl | 0.77436 | bdl | 0.28062 | [6 empty] | bdl | 0.04686 |  |  |  |  | bdl | 7.2386 |  |  |  |  | 2.449 | 0.17787 | bdl | 3.5727 | [14 empty] | 11.5659 | 0.10415 |  |  | 4.9712 | 0.17892 |  |  | 1.4323 | 0.91443 |  |  | 5.5598 | 0.026585 | [12 empty] | bdl | 0.43351 | bdl | 0.079001 | [6 empty] | bdl | 0.5378 |  |  |  |  | bdl | 0.10987 | [16 empty] | bdl | 0.26942 |  |  | 34.1197 | 12.8359 |  |  |  |  | 49.1504 | 1.3077 | [6 empty] | bdl | 0.54414 |  |  |  |  | bdl | 0.032009 |  |  |  |  | bdl | 0.072072 | [6 empty] | bdl | 6.5206 |  |  |  |  | Bertrandsson Erlandsson et al. (2025) |  | DRC |  | 27.4367 | -11.5131 | [6 empty] | Located from Mindat |  | Location from mindat.org | 2025-11-28
| Luiswishi |  | Basin hydrothermal | Sediment-hosted | Sediment-hosted Copper ± Co |  |  | Co, Cu | Bertrandsson Erlandsson et al. (2025) |  |  | LS06HA05-ccp18 | unknown |  |  |  |  | ore | unknown | [11 empty] | chalcopyrite | 1 | Vn/lens | [6 empty] | LA-ICPMS | [5 empty] | 0.025152 |  |  |  | 0.73131 | bdl | 0.22455 | [6 empty] | 0.049946 | 0.026643 |  |  |  |  | bdl | 5.8698 |  |  |  |  | 3.4182 | 0.088945 | bdl | 2.0694 | [14 empty] | 11.5765 | 0.08837 |  |  | 4.9708 | 0.16819 |  |  | 1.5144 | 0.5741 |  |  | 6.719 | 0.030903 | [12 empty] | bdl | 0.39237 | bdl | 0.13036 | [6 empty] | bdl | 0.38897 |  |  |  |  | bdl | 0.099775 | [16 empty] | 0.19664 | 0.14341 |  |  | 30.4299 | 8.3275 |  |  |  |  | 48.1041 | 1.3501 | [6 empty] | bdl | 4.581 |  |  |  |  | bdl | 0.028454 |  |  |  |  | bdl | 0.030685 | [6 empty] | bdl | 10.4779 |  |  |  |  | Bertrandsson Erlandsson et al. (2025) |  | DRC |  | 27.4367 | -11.5131 | [6 empty] | Located from Mindat |  | Location from mindat.org | 2025-11-28
| Luiswishi |  | Basin hydrothermal | Sediment-hosted | Sediment-hosted Copper ± Co |  |  | Co, Cu | Bertrandsson Erlandsson et al. (2025) |  |  | LS06HA05-ccp19 | unknown |  |  |  |  | ore | unknown | [11 empty] | chalcopyrite | 1 | Vn/lens | [6 empty] | LA-ICPMS | [5 empty] | 0.025248 |  |  | bdl | 0.73186 | bdl | 0.22436 | [7 empty] | 0.026698 |  |  |  |  | bdl | 5.9521 |  |  |  |  | 2.4013 | 0.089134 | bdl | 2.0713 | [14 empty] | 12.411 | 0.088547 |  |  | 5.5612 | 0.16844 |  |  | 1.3151 | 0.5789 |  |  | 7.387 | 0.030926 | [12 empty] | bdl | 0.39318 | bdl | 0.13048 | [6 empty] | bdl | 0.3899 |  |  |  |  | bdl | 0.099739 | [16 empty] | 0.32928 | 0.14359 |  |  | 30.7785 | 8.3273 |  |  |  |  | 51.4016 | 1.35 | [6 empty] | bdl | 4.5859 |  |  |  |  | 0.16057 | 0.028482 |  |  |  |  | bdl | 0.030739 | [6 empty] | bdl | 10.509 |  |  |  |  | Bertrandsson Erlandsson et al. (2025) |  | DRC |  | 27.4367 | -11.5131 | [6 empty] | Located from Mindat |  | Location from mindat.org | 2025-11-28
| Luiswishi |  | Basin hydrothermal | Sediment-hosted | Sediment-hosted Copper ± Co |  |  | Co, Cu | Bertrandsson Erlandsson et al. (2025) |  |  | LS06HA05-ccp20 | unknown |  |  |  |  | ore | unknown | [11 empty] | chalcopyrite | 1 | Vn/lens | [6 empty] | LA-ICPMS |  |  |  |  | bdl | 0.02633 |  |  | bdl | 0.76086 | bdl | 0.23288 | [7 empty] | 0.027792 |  |  |  |  | bdl | 6.2679 |  |  |  |  | 1.5211 | 0.09279 | bdl | 2.1537 | [14 empty] | 11.3226 | 0.092171 |  |  | 5.5827 | 0.17525 |  |  | 1.5562 | 0.60659 |  |  | 7.8004 | 0.032151 | [13 empty] | 0.40928 | bdl | 0.13567 | [6 empty] | bdl | 0.40599 |  |  |  |  | bdl | 0.10357 | [16 empty] | 0.3628 | 0.14936 |  |  | 23.4494 | 8.6508 |  |  |  |  | 51.1852 | 1.4023 | [6 empty] | bdl | 4.7694 |  |  |  |  | bdl | 0.029616 |  |  |  |  | bdl | 0.031989 | [6 empty] | bdl | 10.9496 |  |  |  |  | Bertrandsson Erlandsson et al. (2025) |  | DRC |  | 27.4367 | -11.5131 | [6 empty] | Located from Mindat |  | Location from mindat.org | 2025-11-28
| Luiswishi |  | Basin hydrothermal | Sediment-hosted | Sediment-hosted Copper ± Co |  |  | Co, Cu | Bertrandsson Erlandsson et al. (2025) |  |  | LS06HA05-ccp21 | unknown |  |  |  |  | ore | unknown | [11 empty] | chalcopyrite | 1 | Vn/lens | [6 empty] | LA-ICPMS |  |  |  |  | bdl | 0.024719 |  |  | bdl | 0.77374 | bdl | 0.21407 | [6 empty] | 0.07133 | 0.019301 |  |  |  |  | bdl | 4.8042 |  |  |  |  | 1.8768 | 0.096372 | bdl | 2.2708 | [14 empty] | 11.8202 | 0.099652 |  |  | 5.4614 | 0.25615 |  |  | 1.2544 | 0.74022 |  |  | 7.7594 | 0.029693 | [12 empty] | bdl | 0.32854 | bdl | 1.2745 | [7 empty] | 0.3353 |  |  |  |  | bdl | 0.075342 | [16 empty] | 0.2275 | 0.12112 |  |  | 32.3339 | 10.4356 |  |  |  |  | 49.763 | 1.3207 | [6 empty] | bdl | 4.3922 |  |  |  |  | bdl | 0.019986 |  |  |  |  | bdl | 0.055065 | [6 empty] | bdl | 11.8529 |  |  |  |  | Bertrandsson Erlandsson et al. (2025) |  | DRC |  | 27.4367 | -11.5131 | [6 empty] | Located from Mindat |  | Location from mindat.org | 2025-11-28
| Luiswishi |  | Basin hydrothermal | Sediment-hosted | Sediment-hosted Copper ± Co |  |  | Co, Cu | Bertrandsson Erlandsson et al. (2025) |  |  | LS06HA05-ccp22 | unknown |  |  |  |  | ore | unknown | [11 empty] | chalcopyrite | 1 | Vn/lens | [6 empty] | LA-ICPMS | [5 empty] | 0.025267 |  |  | bdl | 0.78842 | bdl | 0.2178 | [6 empty] | 0.041786 | 0.019692 |  |  |  |  | bdl | 4.9533 |  |  |  |  | 2.1283 | 0.098319 | bdl | 2.3138 | [14 empty] | 11.5251 | 0.10166 |  |  | 4.8794 | 0.2612 |  |  | bdl | 0.76038 |  |  | 5.9977 | 0.030254 | [12 empty] | bdl | 0.33515 | bdl | 1.2988 | [7 empty] | 0.34216 |  |  |  |  | 0.15201 | 0.076673 | [16 empty] | 0.22257 | 0.12348 |  |  | 28.4343 | 10.6265 |  |  |  |  | 49.1479 | 1.3445 | [6 empty] | bdl | 4.4775 |  |  |  |  | bdl | 0.020366 | [5 empty] | 0.056163 | [6 empty] | bdl | 12.1034 |  |  |  |  | Bertrandsson Erlandsson et al. (2025) |  | DRC |  | 27.4367 | -11.5131 | [6 empty] | Located from Mindat |  | Location from mindat.org | 2025-11-28
| Luiswishi |  | Basin hydrothermal | Sediment-hosted | Sediment-hosted Copper ± Co |  |  | Co, Cu | Bertrandsson Erlandsson et al. (2025) |  |  | LS06HA047-ccp1 | unknown |  |  |  |  | ore | unknown | [11 empty] | chalcopyrite | 1 | Vein ass. | [6 empty] | LA-ICPMS |  |  |  |  | bdl | 0.032226 |  |  | bdl | 1.0025 | bdl | 0.27653 | [7 empty] | 0.025068 |  |  |  |  | bdl | 6.3702 |  |  |  |  | 2.8194 | 0.12515 | bdl | 2.9415 | [14 empty] | 31.0029 | 0.12942 |  |  | 6.4588 | 0.33233 |  |  | 6.2407 | 0.97478 |  |  | 17.5988 | 0.038461 | [12 empty] | bdl | 0.42657 | bdl | 1.6513 | [6 empty] | 0.44011 | 0.43564 | [5 empty] | 0.097356 | [16 empty] | 0.27403 | 0.15709 |  |  | 28.2409 | 13.5027 |  |  |  |  | 38.1856 | 1.7078 | [6 empty] | bdl | 5.6956 |  |  |  |  | 0.050574 | 0.025895 |  |  |  |  | bdl | 0.071476 | [6 empty] | bdl | 15.4207 |  |  |  |  | Bertrandsson Erlandsson et al. (2025) |  | DRC |  | 27.4367 | -11.5131 | [6 empty] | Located from Mindat |  | Location from mindat.org | 2025-11-28
| Luiswishi |  | Basin hydrothermal | Sediment-hosted | Sediment-hosted Copper ± Co |  |  | Co, Cu | Bertrandsson Erlandsson et al. (2025) |  |  | LS06HA047-ccp3 | unknown |  |  |  |  | ore | unknown | [11 empty] | chalcopyrite | 1 | Vein ass. | [6 empty] | LA-ICPMS |  |  |  |  | bdl | 0.054072 |  |  | bdl | 1.3491 | bdl | 0.021046 | [6 empty] | 0.16347 | 0.030023 |  |  |  |  | bdl | 10.4305 |  |  |  |  | 2.8883 | 0.15523 | bdl | 3.362 | [14 empty] | 33.0295 | 0.19622 |  |  | 6.8655 | 0.30143 |  |  | 2.7804 | 1.3005 |  |  | 20.8905 | 0.063421 | [12 empty] | bdl | 0.41561 | bdl | 0.086578 | [6 empty] | bdl | 0.76097 |  |  |  |  | bdl | 0.12755 | [16 empty] | bdl | 0.24227 |  |  | 20.0155 | 13.7878 |  |  |  |  | 41.7869 | 2.5423 | [6 empty] | bdl | 6.638 |  |  |  |  | bdl | 0.047935 |  |  |  |  | bdl | 0.05935 | [6 empty] | bdl | 15.0637 |  |  |  |  | Bertrandsson Erlandsson et al. (2025) |  | DRC |  | 27.4367 | -11.5131 | [6 empty] | Located from Mindat |  | Location from mindat.org | 2025-11-28
| Luiswishi |  | Basin hydrothermal | Sediment-hosted | Sediment-hosted Copper ± Co |  |  | Co, Cu | Bertrandsson Erlandsson et al. (2025) |  |  | LS06HA047-ccp4 | unknown |  |  |  |  | ore | unknown | [11 empty] | chalcopyrite | 1 | Vein ass. | [6 empty] | LA-ICPMS | [5 empty] | 0.026896 |  |  | bdl | 1.7246 | bdl | 0.36068 | [7 empty] | 0.035659 |  |  |  |  | bdl | 9.9076 | [5 empty] | 0.16321 | bdl | 3.7788 | [14 empty] | 31.3265 | 0.38341 |  |  | 5.6119 | 0.37892 |  |  | 3.5115 | 1.6639 |  |  | 18.8691 | 0.029259 | [13 empty] | 0.57018 | bdl | 2.1616 | [7 empty] | 0.9311 | [5 empty] | 0.081214 | [16 empty] | 0.36061 | 0.29538 |  |  | 17.7807 | 12.7052 |  |  |  |  | 34.7267 | 2.5155 | [6 empty] | bdl | 0.32179 |  |  |  |  | bdl | 0.04218 | [5 empty] | 0.049216 | [6 empty] | bdl | 23.3034 |  |  |  |  | Bertrandsson Erlandsson et al. (2025) |  | DRC |  | 27.4367 | -11.5131 | [6 empty] | Located from Mindat |  | Location from mindat.org | 2025-11-28
| Luiswishi |  | Basin hydrothermal | Sediment-hosted | Sediment-hosted Copper ± Co |  |  | Co, Cu | Bertrandsson Erlandsson et al. (2025) |  |  | LS06HA047-ccp6 | unknown |  |  |  |  | ore | unknown | [11 empty] | chalcopyrite | 1 | Vein ass. | [6 empty] | LA-ICPMS |  |  |  |  | bdl | 0.053924 |  |  | bdl | 1.078 | bdl | 0.016032 | [6 empty] | 0.15892 | 0.038417 |  |  |  |  | bdl | 10.9997 |  |  |  |  | 1.9815 | 0.15101 | bdl | 3.6184 | [14 empty] | 38.3548 | 0.21626 |  |  | 6.6096 | 0.32452 |  |  | 3.0779 | 1.7545 |  |  | 23.5112 | 0.042655 | [12 empty] | bdl | 0.45312 | bdl | 0.17104 | [6 empty] | bdl | 0.85888 |  |  |  |  | bdl | 0.08296 | [16 empty] | bdl | 0.26835 |  |  | 30.1618 | 8.2771 |  |  |  |  | 42.4657 | 2.4534 | [6 empty] | bdl | 0.24586 |  |  |  |  | bdl | 0.041702 |  |  |  |  | bdl | 0.075746 | [6 empty] | bdl | 22.4082 |  |  |  |  | Bertrandsson Erlandsson et al. (2025) |  | DRC |  | 27.4367 | -11.5131 | [6 empty] | Located from Mindat |  | Location from mindat.org | 2025-11-28
| Luiswishi |  | Basin hydrothermal | Sediment-hosted | Sediment-hosted Copper ± Co |  |  | Co, Cu | Bertrandsson Erlandsson et al. (2025) |  |  | LS06HA047-ccp7 | unknown |  |  |  |  | ore | unknown | [11 empty] | chalcopyrite | 1 | Vein ass. | [6 empty] | LA-ICPMS |  |  |  |  | bdl | 0.096901 |  |  | bdl | 1.616 | bdl | 0.36684 | [7 empty] | 0.031897 |  |  |  |  | bdl | 10.2902 |  |  |  |  | 1.981 | 0.15745 | bdl | 2.4913 | [14 empty] | 36.9429 | 0.18708 |  |  | 6.3416 | 0.29755 |  |  | bdl | 2.2231 |  |  | 22.3874 | 0.042304 | [13 empty] | 0.52987 | bdl | 0.076633 | [6 empty] | bdl | 1.2117 |  |  |  |  | 0.35471 | 0.14668 | [16 empty] | bdl | 0.35439 |  |  | 32.1125 | 16.3965 |  |  |  |  | 42.7075 | 1.7721 | [6 empty] | bdl | 7.7167 |  |  |  |  | bdl | 0.037544 | [5 empty] | 0.080914 | [6 empty] | bdl | 14.6997 |  |  |  |  | Bertrandsson Erlandsson et al. (2025) |  | DRC |  | 27.4367 | -11.5131 | [6 empty] | Located from Mindat |  | Location from mindat.org | 2025-11-28
| Luiswishi |  | Basin hydrothermal | Sediment-hosted | Sediment-hosted Copper ± Co |  |  | Co, Cu | Bertrandsson Erlandsson et al. (2025) |  |  | LS06HA047-ccp8 | unknown |  |  |  |  | ore | unknown | [11 empty] | chalcopyrite | 1 | Vein ass. | [6 empty] | LA-ICPMS |  |  |  |  | bdl | 0.10427 |  |  | bdl | 0.98103 | bdl | 0.36795 | [6 empty] | 0.1049 | 0.058018 |  |  |  |  | bdl | 8.9441 |  |  |  |  | 2.9256 | 0.11071 | bdl | 3.008 | [14 empty] | 36.571 | 0.27174 |  |  | 7.473 | 0.43642 |  |  | 2.4281 | 1.9581 |  |  | 22.8433 | 0.052649 | [13 empty] | 0.51376 | bdl | 0.070879 | [6 empty] | bdl | 1.1998 |  |  |  |  | bdl | 0.13599 | [16 empty] | bdl | 0.27759 |  |  | 35.9077 | 9.9593 |  |  |  |  | 42.465 | 1.8444 | [6 empty] | bdl | 7.7508 |  |  |  |  | bdl | 0.047742 |  |  |  |  | bdl | 0.069514 | [6 empty] | bdl | 24.5307 |  |  |  |  | Bertrandsson Erlandsson et al. (2025) |  | DRC |  | 27.4367 | -11.5131 | [6 empty] | Located from Mindat |  | Location from mindat.org | 2025-11-28
| Luiswishi |  | Basin hydrothermal | Sediment-hosted | Sediment-hosted Copper ± Co |  |  | Co, Cu | Bertrandsson Erlandsson et al. (2025) |  |  | LS06HA047-ccp9 | unknown |  |  |  |  | ore | unknown | [11 empty] | chalcopyrite | 1 | Vein ass. | [6 empty] | LA-ICPMS |  |  |  |  | bdl | 0.11748 |  |  | bdl | 1.2684 | bdl | 0.15583 | [7 empty] | 15.1083 |  |  |  |  | bdl | 9.6102 |  |  |  |  | 3.032 | 0.19027 | bdl | 3.8833 | [14 empty] | 34.3886 | 0.17016 |  |  | 6.4531 | 0.48665 |  |  | bdl | 2.3679 |  |  | 23.1048 | 4.8198 | [12 empty] | bdl | 0.4758 | bdl | 0.15663 | [6 empty] | bdl | 0.63597 |  |  |  |  | bdl | 13.8106 | [16 empty] | bdl | 7.6419 |  |  | 33.5313 | 20.0627 |  |  |  |  | 43.0891 | 11.0408 | [6 empty] | bdl | 0.27395 |  |  |  |  | bdl | 0.11113 |  |  |  |  | bdl | 0.071389 | [6 empty] | bdl | 14.754 |  |  |  |  | Bertrandsson Erlandsson et al. (2025) |  | DRC |  | 27.4367 | -11.5131 | [6 empty] | Located from Mindat |  | Location from mindat.org | 2025-11-28
| Luiswishi |  | Basin hydrothermal | Sediment-hosted | Sediment-hosted Copper ± Co |  |  | Co, Cu | Bertrandsson Erlandsson et al. (2025) |  |  | LS06HA047-ccp10 | unknown |  |  |  |  | ore | unknown | [11 empty] | chalcopyrite | 1 | Diss/Clus | [6 empty] | LA-ICPMS | [5 empty] | 0.054729 |  |  | 3.9795 | 0.76974 | 1.7188 | 0.30756 | [6 empty] | 189.1128 | 0.018303 |  |  |  |  | bdl | 6.9354 |  |  |  |  | 2.8713 | 0.12962 | 5.1217 | 3.3365 | [14 empty] | 19.6987 | 0.22012 |  |  | 9.7238 | 0.27139 |  |  | 4.2151 | 1.1122 |  |  | 30.7325 | 0.049632 | [12 empty] | 33.2607 | 0.6835 |  | 0.087995 | [6 empty] | 1.5214 | 0.62859 |  |  |  |  | 33.5294 | 0.067069 | [16 empty] | 84.371 | 0.18894 |  |  | 39.2742 | 12.5445 |  |  |  |  | 98.6813 | 2.1193 | [6 empty] | bdl | 6.4977 |  |  |  |  | 0.44569 | 0.026346 |  |  |  |  | 6.0544 | 0.04482 | [7 empty] | 15.9258 |  |  |  |  | Bertrandsson Erlandsson et al. (2025) |  | DRC |  | 27.4367 | -11.5131 | [6 empty] | Located from Mindat |  | Location from mindat.org | 2025-11-28
| Luiswishi |  | Basin hydrothermal | Sediment-hosted | Sediment-hosted Copper ± Co |  |  | Co, Cu | Bertrandsson Erlandsson et al. (2025) |  |  | LS06HA047-ccp11 | unknown |  |  |  |  | ore | unknown | [11 empty] | chalcopyrite | 1 | Diss/Clus | [6 empty] | LA-ICPMS |  |  |  |  | 0.18053 | 0.054603 |  |  | 3.7433 | 0.76618 | 1.6187 | 0.30585 | [6 empty] | 158.6629 | 0.018216 |  |  |  |  | bdl | 7.0065 |  |  |  |  | 4.3445 | 0.12903 | bdl | 3.3184 | [14 empty] | 18.465 | 0.21914 |  |  | 8.7001 | 0.27016 |  |  | 3.2708 | 1.1159 |  |  | 31.2464 | 0.049361 | [12 empty] | 21.2956 | 0.68003 |  | 0.087493 | [6 empty] | 0.73896 | 0.62588 |  |  |  |  | 43.4079 | 0.066603 | [16 empty] | 72.3603 | 0.18811 |  |  | 33.4672 | 12.4907 |  |  |  |  | 84.8667 | 2.1064 | [6 empty] | bdl | 6.4706 |  |  |  |  | 0.60802 | 0.026203 |  |  |  |  | 1.6913 | 0.044643 | [6 empty] | 64.4365 | 15.8551 |  |  |  |  | Bertrandsson Erlandsson et al. (2025) |  | DRC |  | 27.4367 | -11.5131 | [6 empty] | Located from Mindat |  | Location from mindat.org | 2025-11-28
| Luiswishi |  | Basin hydrothermal | Sediment-hosted | Sediment-hosted Copper ± Co |  |  | Co, Cu | Bertrandsson Erlandsson et al. (2025) |  |  | LS06HA047-ccp12 | unknown |  |  |  |  | ore | unknown | [11 empty] | chalcopyrite | 1 | Diss/Clus | [6 empty] | LA-ICPMS |  |  |  |  | 0.09809 | 0.073292 |  |  | bdl | 1.1362 | 0.7407 | 0.016779 | [6 empty] | 53.1371 | 0.033235 |  |  |  |  | bdl | 8.9057 | [5 empty] | 0.1431 | 26.4478 | 2.7356 | [14 empty] | 24.5387 | 0.25824 |  |  | 6.9888 | 0.50722 |  |  | 2.487 | 1.9783 |  |  | 22.5955 | 0.053351 | [12 empty] | 14.7033 | 0.59576 |  | 0.20851 | [6 empty] | 1.7017 | 0.61542 |  |  |  |  | 34.9882 | 0.10355 | [16 empty] | 17.987 | 0.2057 |  |  | 32.7818 | 16.7397 |  |  |  |  | 49.358 | 1.9158 | [6 empty] | bdl | 7.2842 |  |  |  |  | 0.63378 | 0.028087 | [5 empty] | 0.05703 | [6 empty] | 45.8019 | 16.8483 |  |  |  |  | Bertrandsson Erlandsson et al. (2025) |  | DRC |  | 27.4367 | -11.5131 | [6 empty] | Located from Mindat |  | Location from mindat.org | 2025-11-28
| Luiswishi |  | Basin hydrothermal | Sediment-hosted | Sediment-hosted Copper ± Co |  |  | Co, Cu | Bertrandsson Erlandsson et al. (2025) |  |  | LS06HA047-ccp13 | unknown |  |  |  |  | ore | unknown | [11 empty] | chalcopyrite | 1 | Diss/Clus | [6 empty] | LA-ICPMS |  |  |  |  | 0.13666 | 0.06877 |  |  | 1.4005 | 1.0638 | 1.2755 | 0.015697 | [6 empty] | 87.5728 | 0.031104 |  |  |  |  | bdl | 8.4614 |  |  |  |  | 4.9818 | 0.13398 | 4.1961 | 2.5593 | [14 empty] | 20.8684 | 0.24178 |  |  | 6.6469 | 0.4749 |  |  | 2.6717 | 1.8662 |  |  | 22.7848 | 0.049904 | [12 empty] | 19.1165 | 0.55745 |  | 0.19498 | [6 empty] | 0.77853 | 0.57634 |  |  |  |  | 46.7164 | 0.096711 | [16 empty] | 36.5597 | 0.19262 |  |  | 33.4342 | 15.6798 |  |  |  |  | 62.8504 | 1.7911 | [6 empty] | bdl | 6.8231 |  |  |  |  | 0.44076 | 0.026274 |  |  |  |  | 8.7812 | 0.05343 | [6 empty] | 60.5322 | 15.7747 |  |  |  |  | Bertrandsson Erlandsson et al. (2025) |  | DRC |  | 27.4367 | -11.5131 | [6 empty] | Located from Mindat |  | Location from mindat.org | 2025-11-28
| Luiswishi |  | Basin hydrothermal | Sediment-hosted | Sediment-hosted Copper ± Co |  |  | Co, Cu | Bertrandsson Erlandsson et al. (2025) |  |  | LS06HA047-ccp14 | unknown |  |  |  |  | ore | unknown | [11 empty] | chalcopyrite | 1 | Diss/Clus | [6 empty] | LA-ICPMS |  |  |  |  | 0.1277 | 0.071 |  |  | 2.2858 | 1.0961 | 1.1155 | 0.01616 | [6 empty] | 79.4205 | 0.032028 |  |  |  |  | bdl | 8.8438 |  |  |  |  | 4.6509 | 0.13804 | 6.9119 | 2.635 | [14 empty] | 25.7131 | 0.24909 |  |  | 6.8736 | 0.48928 |  |  | 2.1457 | 1.9366 |  |  | 17.5531 | 0.051367 | [12 empty] | 16.4709 | 0.57396 | 2.516 | 0.20062 | [6 empty] | 1.2983 | 0.59393 |  |  |  |  | 3.197 | 0.099383 | [16 empty] | 31.7306 | 0.19847 |  |  | 33.0857 | 16.1628 |  |  |  |  | 55.4517 | 1.8426 | [6 empty] | bdl | 7.0332 |  |  |  |  | 0.073283 | 0.027046 |  |  |  |  | 9.4211 | 0.055085 | [6 empty] | bdl | 16.2516 |  |  |  |  | Bertrandsson Erlandsson et al. (2025) |  | DRC |  | 27.4367 | -11.5131 | [6 empty] | Located from Mindat |  | Location from mindat.org | 2025-11-28
| Luiswishi |  | Basin hydrothermal | Sediment-hosted | Sediment-hosted Copper ± Co |  |  | Co, Cu | Bertrandsson Erlandsson et al. (2025) |  |  | LS06HA047-ccp15 | unknown |  |  |  |  | ore | unknown | [11 empty] | chalcopyrite | 1 | Diss/Clus | [6 empty] | LA-ICPMS |  |  |  |  | 0.18667 | 0.088697 |  |  | 2.4749 | 1.1239 | 1.8248 | 0.0094686 | [6 empty] | 121.6114 | 0.035517 |  |  |  |  | bdl | 7.5364 |  |  |  |  | 3.8606 | 0.10747 | 8.87 | 2.3578 | [14 empty] | 20.1065 | 0.15747 |  |  | 7.5732 | 0.32097 |  |  | 2.5587 | 1.2561 |  |  | 23.4426 | 0.045037 | [13 empty] | 0.56084 | 3.5189 | 1.7837 | [6 empty] | bdl | 0.88051 |  |  |  |  | 31.3305 | 0.087829 | [16 empty] | 51.3324 | 0.20897 |  |  | 27.5776 | 11.0203 |  |  |  |  | 76.3941 | 1.6858 | [6 empty] | bdl | 6.302 |  |  |  |  | 0.39034 | 0.031864 |  |  |  |  | 10.8436 | 0.056003 | [6 empty] | 75.8128 | 17.6183 |  |  |  |  | Bertrandsson Erlandsson et al. (2025) |  | DRC |  | 27.4367 | -11.5131 | [6 empty] | Located from Mindat |  | Location from mindat.org | 2025-11-28
| Luiswishi |  | Basin hydrothermal | Sediment-hosted | Sediment-hosted Copper ± Co |  |  | Co, Cu | Bertrandsson Erlandsson et al. (2025) |  |  | LS06HA047-ccp16 | unknown |  |  |  |  | ore | unknown | [11 empty] | chalcopyrite | 1 | Diss/Clus | [6 empty] | LA-ICPMS |  |  |  |  | 0.20113 | 0.088306 |  |  | 2.7333 | 1.1169 | 1.5147 | 0.009403 | [6 empty] | 115.6178 | 0.03526 |  |  |  |  | bdl | 7.5935 |  |  |  |  | 6.3298 | 0.10678 | 14.7131 | 2.3415 | [14 empty] | 21.2022 | 0.15644 |  |  | 8.3823 | 0.31891 |  |  | 2.9339 | 1.2566 |  |  | 30.5736 | 0.044706 | [12 empty] | 16.9358 | 0.55686 | bdl | 1.7698 | [6 empty] | bdl | 0.87512 |  |  |  |  | 43.5319 | 0.087026 | [16 empty] | 56.6094 | 0.20764 |  |  | 28.0511 | 10.9575 |  |  |  |  | 86.347 | 1.6727 | [6 empty] | bdl | 6.2656 |  |  |  |  | 0.79243 | 0.031633 |  |  |  |  | 20.1069 | 0.055687 | [6 empty] | 78.7418 | 17.5035 |  |  |  |  | Bertrandsson Erlandsson et al. (2025) |  | DRC |  | 27.4367 | -11.5131 | [6 empty] | Located from Mindat |  | Location from mindat.org | 2025-11-28
| Luiswishi |  | Basin hydrothermal | Sediment-hosted | Sediment-hosted Copper ± Co |  |  | Co, Cu | Bertrandsson Erlandsson et al. (2025) |  |  | LS06HA047-ccp17 | unknown |  |  |  |  | ore | unknown | [11 empty] | chalcopyrite | 1 | Diss/Clus | [6 empty] | LA-ICPMS |  |  |  |  | 0.12593 | 0.081352 |  |  | 2.0004 | 1.0983 | 1.7727 | 0.31053 | [6 empty] | 133.2275 | 0.030652 |  |  |  |  | bdl | 6.8276 |  |  |  |  | 6.2278 | 0.18791 | 9.0054 | 3.0334 | [14 empty] | 18.5808 | 0.1201 |  |  | 8.3414 | 0.31831 |  |  | 2.6228 | 1.743 |  |  | 31.5432 | 0.039081 | [12 empty] | 15.0557 | 0.6224 | 4.9531 | 1.8652 | [6 empty] | bdl | 0.82206 |  |  |  |  | 29.3842 | 0.079355 | [16 empty] | 64.4295 | 0.23763 |  |  | 31.3583 | 11.8317 |  |  |  |  | 89.6555 | 1.8697 | [6 empty] | bdl | 6.6169 |  |  |  |  | 0.48239 | 0.043414 |  |  |  |  | 11.8489 | 0.053109 | [6 empty] | 41.5447 | 17.5056 |  |  |  |  | Bertrandsson Erlandsson et al. (2025) |  | DRC |  | 27.4367 | -11.5131 | [6 empty] | Located from Mindat |  | Location from mindat.org | 2025-11-28
| Luiswishi |  | Basin hydrothermal | Sediment-hosted | Sediment-hosted Copper ± Co |  |  | Co, Cu | Bertrandsson Erlandsson et al. (2025) |  |  | LS06HA047-ccp18 | unknown |  |  |  |  | ore | unknown | [11 empty] | chalcopyrite | 1 | Diss/Clus | [6 empty] | LA-ICPMS |  |  |  |  | 0.09731 | 0.053329 |  |  | 2.1914 | 1.0504 | 1.417 | 0.41238 | [6 empty] | 133.054 | 0.031469 |  |  |  |  | bdl | 5.7916 |  |  |  |  | 2.3713 | 0.21299 | bdl | 3.9615 | [14 empty] | 18.4454 | 0.12172 |  |  | 7.9768 | 0.46624 |  |  | bdl | 2.5455 |  |  | 25.675 | 0.088765 | [12 empty] | 23.8756 | 0.60897 | 3.8311 | 2.4742 | [6 empty] | bdl | 0.73711 |  |  |  |  | 30.1958 | 0.072298 | [16 empty] | 60.3608 | 0.19499 |  |  | 24.2322 | 15.3424 |  |  |  |  | 83.4612 | 3.0285 | [6 empty] | bdl | 8.7955 |  |  |  |  | 0.45738 | 0.030323 |  |  |  |  | 3.4901 | 0.14431 | [7 empty] | 29.6762 |  |  |  |  | Bertrandsson Erlandsson et al. (2025) |  | DRC |  | 27.4367 | -11.5131 | [6 empty] | Located from Mindat |  | Location from mindat.org | 2025-11-28
| Luiswishi |  | Basin hydrothermal | Sediment-hosted | Sediment-hosted Copper ± Co |  |  | Co, Cu | Bertrandsson Erlandsson et al. (2025) |  |  | LS06HA047-ccp19 | unknown |  |  |  |  | ore | unknown | [11 empty] | chalcopyrite | 1 | Diss/Clus | [6 empty] | LA-ICPMS |  |  |  |  | bdl | 0.94652 |  |  | 4.0999 | 0.68671 | 1.8869 | 0.50927 | [6 empty] | 134.2339 | 0.058951 |  |  |  |  | bdl | 10.0032 | [5 empty] | 0.16788 |  | 2.8507 | [14 empty] | 30.3232 | 0.16634 |  |  | 7.2713 | 0.47159 |  |  | 3.1925 | 2.1073 |  |  | 29.0155 | 0.074949 | [12 empty] | 24.9008 | 0.82933 |  | 0.17797 | [7 empty] | 2.3449 |  |  |  |  | 40.5589 | 0.12843 | [16 empty] | 59.6396 | 0.32567 |  |  | 23.887 | 12.503 |  |  |  |  | 87.2516 | 1.2459 | [6 empty] | bdl | 10.8723 |  |  |  |  | 0.87615 | 0.037208 | [5 empty] | 0.078791 | [6 empty] | 63.3004 | 24.0637 |  |  |  |  | Bertrandsson Erlandsson et al. (2025) |  | DRC |  | 27.4367 | -11.5131 | [6 empty] | Located from Mindat |  | Location from mindat.org | 2025-11-28
| Luiswishi |  | Basin hydrothermal | Sediment-hosted | Sediment-hosted Copper ± Co |  |  | Co, Cu | Bertrandsson Erlandsson et al. (2025) |  |  | LS06HA047-ccp20 | unknown |  |  |  |  | ore | unknown | [11 empty] | chalcopyrite | 1 | Diss/Clus | [6 empty] | LA-ICPMS |  |  |  |  | 0.2808 | 0.057386 |  |  | 5.8793 | 0.83365 | 1.6562 | 0.30475 | [6 empty] | 182.4214 | 32.0943 |  |  |  |  | bdl | 9.3125 |  |  |  |  | 2.4159 | 0.13419 | bdl | 3.3102 | [14 empty] | 19.254 | 0.19366 |  |  | 9.4795 | 0.41342 |  |  | 5.106 | 2.6759 |  |  | 36.8742 | 0.049715 | [12 empty] | 21.9836 | 0.4015 | 2.123 | 0.083153 | [6 empty] | bdl | 0.76961 |  |  |  |  | 23.6867 | 19.2513 | [16 empty] | 103.9729 | 0.29038 |  |  | 25.0429 | 10.8132 |  |  |  |  | 131.1272 | 1.4391 | [7 empty] | 0.48056 |  |  |  |  | 0.41285 | 0.19989 |  |  |  |  | 1.3263 | 0.048233 | [6 empty] | 38.0311 | 17.4897 |  |  |  |  | Bertrandsson Erlandsson et al. (2025) |  | DRC |  | 27.4367 | -11.5131 | [6 empty] | Located from Mindat |  | Location from mindat.org | 2025-11-28
| Luiswishi |  | Basin hydrothermal | Sediment-hosted | Sediment-hosted Copper ± Co |  |  | Co, Cu | Bertrandsson Erlandsson et al. (2025) |  |  | LS06HA047-ccp21 | unknown |  |  |  |  | ore | unknown | [11 empty] | chalcopyrite | 1 | Diss/Clus | [6 empty] | LA-ICPMS | [5 empty] | 0.061331 |  |  | 3.9299 | 0.89082 | 1.2822 | 0.32571 | [6 empty] | 153.34 | 34.1662 |  |  |  |  | bdl | 9.9535 |  |  |  |  | 3.9176 | 0.14333 | bdl | 3.5385 | [14 empty] | 18.6061 | 0.20651 |  |  | 9.3661 | 0.44138 |  |  | 4.5894 | 2.8608 |  |  | 33.1063 | 0.053026 | [12 empty] | 22.4643 | 0.42833 | 8.2829 | 0.088596 | [6 empty] | bdl | 0.82236 |  |  |  |  | 42.4636 | 20.4748 | [16 empty] | 75.2886 | 0.30989 |  |  | 25.6136 | 11.5653 |  |  |  |  | 95.5204 | 1.5352 | [6 empty] | bdl | 0.5139 |  |  |  |  | 0.9326 | 0.21337 |  |  |  |  | 5.3932 | 0.051562 | [6 empty] | 56.4525 | 18.6703 |  |  |  |  | Bertrandsson Erlandsson et al. (2025) |  | DRC |  | 27.4367 | -11.5131 | [6 empty] | Located from Mindat |  | Location from mindat.org | 2025-11-28
| Luiswishi |  | Basin hydrothermal | Sediment-hosted | Sediment-hosted Copper ± Co |  |  | Co, Cu | Bertrandsson Erlandsson et al. (2025) |  |  | LS06HA047-ccp22 | unknown |  |  |  |  | ore | unknown | [11 empty] | chalcopyrite | 1 | Diss/Clus | [6 empty] | LA-ICPMS |  |  |  |  | 0.20452 | 0.069173 |  |  | 3.1824 | 1.2032 | 0.94135 | 0.40047 | [7 empty] | 0.037381 |  |  |  |  | bdl | 8.6052 | [5 empty] | 0.29376 |  | 4.2579 | [14 empty] | 23.7602 | 0.15158 |  |  | 9.093 | 0.50256 |  |  | 3.4766 | 1.7583 |  |  | 32.1593 | 0.061917 | [13 empty] | 0.52598 |  | 2.3515 | [7 empty] | 0.70432 | [5 empty] | 0.17447 | [16 empty] | 71.0431 | 0.30287 |  |  | 22.8349 | 13.8501 |  |  |  |  | 92.2023 | 2.0563 | [6 empty] | bdl | 8.6001 |  |  |  |  | 1.2119 | 0.015154 | [5 empty] | 0.11691 | [7 empty] | 19.4759 |  |  |  |  | Bertrandsson Erlandsson et al. (2025) |  | DRC |  | 27.4367 | -11.5131 | [6 empty] | Located from Mindat |  | Location from mindat.org | 2025-11-28
| Luiswishi |  | Basin hydrothermal | Sediment-hosted | Sediment-hosted Copper ± Co |  |  | Co, Cu | Bertrandsson Erlandsson et al. (2025) |  |  | LS06HA047-ccp23 | unknown |  |  |  |  | ore | unknown | [11 empty] | chalcopyrite | 1 | Diss/Clus | [6 empty] | LA-ICPMS |  |  |  |  | 0.24622 | 0.067066 |  |  | 5.6593 | 1.5228 | 1.3071 | 0.35524 | [6 empty] | 222.0316 | 0.046559 |  |  |  |  | bdl | 9.8287 | [5 empty] | 0.23364 | 4.0189 | 2.5295 | [14 empty] | 19.3056 | 0.12053 |  |  | 11.5469 | 0.49834 |  |  | 4.7186 | 1.0414 |  |  | 42.7417 | 0.039211 | [13 empty] | 0.42662 | 7.7825 | 2.08 | [6 empty] | 1.4021 | 0.76257 |  |  |  |  | 51.6632 | 0.10861 | [16 empty] | 126.212 | 0.28324 |  |  | 19.1702 | 10.1391 |  |  |  |  | 156.7068 | 1.7857 | [6 empty] | bdl | 0.72678 |  |  |  |  | 1.2219 | 0.039213 |  |  |  |  | 6.7985 | 0.053273 | [7 empty] | 16.7542 |  |  |  |  | Bertrandsson Erlandsson et al. (2025) |  | DRC |  | 27.4367 | -11.5131 | [6 empty] | Located from Mindat |  | Location from mindat.org | 2025-11-28
| Luiswishi |  | Basin hydrothermal | Sediment-hosted | Sediment-hosted Copper ± Co |  |  | Co, Cu | Bertrandsson Erlandsson et al. (2025) |  |  | LS06HA047-ccp24 | unknown |  |  |  |  | ore | unknown | [11 empty] | chalcopyrite | 1 | Diss/Clus | [6 empty] | LA-ICPMS |  |  |  |  | 0.1504 | 0.097956 |  |  | 3.2 | 1.0042 | 0.8787 | 0.022544 | [6 empty] | 113.2478 | 0.037078 |  |  |  |  | bdl | 9.5805 |  |  |  |  | 5.48 | 0.201 |  | 2.4565 | [14 empty] | 23.043 | 0.13798 |  |  | 7.122 | 0.34304 |  |  | 3.1542 | 1.1535 |  |  | 29.3355 | 0.040703 | [12 empty] | 22.6578 | 0.52092 | 4.2982 | 0.15306 | [6 empty] | 0.81742 | 0.75092 |  |  |  |  | 66.9302 | 0.10523 | [16 empty] | 50.4519 | 0.15819 |  |  | 26.6617 | 14.0524 |  |  |  |  | 72.1895 | 1.5768 | [6 empty] | bdl | 7.1937 |  |  |  |  | 1.0363 | 0.036595 | [5 empty] | 0.082953 | [6 empty] | 94.87 | 18.2434 |  |  |  |  | Bertrandsson Erlandsson et al. (2025) |  | DRC |  | 27.4367 | -11.5131 | [6 empty] | Located from Mindat |  | Location from mindat.org | 2025-11-28
| Luiswishi |  | Basin hydrothermal | Sediment-hosted | Sediment-hosted Copper ± Co |  |  | Co, Cu | Bertrandsson Erlandsson et al. (2025) |  |  | LS06HA047-ccp25 | unknown |  |  |  |  | ore | unknown | [11 empty] | chalcopyrite | 1 | Diss/Clus | [6 empty] | LA-ICPMS |  |  |  |  | 0.11338 | 0.090872 |  |  | 2.6505 | 0.93191 | 0.99649 | 0.020931 | [6 empty] | 163.6237 | 0.034271 |  |  |  |  | bdl | 8.8521 |  |  |  |  | 5.8573 | 0.18645 | 6.1215 | 2.2812 | [14 empty] | 19.0064 | 0.12776 |  |  | 9.5976 | 0.31804 |  |  | 3.4637 | 1.0688 |  |  | 34.6713 | 0.037706 | [12 empty] | 22.9155 | 0.48263 | 6.2191 | 0.14163 | [7 empty] | 0.69682 |  |  |  |  | 39.7774 | 0.09721 | [16 empty] | 76.2308 | 0.14659 |  |  | 22.4587 | 13.0526 |  |  |  |  | 94.4417 | 1.4611 | [6 empty] | bdl | 6.6808 |  |  |  |  | 0.82513 | 0.033928 |  |  |  |  | 10.4412 | 0.077007 | [6 empty] | 64.9308 | 16.9124 |  |  |  |  | Bertrandsson Erlandsson et al. (2025) |  | DRC |  | 27.4367 | -11.5131 | [6 empty] | Located from Mindat |  | Location from mindat.org | 2025-11-28
| Luiswishi |  | Basin hydrothermal | Sediment-hosted | Sediment-hosted Copper ± Co |  |  | Co, Cu | Bertrandsson Erlandsson et al. (2025) |  |  | LS06HA047-ccp26 | unknown |  |  |  |  | ore | unknown | [11 empty] | chalcopyrite | 1 | Diss/Clus | [6 empty] | LA-ICPMS |  |  |  |  | 0.11693 | 0.10232 |  |  | 1.6548 | 1.0497 | 1.2241 | 0.023587 | [6 empty] | 70.8556 | 0.038468 |  |  |  |  | bdl | 9.9269 | [5 empty] | 0.20994 |  | 2.5711 | [14 empty] | 28.6789 | 0.14362 |  |  | 6.3522 | 0.35795 |  |  | 3.9383 | 1.202 |  |  | 24.4202 | 0.042407 | [12 empty] | 14.3762 | 0.54288 | 1.8427 | 0.15913 | [7 empty] | 0.78487 |  |  |  |  | 30.4112 | 0.10907 | [16 empty] | 29.6402 | 0.1649 |  |  | bdl | 14.7139 |  |  |  |  | 55.8453 | 1.6438 | [6 empty] | bdl | 7.5301 |  |  |  |  | 0.73838 | 0.038187 | [5 empty] | 0.086764 | [6 empty] | 40.8712 | 19.0331 |  |  |  |  | Bertrandsson Erlandsson et al. (2025) |  | DRC |  | 27.4367 | -11.5131 | [6 empty] | Located from Mindat |  | Location from mindat.org | 2025-11-28
| Luiswishi |  | Basin hydrothermal | Sediment-hosted | Sediment-hosted Copper ± Co |  |  | Co, Cu | Bertrandsson Erlandsson et al. (2025) |  |  | LS06HA047-ccp27 | unknown |  |  |  |  | ore | unknown | [11 empty] | chalcopyrite | 1 | Diss/Clus | [6 empty] | LA-ICPMS |  |  |  |  | bdl | 0.10251 |  |  | bdl | 1.0523 | 0.53444 | 0.023658 | [6 empty] | 24.9597 | 0.038389 |  |  |  |  | bdl | 9.8878 |  |  |  |  | 3.1758 | 0.21035 | 7.101 | 2.5794 | [14 empty] | 24.3397 | 0.1436 |  |  | 7.463 | 0.35843 |  |  | 1.7965 | 1.202 |  |  | 18.0935 | 0.042429 | [12 empty] | 6.4696 | 0.54324 | bdl | 0.15902 | [6 empty] | bdl | 0.78671 |  |  |  |  | 13.0336 | 0.10881 | [16 empty] | 7.0891 | 0.16503 |  |  | 18.3141 | 14.7637 |  |  |  |  | 39.2267 | 1.6453 | [6 empty] | bdl | 7.5544 |  |  |  |  | 0.23189 | 0.038241 |  |  |  |  | 12.873 | 0.087 | [6 empty] | 26.0973 | 19.0572 |  |  |  |  | Bertrandsson Erlandsson et al. (2025) |  | DRC |  | 27.4367 | -11.5131 | [6 empty] | Located from Mindat |  | Location from mindat.org | 2025-11-28
| Luiswishi |  | Basin hydrothermal | Sediment-hosted | Sediment-hosted Copper ± Co |  |  | Co, Cu | Bertrandsson Erlandsson et al. (2025) |  |  | LS06HA047-ccp28 | unknown |  |  |  |  | ore | unknown | [11 empty] | chalcopyrite | 1 | Diss/Clus | [6 empty] | LA-ICPMS |  |  |  |  | 0.13649 | 0.095851 |  |  | 3.3817 | 0.98464 | 1.7307 | 0.02215 | [6 empty] | 173.4794 | 0.035766 |  |  |  |  | bdl | 9.1898 |  |  |  |  | 2.2904 | 0.19673 | bdl | 2.4155 | [14 empty] | 18.573 | 0.13403 |  |  | 8.3574 | 0.33503 |  |  | 2.9486 | 1.1218 |  |  | 30.6912 | 0.039628 | [12 empty] | 24.5559 | 0.50745 | 2.6766 | 0.14835 | [6 empty] | 0.75438 | 0.73606 |  |  |  |  | 16.784 | 0.10134 | [16 empty] | 85.038 | 0.15417 |  |  | 28.0568 | 13.8268 |  |  |  |  | 111.4393 | 1.5372 | [6 empty] | bdl | 7.0738 |  |  |  |  | 0.3505 | 0.035749 |  |  |  |  | 0.77138 | 0.081427 | [6 empty] | 63.2282 | 17.8118 |  |  |  |  | Bertrandsson Erlandsson et al. (2025) |  | DRC |  | 27.4367 | -11.5131 | [6 empty] | Located from Mindat |  | Location from mindat.org | 2025-11-28
| Luiswishi |  | Basin hydrothermal | Sediment-hosted | Sediment-hosted Copper ± Co |  |  | Co, Cu | Bertrandsson Erlandsson et al. (2025) |  |  | LS06HA047-ccp29 | unknown |  |  |  |  | ore | unknown | [11 empty] | chalcopyrite | 1 | Diss/Clus | [6 empty] | LA-ICPMS |  |  |  |  | 0.11465 | 0.04943 |  |  | 1.4659 | 1.1732 | 1.5486 | 0.41183 | [6 empty] | 110.2331 | 0.055148 |  |  |  |  | bdl | 11.412 |  |  |  |  | 5.1915 | 0.24079 | bdl | 3.789 | [14 empty] | 20.7385 | 0.22847 |  |  | 6.7367 | 0.33797 |  |  | 3.3753 | 2.0913 |  |  | 22.4724 | 0.057691 | [13 empty] | 0.50773 | 4.1542 | 2.3627 | [6 empty] | 1.8343 | 1.4537 |  |  |  |  | 13.0015 | 0.10049 | [16 empty] | 46.5354 | 0.21186 |  |  | 25.5764 | 19.1541 |  |  |  |  | 68.5654 | 2.7949 | [6 empty] | bdl | 8.8586 |  |  |  |  | 0.20373 | 0.042554 |  |  |  |  | 2.0132 | 0.091104 | [6 empty] | bdl | 18.4883 |  |  |  |  | Bertrandsson Erlandsson et al. (2025) |  | DRC |  | 27.4367 | -11.5131 | [6 empty] | Located from Mindat |  | Location from mindat.org | 2025-11-28
| Luiswishi |  | Basin hydrothermal | Sediment-hosted | Sediment-hosted Copper ± Co |  |  | Co, Cu | Bertrandsson Erlandsson et al. (2025) |  |  | LS06HA047-ccp30 | unknown |  |  |  |  | ore | unknown | [11 empty] | chalcopyrite | 1 | Diss/Clus | [6 empty] | LA-ICPMS |  |  |  |  | 0.079273 | 0.050401 |  |  | 2.8057 | 1.1972 | 1.417 | 0.42051 | [6 empty] | 88.4478 | 0.056033 |  |  |  |  | bdl | 11.5564 | [5 empty] | 0.2456 |  | 3.8697 | [14 empty] | 22.7159 | 0.23255 |  |  | 5.8628 | 0.34451 |  |  | bdl | 2.1276 |  |  | 23.34 | 0.058764 | [12 empty] | 9.6403 | 0.51724 | bdl | 2.4038 | [6 empty] | bdl | 1.4833 |  |  |  |  | 33.9391 | 0.10207 | [16 empty] | 29.2147 | 0.21584 |  |  | 28.2472 | 19.5626 |  |  |  |  | 53.0592 | 2.8481 | [6 empty] | bdl | 9.0462 |  |  |  |  | 0.82443 | 0.043385 | [5 empty] | 0.092986 | [6 empty] | 29.6046 | 18.8448 |  |  |  |  | Bertrandsson Erlandsson et al. (2025) |  | DRC |  | 27.4367 | -11.5131 | [6 empty] | Located from Mindat |  | Location from mindat.org | 2025-11-28
| Luiswishi |  | Basin hydrothermal | Sediment-hosted | Sediment-hosted Copper ± Co |  |  | Co, Cu | Bertrandsson Erlandsson et al. (2025) |  |  | LS06HA047-ccp31 | unknown |  |  |  |  | ore | unknown | [11 empty] | chalcopyrite | 1 | Diss/Clus | [6 empty] | LA-ICPMS |  |  |  |  | 0.14011 | 0.081383 |  |  | 4.1761 | 1.2995 | 1.633 | 0.39244 | [6 empty] | 158.0851 | 0.030217 |  |  |  |  | bdl | 12.0425 |  |  |  |  | 2.6808 | 0.21116 | bdl | 2.7887 | [14 empty] | 28.6952 | 0.24017 |  |  | 9.4863 | 0.31872 |  |  | 2.6191 | 1.4609 |  |  | 21.4477 | 0.059538 | [13 empty] | 0.68157 |  | 0.15047 | [6 empty] | bdl | 0.86564 |  |  |  |  | 4.0194 | 0.058352 | [16 empty] | 75.3844 | 0.17138 |  |  | 25.6026 | 13.7108 |  |  |  |  | 92.1184 | 1.9484 | [7 empty] | 0.28429 |  |  |  |  | 0.11639 | 0.034459 |  |  |  |  | 0.91194 | 0.090072 | [6 empty] | bdl | 20.1934 |  |  |  |  | Bertrandsson Erlandsson et al. (2025) |  | DRC |  | 27.4367 | -11.5131 | [6 empty] | Located from Mindat |  | Location from mindat.org | 2025-11-28
| Luiswishi |  | Basin hydrothermal | Sediment-hosted | Sediment-hosted Copper ± Co |  |  | Co, Cu | Bertrandsson Erlandsson et al. (2025) |  |  | LS06HA047-ccp33 | unknown |  |  |  |  | ore | unknown | [11 empty] | chalcopyrite | 1 | Vein ass. | [6 empty] | LA-ICPMS |  |  |  |  | bdl | 0.079651 |  |  | bdl | 1.2743 | 0.66135 | 0.38537 | [6 empty] | 46.8568 | 0.029357 |  |  |  |  | bdl | 11.5994 |  |  |  |  | 4.1121 | 0.20685 | bdl | 2.7399 | [14 empty] | 27.186 | 0.23423 |  |  | 6.2437 | 0.31181 |  |  | 2.5238 | 1.4222 |  |  | 21.5069 | 0.05816 | [12 empty] | 7.3295 | 0.66595 | 0.23641 | 0.14662 | [6 empty] | bdl | 0.84863 |  |  |  |  | 7.2354 | 0.056675 | [16 empty] | 19.2001 | 0.16745 |  |  | 31.0564 | 13.4697 |  |  |  |  | 51.3007 | 1.9051 | [7 empty] | 0.2792 |  |  |  |  | 0.05483 | 0.033726 |  |  |  |  | 2.1351 | 0.088361 | [6 empty] | bdl | 19.7532 |  |  |  |  | Bertrandsson Erlandsson et al. (2025) |  | DRC |  | 27.4367 | -11.5131 | [6 empty] | Located from Mindat |  | Location from mindat.org | 2025-11-28
| Luiswishi |  | Basin hydrothermal | Sediment-hosted | Sediment-hosted Copper ± Co |  |  | Co, Cu | Bertrandsson Erlandsson et al. (2025) |  |  | LS06HA047-ccp34 | unknown |  |  |  |  | ore | unknown | [11 empty] | chalcopyrite | 1 | Vein ass. | [6 empty] | LA-ICPMS |  |  |  |  | 0.097666 | 0.065833 |  |  | 1.5129 | 1.1593 | 0.85168 | 0.40921 | [6 empty] | 86.5149 | 0.037963 | [5 empty] | 7.774 |  |  |  |  | 5.2054 | 0.18373 | 6.3514 | 2.2488 | [14 empty] | 23.2554 | 0.2042 |  |  | 6.378 | 0.28475 |  |  | 2.4078 | 1.6104 |  |  | 18.139 | 0.060081 | [13 empty] | 0.51207 |  | 0.087896 | [6 empty] | bdl | 0.79125 |  |  |  |  | 10.8852 | 0.089651 | [16 empty] | 33.5667 | 0.26147 |  |  | 23.5841 | 15.3984 |  |  |  |  | 59.7257 | 2.2845 | [6 empty] | bdl | 8.8048 |  |  |  |  | 0.089282 | 0.021036 |  |  |  |  | 5.019 | 0.07274 | [6 empty] | 31.6298 | 22.5116 |  |  |  |  | Bertrandsson Erlandsson et al. (2025) |  | DRC |  | 27.4367 | -11.5131 | [6 empty] | Located from Mindat |  | Location from mindat.org | 2025-11-28
| Luiswishi |  | Basin hydrothermal | Sediment-hosted | Sediment-hosted Copper ± Co |  |  | Co, Cu | Bertrandsson Erlandsson et al. (2025) |  |  | LS06HA43-ccp1 | unknown |  |  |  |  | ore | unknown | [11 empty] | chalcopyrite | 2 | Vein | [6 empty] | LA-ICPMS |  |  |  |  | bdl | 0.047573 |  |  | bdl | 0.75138 | bdl | 0.01113 | [7 empty] | 0.012575 |  |  |  |  | bdl | 1.1978 |  |  |  |  | 10.6577 | 0.057676 | bdl | 0.76597 | [14 empty] | 46.1636 | 0.089148 |  |  | 3.5539 | 0.21455 |  |  | 1.3813 | 1.016 |  |  | 26.1872 | 0.032731 | [12 empty] | bdl | 0.31072 | bdl | 1.2688 | [6 empty] | bdl | 0.44544 |  |  |  |  | bdl | 0.082074 | [16 empty] | bdl | 0.14747 |  |  | 15.7693 | 11.5507 |  |  |  |  | 47.6888 | 0.79554 | [6 empty] | bdl | 0.51378 |  |  |  |  | bdl | 0.033821 |  |  |  |  | bdl | 0.034853 | [6 empty] | bdl | 20.593 |  |  |  |  | Bertrandsson Erlandsson et al. (2025) |  | DRC |  | 27.4367 | -11.5131 | [6 empty] | Located from Mindat |  | Location from mindat.org | 2025-11-28
| Luiswishi |  | Basin hydrothermal | Sediment-hosted | Sediment-hosted Copper ± Co |  |  | Co, Cu | Bertrandsson Erlandsson et al. (2025) |  |  | LS06HA43-ccp2 | unknown |  |  |  |  | ore | unknown | [11 empty] | chalcopyrite | 2 | Vein | [6 empty] | LA-ICPMS |  |  |  |  | bdl | 0.03909 |  |  | bdl | 0.86267 | bdl | 0.02302 | [6 empty] | 0.020735 | 0.019872 |  |  |  |  | bdl | 1.0211 |  |  |  |  | 6.0471 | 0.095218 | bdl | 0.66181 | [14 empty] | 47.0694 | 0.11123 |  |  | 3.1139 | 0.17879 |  |  | 1.2017 | 0.65732 |  |  | 28.3372 | 0.05556 | [12 empty] | bdl | 0.4249 | bdl | 1.2616 | [6 empty] | bdl | 0.78347 |  |  |  |  | bdl | 0.046404 | [16 empty] | bdl | 0.13952 |  |  | 13.2056 | 7.1076 |  |  |  |  | 48.5686 | 1.5734 | [6 empty] | bdl | 4.7051 |  |  |  |  | bdl | 0.033509 |  |  |  |  | bdl | 0.035906 | [6 empty] | bdl | 8.866 |  |  |  |  | Bertrandsson Erlandsson et al. (2025) |  | DRC |  | 27.4367 | -11.5131 | [6 empty] | Located from Mindat |  | Location from mindat.org | 2025-11-28
| Luiswishi |  | Basin hydrothermal | Sediment-hosted | Sediment-hosted Copper ± Co |  |  | Co, Cu | Bertrandsson Erlandsson et al. (2025) |  |  | LS06HA43-ccp3 | unknown |  |  |  |  | ore | unknown | [11 empty] | chalcopyrite | 2 | Vein | [6 empty] | LA-ICPMS |  |  |  |  | bdl | 0.02406 |  |  | bdl | 1.0839 | bdl | 0.022959 | [6 empty] | 0.039224 | 0.0060614 |  |  |  |  | bdl | 2.8202 |  |  |  |  | 2.8951 | 0.078172 | bdl | 0.89043 | [14 empty] | 46.3687 | 0.060961 |  |  | 2.9927 | 0.25393 |  |  | 0.98746 | 0.90906 |  |  | 27.5574 | 0.023235 | [12 empty] | bdl | 0.31216 | bdl | 0.069055 | [6 empty] | bdl | 0.51433 |  |  |  |  | bdl | 0.021663 | [16 empty] | bdl | 0.069652 |  |  | 15.3733 | 7.5434 |  |  |  |  | 48.6676 | 0.72007 | [6 empty] | bdl | 4.3962 |  |  |  |  | bdl | 0.028201 |  |  |  |  | bdl | 0.026986 | [6 empty] | bdl | 6.6646 |  |  |  |  | Bertrandsson Erlandsson et al. (2025) |  | DRC |  | 27.4367 | -11.5131 | [6 empty] | Located from Mindat |  | Location from mindat.org | 2025-11-28
| Luiswishi |  | Basin hydrothermal | Sediment-hosted | Sediment-hosted Copper ± Co |  |  | Co, Cu | Bertrandsson Erlandsson et al. (2025) |  |  | LS06HA43-ccp4 | unknown |  |  |  |  | ore | unknown | [11 empty] | chalcopyrite | 2 | Vein | [6 empty] | LA-ICPMS |  |  |  |  | bdl | 0.036843 |  |  | bdl | 0.59661 | bdl | 0.19159 | [6 empty] | 0.018357 | 0.017074 |  |  |  |  | bdl | 2.9241 |  |  |  |  | 7.9953 | 0.057454 | bdl | 1.0122 | [14 empty] | 48.1059 | 0.078583 |  |  | 3.4079 | 0.18864 |  |  | 1.6585 | 0.61425 |  |  | 28.4936 | 0.0455 | [12 empty] | bdl | 0.3296 | bdl | 0.097468 | [6 empty] | bdl | 0.41019 |  |  |  |  | bdl | 0.052026 | [16 empty] | bdl | 0.12681 |  |  | 19.4282 | 9.3582 |  |  |  |  | 46.0906 | 1.0347 | [6 empty] | bdl | 4.3669 |  |  |  |  | bdl | 0.030816 |  |  |  |  | bdl | 0.033635 | [6 empty] | bdl | 11.0633 |  |  |  |  | Bertrandsson Erlandsson et al. (2025) |  | DRC |  | 27.4367 | -11.5131 | [6 empty] | Located from Mindat |  | Location from mindat.org | 2025-11-28
| Luiswishi |  | Basin hydrothermal | Sediment-hosted | Sediment-hosted Copper ± Co |  |  | Co, Cu | Bertrandsson Erlandsson et al. (2025) |  |  | LS06HA43-ccp5 | unknown |  |  |  |  | ore | unknown | [11 empty] | chalcopyrite | 2 | Vein | [6 empty] | LA-ICPMS |  |  |  |  | bdl | 0.035596 |  |  | bdl | 0.57731 | bdl | 0.18512 | [6 empty] | 0.026958 | 0.016474 |  |  |  |  | bdl | 3.0363 |  |  |  |  | 3.6318 | 0.055612 | bdl | 0.97601 | [14 empty] | 55.6744 | 0.075933 |  |  | 3.1479 | 0.18225 |  |  | 1.4467 | 0.60403 |  |  | 31.1251 | 0.043781 | [13 empty] | 0.31821 | bdl | 0.094241 | [6 empty] | bdl | 0.39644 |  |  |  |  | bdl | 0.050047 | [16 empty] | bdl | 0.12234 |  |  | 12.6312 | 9.0371 |  |  |  |  | 48.5686 | 0.99807 | [6 empty] | bdl | 4.2027 |  |  |  |  | bdl | 0.029704 |  |  |  |  | bdl | 0.032396 | [7 empty] | 10.7128 |  |  |  |  | Bertrandsson Erlandsson et al. (2025) |  | DRC |  | 27.4367 | -11.5131 | [6 empty] | Located from Mindat |  | Location from mindat.org | 2025-11-28
| Luiswishi |  | Basin hydrothermal | Sediment-hosted | Sediment-hosted Copper ± Co |  |  | Co, Cu | Bertrandsson Erlandsson et al. (2025) |  |  | LS06HA43-ccp6 | unknown |  |  |  |  | ore | unknown | [11 empty] | chalcopyrite | 2 | Vein | [6 empty] | LA-ICPMS | [5 empty] | 0.045096 |  |  | bdl | 0.71224 | bdl | 0.22777 | [6 empty] | 0.070655 | 0.017236 |  |  |  |  | bdl | 4.6918 |  |  |  |  | 1.9242 | 0.041919 |  | 0.80471 | [14 empty] | 60.5284 | 0.10351 |  |  | 3.0761 | 0.29117 |  |  | 1.0025 | 0.53012 |  |  | 29.0318 | 0.036972 | [12 empty] | bdl | 0.35079 | bdl | 1.4068 | [6 empty] | bdl | 0.86023 |  |  |  |  | bdl | 0.086525 | [16 empty] | bdl | 0.15029 |  |  | 14.5574 | 10.1712 |  |  |  |  | 46.7193 | 1.5375 | [6 empty] | bdl | 5.1512 |  |  |  |  | bdl | 0.044278 |  |  |  |  | bdl | 0.041927 | [6 empty] | bdl | 8.5033 |  |  |  |  | Bertrandsson Erlandsson et al. (2025) |  | DRC |  | 27.4367 | -11.5131 | [6 empty] | Located from Mindat |  | Location from mindat.org | 2025-11-28
| Luiswishi |  | Basin hydrothermal | Sediment-hosted | Sediment-hosted Copper ± Co |  |  | Co, Cu | Bertrandsson Erlandsson et al. (2025) |  |  | LS06HA43-ccp7 | unknown |  |  |  |  | ore | unknown | [11 empty] | chalcopyrite | 2 | Vein | [6 empty] | LA-ICPMS |  |  |  |  | bdl | 0.032014 |  |  | bdl | 0.69053 | bdl | 0.1867 | [6 empty] | 0.071004 | 0.022691 |  |  |  |  | bdl | 2.1191 |  |  |  |  | 2.2303 | 0.054962 | bdl | 1.2463 | [14 empty] | 62.0502 | 0.10122 |  |  | 3.4422 | 0.22295 |  |  | 0.67646 | 0.58679 |  |  | 30.1817 | 0.024389 | [12 empty] | bdl | 0.3429 | bdl | 0.10991 | [6 empty] | bdl | 0.33266 |  |  |  |  | bdl | 0.085023 | [16 empty] | bdl | 0.16395 |  |  | 12.5562 | 5.848 |  |  |  |  | 49.4561 | 1.0761 | [6 empty] | bdl | 4.206 |  |  |  |  | bdl | 0.023183 |  |  |  |  | bdl | 0.047776 | [6 empty] | bdl | 10.6454 |  |  |  |  | Bertrandsson Erlandsson et al. (2025) |  | DRC |  | 27.4367 | -11.5131 | [6 empty] | Located from Mindat |  | Location from mindat.org | 2025-11-28
| Luiswishi |  | Basin hydrothermal | Sediment-hosted | Sediment-hosted Copper ± Co |  |  | Co, Cu | Bertrandsson Erlandsson et al. (2025) |  |  | LS06HA43-ccp8 | unknown |  |  |  |  | ore | unknown | [11 empty] | chalcopyrite | 2 | Vein | [6 empty] | LA-ICPMS |  |  |  |  | bdl | 0.033582 |  |  | bdl | 0.72538 | bdl | 0.19584 | [6 empty] | 0.11611 | 0.023773 |  |  |  |  | bdl | 2.4078 |  |  |  |  | 7.3382 | 0.057753 | bdl | 1.3047 | [14 empty] | 66.24 | 0.10619 |  |  | 3.3051 | 0.23385 |  |  | 1.3251 | 0.6258 |  |  | 29.394 | 0.025488 | [12 empty] | bdl | 0.35946 | bdl | 0.11537 | [6 empty] | bdl | 0.34906 |  |  |  |  | bdl | 0.088869 | [16 empty] | bdl | 0.17174 |  |  | 15.3018 | 6.1313 |  |  |  |  | 48.0501 | 1.127 | [6 empty] | bdl | 4.3956 |  |  |  |  | bdl | 0.024263 |  |  |  |  | bdl | 0.04997 | [6 empty] | bdl | 11.1905 |  |  |  |  | Bertrandsson Erlandsson et al. (2025) |  | DRC |  | 27.4367 | -11.5131 | [6 empty] | Located from Mindat |  | Location from mindat.org | 2025-11-28
| Luiswishi |  | Basin hydrothermal | Sediment-hosted | Sediment-hosted Copper ± Co |  |  | Co, Cu | Bertrandsson Erlandsson et al. (2025) |  |  | LS06HA43-ccp9 | unknown |  |  |  |  | ore | unknown | [11 empty] | chalcopyrite | 2 | Vein | [6 empty] | LA-ICPMS | [5 empty] | 0.046284 |  |  | bdl | 0.69021 | bdl | 0.19636 | [7 empty] | 0.020635 |  |  |  |  | bdl | 4.2212 |  |  |  |  | 6.9273 | 0.080286 | bdl | 0.96108 | [14 empty] | 67.7921 | 0.086705 |  |  | 3.2575 | 0.19479 |  |  | 1.6257 | 1.0202 |  |  | 31.2208 | 0.018572 | [12 empty] | bdl | 0.25094 | bdl | 1.2154 | [6 empty] | bdl | 0.74741 | [5 empty] | 0.04224 | [16 empty] | bdl | 0.079499 |  |  | 17.9163 | 9.2427 |  |  |  |  | 49.9724 | 0.92089 | [6 empty] | bdl | 0.19838 |  |  |  |  | bdl | 0.024984 | [5 empty] | 0.046036 | [6 empty] | bdl | 9.9664 |  |  |  |  | Bertrandsson Erlandsson et al. (2025) |  | DRC |  | 27.4367 | -11.5131 | [6 empty] | Located from Mindat |  | Location from mindat.org | 2025-11-28
| Luiswishi |  | Basin hydrothermal | Sediment-hosted | Sediment-hosted Copper ± Co |  |  | Co, Cu | Bertrandsson Erlandsson et al. (2025) |  |  | LS06HA43-ccp10 | unknown |  |  |  |  | ore | unknown | [11 empty] | chalcopyrite | 2 | Vein | [6 empty] | LA-ICPMS |  |  |  |  | bdl | 0.044484 |  |  | bdl | 0.66429 | bdl | 0.18868 | [7 empty] | 0.019805 |  |  |  |  | bdl | 4.4519 |  |  |  |  | 9.7433 | 0.077297 | bdl | 0.92162 | [14 empty] | 67.9185 | 0.083339 |  |  | 3.2138 | 0.18718 |  |  | 1.4108 | 0.99726 |  |  | 29.185 | 0.01778 | [12 empty] | bdl | 0.24102 | bdl | 1.1688 | [6 empty] | bdl | 0.71851 | [5 empty] | 0.040461 | [16 empty] | bdl | 0.076289 |  |  | 12.4131 | 8.8776 |  |  |  |  | 47.7925 | 0.88358 | [6 empty] | bdl | 0.1899 |  |  |  |  | bdl | 0.023952 |  |  |  |  | bdl | 0.044107 | [6 empty] | bdl | 9.5996 |  |  |  |  | Bertrandsson Erlandsson et al. (2025) |  | DRC |  | 27.4367 | -11.5131 | [6 empty] | Located from Mindat |  | Location from mindat.org | 2025-11-28
| Luiswishi |  | Basin hydrothermal | Sediment-hosted | Sediment-hosted Copper ± Co |  |  | Co, Cu | Bertrandsson Erlandsson et al. (2025) |  |  | LS06HA43-ccp11 | unknown |  |  |  |  | ore | unknown | [11 empty] | chalcopyrite | 2 | Vein | [6 empty] | LA-ICPMS |  |  |  |  | bdl | 0.037572 |  |  | bdl | 0.7154 | bdl | 0.2081 | [7 empty] | 0.0082424 |  |  |  |  | bdl | 6.2788 |  |  |  |  | 11.149 | 0.061371 | bdl | 0.93513 | [14 empty] | 70.3127 | 0.086582 |  |  | 3.5437 | 0.28409 |  |  | 1.5357 | 0.47111 |  |  | 31.9165 | 0.035397 | [12 empty] | bdl | 0.23231 | bdl | 1.29 | [6 empty] | bdl | 0.66924 | [5 empty] | 0.066713 | [16 empty] | bdl | 0.089878 |  |  | 17.1717 | 6.9428 |  |  |  |  | 51.3231 | 1.511 | [6 empty] | bdl | 4.6207 |  |  |  |  | bdl | 0.032722 |  |  |  |  | bdl | 0.052589 | [6 empty] | bdl | 8.0254 |  |  |  |  | Bertrandsson Erlandsson et al. (2025) |  | DRC |  | 27.4367 | -11.5131 | [6 empty] | Located from Mindat |  | Location from mindat.org | 2025-11-28
| Luiswishi |  | Basin hydrothermal | Sediment-hosted | Sediment-hosted Copper ± Co |  |  | Co, Cu | Bertrandsson Erlandsson et al. (2025) |  |  | LS06HA43-ccp12 | unknown |  |  |  |  | ore | unknown | [11 empty] | chalcopyrite | 2 | Vein | [6 empty] | LA-ICPMS |  |  |  |  | bdl | 0.037289 |  |  | bdl | 0.71083 | bdl | 0.20645 | [6 empty] | 0.085873 | 0.0081699 |  |  |  |  | bdl | 6.8289 |  |  |  |  | 2.1939 | 0.060999 | bdl | 0.92606 | [14 empty] | 70.2104 | 0.085931 |  |  | 3.4368 | 0.28187 |  |  | 1.4881 | 0.47442 |  |  | 30.1128 | 0.035009 | [12 empty] | bdl | 0.23042 | bdl | 1.2807 | [6 empty] | bdl | 0.66429 |  |  |  |  | bdl | 0.066041 | [16 empty] | bdl | 0.089069 |  |  | 12.6888 | 6.8858 |  |  |  |  | 48.2637 | 1.4972 | [6 empty] | bdl | 4.5686 |  |  |  |  | bdl | 0.032398 |  |  |  |  | bdl | 0.052043 | [6 empty] | bdl | 7.9801 |  |  |  |  | Bertrandsson Erlandsson et al. (2025) |  | DRC |  | 27.4367 | -11.5131 | [6 empty] | Located from Mindat |  | Location from mindat.org | 2025-11-28
| Luiswishi |  | Basin hydrothermal | Sediment-hosted | Sediment-hosted Copper ± Co |  |  | Co, Cu | Bertrandsson Erlandsson et al. (2025) |  |  | LS06HA43-ccp13 | unknown |  |  |  |  | ore | unknown | [11 empty] | chalcopyrite | 2 | Vein | [6 empty] | LA-ICPMS |  |  |  |  | bdl | 0.031864 |  |  | bdl | 0.61473 | bdl | 0.17355 | [7 empty] | 0.013223 |  |  |  |  | bdl | 4.5252 |  |  |  |  | 6.6675 | 0.06923 | bdl | 1.0443 | [14 empty] | 69.781 | 0.086364 |  |  | 3.4748 | 0.20819 |  |  | 1.9122 | 0.66657 |  |  | 29.3336 | 0.029274 | [13 empty] | 0.29457 | bdl | 0.1118 | [6 empty] | bdl | 0.31228 |  |  |  |  | 0.30781 | 0.057096 | [16 empty] | bdl | 0.10921 |  |  | 15.0611 | 8.3826 |  |  |  |  | 45.1575 | 1.2496 | [6 empty] | bdl | 0.29225 |  |  |  |  | bdl | 0.024399 |  |  |  |  | bdl | 0.043731 | [6 empty] | bdl | 6.7325 |  |  |  |  | Bertrandsson Erlandsson et al. (2025) |  | DRC |  | 27.4367 | -11.5131 | [6 empty] | Located from Mindat |  | Location from mindat.org | 2025-11-28
| Luiswishi |  | Basin hydrothermal | Sediment-hosted | Sediment-hosted Copper ± Co |  |  | Co, Cu | Bertrandsson Erlandsson et al. (2025) |  |  | LS06HA43-ccp14 | unknown |  |  |  |  | ore | unknown | [11 empty] | chalcopyrite | 2 | Vein | [6 empty] | LA-ICPMS |  |  |  |  | bdl | 0.37528 |  |  | bdl | 1.1075 | bdl | 0.21919 | [7 empty] | 0.02797 |  |  |  |  | bdl | 11.595 |  |  |  |  | 5.7013 | 0.096343 | bdl | 1.2796 | [14 empty] | 69.8803 | 0.10232 |  |  | 3.4492 | 0.2421 |  |  | 1.5528 | 0.95255 |  |  | 29.1674 | 0.046841 | [13 empty] | 0.27766 | bdl | 1.3692 | [6 empty] | bdl | 0.4092 |  |  |  |  | 0.13216 | 0.080669 | [17 empty] | 0.12084 |  |  | 18.1428 | 9.3873 |  |  |  |  | 48.0915 | 1.9187 | [6 empty] | bdl | 0.4078 |  |  |  |  | bdl | 0.030297 |  |  |  |  | bdl | 0.037797 | [6 empty] | bdl | 14.83 |  |  |  |  | Bertrandsson Erlandsson et al. (2025) |  | DRC |  | 27.4367 | -11.5131 | [6 empty] | Located from Mindat |  | Location from mindat.org | 2025-11-28
| Luiswishi |  | Basin hydrothermal | Sediment-hosted | Sediment-hosted Copper ± Co |  |  | Co, Cu | Bertrandsson Erlandsson et al. (2025) |  |  | LS06HA43-ccp15 | unknown |  |  |  |  | ore | unknown | [11 empty] | chalcopyrite | 2 | Vein | [6 empty] | LA-ICPMS | [5 empty] | 0.0151 |  |  | bdl | 1.2202 | bdl | 0.0088033 | [7 empty] | 0.020832 |  |  |  |  | bdl | 9.9753 |  |  |  |  | 2.1109 | 0.075552 | bdl | 1.1712 | [14 empty] | 75.4305 | 0.11301 |  |  | 3.9852 | 0.26506 |  |  | 2.0845 | 0.73447 |  |  | 30.183 | 0.051413 | [12 empty] | bdl | 0.2776 | bdl | 0.11854 | [6 empty] | bdl | 0.60465 |  |  |  |  | bdl | 0.066266 | [16 empty] | bdl | 0.16746 |  |  | 11.4311 | 9.4525 |  |  |  |  | 47.2461 | 1.4949 | [6 empty] | bdl | 4.5975 |  |  |  |  | bdl | 0.022795 | [5 empty] | 0.022375 | [6 empty] | bdl | 7.9019 |  |  |  |  | Bertrandsson Erlandsson et al. (2025) |  | DRC |  | 27.4367 | -11.5131 | [6 empty] | Located from Mindat |  | Location from mindat.org | 2025-11-28
| Luiswishi |  | Basin hydrothermal | Sediment-hosted | Sediment-hosted Copper ± Co |  |  | Co, Cu | Bertrandsson Erlandsson et al. (2025) |  |  | LS06HA43-ccp16 | unknown |  |  |  |  | ore | unknown | [11 empty] | chalcopyrite | 2 | Vein | [6 empty] | LA-ICPMS | [5 empty] | 0.044582 |  |  | bdl | 0.86683 |  | 0.0082058 | [6 empty] | 0.082206 | 0.023677 |  |  |  |  | bdl | 12.6463 |  |  |  |  | 9.3347 | 0.06547 | bdl | 1.2031 | [14 empty] | 75.5451 | 0.096701 |  |  | 3.8337 | 0.28216 |  |  | 2.2376 | 0.72132 |  |  | 31.2376 | 0.014155 | [12 empty] | bdl | 0.30963 | bdl | 0.15409 | [6 empty] | bdl | 0.4922 | [5 empty] | 0.085463 | [16 empty] | bdl | 0.11675 |  |  | 16.6828 | 7.3709 |  |  |  |  | 48.5972 | 1.1484 | [6 empty] | bdl | 0.17636 |  |  |  |  | bdl | 0.034514 |  |  |  |  | bdl | 0.05817 | [7 empty] | 9.4862 |  |  |  |  | Bertrandsson Erlandsson et al. (2025) |  | DRC |  | 27.4367 | -11.5131 | [6 empty] | Located from Mindat |  | Location from mindat.org | 2025-11-28
| Luiswishi |  | Basin hydrothermal | Sediment-hosted | Sediment-hosted Copper ± Co |  |  | Co, Cu | Bertrandsson Erlandsson et al. (2025) |  |  | LS06HA43-ccp17 | unknown |  |  |  |  | ore | unknown | [11 empty] | chalcopyrite | 2 | Vein | [6 empty] | LA-ICPMS |  |  |  |  | bdl | 0.044042 |  |  | bdl | 0.85644 | bdl | 0.0080919 | [6 empty] | 0.13382 | 0.023362 |  |  |  |  | bdl | 12.6458 |  |  |  |  | 2.215 | 0.064714 | bdl | 1.1854 | [14 empty] | 73.979 | 0.095504 |  |  | 3.7599 | 0.27846 |  |  | 2.9371 | 0.71576 |  |  | 31.4887 | 0.013951 | [12 empty] | bdl | 0.30578 | bdl | 0.15209 | [6 empty] | bdl | 0.48611 | [5 empty] | 0.084474 | [16 empty] | bdl | 0.11514 |  |  | 22.5462 | 7.2722 |  |  |  |  | 46.2672 | 1.1326 | [6 empty] | bdl | 0.17358 |  |  |  |  | bdl | 0.034004 |  |  |  |  | 0.09411 | 0.057326 | [6 empty] | bdl | 9.3817 |  |  |  |  | Bertrandsson Erlandsson et al. (2025) |  | DRC |  | 27.4367 | -11.5131 | [6 empty] | Located from Mindat |  | Location from mindat.org | 2025-11-28
| Luiswishi |  | Basin hydrothermal | Sediment-hosted | Sediment-hosted Copper ± Co |  |  | Co, Cu | Bertrandsson Erlandsson et al. (2025) |  |  | LS06HA43-ccp18 | unknown |  |  |  |  | ore | unknown | [11 empty] | chalcopyrite | 2 | Vein | [6 empty] | LA-ICPMS | [5 empty] | 0.014395 |  |  | bdl | 0.90928 | bdl | 0.0083464 | [6 empty] | 0.077048 | 0.010472 |  |  |  |  | bdl | 12.261 |  |  |  |  | 2.1418 | 0.098625 | bdl | 1.1173 | [14 empty] | 74.5563 | 0.071654 |  |  | 3.5831 | 0.1842 |  |  | 2.4782 | 0.93815 |  |  | 30.9216 | 0.028771 | [12 empty] | bdl | 0.3366 | bdl | 0.14494 | [6 empty] | bdl | 0.26068 | [5 empty] | 0.061895 | [16 empty] | bdl | 0.12984 |  |  | 16.3149 | 7.9091 |  |  |  |  | 46.7489 | 0.91753 | [6 empty] | bdl | 0.17871 |  |  |  |  | bdl | 0.022016 |  |  |  |  | bdl | 0.028217 | [6 empty] | bdl | 14.3808 |  |  |  |  | Bertrandsson Erlandsson et al. (2025) |  | DRC |  | 27.4367 | -11.5131 | [6 empty] | Located from Mindat |  | Location from mindat.org | 2025-11-28
| Luiswishi |  | Basin hydrothermal | Sediment-hosted | Sediment-hosted Copper ± Co |  |  | Co, Cu | Bertrandsson Erlandsson et al. (2025) |  |  | LS06HA43-ccp19 | unknown |  |  |  |  | ore | unknown | [11 empty] | chalcopyrite | 2 | Vein | [6 empty] | LA-ICPMS |  |  |  |  | bdl | 0.034936 |  |  | bdl | 1.1236 | bdl | 0.011072 | [6 empty] | 0.041605 | 0.017453 |  |  |  |  | bdl | 9.3463 |  |  |  |  | 1.9615 | 0.096767 | bdl | 1.566 | [14 empty] | 74.7482 | 0.109 |  |  | 3.6906 | 0.35389 |  |  | 1.9141 | 0.98401 |  |  | 30.7108 | 0.041587 | [12 empty] | bdl | 0.26198 | bdl | 0.051159 | [6 empty] | bdl | 0.38924 |  |  |  |  | bdl | 0.062978 | [16 empty] | bdl | 0.10666 |  |  | 17.3645 | 13.2112 |  |  |  |  | 46.512 | 1.1561 | [6 empty] | bdl | 0.17421 |  |  |  |  | bdl | 0.033244 |  |  |  |  | bdl | 0.045087 | [6 empty] | bdl | 8.6174 |  |  |  |  | Bertrandsson Erlandsson et al. (2025) |  | DRC |  | 27.4367 | -11.5131 | [6 empty] | Located from Mindat |  | Location from mindat.org | 2025-11-28
| Luiswishi |  | Basin hydrothermal | Sediment-hosted | Sediment-hosted Copper ± Co |  |  | Co, Cu | Bertrandsson Erlandsson et al. (2025) |  |  | LS06HA43-ccp20 | unknown |  |  |  |  | ore | unknown | [11 empty] | chalcopyrite | 2 | Vein | [6 empty] | LA-ICPMS | [5 empty] | 0.083928 |  |  | bdl | 0.82381 | bdl | 0.022235 | [6 empty] | bdl | 0.028265 |  |  |  |  | bdl | 11.2551 |  |  |  |  | 2.6512 | 0.084276 | bdl | 1.5641 | [14 empty] | 73.0457 | 0.1132 |  |  | 3.59 | 0.3498 |  |  | 2.0831 | 1.2541 |  |  | 31.1332 | 0.033331 | [12 empty] | bdl | 0.19557 | bdl | 0.069867 | [6 empty] | bdl | 0.43994 | [5 empty] | 0.038814 | [16 empty] | bdl | 0.18843 |  |  | 15.6586 | 8.8509 |  |  |  |  | 48.3532 | 1.3209 | [6 empty] | bdl | 4.9852 |  |  |  |  | bdl | 0.028135 |  |  |  |  | bdl | 0.050277 | [6 empty] | bdl | 11.8394 |  |  |  |  | Bertrandsson Erlandsson et al. (2025) |  | DRC |  | 27.4367 | -11.5131 | [6 empty] | Located from Mindat |  | Location from mindat.org | 2025-11-28
| Luiswishi |  | Basin hydrothermal | Sediment-hosted | Sediment-hosted Copper ± Co |  |  | Co, Cu | Bertrandsson Erlandsson et al. (2025) |  |  | LS06HA43-ccp21 | unknown |  |  |  |  | ore | unknown | [11 empty] | chalcopyrite | 2 | Vein | [6 empty] | LA-ICPMS |  |  |  |  | bdl | 0.030093 |  |  | bdl | 0.86029 | bdl | 0.20442 | [6 empty] | bdl | 0.03385 |  |  |  |  | bdl | 3.1453 |  |  |  |  | 1.9324 | 0.076234 | bdl | 0.82337 | [14 empty] | 75.0514 | 0.076313 |  |  | 3.3929 | 0.19976 |  |  | 1.7025 | 0.9011 |  |  | 31.4264 | 0.040315 | [12 empty] | bdl | 0.21934 | bdl | 1.286 | [6 empty] | bdl | 0.44734 |  |  |  |  | bdl | 0.051996 | [16 empty] | bdl | 0.18267 |  |  | 21.7297 | 7.2339 |  |  |  |  | 48.7842 | 1.3039 | [6 empty] | bdl | 4.3599 |  |  |  |  | bdl | 0.024747 |  |  |  |  | bdl | 0.053103 | [6 empty] | bdl | 4.3692 |  |  |  |  | Bertrandsson Erlandsson et al. (2025) |  | DRC |  | 27.4367 | -11.5131 | [6 empty] | Located from Mindat |  | Location from mindat.org | 2025-11-28
| Luiswishi |  | Basin hydrothermal | Sediment-hosted | Sediment-hosted Copper ± Co |  |  | Co, Cu | Bertrandsson Erlandsson et al. (2025) |  |  | LS06HA43-ccp22 | unknown |  |  |  |  | ore | unknown | [11 empty] | chalcopyrite | 2 | Vein | [6 empty] | LA-ICPMS |  |  |  |  | bdl | 0.043338 |  |  | bdl | 1.1463 | bdl | 0.0079408 | [6 empty] | bdl | 0.014573 |  |  |  |  | bdl | 9.6691 |  |  |  |  | 1.9579 | 0.11976 | bdl | 1.414 | [14 empty] | 69.2903 | 0.098411 |  |  | 3.1056 | 0.29257 |  |  | 1.8186 | 0.56247 |  |  | 30.6864 | 0.028795 | [12 empty] | bdl | 0.30737 | bdl | 0.050011 | [6 empty] | bdl | 0.43924 | [5 empty] | 0.047331 | [16 empty] | bdl | 0.095551 |  |  | 14.2785 | 11.5444 |  |  |  |  | 48.8992 | 0.79884 | [6 empty] | bdl | 4.2709 |  |  |  |  | bdl | 0.015759 |  |  |  |  | bdl | 0.033063 | [6 empty] | bdl | 5.7658 |  |  |  |  | Bertrandsson Erlandsson et al. (2025) |  | DRC |  | 27.4367 | -11.5131 | [6 empty] | Located from Mindat |  | Location from mindat.org | 2025-11-28
| Luiswishi |  | Basin hydrothermal | Sediment-hosted | Sediment-hosted Copper ± Co |  |  | Co, Cu | Bertrandsson Erlandsson et al. (2025) |  |  | LS06HA067-ccp1 | unknown |  |  |  |  | ore | unknown | [11 empty] | chalcopyrite | 2 | Vein | [6 empty] | LA-ICPMS |  |  |  |  | bdl | 0.044473 |  |  | bdl | 1.1758 | bdl | 0.0081275 | [6 empty] | 0.018307 | 0.014936 |  |  |  |  | bdl | 9.5805 |  |  |  |  | 7.7131 | 0.1229 | bdl | 1.4475 | [14 empty] | 56.2081 | 0.10095 |  |  | 3.5826 | 0.29982 |  |  | 2.0543 | 0.58011 |  |  | 29.9128 | 0.029496 | [13 empty] | 0.31536 | bdl | 0.051243 | [6 empty] | bdl | 0.45061 | [5 empty] | 0.04853 | [16 empty] | bdl | 0.097886 |  |  | 17.6795 | 11.8271 |  |  |  |  | 51.3863 | 0.81838 | [6 empty] | bdl | 4.3686 |  |  |  |  | bdl | 0.016131 |  |  |  |  | bdl | 0.033859 | [7 empty] | 5.9207 |  |  |  |  | Bertrandsson Erlandsson et al. (2025) |  | DRC |  | 27.4367 | -11.5131 | [6 empty] | Located from Mindat |  | Location from mindat.org | 2025-11-28
| Luiswishi |  | Basin hydrothermal | Sediment-hosted | Sediment-hosted Copper ± Co |  |  | Co, Cu | Bertrandsson Erlandsson et al. (2025) |  |  | LS06HA067-ccp2 | unknown |  |  |  |  | ore | unknown | [11 empty] | chalcopyrite | 2 | Vein | [6 empty] | LA-ICPMS |  |  |  |  | 0.40009 | 0.022495 |  |  | bdl | 0.82658 | bdl | 0.010894 | [6 empty] | 0.074254 | 0.014335 |  |  |  |  | bdl | 7.4017 |  |  |  |  | 2.7336 | 0.086382 | bdl | 1.1293 | [14 empty] | 64.8156 | 0.10407 |  |  | 7.6584 | 0.21911 |  |  | 1.6242 | 1.0182 |  |  | 36.5837 | 0.034867 | [12 empty] | bdl | 0.33815 | bdl | 0.10065 | [6 empty] | bdl | 0.47011 |  |  |  |  | bdl | 0.071396 | [16 empty] | bdl | 0.11399 |  |  | bdl | 10.1143 |  |  |  |  | 50.135 | 1.0775 | [6 empty] | bdl | 0.16974 |  |  |  |  | bdl | 0.044932 |  |  |  |  | bdl | 0.034559 | [6 empty] | bdl | 10.802 |  |  |  |  | Bertrandsson Erlandsson et al. (2025) |  | DRC |  | 27.4367 | -11.5131 | [6 empty] | Located from Mindat |  | Location from mindat.org | 2025-11-28
| Luiswishi |  | Basin hydrothermal | Sediment-hosted | Sediment-hosted Copper ± Co |  |  | Co, Cu | Bertrandsson Erlandsson et al. (2025) |  |  | LS06HA067-ccp3 | unknown |  |  |  |  | ore | unknown | [11 empty] | chalcopyrite | 2 | Vein | [6 empty] | LA-ICPMS |  |  |  |  | 0.49055 | 0.046405 |  |  | bdl | 0.61482 | bdl | 0.019605 | [6 empty] | 0.089142 | 0.01427 |  |  |  |  | bdl | 10.5872 |  |  |  |  | 2.4402 | 0.090217 | bdl | 1.3822 | [14 empty] | 67.5296 | 0.10316 |  |  | 7.6708 | 0.25886 |  |  | 1.7013 | 0.84438 |  |  | 36.8701 | 0.029788 | [12 empty] | bdl | 0.42094 | bdl | 0.06195 | [6 empty] | bdl | 0.34065 |  |  |  |  | bdl | 0.058052 | [16 empty] | bdl | 0.11811 |  |  | bdl | 8.7523 |  |  |  |  | 49.1856 | 1.2529 | [6 empty] | bdl | 5.0598 |  |  |  |  | bdl | 0.030224 |  |  |  |  | bdl | 0.040154 | [6 empty] | bdl | 9.0099 |  |  |  |  | Bertrandsson Erlandsson et al. (2025) |  | DRC |  | 27.4367 | -11.5131 | [6 empty] | Located from Mindat |  | Location from mindat.org | 2025-11-28
| Luiswishi |  | Basin hydrothermal | Sediment-hosted | Sediment-hosted Copper ± Co |  |  | Co, Cu | Bertrandsson Erlandsson et al. (2025) |  |  | LS06HA067-ccp4 | unknown |  |  |  |  | ore | unknown | [11 empty] | chalcopyrite | 2 | Vein | [6 empty] | LA-ICPMS |  |  |  |  | 0.44308 | 0.058928 |  |  | bdl | 0.63228 | bdl | 0.016813 | [6 empty] | 0.082398 | 0.016036 |  |  |  |  | bdl | 9.8712 |  |  |  |  | 2.6082 | 0.093106 | bdl | 1.4977 | [14 empty] | 71.0695 | 0.097948 |  |  | 7.975 | 0.18251 |  |  | 1.6237 | 1.2799 |  |  | 37.2176 | 0.028983 | [12 empty] | bdl | 0.42466 | bdl | 0.067899 | [6 empty] | bdl | 0.72416 |  |  |  |  | bdl | 0.06646 | [16 empty] | bdl | 0.16797 |  |  | bdl | 11.7413 |  |  |  |  | 49.9544 | 1.5889 | [6 empty] | bdl | 0.22849 |  |  |  |  | bdl | 0.033114 |  |  |  |  | bdl | 0.044276 | [6 empty] | bdl | 10.2395 |  |  |  |  | Bertrandsson Erlandsson et al. (2025) |  | DRC |  | 27.4367 | -11.5131 | [6 empty] | Located from Mindat |  | Location from mindat.org | 2025-11-28
| Luiswishi |  | Basin hydrothermal | Sediment-hosted | Sediment-hosted Copper ± Co |  |  | Co, Cu | Bertrandsson Erlandsson et al. (2025) |  |  | LS06HA067-ccp5 | unknown |  |  |  |  | ore | unknown | [11 empty] | chalcopyrite | 2 | Vein | [6 empty] | LA-ICPMS |  |  |  |  | 0.57057 | 0.063571 |  |  | bdl | 0.68151 | bdl | 0.018079 | [6 empty] | 0.22739 | 0.017276 |  |  |  |  | bdl | 10.3127 |  |  |  |  | 2.2588 | 0.10041 | bdl | 1.6122 | [14 empty] | 68.1895 | 0.10562 |  |  | 7.9433 | 0.19657 |  |  | bdl | 1.3948 |  |  | 35.5451 | 0.031218 | [12 empty] | bdl | 0.45805 | bdl | 0.0731 | [6 empty] | bdl | 0.78106 |  |  |  |  | bdl | 0.071435 | [16 empty] | bdl | 0.18089 |  |  | bdl | 12.6415 |  |  |  |  | 51.5142 | 1.7112 | [6 empty] | bdl | 0.24582 |  |  |  |  | bdl | 0.035643 | [5 empty] | 0.047679 | [7 empty] | 11.0505 |  |  |  |  | Bertrandsson Erlandsson et al. (2025) |  | DRC |  | 27.4367 | -11.5131 | [6 empty] | Located from Mindat |  | Location from mindat.org | 2025-11-28
| Luiswishi |  | Basin hydrothermal | Sediment-hosted | Sediment-hosted Copper ± Co |  |  | Co, Cu | Bertrandsson Erlandsson et al. (2025) |  |  | LS06HA067-ccp6 | unknown |  |  |  |  | ore | unknown | [11 empty] | chalcopyrite | 2 | Vein | [6 empty] | LA-ICPMS |  |  |  |  | 0.6903 | 0.042077 |  |  | bdl | 1.2729 | bdl | 0.013738 | [7 empty] | 0.03399 |  |  |  |  | bdl | 7.4542 |  |  |  |  | 2.3765 | 0.10458 | bdl | 1.8901 | [14 empty] | 72.4154 | 0.18477 |  |  | 8.4071 | 0.33771 |  |  | bdl | 1.679 |  |  | 36.8632 | 0.043234 | [12 empty] | bdl | 0.39369 | bdl | 1.7476 | [6 empty] | bdl | 0.85755 |  |  |  |  | bdl | 0.087349 | [16 empty] | bdl | 0.18015 |  |  | bdl | 7.5534 |  |  |  |  | 54.1369 | 1.277 | [6 empty] | bdl | 5.9003 |  |  |  |  | bdl | 0.044222 |  |  |  |  | bdl | 0.057964 | [6 empty] | bdl | 15.0755 |  |  |  |  | Bertrandsson Erlandsson et al. (2025) |  | DRC |  | 27.4367 | -11.5131 | [6 empty] | Located from Mindat |  | Location from mindat.org | 2025-11-28
| Luiswishi |  | Basin hydrothermal | Sediment-hosted | Sediment-hosted Copper ± Co |  |  | Co, Cu | Bertrandsson Erlandsson et al. (2025) |  |  | LS06HA067-ccp7 | unknown |  |  |  |  | ore | unknown | [11 empty] | chalcopyrite | 2 | Vein | [6 empty] | LA-ICPMS |  |  |  |  | 0.37151 | 0.052296 |  |  | bdl | 1.0212 | bdl | 0.020087 | [6 empty] | 0.20659 | 0.018538 |  |  |  |  | bdl | 10.6515 |  |  |  |  | 2.5713 | 0.093119 | bdl | 1.7751 | [14 empty] | 74.2203 | 0.15881 |  |  | 7.9324 | 0.35866 |  |  | 1.7078 | 1.3702 |  |  | 35.693 | 0.038225 | [13 empty] | 0.43444 | bdl | 0.12866 | [6 empty] | bdl | 0.59363 |  |  |  |  | bdl | 0.05434 | [16 empty] | bdl | 0.24524 |  |  | bdl | 16.542 |  |  |  |  | 52.9432 | 1.9965 | [6 empty] | bdl | 5.9002 |  |  |  |  | bdl | 0.02858 |  |  |  |  | bdl | 0.037571 | [6 empty] | bdl | 12.2292 |  |  |  |  | Bertrandsson Erlandsson et al. (2025) |  | DRC |  | 27.4367 | -11.5131 | [6 empty] | Located from Mindat |  | Location from mindat.org | 2025-11-28
| Luiswishi |  | Basin hydrothermal | Sediment-hosted | Sediment-hosted Copper ± Co |  |  | Co, Cu | Bertrandsson Erlandsson et al. (2025) |  |  | LS06HA067-ccp8 | unknown |  |  |  |  | ore | unknown | [11 empty] | chalcopyrite | 2 | Vein | [6 empty] | LA-ICPMS |  |  |  |  | 0.44031 | 0.028646 |  |  | bdl | 1.056 | bdl | 0.019493 | [6 empty] | 0.29874 | 0.026081 |  |  |  |  | bdl | 8.5036 |  |  |  |  | 2.7916 | 0.14617 | bdl | 1.7457 | [14 empty] | 73.2951 | 0.10993 |  |  | 8.0361 | 0.36883 |  |  | 1.5668 | 1.2209 |  |  | 36.0902 | 0.038529 | [12 empty] | bdl | 0.42915 | bdl | 0.08519 | [6 empty] | bdl | 0.48193 |  |  |  |  | 0.084551 | 0.069526 | [16 empty] | bdl | 0.14334 |  |  | bdl | 10.0543 |  |  |  |  | 54.9394 | 1.3635 | [6 empty] | bdl | 5.7454 |  |  |  |  | bdl | 0.044205 |  |  |  |  | bdl | 0.032432 | [6 empty] | bdl | 10.2763 |  |  |  |  | Bertrandsson Erlandsson et al. (2025) |  | DRC |  | 27.4367 | -11.5131 | [6 empty] | Located from Mindat |  | Location from mindat.org | 2025-11-28
| Luiswishi |  | Basin hydrothermal | Sediment-hosted | Sediment-hosted Copper ± Co |  |  | Co, Cu | Bertrandsson Erlandsson et al. (2025) |  |  | LS06HA067-ccp9 | unknown |  |  |  |  | ore | unknown | [11 empty] | chalcopyrite | 2 | Vein | [6 empty] | LA-ICPMS |  |  |  |  | 0.83589 | 0.065931 |  |  | bdl | 0.82661 | bdl | 0.30552 | [7 empty] | 0.016694 |  |  |  |  | bdl | 14.223 |  |  |  |  | 3.8567 | 0.14621 | bdl | 1.4522 | [14 empty] | 65.1892 | 0.1409 |  |  | 7.1845 | 0.5209 |  |  | 4.8674 | 1.6557 |  |  | 33.5207 | 0.039501 | [12 empty] | bdl | 0.54908 | bdl | 1.9625 | [6 empty] | bdl | 0.84327 |  |  |  |  | 0.46516 | 0.06901 | [16 empty] | bdl | 0.24844 |  |  | 7.9763 | 5.7689 |  |  |  |  | 53.1185 | 1.6517 | [6 empty] | bdl | 6.6691 |  |  |  |  | bdl | 0.046215 |  |  |  |  | bdl | 0.020247 | [6 empty] | bdl | 11.044 |  |  |  |  | Bertrandsson Erlandsson et al. (2025) |  | DRC |  | 27.4367 | -11.5131 | [6 empty] | Located from Mindat |  | Location from mindat.org | 2025-11-28
| Luiswishi |  | Basin hydrothermal | Sediment-hosted | Sediment-hosted Copper ± Co |  |  | Co, Cu | Bertrandsson Erlandsson et al. (2025) |  |  | LS06HA067-ccp10 | unknown |  |  |  |  | ore | unknown | [11 empty] | chalcopyrite | 2 | Vein | [6 empty] | LA-ICPMS |  |  |  |  | 0.88024 | 0.068526 |  |  | bdl | 0.85743 | bdl | 0.316 | [6 empty] | 0.25846 | 0.017322 |  |  |  |  | bdl | 15.0472 |  |  |  |  | 1.9566 | 0.15177 | bdl | 1.5083 | [14 empty] | 75.6318 | 0.14637 |  |  | 8.3414 | 0.5402 |  |  | 3.5313 | 1.7591 |  |  | 36.3633 | 0.041018 | [12 empty] | bdl | 0.57055 | bdl | 2.0328 | [6 empty] | bdl | 0.87669 |  |  |  |  | bdl | 0.071062 | [16 empty] | bdl | 0.25783 |  |  | 8.532 | 5.9795 |  |  |  |  | 52.8639 | 1.7138 | [6 empty] | bdl | 6.9262 |  |  |  |  | bdl | 0.047986 |  |  |  |  | bdl | 0.021027 | [6 empty] | bdl | 11.4737 |  |  |  |  | Bertrandsson Erlandsson et al. (2025) |  | DRC |  | 27.4367 | -11.5131 | [6 empty] | Located from Mindat |  | Location from mindat.org | 2025-11-28
| Luiswishi |  | Basin hydrothermal | Sediment-hosted | Sediment-hosted Copper ± Co |  |  | Co, Cu | Bertrandsson Erlandsson et al. (2025) |  |  | LS06HA067-ccp11 | unknown |  |  |  |  | ore | unknown | [11 empty] | chalcopyrite | 2 | Vein | [6 empty] | LA-ICPMS |  |  |  |  | 0.55644 | 0.069838 |  |  | bdl | 0.87203 | bdl | 0.32045 | [6 empty] | 0.18477 | 0.017624 |  |  |  |  | bdl | 15.6131 |  |  |  |  | 2.3545 | 0.15446 | bdl | 1.5362 | [14 empty] | 82.5929 | 0.14909 |  |  | 8.7423 | 0.5493 |  |  | 3.2993 | 1.8274 |  |  | 38.1197 | 0.041769 | [12 empty] | bdl | 0.58131 | bdl | 2.0645 | [6 empty] | bdl | 0.89373 |  |  |  |  | bdl | 0.071798 | [16 empty] | bdl | 0.26239 |  |  | 9.4755 | 6.0771 |  |  |  |  | 49.8668 | 1.7437 | [6 empty] | bdl | 7.0543 |  |  |  |  | bdl | 0.04886 |  |  |  |  | bdl | 0.021413 | [7 empty] | 11.6876 |  |  |  |  | Bertrandsson Erlandsson et al. (2025) |  | DRC |  | 27.4367 | -11.5131 | [6 empty] | Located from Mindat |  | Location from mindat.org | 2025-11-28
| Luiswishi |  | Basin hydrothermal | Sediment-hosted | Sediment-hosted Copper ± Co |  |  | Co, Cu | Bertrandsson Erlandsson et al. (2025) |  |  | LS06HA067-ccp12 | unknown |  |  |  |  | ore | unknown | [11 empty] | chalcopyrite | 2 | Vein | [6 empty] | LA-ICPMS |  |  |  |  | 0.45524 | 0.069173 |  |  | bdl | 0.86173 | bdl | 0.31567 | [6 empty] | 0.22273 | 0.017425 |  |  |  |  | bdl | 15.752 |  |  |  |  | 2.3565 | 0.15275 | bdl | 1.5206 | [14 empty] | 80.2966 | 0.14758 |  |  | 7.8328 | 0.54272 |  |  | 3.3334 | 1.8398 |  |  | 38.7238 | 0.041338 | [12 empty] | bdl | 0.57558 | bdl | 2.037 | [6 empty] | bdl | 0.8855 |  |  |  |  | 0.077374 | 0.070519 | [16 empty] | bdl | 0.2595 |  |  | 10.2467 | 6.0009 |  |  |  |  | 53.3972 | 1.724 | [6 empty] | bdl | 6.9833 |  |  |  |  | bdl | 0.048351 |  |  |  |  | bdl | 0.021194 | [6 empty] | bdl | 11.5694 |  |  |  |  | Bertrandsson Erlandsson et al. (2025) |  | DRC |  | 27.4367 | -11.5131 | [6 empty] | Located from Mindat |  | Location from mindat.org | 2025-11-28
| Luiswishi |  | Basin hydrothermal | Sediment-hosted | Sediment-hosted Copper ± Co |  |  | Co, Cu | Bertrandsson Erlandsson et al. (2025) |  |  | LS06HA067-ccp13 | unknown |  |  |  |  | ore | unknown | [11 empty] | chalcopyrite | 2 | Vein | [6 empty] | LA-ICPMS |  |  |  |  | 0.44703 | 0.022404 |  |  | bdl | 0.75964 | bdl | 0.25787 | [6 empty] | 0.2595 | 0.016288 |  |  |  |  | bdl | 12.2113 |  |  |  |  | 2.2116 | 0.1261 | bdl | 1.2821 | [14 empty] | 78.4902 | 0.11295 |  |  | 7.8055 | 0.28711 |  |  | 2.0806 | 1.4641 |  |  | 37.5485 | 0.052865 | [13 empty] | 0.37326 | bdl | 0.056122 | [6 empty] | bdl | 0.5905 |  |  |  |  | bdl | 0.08011 | [16 empty] | bdl | 0.11012 |  |  | bdl | 9.5254 |  |  |  |  | 53.4659 | 1.2796 | [6 empty] | bdl | 0.38616 |  |  |  |  | bdl | 0.038944 |  |  |  |  | bdl | 0.033152 | [6 empty] | bdl | 12.044 |  |  |  |  | Bertrandsson Erlandsson et al. (2025) |  | DRC |  | 27.4367 | -11.5131 | [6 empty] | Located from Mindat |  | Location from mindat.org | 2025-11-28
| Luiswishi |  | Basin hydrothermal | Sediment-hosted | Sediment-hosted Copper ± Co |  |  | Co, Cu | Bertrandsson Erlandsson et al. (2025) |  |  | LS06HA067-ccp14 | unknown |  |  |  |  | ore | unknown | [11 empty] | chalcopyrite | 2 | Vein | [6 empty] | LA-ICPMS |  |  |  |  | 0.42162 | 0.045618 |  |  | bdl | 1.1388 | bdl | 0.007868 | [6 empty] | 0.14845 | 0.030475 |  |  |  |  | bdl | 11.6814 |  |  |  |  | 2.4376 | 0.17525 | bdl | 1.8714 | [14 empty] | 82.7471 | 0.15857 |  |  | 8.0395 | 0.25014 |  |  | bdl | 1.5757 |  |  | 38.9501 | 0.04351 | [13 empty] | 0.40777 | bdl | 0.1258 | [6 empty] | bdl | 0.45947 | [5 empty] | 0.80345 | [16 empty] | bdl | 0.18927 |  |  | 10.2027 | 8.9025 |  |  |  |  | 52.6219 | 1.1989 | [6 empty] | bdl | 0.35173 | [5 empty] | 0.028074 |  |  |  |  | bdl | 0.046177 | [6 empty] | bdl | 10.7087 |  |  |  |  | Bertrandsson Erlandsson et al. (2025) |  | DRC |  | 27.4367 | -11.5131 | [6 empty] | Located from Mindat |  | Location from mindat.org | 2025-11-28
| Luiswishi |  | Basin hydrothermal | Sediment-hosted | Sediment-hosted Copper ± Co |  |  | Co, Cu | Bertrandsson Erlandsson et al. (2025) |  |  | LS06HA067-ccp15 | unknown |  |  |  |  | ore | unknown | [11 empty] | chalcopyrite | 2 | Vein | [6 empty] | LA-ICPMS |  |  |  |  | 0.52192 | 0.045057 |  |  | bdl | 1.1218 | bdl | 0.0077253 | [6 empty] | 0.29696 | 0.030043 |  |  |  |  | bdl | 11.6409 |  |  |  |  | 3.0286 | 0.17277 | bdl | 1.8476 | [14 empty] | 81.5271 | 0.1565 |  |  | 8.0194 | 0.24639 |  |  | bdl | 1.5522 |  |  | 37.0358 | 0.042949 | [12 empty] | bdl | 0.40254 | bdl | 0.12372 | [6 empty] | bdl | 0.45395 |  |  |  |  | bdl | 0.7898 | [16 empty] | bdl | 0.18667 |  |  | bdl | 8.7639 |  |  |  |  | 51.0968 | 1.1819 | [6 empty] | bdl | 0.34732 |  |  |  |  | bdl | 0.027707 |  |  |  |  | bdl | 0.045583 | [6 empty] | bdl | 10.5681 |  |  |  |  | Bertrandsson Erlandsson et al. (2025) |  | DRC |  | 27.4367 | -11.5131 | [6 empty] | Located from Mindat |  | Location from mindat.org | 2025-11-28
| Luiswishi |  | Basin hydrothermal | Sediment-hosted | Sediment-hosted Copper ± Co |  |  | Co, Cu | Bertrandsson Erlandsson et al. (2025) |  |  | LS06HA067-ccp16 | unknown |  |  |  |  | ore | unknown | [11 empty] | chalcopyrite | 2 | Vein | [6 empty] | LA-ICPMS |  |  |  |  | 0.90962 | 0.043716 |  |  | bdl | 1.0855 |  | 0.0074508 | [6 empty] | 0.70254 | 0.029092 |  |  |  |  | bdl | 11.3283 |  |  |  |  | 4.1761 | 0.1673 | bdl | 1.792 | [14 empty] | 69.2171 | 0.15174 |  |  | 8.6511 | 0.2384 |  |  | bdl | 1.4899 |  |  | 34.5557 | 0.04165 | [12 empty] | bdl | 0.39033 | bdl | 0.11953 | [6 empty] | bdl | 0.44057 | [5 empty] | 0.76394 | [16 empty] | bdl | 0.18085 |  |  | bdl | 8.4746 |  |  |  |  | 55.7256 | 1.1446 | [6 empty] | bdl | 0.33692 |  |  |  |  | bdl | 0.026862 |  |  |  |  | bdl | 0.044205 | [6 empty] | bdl | 10.2443 |  |  |  |  | Bertrandsson Erlandsson et al. (2025) |  | DRC |  | 27.4367 | -11.5131 | [6 empty] | Located from Mindat |  | Location from mindat.org | 2025-11-28
| Luiswishi |  | Basin hydrothermal | Sediment-hosted | Sediment-hosted Copper ± Co |  |  | Co, Cu | Bertrandsson Erlandsson et al. (2025) |  |  | LS06HA067-ccp17 | unknown |  |  |  |  | ore | unknown | [11 empty] | chalcopyrite | 2 | Vein | [6 empty] | LA-ICPMS |  |  |  |  | 3.1432 | 0.046679 |  |  | bdl | 1.1559 |  | 0.0079096 | [7 empty] | 0.031006 |  |  |  |  | bdl | 12.0526 |  |  |  |  | 8.0678 | 0.1783 | bdl | 1.9128 | [14 empty] | 66.3774 | 0.1619 |  |  | 9.2685 | 0.25387 |  |  |  | 1.5619 |  |  | 35.8793 | 0.044455 | [13 empty] | 0.41651 | bdl | 0.12709 | [7 empty] | 0.47054 | [5 empty] | 0.81469 | [16 empty] | bdl | 0.19285 |  |  | bdl | 9.0192 |  |  |  |  | 63.679 | 1.2199 | [6 empty] | bdl | 0.35971 |  |  |  |  | bdl | 0.028661 | [5 empty] | 0.04718 | [6 empty] | bdl | 10.9284 |  |  |  |  | Bertrandsson Erlandsson et al. (2025) |  | DRC |  | 27.4367 | -11.5131 | [6 empty] | Located from Mindat |  | Location from mindat.org | 2025-11-28
| Luiswishi |  | Basin hydrothermal | Sediment-hosted | Sediment-hosted Copper ± Co |  |  | Co, Cu | Bertrandsson Erlandsson et al. (2025) |  |  | LS06HA067-ccp18 | unknown |  |  |  |  | ore | unknown | [11 empty] | chalcopyrite | 2 | Vein | [6 empty] | LA-ICPMS |  |  |  |  | 0.79468 | 0.052448 |  |  | bdl | 0.78706 | bdl | 0.025996 | [6 empty] | 0.42839 | 0.036567 |  |  |  |  | bdl | 9.2763 |  |  |  |  | 2.3555 | 0.10773 | bdl | 1.1113 | [14 empty] | 73.2503 | 0.12784 |  |  | 8.608 | 0.2383 |  |  | 1.2223 | 1.1197 |  |  | 36.0403 | 0.031268 | [12 empty] | bdl | 0.36514 | bdl | 0.062354 | [6 empty] | bdl | 0.57301 |  |  |  |  | bdl | 0.038811 | [16 empty] | bdl | 0.15717 |  |  | bdl | 12.107 |  |  |  |  | 52.6544 | 1.8994 | [6 empty] | bdl | 5.7369 | [5 empty] | 0.027057 |  |  |  |  | bdl | 0.046216 | [6 empty] | bdl | 12.2495 |  |  |  |  | Bertrandsson Erlandsson et al. (2025) |  | DRC |  | 27.4367 | -11.5131 | [6 empty] | Located from Mindat |  | Location from mindat.org | 2025-11-28
| Luiswishi |  | Basin hydrothermal | Sediment-hosted | Sediment-hosted Copper ± Co |  |  | Co, Cu | Bertrandsson Erlandsson et al. (2025) |  |  | LS06HA067-ccp19 | unknown |  |  |  |  | ore | unknown | [11 empty] | chalcopyrite | 2 | Vein | [6 empty] | LA-ICPMS |  |  |  |  | 0.44083 | 0.079914 |  |  | bdl | 1.0888 | bdl | 0.010389 | [6 empty] | 0.13208 | 0.028238 |  |  |  |  | bdl | 10.8385 |  |  |  |  | 2.2944 | 0.12199 | bdl | 1.763 | [14 empty] | 86.461 | 0.12895 |  |  | 9.5658 | 0.2754 |  |  | 1.2059 | 0.53615 |  |  | 37.0461 | 0.032236 | [13 empty] | 0.30437 | bdl | 1.6449 | [6 empty] | bdl | 0.64778 |  |  |  |  | 0.27138 | 0.056814 | [17 empty] | 0.1231 |  |  | bdl | 11.9699 |  |  |  |  | 55.2613 | 1.2618 | [6 empty] | bdl | 5.8053 |  |  |  |  | bdl | 0.034591 |  |  |  |  | bdl | 0.05466 | [7 empty] | 10.8147 |  |  |  |  | Bertrandsson Erlandsson et al. (2025) |  | DRC |  | 27.4367 | -11.5131 | [6 empty] | Located from Mindat |  | Location from mindat.org | 2025-11-28
| Luiswishi |  | Basin hydrothermal | Sediment-hosted | Sediment-hosted Copper ± Co |  |  | Co, Cu | Bertrandsson Erlandsson et al. (2025) |  |  | LS06HA067-ccp20 | unknown |  |  |  |  | ore | unknown | [11 empty] | chalcopyrite | 2 | Vein | [6 empty] | LA-ICPMS |  |  |  |  | 0.45469 | 0.042718 |  |  | bdl | 1.2427 | bdl | 0.29493 | [7 empty] | 0.030521 |  |  |  |  | bdl | 6.3658 |  |  |  |  | 7.9454 | 0.13789 | bdl | 2.5558 | [14 empty] | 64.975 | 0.13809 |  |  | 8.3579 | 0.33254 |  |  | bdl | 10.9803 |  |  | 38.8326 | 0.069406 | [13 empty] | 0.49024 | bdl | 1.929 | [7 empty] | 0.80872 | [5 empty] | 0.049648 | [16 empty] | bdl | 0.10735 |  |  | bdl | 15.6442 |  |  |  |  | 50.2905 | 2.7891 | [6 empty] | bdl | 6.8395 |  |  |  |  | bdl | 0.039334 | [5 empty] | 0.057911 | [6 empty] | bdl | 8.3177 |  |  |  |  | Bertrandsson Erlandsson et al. (2025) |  | DRC |  | 27.4367 | -11.5131 | [6 empty] | Located from Mindat |  | Location from mindat.org | 2025-11-28
| Luiswishi |  | Basin hydrothermal | Sediment-hosted | Sediment-hosted Copper ± Co |  |  | Co, Cu | Bertrandsson Erlandsson et al. (2025) |  |  | LS06HA34A-ccp2 | unknown |  |  |  |  | ore | unknown | [11 empty] | chalcopyrite | 2 | Vein | [6 empty] | LA-ICPMS |  |  |  |  | bdl | 0.049659 |  |  | bdl | 0.93667 | bdl | 0.22724 | [6 empty] | 0.86279 | 0.0099632 |  |  |  |  | bdl | 5.2127 |  |  |  |  | 3.9971 | 0.074933 | bdl | 0.81392 | [14 empty] | 35.5228 | 0.082218 |  |  | 3.6485 | 0.25163 |  |  | bdl | 2.1511 |  |  | 24.3666 | 0.055189 | [12 empty] | 21.6712 | 0.4197 | bdl | 1.6654 | [6 empty] | bdl | 0.6537 |  |  |  |  | 0.48466 | 0.086499 | [16 empty] | 1.5027 | 0.11944 |  |  | 14.0708 | 9.484 |  |  |  |  | 43.4586 | 2.1115 | [6 empty] | bdl | 5.6778 |  |  |  |  | bdl | 0.029711 |  |  |  |  | 0.48662 | 0.032615 | [6 empty] | bdl | 14.6799 |  |  |  |  | Bertrandsson Erlandsson et al. (2025) |  | DRC |  | 27.4367 | -11.5131 | [6 empty] | Located from Mindat |  | Location from mindat.org | 2025-11-28
| Rudna |  | Basin hydrothermal | Sediment-hosted | Sediment-hosted Copper ± Co |  |  | Cu (Ag, Au, Ni, Re, Se) | Bertrandsson Erlandsson et al. (2025) |  |  | RN22_Kupfer sph1 | unknown |  |  |  |  | ore | unknown | [11 empty] | sphalerite | 1 | bedding parallel veinlet in shale | [6 empty] | LA-ICPMS | ESI NWR213 Nd:YAG laser ablation system coupled to an Agilent 8800 QQQ ICP-MS | MontanuniversitÃ¤t Leoben, Austria |  |  | 21.492 | 0.027186 |  |  | bdl | 1.0508 | bdl | 0.7065 | [6 empty] | bdl | 0.023761 |  |  |  |  | 6686.4203 | 1.4776 |  |  |  |  | 0.23434 | 0.076753 |  | 1.5766 |  |  | 2547.24 | 7.1778 | [8 empty] | 647.1404 | 20.3957 | 3.6231 | 0.12676 |  |  | 1.3515 | 0.58443 |  |  | 197.2819 | 2.5968 |  |  | bdl | 0.041274 | [13 empty] | 0.525 | 5.8817 | 0.073164 | [6 empty] | 4.621 | 0.28261 |  |  |  |  | 400.6098 | 0.047544 | [16 empty] | 1.8509 | 0.088099 |  |  | 15.6625 | 10.4267 |  |  |  |  | 5.2621 | 1.9798 | [6 empty] | bdl | 0.46176 |  |  |  |  | 3.6325 | 0.088048 | [5 empty] | 0.018092 | [12 empty] | Bertrandsson Erlandsson et al. (2025) |  | POL |  | 16.1052 | 51.5026 | [6 empty] | Located from Mindat |  | Location is shaft location from mindat.org | 2025-11-28
| Rudna |  | Basin hydrothermal | Sediment-hosted | Sediment-hosted Copper ± Co |  |  | Cu (Ag, Au, Ni, Re, Se) | Bertrandsson Erlandsson et al. (2025) |  |  | RN22_Kupfer sph2 | unknown |  |  |  |  | ore | unknown | [11 empty] | sphalerite | 1 | bedding parallel veinlet in shale | [6 empty] | LA-ICPMS | ESI NWR213 Nd:YAG laser ablation system coupled to an Agilent 8800 QQQ ICP-MS | MontanuniversitÃ¤t Leoben, Austria |  |  | 24.1879 | 0.59346 |  |  | 2.2401 | 0.9054 | bdl | 0.028417 | [6 empty] | bdl | 0.013333 |  |  |  |  | 6831.3613 | 2.0649 | [5 empty] | 0.12015 |  | 0.78405 |  |  | 2666.9224 | 4.635 | [8 empty] | 1424.156 | 19.248 | 2.3672 | 0.15951 |  |  | 1.0157 | 0.29638 |  |  | 188.477 | 4.2941 |  |  | 0.044401 | 0.016149 | [12 empty] | 61.8786 | 0.50038 | 14.7601 | 1.5907 | [6 empty] | 16.149 | 0.52896 | [5 empty] | 0.079294 | [16 empty] | 1.9203 | 0.13207 |  |  | 11.2627 | 7.4649 |  |  |  |  | 4.1956 | 0.91555 | [6 empty] | bdl | 10.0377 |  |  |  |  | 4.3685 | 0.049977 | [5 empty] | 0.056292 | [12 empty] | Bertrandsson Erlandsson et al. (2025) |  | POL |  | 16.1052 | 51.5026 | [6 empty] | Located from Mindat |  | Location is shaft location from mindat.org | 2025-11-28
| Rudna |  | Basin hydrothermal | Sediment-hosted | Sediment-hosted Copper ± Co |  |  | Cu (Ag, Au, Ni, Re, Se) | Bertrandsson Erlandsson et al. (2025) |  |  | RN22_Kupfer sph3 | unknown |  |  |  |  | ore | unknown | [11 empty] | sphalerite | 1 | bedding parallel veinlet in shale | [6 empty] | LA-ICPMS | ESI NWR213 Nd:YAG laser ablation system coupled to an Agilent 8800 QQQ ICP-MS | MontanuniversitÃ¤t Leoben, Austria |  |  | 23.5228 | 0.024202 |  |  | 2.135 | 0.79869 | bdl | 0.62168 | [6 empty] | bdl | 0.023352 |  |  |  |  | 6387.4555 | 2.4534 | [5 empty] | 0.068394 |  | 0.41544 |  |  | 2338.2746 | 4.8498 | [8 empty] | 1461.1297 | 16.3548 | 4.6944 | 0.10722 |  |  | 2.314 | 0.47367 |  |  | 161.0658 | 3.5684 |  |  | bdl | 0.031998 | [13 empty] | 0.44956 | 29.5654 | 1.5024 | [6 empty] | 40.3589 | 0.30243 | [5 empty] | 0.099953 | [16 empty] | 4.2391 | 0.074795 |  |  | 9.9898 | 5.3426 |  |  |  |  | 3.9464 | 0.97786 | [6 empty] | bdl | 9.4763 |  |  |  |  | 3.5635 | 0.048674 | [5 empty] | 0.056899 | [12 empty] | Bertrandsson Erlandsson et al. (2025) |  | POL |  | 16.1052 | 51.5026 | [6 empty] | Located from Mindat |  | Location is shaft location from mindat.org | 2025-11-28
| Rudna |  | Basin hydrothermal | Sediment-hosted | Sediment-hosted Copper ± Co |  |  | Cu (Ag, Au, Ni, Re, Se) | Bertrandsson Erlandsson et al. (2025) |  |  | RN22_Kupfer sph4 | unknown |  |  |  |  | ore | unknown | [11 empty] | sphalerite | 1 | bedding parallel veinlet in shale | [6 empty] | LA-ICPMS | ESI NWR213 Nd:YAG laser ablation system coupled to an Agilent 8800 QQQ ICP-MS | MontanuniversitÃ¤t Leoben, Austria |  |  | 24.5091 | 0.044594 |  |  | 4.5245 | 0.80548 | bdl | 0.56941 | [7 empty] | 0.011549 |  |  |  |  | 4672.7587 | 1.5845 | [5 empty] | 0.085583 |  | 0.69753 |  |  | 2508.2072 | 4.6495 | [8 empty] | 1593.4485 | 15.961 | 13.2703 | 0.12287 |  |  | 12.1827 | 0.21385 |  |  | 142.6866 | 2.6576 |  |  | bdl | 0.035644 | [13 empty] | 0.32373 | 113.8979 | 0.11893 | [7 empty] | 0.35402 | [5 empty] | 0.081976 | [16 empty] | 8.894 | 0.10725 |  |  | 9.93 | 6.2267 |  |  |  |  | 3.6082 | 0.52991 | [6 empty] | bdl | 8.6995 |  |  |  |  | 3.8838 | 0.038649 | [5 empty] | 0.069296 | [12 empty] | Bertrandsson Erlandsson et al. (2025) |  | POL |  | 16.1052 | 51.5026 | [6 empty] | Located from Mindat |  | Location is shaft location from mindat.org | 2025-11-28
| Rudna |  | Basin hydrothermal | Sediment-hosted | Sediment-hosted Copper ± Co |  |  | Cu (Ag, Au, Ni, Re, Se) | Bertrandsson Erlandsson et al. (2025) |  |  | RN22_Kupfer sph5 | unknown |  |  |  |  | ore | unknown | [11 empty] | sphalerite | 1 | bedding parallel veinlet in shale | [6 empty] | LA-ICPMS | ESI NWR213 Nd:YAG laser ablation system coupled to an Agilent 8800 QQQ ICP-MS | MontanuniversitÃ¤t Leoben, Austria |  |  | 87.8859 | 0.054426 |  |  | bdl | 1.2879 | bdl | 0.062028 | [6 empty] | bdl | 0.013096 |  |  |  |  | 1676.1817 | 1.1306 |  |  |  |  | bdl | 0.12666 | bdl | 1.0934 |  |  | 105.2284 | 3.6878 | [8 empty] | 1513.5823 | 18.7838 | 39.8289 | 0.11483 |  |  | 23.0235 | 0.33527 |  |  | 19.0919 | 2.3721 |  |  | bdl | 0.043086 | [12 empty] | 7.3621 | 0.34309 | bdl | 0.10458 | [6 empty] | bdl | 0.40076 |  |  |  |  | 58.6535 | 0.10764 | [16 empty] | bdl | 0.11272 |  |  | 13.0312 | 5.7186 |  |  |  |  | 3.6554 | 0.90819 | [6 empty] | bdl | 9.8635 |  |  |  |  | 1.1472 | 0.068817 |  |  |  |  | 0.59899 | 0.028085 | [12 empty] | Bertrandsson Erlandsson et al. (2025) |  | POL |  | 16.1052 | 51.5026 | [6 empty] | Located from Mindat |  | Location is shaft location from mindat.org | 2025-11-28
| Rudna |  | Basin hydrothermal | Sediment-hosted | Sediment-hosted Copper ± Co |  |  | Cu (Ag, Au, Ni, Re, Se) | Bertrandsson Erlandsson et al. (2025) |  |  | RN22_Kupfer sph6 | unknown |  |  |  |  | ore | unknown | [11 empty] | sphalerite | 1 | bedding parallel veinlet in shale | [6 empty] | LA-ICPMS | ESI NWR213 Nd:YAG laser ablation system coupled to an Agilent 8800 QQQ ICP-MS | MontanuniversitÃ¤t Leoben, Austria |  |  | 31.9265 | 0.032062 |  |  | bdl | 1.5295 | bdl | 0.034862 | [6 empty] | bdl | 0.28549 |  |  |  |  | 2140.4348 | 1.6749 |  |  |  |  | bdl | 0.1882 |  | 1.0428 |  |  |  | 4.6019 | [8 empty] | 993.0014 | 25.6506 | 39.0839 | 0.15626 |  |  | 3.4703 | 0.29887 |  |  | 39.3973 | 3.2042 |  |  | bdl | 0.028837 | [12 empty] | 13.6419 | 0.71036 | 2.4753 | 0.11421 | [6 empty] | 1.3386 | 0.90556 | [5 empty] | 0.13532 | [16 empty] | 0.43769 | 0.15623 |  |  | 12.8885 | 11.1459 |  |  |  |  | 3.5126 | 1.19 | [6 empty] | bdl | 12.4216 |  |  |  |  | 1.6911 | 0.08803 | [5 empty] | 0.034658 | [12 empty] | Bertrandsson Erlandsson et al. (2025) |  | POL |  | 16.1052 | 51.5026 | [6 empty] | Located from Mindat |  | Location is shaft location from mindat.org | 2025-11-28
| Rudna |  | Basin hydrothermal | Sediment-hosted | Sediment-hosted Copper ± Co |  |  | Cu (Ag, Au, Ni, Re, Se) | Bertrandsson Erlandsson et al. (2025) |  |  | RN22_Kupfer sph7 | unknown |  |  |  |  | ore | unknown | [11 empty] | sphalerite | 1 | bedding parallel veinlet in shale | [6 empty] | LA-ICPMS | ESI NWR213 Nd:YAG laser ablation system coupled to an Agilent 8800 QQQ ICP-MS | MontanuniversitÃ¤t Leoben, Austria |  |  | 56.4307 | 0.037713 |  |  | 0.93998 | 0.71377 | bdl | 0.030366 | [6 empty] | bdl | 0.032941 |  |  |  |  | 1341.578 | 2.6207 |  |  |  |  | bdl | 0.16686 | bdl | 1.4501 |  |  | 526.0795 | 5.4581 | [8 empty] | 1085.1063 | 15.5034 | 58.3929 | 0.17246 |  |  | 19.4876 | 0.57098 |  |  | 15.4778 | 2.1614 |  |  | bdl | 0.033895 | [12 empty] | 7.1073 | 0.41522 | bdl | 1.729 | [6 empty] | bdl | 2.5698 |  |  |  |  | 31.7147 | 0.061142 | [16 empty] | bdl | 0.062153 |  |  | 9.7059 | 8.6593 |  |  |  |  | 3.273 | 0.91873 | [6 empty] | bdl | 10.8465 |  |  |  |  | 0.8287 | 0.078845 | [5 empty] | 0.040581 | [12 empty] | Bertrandsson Erlandsson et al. (2025) |  | POL |  | 16.1052 | 51.5026 | [6 empty] | Located from Mindat |  | Location is shaft location from mindat.org | 2025-11-28
| Rudna |  | Basin hydrothermal | Sediment-hosted | Sediment-hosted Copper ± Co |  |  | Cu (Ag, Au, Ni, Re, Se) | Bertrandsson Erlandsson et al. (2025) |  |  | RN22_Kupfer sph8 | unknown |  |  |  |  | ore | unknown | [11 empty] | sphalerite | 1 | bedding parallel veinlet in shale | [6 empty] | LA-ICPMS | ESI NWR213 Nd:YAG laser ablation system coupled to an Agilent 8800 QQQ ICP-MS | MontanuniversitÃ¤t Leoben, Austria |  |  | 55.981 | 0.57189 |  |  | bdl | 1.0462 | bdl | 0.61312 | [6 empty] | bdl | 0.012585 |  |  |  |  | 1790.7329 | 1.2921 |  |  |  |  | bdl | 0.1209 | bdl | 1.3035 |  |  |  | 4.3344 | [8 empty] | 796.4464 | 16.4968 | 58.3751 | 0.12342 |  |  | 8.4826 | 0.26593 |  |  | 33.8271 | 2.3276 |  |  | bdl | 0.029352 | [12 empty] | 9.6862 | 0.50394 | 1.553 | 1.5117 | [6 empty] | 1.0228 | 0.35124 |  |  |  |  | 84.4712 | 0.11315 | [16 empty] | 0.2667 | 0.15443 |  |  | 11.4476 | 5.6343 |  |  |  |  | 3.1961 | 1.2656 | [6 empty] | bdl | 9.4595 |  |  |  |  | 1.0245 | 0.054022 | [5 empty] | 0.036163 | [12 empty] | Bertrandsson Erlandsson et al. (2025) |  | POL |  | 16.1052 | 51.5026 | [6 empty] | Located from Mindat |  | Location is shaft location from mindat.org | 2025-11-28
| Rudna |  | Basin hydrothermal | Sediment-hosted | Sediment-hosted Copper ± Co |  |  | Cu (Ag, Au, Ni, Re, Se) | Bertrandsson Erlandsson et al. (2025) |  |  | RN22_Kupfer sph9 | unknown |  |  |  |  | ore | unknown | [11 empty] | sphalerite | 1 | bedding parallel veinlet in shale | [6 empty] | LA-ICPMS | ESI NWR213 Nd:YAG laser ablation system coupled to an Agilent 8800 QQQ ICP-MS | MontanuniversitÃ¤t Leoben, Austria |  |  | 66.4297 | 0.67558 |  |  | bdl | 1.0022 | bdl | 0.06198 | [6 empty] | bdl | 0.022092 |  |  |  |  | 1653.598 | 1.9965 |  |  |  |  | bdl | 0.14451 | bdl | 1.1242 |  |  | 28.72 | 4.1758 | [8 empty] | 2360.7301 | 24.0853 | 40.1508 | 0.1517 |  |  | 23.1016 | 0.43785 |  |  | 20.616 | 2.3292 |  |  | bdl | 0.041716 | [12 empty] | 10.679 | 0.43511 | bdl | 1.7824 | [6 empty] | bdl | 0.72663 |  |  |  |  | 44.5352 | 0.1329 | [16 empty] | 0.23553 | 0.11088 |  |  | 26.3399 | 11.2229 |  |  |  |  | 2.9249 | 1.1879 | [6 empty] | bdl | 11.1269 |  |  |  |  | 1.0079 | 0.057374 |  |  |  |  | 0.3653 | 0.050795 | [12 empty] | Bertrandsson Erlandsson et al. (2025) |  | POL |  | 16.1052 | 51.5026 | [6 empty] | Located from Mindat |  | Location is shaft location from mindat.org | 2025-11-28
| Rudna |  | Basin hydrothermal | Sediment-hosted | Sediment-hosted Copper ± Co |  |  | Cu (Ag, Au, Ni, Re, Se) | Bertrandsson Erlandsson et al. (2025) |  |  | RN22_Kupfer sph10 | unknown |  |  |  |  | ore | unknown | [11 empty] | sphalerite | 1 | bedding parallel veinlet in shale | [6 empty] | LA-ICPMS | ESI NWR213 Nd:YAG laser ablation system coupled to an Agilent 8800 QQQ ICP-MS | MontanuniversitÃ¤t Leoben, Austria |  |  | 201.4352 | 0.057819 |  |  | bdl | 0.94061 | bdl | 0.7102 | [6 empty] | bdl | 0.25403 |  |  |  |  | 1892.773 | 0.92013 |  |  |  |  | 0.11019 | 0.074954 | bdl | 0.8545 |  |  |  | 4.5387 | [8 empty] | 2486.029 | 15.6114 | 83.9187 | 0.20145 |  |  | 33.4833 | 0.49047 |  |  | 26.6469 | 2.8014 |  |  | 0.38556 | 0.04458 | [12 empty] | 10.7439 | 0.56193 | 1.5863 | 0.10215 | [6 empty] | 1.2803 | 0.55918 |  |  |  |  | 94.5338 | 0.076154 | [16 empty] | 0.51765 | 0.068544 |  |  | 10.801 | 6.1425 |  |  |  |  | 7.7715 | 1.4555 | [6 empty] | bdl | 11.0076 |  |  |  |  | 2.5055 | 0.1087 | [5 empty] | 0.021275 | [12 empty] | Bertrandsson Erlandsson et al. (2025) |  | POL |  | 16.1052 | 51.5026 | [6 empty] | Located from Mindat |  | Location is shaft location from mindat.org | 2025-11-28
| Rudna |  | Basin hydrothermal | Sediment-hosted | Sediment-hosted Copper ± Co |  |  | Cu (Ag, Au, Ni, Re, Se) | Bertrandsson Erlandsson et al. (2025) |  |  | RN22_Kupfer sph11 | unknown |  |  |  |  | ore | unknown | [11 empty] | sphalerite | 1 | bedding parallel veinlet in shale | [6 empty] | LA-ICPMS | ESI NWR213 Nd:YAG laser ablation system coupled to an Agilent 8800 QQQ ICP-MS | MontanuniversitÃ¤t Leoben, Austria |  |  | 146.1043 | 0.6494 |  |  | bdl | 0.98931 | bdl | 0.029375 | [6 empty] | bdl | 0.24496 |  |  |  |  | 2434.951 | 2.5208 |  |  |  |  | bdl | 0.085857 |  | 0.72022 |  |  | 37.9731 | 8.4122 | [8 empty] | 3713.2078 | 27.4789 | 81.4154 | 0.15084 |  |  | 19.4994 | 0.36118 |  |  | 24.0814 | 1.6653 |  |  | bdl | 0.033971 | [12 empty] | 10.2287 | 0.54837 | bdl | 0.14706 | [6 empty] | bdl | 0.72187 |  |  |  |  | 23.9971 | 0.12738 | [16 empty] | 0.20178 | 0.068473 |  |  | 37.6083 | 9.3281 |  |  |  |  | 2.7475 | 1.295 | [6 empty] | bdl | 0.91283 |  |  |  |  | 1.1523 | 0.039739 | [5 empty] | 0.052257 | [12 empty] | Bertrandsson Erlandsson et al. (2025) |  | POL |  | 16.1052 | 51.5026 | [6 empty] | Located from Mindat |  | Location is shaft location from mindat.org | 2025-11-28
| Rudna |  | Basin hydrothermal | Sediment-hosted | Sediment-hosted Copper ± Co |  |  | Cu (Ag, Au, Ni, Re, Se) | Bertrandsson Erlandsson et al. (2025) |  |  | RN22_Kupfer sph12 | unknown |  |  |  |  | ore | unknown | [11 empty] | sphalerite | 1 | bedding parallel veinlet in shale | [6 empty] | LA-ICPMS | ESI NWR213 Nd:YAG laser ablation system coupled to an Agilent 8800 QQQ ICP-MS | MontanuniversitÃ¤t Leoben, Austria |  |  | 122.6707 | 0.64806 |  |  | bdl | 1.2012 | bdl | 0.029112 | [6 empty] | bdl | 0.24372 |  |  |  |  | 1430.2222 | 1.7754 |  |  |  |  | bdl | 0.10294 | bdl | 1.2436 |  |  | 56.559 | 3.5804 | [8 empty] | 1640.5095 | 16.5909 | 77.5207 | 0.15978 |  |  | 59.7448 | 0.41992 |  |  | 22.1305 | 2.9957 |  |  | 0.080229 | 0.041178 | [12 empty] | 6.2647 | 0.67139 | bdl | 0.11349 | [6 empty] | bdl | 0.61667 |  |  |  |  | 48.8243 | 0.10542 | [16 empty] | 0.22179 | 0.060975 |  |  | 14.7752 | 8.5911 |  |  |  |  | 3.8508 | 0.93802 | [6 empty] | bdl | 10.5236 |  |  |  |  | 1.2152 | 0.053029 |  |  |  |  | 0.23406 | 0.017648 | [12 empty] | Bertrandsson Erlandsson et al. (2025) |  | POL |  | 16.1052 | 51.5026 | [6 empty] | Located from Mindat |  | Location is shaft location from mindat.org | 2025-11-28
| Rudna |  | Basin hydrothermal | Sediment-hosted | Sediment-hosted Copper ± Co |  |  | Cu (Ag, Au, Ni, Re, Se) | Bertrandsson Erlandsson et al. (2025) |  |  | RN22_Kupfer sph13 | unknown |  |  |  |  | ore | unknown | [11 empty] | sphalerite | 1 | bedding parallel veinlet in shale | [6 empty] | LA-ICPMS | ESI NWR213 Nd:YAG laser ablation system coupled to an Agilent 8800 QQQ ICP-MS | MontanuniversitÃ¤t Leoben, Austria |  |  | 66.7678 | 0.026081 |  |  | bdl | 0.41171 | bdl | 0.036238 | [6 empty] | bdl | 0.22703 |  |  |  |  | 1498.026 | 1.4861 |  |  |  |  | 0.11622 | 0.083135 |  | 0.87245 |  |  | bdl | 4.2714 | [8 empty] | 2403.0277 | 13.9094 | 22.3735 | 0.18545 |  |  | 20.0007 | 0.30312 |  |  | 18.9618 | 1.6757 |  |  | bdl | 0.21483 | [12 empty] | 9.7957 | 0.34093 | bdl | 1.5865 | [6 empty] | bdl | 0.77258 |  |  |  |  | 35.476 | 0.048969 | [16 empty] | 0.13532 | 0.036687 |  |  | 11.411 | 5.6795 |  |  |  |  | 3.2028 | 0.40353 | [6 empty] | bdl | 9.7832 |  |  |  |  | 0.87361 | 0.047672 |  |  |  |  | 0.3437 | 0.037938 | [12 empty] | Bertrandsson Erlandsson et al. (2025) |  | POL |  | 16.1052 | 51.5026 | [6 empty] | Located from Mindat |  | Location is shaft location from mindat.org | 2025-11-28
| Rudna |  | Basin hydrothermal | Sediment-hosted | Sediment-hosted Copper ± Co |  |  | Cu (Ag, Au, Ni, Re, Se) | Bertrandsson Erlandsson et al. (2025) |  |  | RN22_Kupfer sph14 | unknown |  |  |  |  | ore | unknown | [11 empty] | sphalerite | 1 | bedding parallel veinlet in shale | [6 empty] | LA-ICPMS | ESI NWR213 Nd:YAG laser ablation system coupled to an Agilent 8800 QQQ ICP-MS | MontanuniversitÃ¤t Leoben, Austria |  |  | 138.0687 | 0.67788 |  |  | bdl | 0.89823 | bdl | 0.6969 | [6 empty] | bdl | 0.014642 |  |  |  |  | 2269.9988 | 1.5565 |  |  |  |  | bdl | 0.10673 | 0.89444 | 0.75534 |  |  | 31.8016 | 4.8284 | [8 empty] | 2283.6836 | 24.5564 | 34.2664 | 0.13068 |  |  | 13.6857 | 0.51821 |  |  | 20.0501 | 2.9815 |  |  | 0.037964 | 0.028104 | [12 empty] | 12.4233 | 0.50968 | bdl | 1.7731 | [6 empty] | bdl | 0.72815 |  |  |  |  | 110.3671 | 0.084424 | [16 empty] | 0.32641 | 0.1522 |  |  | 14.5292 | 6.8811 |  |  |  |  | 2.8235 | 1.3386 | [6 empty] | bdl | 0.93838 |  |  |  |  | 1.9038 | 0.053654 |  |  |  |  | 0.52392 | 0.045705 | [12 empty] | Bertrandsson Erlandsson et al. (2025) |  | POL |  | 16.1052 | 51.5026 | [6 empty] | Located from Mindat |  | Location is shaft location from mindat.org | 2025-11-28
| Rudna |  | Basin hydrothermal | Sediment-hosted | Sediment-hosted Copper ± Co |  |  | Cu (Ag, Au, Ni, Re, Se) | Bertrandsson Erlandsson et al. (2025) |  |  | RN22_Kupfer sph15 | unknown |  |  |  |  | ore | unknown | [11 empty] | sphalerite | 1 | bedding parallel veinlet in shale | [6 empty] | LA-ICPMS | ESI NWR213 Nd:YAG laser ablation system coupled to an Agilent 8800 QQQ ICP-MS | MontanuniversitÃ¤t Leoben, Austria |  |  | 93.0873 | 0.032532 |  |  | bdl | 1.2054 | bdl | 0.068492 | [6 empty] | bdl | 0.27643 |  |  |  |  | 1360.6064 | 2.4926 |  |  |  |  | bdl | 0.081164 |  | 0.93379 |  |  | 104.2922 | 7.0194 | [8 empty] | 1167.8237 | 12.2719 | 34.5102 | 0.19718 |  |  | 20.595 | 0.41422 |  |  | 22.0459 | 2.9175 |  |  | bdl | 0.037758 | [12 empty] | 7.3294 | 0.5785 | bdl | 1.9532 | [6 empty] | bdl | 0.57945 |  |  |  |  | 34.7602 | 0.094893 | [16 empty] | 0.14865 | 0.069441 | [8 empty] | 3.3413 | 1.2774 | [6 empty] | bdl | 11.6363 |  |  |  |  | 0.72997 | 0.051266 |  |  |  |  | 0.22428 | 0.02976 | [12 empty] | Bertrandsson Erlandsson et al. (2025) |  | POL |  | 16.1052 | 51.5026 | [6 empty] | Located from Mindat |  | Location is shaft location from mindat.org | 2025-11-28
| Rudna |  | Basin hydrothermal | Sediment-hosted | Sediment-hosted Copper ± Co |  |  | Cu (Ag, Au, Ni, Re, Se) | Bertrandsson Erlandsson et al. (2025) |  |  | RN22_Kupfer sph16 | unknown |  |  |  |  | ore | unknown | [11 empty] | sphalerite | 1 | bedding parallel veinlet in shale | [6 empty] | LA-ICPMS | ESI NWR213 Nd:YAG laser ablation system coupled to an Agilent 8800 QQQ ICP-MS | MontanuniversitÃ¤t Leoben, Austria |  |  | 90.1191 | 0.043121 |  |  | bdl | 0.89714 | bdl | 0.031345 | [6 empty] | bdl | 0.025138 |  |  |  |  | 1468.6173 | 2.1218 |  |  |  |  | 0.1169 | 0.11022 | bdl | 1.2799 |  |  |  | 7.7435 | [8 empty] | 1744.4431 | 19.8073 | 52.7407 | 0.21991 |  |  | 32.5856 | 0.37467 |  |  | 20.5494 | 1.682 |  |  | 0.047295 | 0.027651 | [12 empty] | 8.5881 | 0.39005 | 0.47074 | 0.22565 | [6 empty] | bdl | 1.0651 |  |  |  |  | 68.5707 | 0.10467 | [16 empty] | 0.2566 | 0.068376 |  |  | 10.833 | 10.4609 |  |  |  |  | 3.6181 | 1.0189 | [6 empty] | bdl | 11.4057 |  |  |  |  | 1.2529 | 0.13461 | [5 empty] | 0.05033 | [12 empty] | Bertrandsson Erlandsson et al. (2025) |  | POL |  | 16.1052 | 51.5026 | [6 empty] | Located from Mindat |  | Location is shaft location from mindat.org | 2025-11-28
| Rudna |  | Basin hydrothermal | Sediment-hosted | Sediment-hosted Copper ± Co |  |  | Cu (Ag, Au, Ni, Re, Se) | Bertrandsson Erlandsson et al. (2025) |  |  | RN22_Kupfer sph17 | unknown |  |  |  |  | ore | unknown | [11 empty] | sphalerite | 1 | bedding parallel veinlet in shale | [6 empty] | LA-ICPMS | ESI NWR213 Nd:YAG laser ablation system coupled to an Agilent 8800 QQQ ICP-MS | MontanuniversitÃ¤t Leoben, Austria |  |  | 177.4969 | 0.66689 |  |  | bdl | 0.8247 | bdl | 0.074781 | [6 empty] | bdl | 0.010443 |  |  |  |  | 1737.6284 | 1.7265 |  |  |  |  | bdl | 0.13114 | bdl | 0.66938 |  |  | 76.5393 | 4.4768 | [8 empty] | 2017.5218 | 16.271 | 108.4649 | 0.15677 |  |  | 40.9682 | 0.37012 |  |  | 22.993 | 2.2796 |  |  | bdl | 0.037278 | [12 empty] | 8.3161 | 0.43176 | 0.27791 | 0.15873 | [6 empty] | bdl | 0.69281 |  |  |  |  | 74.0655 | 0.057926 | [16 empty] | 0.31166 | 0.087949 |  |  | 14.8066 | 8.9251 |  |  |  |  | 2.8175 | 1.0262 | [6 empty] | bdl | 0.87215 |  |  |  |  | 1.9109 | 0.066999 | [5 empty] | 0.042517 | [12 empty] | Bertrandsson Erlandsson et al. (2025) |  | POL |  | 16.1052 | 51.5026 | [6 empty] | Located from Mindat |  | Location is shaft location from mindat.org | 2025-11-28
| Rudna |  | Basin hydrothermal | Sediment-hosted | Sediment-hosted Copper ± Co |  |  | Cu (Ag, Au, Ni, Re, Se) | Bertrandsson Erlandsson et al. (2025) |  |  | RN22_Kupfer sph18 | unknown |  |  |  |  | ore | unknown | [11 empty] | sphalerite | 1 | bedding parallel veinlet in shale | [6 empty] | LA-ICPMS | ESI NWR213 Nd:YAG laser ablation system coupled to an Agilent 8800 QQQ ICP-MS | MontanuniversitÃ¤t Leoben, Austria |  |  | 65.2006 | 0.10983 |  |  | bdl | 1.2694 | bdl | 0.78329 | [6 empty] | bdl | 0.013278 |  |  |  |  | 1511.5433 | 1.82 |  |  |  |  | bdl | 0.16575 | 0.79444 | 0.74027 |  |  |  | 5.9258 | [8 empty] | 1491.3438 | 33.2142 | 60.7328 | 0.089008 |  |  | 27.6644 | 0.40387 |  |  | 33.9131 | 4.033 |  |  | 0.092688 | 0.037727 | [13 empty] | 0.5546 | 0.88402 | 0.1256 | [6 empty] | bdl | 0.89409 |  |  |  |  | 76.2436 | 0.47857 | [16 empty] | 0.32239 | 0.17083 | [8 empty] | 4.6271 | 1.5036 | [6 empty] | bdl | 12.2365 |  |  |  |  | 1.3821 | 0.078692 | [5 empty] | 0.056461 | [12 empty] | Bertrandsson Erlandsson et al. (2025) |  | POL |  | 16.1052 | 51.5026 | [6 empty] | Located from Mindat |  | Location is shaft location from mindat.org | 2025-11-28
| Rudna |  | Basin hydrothermal | Sediment-hosted | Sediment-hosted Copper ± Co |  |  | Cu (Ag, Au, Ni, Re, Se) | Bertrandsson Erlandsson et al. (2025) |  |  | RN22_Kupfer sph19 | unknown |  |  |  |  | ore | unknown | [11 empty] | sphalerite | 1 | bedding parallel veinlet in shale | [6 empty] | LA-ICPMS | ESI NWR213 Nd:YAG laser ablation system coupled to an Agilent 8800 QQQ ICP-MS | MontanuniversitÃ¤t Leoben, Austria |  |  | 125.4418 | 0.10107 |  |  | bdl | 1.1665 | bdl | 0.71758 | [6 empty] | bdl | 0.012181 |  |  |  |  | 2344.7954 | 1.6689 |  |  |  |  | 0.18252 | 0.15242 |  | 0.67917 |  |  | 525.4238 | 5.4527 | [8 empty] | 3824.423 | 30.5147 | 58.5761 | 0.081928 |  |  | 17.364 | 0.37141 |  |  | 29.8413 | 3.6924 |  |  | 0.13285 | 0.034604 | [12 empty] | 14.2597 | 0.50786 | 1.8353 | 0.11538 | [6 empty] | 1.2258 | 0.82556 |  |  |  |  | 59.6929 | 0.43781 | [16 empty] | 0.23114 | 0.15675 |  |  | 37.6125 | 13.5278 |  |  |  |  | 3.6393 | 1.3779 | [6 empty] | bdl | 11.1836 |  |  |  |  | 1.5762 | 0.071989 | [5 empty] | 0.051826 | [12 empty] | Bertrandsson Erlandsson et al. (2025) |  | POL |  | 16.1052 | 51.5026 | [6 empty] | Located from Mindat |  | Location is shaft location from mindat.org | 2025-11-28
| Rudna |  | Basin hydrothermal | Sediment-hosted | Sediment-hosted Copper ± Co |  |  | Cu (Ag, Au, Ni, Re, Se) | Bertrandsson Erlandsson et al. (2025) |  |  | RN22_Kupfer sph20 | unknown |  |  |  |  | ore | unknown | [11 empty] | sphalerite | 1 | bedding parallel veinlet in shale | [6 empty] | LA-ICPMS | ESI NWR213 Nd:YAG laser ablation system coupled to an Agilent 8800 QQQ ICP-MS | MontanuniversitÃ¤t Leoben, Austria |  |  | 27.7803 | 0.74636 |  |  | bdl | 1.1414 | bdl | 0.71561 | [7 empty] | 0.015556 |  |  |  |  | 6291.5852 | 2.3576 |  |  |  |  | 0.24845 | 0.13032 |  | 1.2033 |  |  |  | 5.267 | [9 empty] | 24.1961 | 6.2276 | 0.2516 |  |  | 1.8737 | 0.1783 |  |  | 167.2545 | 3.0421 |  |  | 0.11309 | 0.023541 | [13 empty] | 0.4333 | 7.0185 | 0.17685 | [6 empty] | 5.2726 | 0.55039 | [5 empty] | 0.38908 | [16 empty] | 3.3999 | 0.058607 |  |  | 26.0193 | 12.1867 | [5 empty] | 0.71324 | [6 empty] | bdl | 11.1275 |  |  |  |  | 3.8453 | 0.078248 | [5 empty] | 0.019479 | [12 empty] | Bertrandsson Erlandsson et al. (2025) |  | POL |  | 16.1052 | 51.5026 | [6 empty] | Located from Mindat |  | Location is shaft location from mindat.org | 2025-11-28
| Rudna |  | Basin hydrothermal | Sediment-hosted | Sediment-hosted Copper ± Co |  |  | Cu (Ag, Au, Ni, Re, Se) | Bertrandsson Erlandsson et al. (2025) |  |  | RN22_Kupfer sph21 | unknown |  |  |  |  | ore | unknown | [11 empty] | sphalerite | 1 | bedding parallel veinlet in shale | [6 empty] | LA-ICPMS | ESI NWR213 Nd:YAG laser ablation system coupled to an Agilent 8800 QQQ ICP-MS | MontanuniversitÃ¤t Leoben, Austria |  |  | 26.5929 | 0.046481 |  |  | bdl | 1.2383 | bdl | 0.76858 | [6 empty] | bdl | 0.012463 |  |  |  |  | 7406.3352 | 1.7831 |  |  |  |  | 0.34314 | 0.15733 |  | 0.88646 |  |  | 2205.0897 | 4.3593 | [8 empty] | 1096.367 | 24.2737 | 3.4616 | 0.22341 |  |  | 1.7213 | 0.73144 |  |  | 176.92 | 3.2507 |  |  | bdl | 0.056564 | [13 empty] | 0.7105 | 6.6 | 2.06 | [6 empty] | 11.4403 | 0.94789 |  |  |  |  | 405.0307 | 0.1594 | [16 empty] | 3.989 | 0.105 | [8 empty] | 3.0608 | 1.6388 | [6 empty] | bdl | 11.921 |  |  |  |  | 3.7388 | 0.1022 | [5 empty] | 0.041898 | [12 empty] | Bertrandsson Erlandsson et al. (2025) |  | POL |  | 16.1052 | 51.5026 | [6 empty] | Located from Mindat |  | Location is shaft location from mindat.org | 2025-11-28
| Rudna |  | Basin hydrothermal | Sediment-hosted | Sediment-hosted Copper ± Co |  |  | Cu (Ag, Au, Ni, Re, Se) | Bertrandsson Erlandsson et al. (2025) |  |  | RN22_Kupfer sph22 | unknown |  |  |  |  | ore | unknown | [11 empty] | sphalerite | 1 | bedding parallel veinlet in shale | [6 empty] | LA-ICPMS | ESI NWR213 Nd:YAG laser ablation system coupled to an Agilent 8800 QQQ ICP-MS | MontanuniversitÃ¤t Leoben, Austria |  |  | 29.0457 | 0.084491 |  |  | bdl | 1.2755 | bdl | 0.69614 | [6 empty] | bdl | 0.011296 |  |  |  |  | 5693.2922 | 2.2379 |  |  |  |  | 0.3194 | 0.12754 |  | 1.0202 |  |  |  | 5.3249 | [8 empty] | 432.0792 | 19.3265 | 5.3169 | 0.15772 |  |  | 1.2762 | 0.34909 |  |  | 185.6414 | 2.7702 |  |  | 0.054232 | 0.029461 | [12 empty] | 14.9608 | 0.36824 | 12.0834 | 1.8694 | [6 empty] | 8.1608 | 0.54878 |  |  |  |  | 433.3949 | 0.17669 | [16 empty] | 1.9382 | 0.057103 |  |  | 8.7207 | 5.8856 |  |  |  |  | 6.2685 | 1.034 | [6 empty] | bdl | 0.62212 |  |  |  |  | 2.3912 | 0.061601 | [5 empty] | 0.021939 | [12 empty] | Bertrandsson Erlandsson et al. (2025) |  | POL |  | 16.1052 | 51.5026 | [6 empty] | Located from Mindat |  | Location is shaft location from mindat.org | 2025-11-28
| Rudna |  | Basin hydrothermal | Sediment-hosted | Sediment-hosted Copper ± Co |  |  | Cu (Ag, Au, Ni, Re, Se) | Bertrandsson Erlandsson et al. (2025) |  |  | RN22_Kupfer sph23 | unknown |  |  |  |  | ore | unknown | [11 empty] | sphalerite | 1 | bedding parallel veinlet in shale | [6 empty] | LA-ICPMS | ESI NWR213 Nd:YAG laser ablation system coupled to an Agilent 8800 QQQ ICP-MS | MontanuniversitÃ¤t Leoben, Austria |  |  | 21.4738 | 0.081604 |  |  | bdl | 1.7575 | bdl | 0.89883 | [6 empty] | bdl | 0.019578 |  |  |  |  | 8974.1793 | 2.3767 |  |  |  |  | 0.25212 | 0.21917 |  | 1.1858 |  |  | 2230.6374 | 5.7921 | [8 empty] | 1085.4177 | 41.7725 | 2.2202 | 0.2584 |  |  | 1.0176 | 0.57253 |  |  | 187.2535 | 4.831 |  |  | bdl | 0.047402 | [13 empty] | 0.65155 | 10.1113 | 0.16136 | [6 empty] | 12.5016 | 0.95279 |  |  |  |  | 381.7623 | 0.24216 | [16 empty] | 3.1249 | 0.054984 | [8 empty] | 3.0291 | 1.5239 | [6 empty] | bdl | 13.8506 |  |  |  |  | 3.7735 | 0.059743 | [5 empty] | 0.061275 | [12 empty] | Bertrandsson Erlandsson et al. (2025) |  | POL |  | 16.1052 | 51.5026 | [6 empty] | Located from Mindat |  | Location is shaft location from mindat.org | 2025-11-28
| Rudna |  | Basin hydrothermal | Sediment-hosted | Sediment-hosted Copper ± Co |  |  | Cu (Ag, Au, Ni, Re, Se) | Bertrandsson Erlandsson et al. (2025) |  |  | RN22_Kupfer sph24 | unknown |  |  |  |  | ore | unknown | [11 empty] | sphalerite | 1 | bedding parallel veinlet in shale | [6 empty] | LA-ICPMS | ESI NWR213 Nd:YAG laser ablation system coupled to an Agilent 8800 QQQ ICP-MS | MontanuniversitÃ¤t Leoben, Austria |  |  | 25.7757 | 0.72153 |  |  | bdl | 1.5079 | bdl | 0.0588 | [6 empty] | bdl | 0.25734 |  |  |  |  | 7774.8677 | 2.4003 |  |  |  |  | bdl | 1.0239 |  | 1.2234 |  |  | 2586.1137 | 4.529 | [8 empty] | 492.588 | 13.1194 | 2.4461 | 0.11374 |  |  | bdl | 0.37871 |  |  | 211.2898 | 2.9231 |  |  | bdl | 0.054847 | [12 empty] | 6.046 | 0.30398 | 27.4106 | 0.15842 | [6 empty] | 9.541 | 0.66863 |  |  |  |  | 400.7619 | 0.27522 | [16 empty] | 1.6179 | 0.14347 |  |  | 11.2383 | 10.0183 |  |  |  |  | 3.1355 | 1.7652 | [6 empty] | bdl | 10.4826 |  |  |  |  | 3.6875 | 0.065424 | [5 empty] | 0.018674 | [12 empty] | Bertrandsson Erlandsson et al. (2025) |  | POL |  | 16.1052 | 51.5026 | [6 empty] | Located from Mindat |  | Location is shaft location from mindat.org | 2025-11-28
| Rudna |  | Basin hydrothermal | Sediment-hosted | Sediment-hosted Copper ± Co |  |  | Cu (Ag, Au, Ni, Re, Se) | Bertrandsson Erlandsson et al. (2025) |  |  | RN22_Kupfer sph25 | unknown |  |  |  |  | ore | unknown | [11 empty] | sphalerite | 1 | bedding parallel veinlet in shale | [6 empty] | LA-ICPMS | ESI NWR213 Nd:YAG laser ablation system coupled to an Agilent 8800 QQQ ICP-MS | MontanuniversitÃ¤t Leoben, Austria |  |  | 24.5953 | 0.046092 |  |  | bdl | 1.5302 | bdl | 0.75243 | [6 empty] | bdl | 0.012221 |  |  |  |  | 7105.7559 | 1.8971 |  |  |  |  | 0.6299 | 0.17718 |  | 1.1503 |  |  | 2296.2195 | 6.2888 | [8 empty] | 1188.0132 | 26.57 | 1.4687 | 0.25421 |  |  | 0.66142 | 0.46825 |  |  | 188.4618 | 2.5825 |  |  | bdl | 0.031412 | [13 empty] | 0.47669 | 24.9486 | 0.17486 | [7 empty] | 0.89095 | [5 empty] | 0.2076 | [16 empty] | 2.5498 | 0.098758 |  |  | 12.1445 | 9.3939 |  |  |  |  | 2.5926 | 1.5799 | [6 empty] | bdl | 0.66552 |  |  |  |  | 3.4561 | 0.077346 | [5 empty] | 0.035021 | [12 empty] | Bertrandsson Erlandsson et al. (2025) |  | POL |  | 16.1052 | 51.5026 | [6 empty] | Located from Mindat |  | Location is shaft location from mindat.org | 2025-11-28
| Rudna |  | Basin hydrothermal | Sediment-hosted | Sediment-hosted Copper ± Co |  |  | Cu (Ag, Au, Ni, Re, Se) | Bertrandsson Erlandsson et al. (2025) |  |  | RN22_Kupfer sph26 | unknown |  |  |  |  | ore | unknown | [11 empty] | sphalerite | 1 | bedding parallel veinlet in shale | [6 empty] | LA-ICPMS | ESI NWR213 Nd:YAG laser ablation system coupled to an Agilent 8800 QQQ ICP-MS | MontanuniversitÃ¤t Leoben, Austria |  |  | 21.937 | 0.085598 |  |  | bdl | 1.377 | bdl | 0.93469 | [6 empty] | bdl | 0.35247 |  |  |  |  | 7147.4411 | 2.3193 |  |  |  |  | bdl | 0.18393 |  | 1.3211 |  |  | 2344.1091 | 8.6944 | [8 empty] | 895.8378 | 27.9918 | 3.2045 | 0.19095 |  |  | 1.0263 | 0.62237 |  |  | 184.8057 | 5.7668 |  |  | bdl | 0.032062 | [13 empty] | 0.70298 | 4.3691 | 0.10874 | [6 empty] | 4.8866 | 0.87846 |  |  |  |  | 337.83 | 0.18543 | [16 empty] | 2.3153 | 0.057199 |  |  | 14.8311 | 9.0638 |  |  |  |  | 2.3149 | 1.5218 | [6 empty] | bdl | 1.6472 |  |  |  |  | 3.7017 | 0.084689 | [5 empty] | 0.063905 | [12 empty] | Bertrandsson Erlandsson et al. (2025) |  | POL |  | 16.1052 | 51.5026 | [6 empty] | Located from Mindat |  | Location is shaft location from mindat.org | 2025-11-28
| Rudna |  | Basin hydrothermal | Sediment-hosted | Sediment-hosted Copper ± Co |  |  | Cu (Ag, Au, Ni, Re, Se) | Bertrandsson Erlandsson et al. (2025) |  |  | RN22_Kupfer sph27 | unknown |  |  |  |  | ore | unknown | [11 empty] | sphalerite | 1 | bedding parallel veinlet in shale | [6 empty] | LA-ICPMS | ESI NWR213 Nd:YAG laser ablation system coupled to an Agilent 8800 QQQ ICP-MS | MontanuniversitÃ¤t Leoben, Austria |  |  | 23.2856 | 0.097829 |  |  | bdl | 2.3948 | bdl | 0.93441 | [6 empty] | bdl | 0.35234 |  |  |  |  | 7533.4252 | 2.2668 | [5 empty] | 0.23646 |  | 1.6669 |  |  | 2604.6543 | 6.4448 | [8 empty] | 1339.0913 | 27.6144 | 3.8746 | 0.30054 |  |  | 1.2752 | 0.7035 |  |  | 225.3275 | 3.3845 |  |  | bdl | 0.041522 | [13 empty] | 0.78017 | 17.3121 | 2.5266 | [7 empty] | 1.5199 | [5 empty] | 0.18064 | [16 empty] | 3.3144 | 0.11435 |  |  | 18.0797 | 7.3991 |  |  |  |  | 3.0486 | 1.6124 | [6 empty] | bdl | 14.1942 |  |  |  |  | 3.4992 | 0.085781 | [5 empty] | 0.068354 | [12 empty] | Bertrandsson Erlandsson et al. (2025) |  | POL |  | 16.1052 | 51.5026 | [6 empty] | Located from Mindat |  | Location is shaft location from mindat.org | 2025-11-28
| Rudna |  | Basin hydrothermal | Sediment-hosted | Sediment-hosted Copper ± Co |  |  | Cu (Ag, Au, Ni, Re, Se) | Bertrandsson Erlandsson et al. (2025) |  |  | RN22_Kupfer sph28 | unknown |  |  |  |  | ore | unknown | [11 empty] | sphalerite | 1 | bedding parallel veinlet in shale | [6 empty] | LA-ICPMS | ESI NWR213 Nd:YAG laser ablation system coupled to an Agilent 8800 QQQ ICP-MS | MontanuniversitÃ¤t Leoben, Austria |  |  | 25.2981 | 0.043461 |  |  | 1.775 | 0.74664 | bdl | 0.040689 | [6 empty] | bdl | 0.030682 |  |  |  |  | 5382.4558 | 1.686 | [5 empty] | 0.17699 |  | 0.92958 |  |  | 2538.1395 | 3.3306 | [8 empty] | 1366.5593 | 27.9765 | 2.7014 | 0.27669 |  |  | 1.0823 | 0.41619 |  |  | 138.8996 | 4.2492 |  |  | bdl | 0.051521 | [13 empty] | 0.68543 | 21.712 | 0.11011 | [6 empty] | 13.8579 | 0.91681 |  |  |  |  | 349.0704 | 0.17026 | [16 empty] | 1.7941 | 0.1203 |  |  | 15.7491 | 9.5735 |  |  |  |  | 3.7501 | 1.5648 | [6 empty] | bdl | 11.4122 |  |  |  |  | 3.2822 | 0.067389 | [5 empty] | 0.027333 | [12 empty] | Bertrandsson Erlandsson et al. (2025) |  | POL |  | 16.1052 | 51.5026 | [6 empty] | Located from Mindat |  | Location is shaft location from mindat.org | 2025-11-28
| Polkowice-Sieroszowice |  | Basin hydrothermal | Sediment-hosted | Sediment-hosted Copper ± Co |  |  | Cu (Ag, Au, Ni, Re, Se) | Bertrandsson Erlandsson et al. (2025) |  |  | SP-03-1C-sph1 | unknown |  |  |  |  | ore | unknown | [11 empty] | sphalerite | 2 | Cross-cuting vein | [6 empty] | LA-ICPMS | ESI NWR213 Nd:YAG laser ablation system coupled to an Agilent 8800 QQQ ICP-MS | MontanuniversitÃ¤t Leoben, Austria |  |  | 9.7749 | 0.025287 |  |  |  | 0.73796 | bdl | 0.030186 | [6 empty] | 0.0087649 | 0.0059429 |  |  |  |  | 8455.7534 | 1.2937 |  |  |  |  | 2.6341 | 0.053139 | bdl | 0.65284 |  |  | 177.7947 | 4.5055 | [9 empty] | 13.9137 | 1.745 | 0.11301 |  |  | 0.59745 | 0.24921 |  |  | 17.2777 | 2.7834 |  |  | bdl | 0.030175 | [12 empty] | bdl | 0.19443 | bdl | 1.1217 | [7 empty] | 0.46545 |  |  |  |  | 19.7073 | 0.078528 | [16 empty] | 0.79789 | 0.092156 |  |  | 7.5656 | 6.5382 |  |  |  |  | 1.0898 | 0.72638 | [6 empty] | bdl | [5 empty] | 0.82946 | 0.018841 |  |  |  |  | bdl | 0.26219 | [12 empty] | Bertrandsson Erlandsson et al. (2025) |  | POL |  | 16.0591 | 51.4865 | [6 empty] | Located from Mindat |  | Location is shaft location from mindat.org | 2025-11-28
| Polkowice-Sieroszowice |  | Basin hydrothermal | Sediment-hosted | Sediment-hosted Copper ± Co |  |  | Cu (Ag, Au, Ni, Re, Se) | Bertrandsson Erlandsson et al. (2025) |  |  | SP-03-1C-sph2 | unknown |  |  |  |  | ore | unknown | [11 empty] | sphalerite | 2 | Cross-cuting vein | [6 empty] | LA-ICPMS | ESI NWR213 Nd:YAG laser ablation system coupled to an Agilent 8800 QQQ ICP-MS | MontanuniversitÃ¤t Leoben, Austria |  |  | 18.8094 | 0.02799 |  |  |  | 0.78582 | bdl | 0.37033 | [7 empty] | 0.013266 |  |  |  |  | 7872.918 | 1.3803 |  |  |  |  | 2.3778 | 0.11204 | bdl | 0.66227 |  |  | 289.814 | 2.7454 | [9 empty] | 6.7504 | 2.1993 | 0.061205 |  |  | 1.2 | 0.21276 |  |  | 15.5143 | 1.6296 |  |  | bdl | 0.026062 | [12 empty] | bdl | 0.32125 | bdl | 1.193 | [7 empty] | 0.45862 | [5 empty] | 0.15012 | [16 empty] | 1.0868 | 0.10215 |  |  | bdl | 4.7986 |  |  |  |  | 1.026 | 0.59243 | [6 empty] | bdl | [5 empty] | 0.61353 | 0.015292 | [5 empty] | 0.27776 | [12 empty] | Bertrandsson Erlandsson et al. (2025) |  | POL |  | 16.0591 | 51.4865 | [6 empty] | Located from Mindat |  | Location is shaft location from mindat.org | 2025-11-28
| Polkowice-Sieroszowice |  | Basin hydrothermal | Sediment-hosted | Sediment-hosted Copper ± Co |  |  | Cu (Ag, Au, Ni, Re, Se) | Bertrandsson Erlandsson et al. (2025) |  |  | SP-03-1C-sph3 | unknown |  |  |  |  | ore | unknown | [11 empty] | sphalerite | 2 | Cross-cuting vein | [6 empty] | LA-ICPMS | ESI NWR213 Nd:YAG laser ablation system coupled to an Agilent 8800 QQQ ICP-MS | MontanuniversitÃ¤t Leoben, Austria |  |  | 29.4678 | 0.026509 |  |  | bdl | 0.6447 | bdl | 0.34906 | [6 empty] | bdl | 0.13934 |  |  |  |  | 11313.8834 | 1.2669 |  |  |  |  | 2.9232 | 0.077601 | bdl | 0.55026 |  |  | 48.0624 | 2.5897 | [8 empty] | 101.8158 | 6.8799 | 0.26401 | 0.026292 |  |  | 0.33464 | 0.13834 |  |  | 19.1924 | 1.8874 |  |  | bdl | 0.037455 | [12 empty] | bdl | 0.4107 | bdl | 1.1316 | [6 empty] | bdl | 0.3522 |  |  |  |  | 1.9368 | 0.06482 | [16 empty] | 0.21796 | 0.099456 |  |  | 6.1702 | 5.1807 |  |  |  |  | 0.88431 | 0.79104 | [6 empty] | bdl | [5 empty] | 0.04115 | 0.038351 |  |  |  |  | bdl | 0.26243 | [12 empty] | Bertrandsson Erlandsson et al. (2025) |  | POL |  | 16.0591 | 51.4865 | [6 empty] | Located from Mindat |  | Location is shaft location from mindat.org | 2025-11-28
| Polkowice-Sieroszowice |  | Basin hydrothermal | Sediment-hosted | Sediment-hosted Copper ± Co |  |  | Cu (Ag, Au, Ni, Re, Se) | Bertrandsson Erlandsson et al. (2025) |  |  | SP-03-1C-sph4 | unknown |  |  |  |  | ore | unknown | [11 empty] | sphalerite | 2 | Cross-cuting vein | [6 empty] | LA-ICPMS | ESI NWR213 Nd:YAG laser ablation system coupled to an Agilent 8800 QQQ ICP-MS | MontanuniversitÃ¤t Leoben, Austria |  |  | 2.3583 | 0.042631 |  |  | bdl | 1.0543 | bdl | 0.34938 | [6 empty] | 0.0085065 | 0.0084444 |  |  |  |  | 10003.5523 | 1.2722 |  |  |  |  | 4.3529 | 0.12594 | 0.77032 | 0.46298 |  |  |  | 3.2607 | [8 empty] | 97.1168 | 8.3519 | 0.10571 | 0.05919 |  |  | 0.21233 | 0.15409 |  |  | 17.8226 | 2.0973 |  |  | bdl | 0.026424 | [12 empty] | bdl | 0.27329 | bdl | 1.138 | [6 empty] | bdl | 0.47459 |  |  |  |  | 9.7239 | 0.064434 | [16 empty] | 0.60636 | 0.038298 |  |  | 6.6735 | 3.9108 |  |  |  |  | 1.0038 | 0.69957 | [6 empty] | bdl | [5 empty] | 0.089307 | 0.023671 |  |  |  |  | bdl | 0.026285 | [12 empty] | Bertrandsson Erlandsson et al. (2025) |  | POL |  | 16.0591 | 51.4865 | [6 empty] | Located from Mindat |  | Location is shaft location from mindat.org | 2025-11-28
| Polkowice-Sieroszowice |  | Basin hydrothermal | Sediment-hosted | Sediment-hosted Copper ± Co |  |  | Cu (Ag, Au, Ni, Re, Se) | Bertrandsson Erlandsson et al. (2025) |  |  | SP-03-1C-sph5 | unknown |  |  |  |  | ore | unknown | [11 empty] | sphalerite | 2 | Cross-cuting vein | [6 empty] | LA-ICPMS | ESI NWR213 Nd:YAG laser ablation system coupled to an Agilent 8800 QQQ ICP-MS | MontanuniversitÃ¤t Leoben, Austria |  |  | 0.62742 | 0.042128 |  |  | bdl | 0.58853 | bdl | 0.34394 | [6 empty] | bdl | 0.0062686 |  |  |  |  | 7268.0241 | 1.7321 |  |  |  |  | 4.9393 | 0.11794 | 0.80599 | 0.57704 |  |  | 54.2299 | 3.0229 | [8 empty] | 155.1044 | 12.7446 | 0.13081 | 0.055959 |  |  | 0.18858 | 0.14821 |  |  | 15.7215 | 1.6217 |  |  | bdl | 0.026881 | [12 empty] | bdl | 0.36016 | bdl | 1.1259 | [6 empty] | bdl | 0.18768 |  |  |  |  | 1.2956 | 0.079912 | [16 empty] | bdl | 0.07095 |  |  | bdl | 7.4997 |  |  |  |  | 0.86667 | 0.56491 | [6 empty] | bdl | [5 empty] | 0.044724 | 0.024246 |  |  |  |  | bdl | 0.011725 | [12 empty] | Bertrandsson Erlandsson et al. (2025) |  | POL |  | 16.0591 | 51.4865 | [6 empty] | Located from Mindat |  | Location is shaft location from mindat.org | 2025-11-28
| Polkowice-Sieroszowice |  | Basin hydrothermal | Sediment-hosted | Sediment-hosted Copper ± Co |  |  | Cu (Ag, Au, Ni, Re, Se) | Bertrandsson Erlandsson et al. (2025) |  |  | SP-03-1C-sph6 | unknown |  |  |  |  | ore | unknown | [11 empty] | sphalerite | 2 | Cross-cuting vein | [6 empty] | LA-ICPMS | ESI NWR213 Nd:YAG laser ablation system coupled to an Agilent 8800 QQQ ICP-MS | MontanuniversitÃ¤t Leoben, Austria |  |  | 2.0918 | 0.17858 |  |  | bdl | 1.2255 | bdl | 0.65642 | [6 empty] | bdl | 0.025649 |  |  |  |  | 10876.5078 | 1.8681 |  |  |  |  | 6.7766 | 0.18436 | bdl | 0.9988 |  |  | 69.0021 | 5.4555 | [8 empty] | 426.2881 | 13.0694 | 0.73219 | 0.1341 |  |  | 0.43799 | 0.22886 |  |  | 14.9494 | 3.6278 |  |  | bdl | 0.076862 | [12 empty] | bdl | 0.83964 | bdl | 2.1574 | [6 empty] | bdl | 0.69533 | [5 empty] | 1.0436 | [16 empty] | 0.6278 | 0.098471 |  |  | bdl | 9.4541 |  |  |  |  | 1.5686 | 1.2117 | [6 empty] | bdl | [5 empty] | 0.18373 | 0.060103 |  |  |  |  | bdl | 0.067242 | [12 empty] | Bertrandsson Erlandsson et al. (2025) |  | POL |  | 16.0591 | 51.4865 | [6 empty] | Located from Mindat |  | Location is shaft location from mindat.org | 2025-11-28
| Polkowice-Sieroszowice |  | Basin hydrothermal | Sediment-hosted | Sediment-hosted Copper ± Co |  |  | Cu (Ag, Au, Ni, Re, Se) | Bertrandsson Erlandsson et al. (2025) |  |  | SP-03-1C-sph7 | unknown |  |  |  |  | ore | unknown | [11 empty] | sphalerite | 2 | Cross-cuting vein | [6 empty] | LA-ICPMS | ESI NWR213 Nd:YAG laser ablation system coupled to an Agilent 8800 QQQ ICP-MS | MontanuniversitÃ¤t Leoben, Austria |  |  | 19.2855 | 0.028943 |  |  |  | 0.75347 | bdl | 0.32774 | [7 empty] | 0.012884 |  |  |  |  | 9151.5865 | 0.84091 | [5 empty] | 0.06233 | 0.98931 | 0.53721 |  |  |  | 3.2665 | [9 empty] | 13.6086 | 1.5742 | 0.055894 |  |  | 7.8567 | 0.15604 |  |  | 51.0692 | 2.3654 |  |  | bdl | 0.020302 | [12 empty] | 16.8639 | 0.22555 | bdl | 1.083 | [7 empty] | 0.40075 | [5 empty] | 0.27425 | [17 empty] | 0.036547 |  |  | bdl | 5.2269 |  |  |  |  | 0.85617 | 0.51058 | [6 empty] | bdl | [5 empty] | 3.5797 | 0.012798 | [5 empty] | 0.059817 | [12 empty] | Bertrandsson Erlandsson et al. (2025) |  | POL |  | 16.0591 | 51.4865 | [6 empty] | Located from Mindat |  | Location is shaft location from mindat.org | 2025-11-28
| Polkowice-Sieroszowice |  | Basin hydrothermal | Sediment-hosted | Sediment-hosted Copper ± Co |  |  | Cu (Ag, Au, Ni, Re, Se) | Bertrandsson Erlandsson et al. (2025) |  |  | SP-03-1C-sph8 | unknown |  |  |  |  | ore | unknown | [11 empty] | sphalerite | 2 | Cross-cuting vein | [6 empty] | LA-ICPMS | ESI NWR213 Nd:YAG laser ablation system coupled to an Agilent 8800 QQQ ICP-MS | MontanuniversitÃ¤t Leoben, Austria |  |  | 10.1606 | 0.043459 |  |  |  | 0.89628 | bdl | 0.37457 | [7 empty] | 0.015329 |  |  |  |  | 11701.2134 | 1.0142 |  |  |  |  | 9.5315 | 0.050966 | bdl | 0.72911 |  |  |  | 2.8522 | [9 empty] | 11.9293 | 0.094334 | 0.077465 |  |  | 5.6395 | 0.17431 |  |  |  | 1.1644 |  |  | bdl | 0.048692 | [12 empty] | 24.7832 | 0.32821 | bdl | 1.2432 | [7 empty] | 0.43672 | [5 empty] | 0.23706 | [16 empty] | 2.572 | 0.087397 |  |  | bdl | 9.107 |  |  |  |  | 1.1815 | 0.74772 | [6 empty] | bdl | [5 empty] | 2.7316 | 0.031331 | [5 empty] | 0.020969 | [12 empty] | Bertrandsson Erlandsson et al. (2025) |  | POL |  | 16.0591 | 51.4865 | [6 empty] | Located from Mindat |  | Location is shaft location from mindat.org | 2025-11-28
| Polkowice-Sieroszowice |  | Basin hydrothermal | Sediment-hosted | Sediment-hosted Copper ± Co |  |  | Cu (Ag, Au, Ni, Re, Se) | Bertrandsson Erlandsson et al. (2025) |  |  | SP-03-1C-sph9 | unknown |  |  |  |  | ore | unknown | [11 empty] | sphalerite | 2 | Cross-cuting vein | [6 empty] | LA-ICPMS | ESI NWR213 Nd:YAG laser ablation system coupled to an Agilent 8800 QQQ ICP-MS | MontanuniversitÃ¤t Leoben, Austria |  |  | 3.7953 | 0.028075 |  |  |  | 0.50751 | bdl | 0.36156 | [6 empty] | bdl | 0.14896 |  |  |  |  | 6670.1712 | 1.506 |  |  |  |  | 1.2561 | 0.089432 | bdl | 0.67177 |  |  | 269.5167 | 2.5302 | [8 empty] | 72.8104 | 4.4795 | 2.1909 | 0.09637 |  |  | 1.1775 | 0.1592 |  |  | 10.7096 | 1.7482 |  |  | bdl | 0.03255 | [12 empty] | bdl | 0.37544 | bdl | 1.2059 | [6 empty] | bdl | 0.34687 | [5 empty] | 0.14655 | [16 empty] | 0.88284 | 0.083202 |  |  | 8.2432 | 6.9975 |  |  |  |  | 1.3602 | 0.32786 | [6 empty] | bdl | [5 empty] | 0.45045 | 0.014174 | [5 empty] | 0.018972 | [12 empty] | Bertrandsson Erlandsson et al. (2025) |  | POL |  | 16.0591 | 51.4865 | [6 empty] | Located from Mindat |  | Location is shaft location from mindat.org | 2025-11-28
| Polkowice-Sieroszowice |  | Basin hydrothermal | Sediment-hosted | Sediment-hosted Copper ± Co |  |  | Cu (Ag, Au, Ni, Re, Se) | Bertrandsson Erlandsson et al. (2025) |  |  | SP-03-1C-sph10 | unknown |  |  |  |  | ore | unknown | [11 empty] | sphalerite | 2 | Cross-cuting vein | [6 empty] | LA-ICPMS | ESI NWR213 Nd:YAG laser ablation system coupled to an Agilent 8800 QQQ ICP-MS | MontanuniversitÃ¤t Leoben, Austria |  |  | 3.7055 | 0.017801 |  |  |  | 0.63449 | bdl | 0.013753 | [6 empty] | 0.011902 | 0.005699 |  |  |  |  | 8063.3478 | 1.453 |  |  |  |  | 3.8058 | 0.027781 | 0.86309 | 0.54268 |  |  |  | 3.0214 | [9 empty] | 7.3957 | 1.1563 | 0.065039 |  |  | 2.1033 | 0.17137 |  |  | 12.9244 | 1.522 |  |  | bdl | 0.033033 | [12 empty] | bdl | 0.37234 | 0.21153 | 0.13829 | [7 empty] | 0.29132 | [5 empty] | 10.4131 | [16 empty] | 1.0303 | 0.08509 |  |  | 6.1168 | 4.2797 |  |  |  |  | 1.3474 | 0.32254 | [6 empty] | bdl | [5 empty] | 0.47413 | 0.058489 | [5 empty] | 0.022478 | [12 empty] | Bertrandsson Erlandsson et al. (2025) |  | POL |  | 16.0591 | 51.4865 | [6 empty] | Located from Mindat |  | Location is shaft location from mindat.org | 2025-11-28
| Polkowice-Sieroszowice |  | Basin hydrothermal | Sediment-hosted | Sediment-hosted Copper ± Co |  |  | Cu (Ag, Au, Ni, Re, Se) | Bertrandsson Erlandsson et al. (2025) |  |  | SP-03-1C-sph11 | unknown |  |  |  |  | ore | unknown | [11 empty] | sphalerite | 2 | Cross-cuting vein | [6 empty] | LA-ICPMS | ESI NWR213 Nd:YAG laser ablation system coupled to an Agilent 8800 QQQ ICP-MS | MontanuniversitÃ¤t Leoben, Austria |  |  | 2.6492 | 0.67196 |  |  |  | 0.88785 | bdl | 0.51752 | [6 empty] | bdl | 0.017768 |  |  |  |  | 9107.5407 | 1.0026 |  |  |  |  | 5.0349 | 0.086498 | 0.73991 | 0.63054 |  |  |  | 4.5278 | [8 empty] | 416.8192 | 2.2769 | 0.49835 | 0.074576 |  |  | 0.60324 | 0.24535 |  |  | 9.1884 | 1.5451 |  |  | bdl | 0.075629 | [12 empty] | bdl | 0.61733 | bdl | 1.7413 | [6 empty] | bdl | 0.44724 | [5 empty] | 0.28848 | [16 empty] | 0.63786 | 0.11416 |  |  | 4.8077 | 3.4515 |  |  |  |  | 1.2311 | 1.1787 | [6 empty] | bdl | [5 empty] | 0.30725 | 0.048682 | [5 empty] | 0.39504 | [12 empty] | Bertrandsson Erlandsson et al. (2025) |  | POL |  | 16.0591 | 51.4865 | [6 empty] | Located from Mindat |  | Location is shaft location from mindat.org | 2025-11-28
| Polkowice-Sieroszowice |  | Basin hydrothermal | Sediment-hosted | Sediment-hosted Copper ± Co |  |  | Cu (Ag, Au, Ni, Re, Se) | Bertrandsson Erlandsson et al. (2025) |  |  | SP-03-1C-sph12 | unknown |  |  |  |  | ore | unknown | [11 empty] | sphalerite | 2 | Cross-cuting vein | [6 empty] | LA-ICPMS | ESI NWR213 Nd:YAG laser ablation system coupled to an Agilent 8800 QQQ ICP-MS | MontanuniversitÃ¤t Leoben, Austria |  |  | 2.6574 | 0.64835 |  |  |  | 0.85864 | bdl | 0.4976 | [7 empty] | 0.01717 |  |  |  |  | 11406.371 | 0.96864 | [5 empty] | 0.083465 |  | 0.60718 |  |  |  | 4.3644 | [9 empty] | 2.1961 |  | 0.072105 |  |  | 3.9159 | 0.23712 |  |  | 23.4707 | 1.4959 |  |  | bdl | 0.072988 | [13 empty] | 0.59734 | bdl | 1.6813 | [7 empty] | 0.43077 | [5 empty] | 0.27828 | [17 empty] | 0.11031 |  |  | 4.6704 | 3.3283 | [12 empty] | bdl | [5 empty] | 0.73755 | 0.046892 | [5 empty] | 0.38056 | [12 empty] | Bertrandsson Erlandsson et al. (2025) |  | POL |  | 16.0591 | 51.4865 | [6 empty] | Located from Mindat |  | Location is shaft location from mindat.org | 2025-11-28
| Polkowice-Sieroszowice |  | Basin hydrothermal | Sediment-hosted | Sediment-hosted Copper ± Co |  |  | Cu (Ag, Au, Ni, Re, Se) | Bertrandsson Erlandsson et al. (2025) |  |  | SP-03-1C-sph13 | unknown |  |  |  |  | ore | unknown | [11 empty] | sphalerite | 2 | Cross-cuting vein | [6 empty] | LA-ICPMS | ESI NWR213 Nd:YAG laser ablation system coupled to an Agilent 8800 QQQ ICP-MS | MontanuniversitÃ¤t Leoben, Austria |  |  | 9.988 | 0.71348 |  |  |  | 0.94679 | bdl | 0.54587 | [7 empty] | 0.018921 |  |  |  |  | 6869.2162 | 1.0672 | [5 empty] | 0.091853 |  | 0.66698 |  |  |  | 4.7984 | [9 empty] | 2.4157 |  | 0.079495 |  |  | 5.5178 | 0.26132 |  |  | 24.0363 | 1.6517 |  |  | bdl | 0.080332 | [13 empty] | 0.65896 | 14.2188 | 1.8512 | [7 empty] | 0.47325 | [5 empty] | 0.30617 | [17 empty] | 0.12154 |  |  | 7.6881 | 3.6608 |  |  |  |  | bdl | 1.2572 | [6 empty] | bdl | [5 empty] | 1.5989 | 0.051521 | [5 empty] | 0.41821 | [12 empty] | Bertrandsson Erlandsson et al. (2025) |  | POL |  | 16.0591 | 51.4865 | [6 empty] | Located from Mindat |  | Location is shaft location from mindat.org | 2025-11-28
| Polkowice-Sieroszowice |  | Basin hydrothermal | Sediment-hosted | Sediment-hosted Copper ± Co |  |  | Cu (Ag, Au, Ni, Re, Se) | Bertrandsson Erlandsson et al. (2025) |  |  | SP-03-1C-sph14 | unknown |  |  |  |  | ore | unknown | [11 empty] | sphalerite | 2 | Cross-cuting vein | [6 empty] | LA-ICPMS | ESI NWR213 Nd:YAG laser ablation system coupled to an Agilent 8800 QQQ ICP-MS | MontanuniversitÃ¤t Leoben, Austria |  |  | 2.6583 | 0.019111 |  |  |  | 0.53071 | bdl | 0.31761 | [7 empty] | 0.0062026 |  |  |  |  | 8013.4047 | 1.2348 | [5 empty] | 0.038523 | 0.51389 | 0.42148 |  |  | 237.8106 | 2.7722 | [8 empty] | 209.7446 | 9.0336 | 0.70439 | 0.13368 |  |  | 1.488 | 0.19186 |  |  | 16.3566 | 2.0774 |  |  | bdl | 0.044793 | [13 empty] | 0.28921 | bdl | 1.0983 | [7 empty] | 0.30867 | [5 empty] | 0.10979 | [16 empty] | 0.71272 | 0.083486 |  |  | 6.9653 | 4.2306 |  |  |  |  | 1.2608 | 0.58137 | [6 empty] | bdl | [5 empty] | 0.24425 | 0.022074 | [5 empty] | 0.023743 | [12 empty] | Bertrandsson Erlandsson et al. (2025) |  | POL |  | 16.0591 | 51.4865 | [6 empty] | Located from Mindat |  | Location is shaft location from mindat.org | 2025-11-28
| Polkowice-Sieroszowice |  | Basin hydrothermal | Sediment-hosted | Sediment-hosted Copper ± Co |  |  | Cu (Ag, Au, Ni, Re, Se) | Bertrandsson Erlandsson et al. (2025) |  |  | SP-03-1C-sph15 | unknown |  |  |  |  | ore | unknown | [11 empty] | sphalerite | 2 | Cross-cuting vein | [6 empty] | LA-ICPMS | ESI NWR213 Nd:YAG laser ablation system coupled to an Agilent 8800 QQQ ICP-MS | MontanuniversitÃ¤t Leoben, Austria |  |  | 1.3774 | 0.070066 |  |  | bdl | 0.71754 | bdl | 0.34651 | [6 empty] | bdl | 0.0099349 |  |  |  |  | 7376.3006 | 1.3866 |  |  |  |  | 3.9166 | 0.027566 | bdl | 0.59197 |  |  | 150.0344 | 1.9571 | [8 empty] | 82.8124 | 7.1277 | 0.12099 | 0.031937 |  |  | 0.31109 | 0.27928 |  |  | 10.828 | 2.5263 |  |  | bdl | 0.032832 | [12 empty] | bdl | 0.31911 | bdl | 1.1999 | [6 empty] | bdl | 0.27094 |  |  |  |  | 8.3716 | 0.14698 | [16 empty] | 0.35382 | 0.11121 |  |  | 9.3665 | 5.8301 |  |  |  |  | 1.2109 | 0.74605 | [6 empty] | bdl | [5 empty] | 0.10222 | 0.030551 |  |  |  |  | bdl | 0.013589 | [12 empty] | Bertrandsson Erlandsson et al. (2025) |  | POL |  | 16.0591 | 51.4865 | [6 empty] | Located from Mindat |  | Location is shaft location from mindat.org | 2025-11-28
| Polkowice-Sieroszowice |  | Basin hydrothermal | Sediment-hosted | Sediment-hosted Copper ± Co |  |  | Cu (Ag, Au, Ni, Re, Se) | Bertrandsson Erlandsson et al. (2025) |  |  | SP-03-1C-sph16 | unknown |  |  |  |  | ore | unknown | [11 empty] | sphalerite | 2 | Cross-cuting vein | [6 empty] | LA-ICPMS | ESI NWR213 Nd:YAG laser ablation system coupled to an Agilent 8800 QQQ ICP-MS | MontanuniversitÃ¤t Leoben, Austria |  |  | 4.3536 | 0.056316 |  |  | bdl | 0.91267 | bdl | 0.30524 | [6 empty] | bdl | 0.1327 |  |  |  |  | 8569.0234 | 2.3858 |  |  |  |  | 4.0953 | 0.03716 | 0.62352 | 0.54459 |  |  |  | 2.4669 | [8 empty] | 102.0372 | 10.7065 | 0.58848 | 0.084529 |  |  | 1.1345 | 0.17108 |  |  | 13.4416 | 1.4088 |  |  | bdl | 0.025216 | [12 empty] | bdl | 0.24382 | bdl | 1.0582 | [6 empty] | bdl | 0.42097 | [5 empty] | 0.091797 | [16 empty] | 0.87563 | 0.10915 |  |  | 5.6988 | 3.6197 |  |  |  |  | 1.1197 | 0.43837 | [6 empty] | bdl | [5 empty] | 0.13759 | 0.026016 |  |  |  |  | bdl | 0.023707 | [12 empty] | Bertrandsson Erlandsson et al. (2025) |  | POL |  | 16.0591 | 51.4865 | [6 empty] | Located from Mindat |  | Location is shaft location from mindat.org | 2025-11-28
| Polkowice-Sieroszowice |  | Basin hydrothermal | Sediment-hosted | Sediment-hosted Copper ± Co |  |  | Cu (Ag, Au, Ni, Re, Se) | Bertrandsson Erlandsson et al. (2025) |  |  | SP-03-1C-sph17 | unknown |  |  |  |  | ore | unknown | [11 empty] | sphalerite | 2 | Cross-cuting vein | [6 empty] | LA-ICPMS | ESI NWR213 Nd:YAG laser ablation system coupled to an Agilent 8800 QQQ ICP-MS | MontanuniversitÃ¤t Leoben, Austria |  |  | 3.8122 | 0.023426 |  |  | bdl | 0.78304 | bdl | 0.34649 | [6 empty] | bdl | 0.15094 |  |  |  |  | 8281.2003 | 2.1089 |  |  |  |  | 4.526 | 0.055304 | bdl | 0.67005 |  |  | 257.6474 | 1.6832 | [8 empty] | 126.0566 | 13.1097 | 0.20724 | 0.046976 |  |  | 0.28056 | 0.25483 |  |  | 11.8521 | 2.6972 |  |  | bdl | 0.049378 | [12 empty] | bdl | 0.36865 | bdl | 0.060714 | [6 empty] | bdl | 0.441 |  |  |  |  | 4.7175 | 0.11463 | [16 empty] | 0.10625 | 0.042287 |  |  | 5.3657 | 5.3117 |  |  |  |  | 1.1207 | 0.7169 | [6 empty] | bdl | [5 empty] | 0.079095 | 0.014805 |  |  |  |  | bdl | 0.26972 | [12 empty] | Bertrandsson Erlandsson et al. (2025) |  | POL |  | 16.0591 | 51.4865 | [6 empty] | Located from Mindat |  | Location is shaft location from mindat.org | 2025-11-28
| Polkowice-Sieroszowice |  | Basin hydrothermal | Sediment-hosted | Sediment-hosted Copper ± Co |  |  | Cu (Ag, Au, Ni, Re, Se) | Bertrandsson Erlandsson et al. (2025) |  |  | SP-03-1C-sph18 | unknown |  |  |  |  | ore | unknown | [11 empty] | sphalerite | 2 | Cross-cuting vein | [6 empty] | LA-ICPMS | ESI NWR213 Nd:YAG laser ablation system coupled to an Agilent 8800 QQQ ICP-MS | MontanuniversitÃ¤t Leoben, Austria |  |  | 1.5022 | 0.019386 |  |  | bdl | 0.53878 | bdl | 0.014462 | [6 empty] | bdl | 0.13977 |  |  |  |  | 8740.7399 | 1.9451 |  |  |  |  | 2.5078 | 0.057087 | bdl | 0.41942 |  |  | 261.6567 | 2.5378 | [8 empty] | 80.9646 | 8.0745 | 0.053344 | 0.10669 |  |  | 0.21416 | 0.1248 |  |  | 11.1494 | 1.9549 |  |  | bdl | 0.038173 | [12 empty] | bdl | 0.2478 | bdl | 1.1114 | [6 empty] | bdl | 0.22219 |  |  |  |  | 6.0504 | 0.12844 | [16 empty] | 0.32369 | 0.10225 |  |  | 2.2642 | 4.5284 |  |  |  |  | 1.3122 | 0.57682 | [6 empty] | bdl | [5 empty] | 0.101 | 0.013655 |  |  |  |  | bdl | 0.024059 | [12 empty] | Bertrandsson Erlandsson et al. (2025) |  | POL |  | 16.0591 | 51.4865 | [6 empty] | Located from Mindat |  | Location is shaft location from mindat.org | 2025-11-28
| Rudna |  | Basin hydrothermal | Sediment-hosted | Sediment-hosted Copper ± Co |  |  | Cu (Ag, Au, Ni, Re, Se) | Bertrandsson Erlandsson et al. (2025) |  |  | RU-TN-1-py1 | unknown |  |  |  |  | ore | unknown | [11 empty] | pyrite | 1 | Stratiform | [6 empty] | LA-ICPMS |  | MontanuniversitÃ¤t Leoben, Austria |  |  | 2.676 | 0.01156 |  |  | 64.2684 | 0.40741 | bdl | 0.19069 | [6 empty] | 0.015338 | 0.0037675 |  |  |  |  | 26.6543 | 1.0865 |  |  |  |  | 17.1578 | 0.03278 | 1.0979 | 0.3451 |  |  | 817.9126 | 0.95564 | [10 empty] | bdl | 0.048744 |  |  | 0.18751 | 0.11357 |  |  | 6.9317 | 0.93119 |  |  | 0.046573 | 0.01664 | [12 empty] | 786.8765 | 0.1322 | 23.3462 | 0.66222 | [7 empty] | 0.15848 |  |  |  |  | 294.2408 | 0.064308 | [16 empty] | 1.5225 | 0.047933 |  |  | 16.3242 | 3.6567 |  |  |  |  | 1.4782 | 0.22022 | [6 empty] | 0 | [6 empty] | 0.013287 |  |  |  |  | 5.7589 | 0.0089619 | [6 empty] | 72.7498 | 4.4427 |  |  |  |  | Bertrandsson Erlandsson et al. (2025) |  | POL |  | 16.1052 | 51.5026 | [6 empty] | Located from Mindat |  | Location is shaft location from mindat.org | 2025-11-28
| Rudna |  | Basin hydrothermal | Sediment-hosted | Sediment-hosted Copper ± Co |  |  | Cu (Ag, Au, Ni, Re, Se) | Bertrandsson Erlandsson et al. (2025) |  |  | RU-TN-1-py2 | unknown |  |  |  |  | ore | unknown | [11 empty] | pyrite | 1 | Stratiform | [6 empty] | LA-ICPMS |  | MontanuniversitÃ¤t Leoben, Austria |  |  | 13.1528 | 0.22907 |  |  | 128.2248 | 0.19418 | bdl | 0.17042 | [6 empty] | 0.034367 | 0.0072048 |  |  |  |  | 16.7026 | 0.68377 |  |  |  |  | 91.3367 | 0.012445 | 0.86119 | 0.34774 |  |  | 7046.7955 | 0.88996 | [10 empty] | 0.059086 | 0.021715 |  |  | bdl | 0.12272 |  |  | 3.6911 | 0.81047 |  |  | 0.098041 | 0.019766 | [12 empty] | 303.7668 | 0.17355 | 14.7885 | 0.59199 | [6 empty] | 12.7412 | 0.12796 |  |  |  |  | 924.3237 | 0.033795 | [16 empty] | 2.1747 | 0.044927 |  |  | 4.325 | 3.1267 |  |  |  |  | 1.6696 | 0.29591 | [6 empty] | 0 | [5 empty] | 864.4564 | 0.016337 |  |  |  |  | 3.6891 | 0.012034 | [6 empty] | 33.8482 | 3.2322 |  |  |  |  | Bertrandsson Erlandsson et al. (2025) |  | POL |  | 16.1052 | 51.5026 | [6 empty] | Located from Mindat |  | Location is shaft location from mindat.org | 2025-11-28
| Rudna |  | Basin hydrothermal | Sediment-hosted | Sediment-hosted Copper ± Co |  |  | Cu (Ag, Au, Ni, Re, Se) | Bertrandsson Erlandsson et al. (2025) |  |  | RU-TN-1-py3 | unknown |  |  |  |  | ore | unknown | [11 empty] | pyrite | 1 | Stratiform | [6 empty] | LA-ICPMS |  | MontanuniversitÃ¤t Leoben, Austria |  |  |  | 0.020872 |  |  | 98.5101 | 0.67955 | bdl | 0.21031 | [6 empty] | 0.025119 | 0.006811 |  |  |  |  | 14.7251 | 0.50485 |  |  |  |  | 73.2408 | 0.03824 | 0.64155 | 0.36267 |  |  |  | 1.0098 | [10 empty] | bdl | 0.070276 |  |  | 0.15786 | 0.094151 |  |  | 4.2085 | 0.79076 |  |  | 0.14947 | 0.018767 | [12 empty] | 188.0333 | 0.17832 | 8.6671 | 0.73058 | [6 empty] | 26.8798 | 0.15613 |  |  |  |  | 1636.811 | 0.085512 | [16 empty] | 1.6714 | 0.10695 |  |  | 3.1473 | 6.2946 |  |  |  |  | 1.4833 | 0.37566 | [6 empty] | 0 | [5 empty] | 666.6239 | 0.031915 |  |  |  |  | 1.6452 | 0.019664 | [6 empty] | 27.4029 | 5.7465 |  |  |  |  | Bertrandsson Erlandsson et al. (2025) |  | POL |  | 16.1052 | 51.5026 | [6 empty] | Located from Mindat |  | Location is shaft location from mindat.org | 2025-11-28
| Rudna |  | Basin hydrothermal | Sediment-hosted | Sediment-hosted Copper ± Co |  |  | Cu (Ag, Au, Ni, Re, Se) | Bertrandsson Erlandsson et al. (2025) |  |  | RU-TN-1-py4 | unknown |  |  |  |  | ore | unknown | [11 empty] | pyrite | 1 | Stratiform | [6 empty] | LA-ICPMS |  | MontanuniversitÃ¤t Leoben, Austria |  |  |  | 0.051882 |  |  | 235.0729 | 0.41659 | bdl | 0.19978 | [6 empty] | 0.095315 | 0.087834 |  |  |  |  | 13.4836 | 0.88962 |  |  |  |  | 153.8457 | 0.039373 |  | 0.26432 |  |  |  | 1.4909 | [11 empty] | 0.048595 |  |  | bdl | 0.16201 |  |  | 2.108 | 1.3058 |  |  | 0.10456 | 0.0096301 | [12 empty] | 214.6106 | 0.22597 | 73.4883 | 0.69383 | [6 empty] | 18.1196 | 0.10548 |  |  |  |  | 1082.3284 | 0.099815 | [16 empty] | 2.7503 | 0.0672 |  |  | 8.0191 | 3.5262 |  |  |  |  | 1.4551 | 0.39525 | [6 empty] | 0 | [5 empty] | 642.3034 | 0.019166 | [5 empty] | 0.015087 | [6 empty] | 27.7848 | 3.7263 |  |  |  |  | Bertrandsson Erlandsson et al. (2025) |  | POL |  | 16.1052 | 51.5026 | [6 empty] | Located from Mindat |  | Location is shaft location from mindat.org | 2025-11-28
| Rudna |  | Basin hydrothermal | Sediment-hosted | Sediment-hosted Copper ± Co |  |  | Cu (Ag, Au, Ni, Re, Se) | Bertrandsson Erlandsson et al. (2025) |  |  | RU-TN-1-py5 | unknown |  |  |  |  | ore | unknown | [11 empty] | pyrite | 1 | Stratiform | [6 empty] | LA-ICPMS |  | MontanuniversitÃ¤t Leoben, Austria |  |  | 13.4137 | 0.017195 |  |  | 68.1776 | 0.89918 | bdl | 0.21187 | [6 empty] | 0.023465 | 0.0042109 |  |  |  |  | 25.2046 | 0.77181 |  |  |  |  | 44.5519 | 0.057019 | 0.98053 | 0.39071 |  |  | 5148.5522 | 1.5806 | [10 empty] | bdl | 0.095602 |  |  | bdl | 0.12039 |  |  | 3.9219 | 1.0623 |  |  | 0.086526 | 0.026142 | [12 empty] | 266.4517 | 0.24874 | 9.8561 | 0.7357 | [6 empty] | 24.8141 | 0.10667 |  |  |  |  | 2113.0746 | 0.067091 | [16 empty] | 1.6922 | 0.069934 |  |  | 6.7 | 3.609 |  |  |  |  | 1.4866 | 0.32603 | [6 empty] | 0 | [5 empty] | 1054.7185 | 0.032225 |  |  |  |  | 2.2784 | 0.012249 | [6 empty] | 37.2189 | 5.184 |  |  |  |  | Bertrandsson Erlandsson et al. (2025) |  | POL |  | 16.1052 | 51.5026 | [6 empty] | Located from Mindat |  | Location is shaft location from mindat.org | 2025-11-28
| Rudna |  | Basin hydrothermal | Sediment-hosted | Sediment-hosted Copper ± Co |  |  | Cu (Ag, Au, Ni, Re, Se) | Bertrandsson Erlandsson et al. (2025) |  |  | RU-TN-1-py6 | unknown |  |  |  |  | ore | unknown | [11 empty] | pyrite | 1 | Stratiform | [6 empty] | LA-ICPMS |  | MontanuniversitÃ¤t Leoben, Austria |  |  |  | 0.013355 |  |  | 158.9576 | 0.69776 | bdl | 0.16445 | [6 empty] | 0.042068 | 0.0032712 |  |  |  |  | 15.3456 | 0.60026 |  |  |  |  | 111.2547 | 0.044303 | 1.2526 | 0.30346 |  |  |  | 1.2273 | [11 empty] | 0.074321 |  |  |  | 0.093594 |  |  | 2.7564 | 0.83227 |  |  | 0.092397 | 0.020289 | [12 empty] | 164.0207 | 0.19295 | 32.7842 | 0.57077 | [6 empty] | 30.4679 | 0.082816 |  |  |  |  | 2455.2991 | 0.052129 | [16 empty] | 2.4543 | 0.054203 |  |  | 8.0125 | 2.8052 |  |  |  |  | 1.236 | 0.2528 | [6 empty] | 0 | [5 empty] | 612.2049 | 0.025021 | [5 empty] | 0.0095151 | [6 empty] | 22.5104 | 4.0306 |  |  |  |  | Bertrandsson Erlandsson et al. (2025) |  | POL |  | 16.1052 | 51.5026 | [6 empty] | Located from Mindat |  | Location is shaft location from mindat.org | 2025-11-28
| Rudna |  | Basin hydrothermal | Sediment-hosted | Sediment-hosted Copper ± Co |  |  | Cu (Ag, Au, Ni, Re, Se) | Bertrandsson Erlandsson et al. (2025) |  |  | RU-TN-1-py7 | unknown |  |  |  |  | ore | unknown | [11 empty] | pyrite | 1 | Stratiform | [6 empty] | LA-ICPMS |  | MontanuniversitÃ¤t Leoben, Austria |  |  | 9.3293 | 0.013811 |  |  | 90.117 | 0.34139 | bdl | 0.16998 | [6 empty] | bdl | 0.074888 |  |  |  |  | 17.9579 | 0.62146 |  |  |  |  | 69.0178 | 0.030557 | 1.1724 | 0.32734 |  |  | 4037.7071 | 1.3218 | [11 empty] | 0.031585 |  |  |  | 0.080337 |  |  | 2.5145 | 0.43374 |  |  | 0.049007 | 0.012605 | [12 empty] | 526.8442 | 0.1079 | 15.982 | 0.58968 | [6 empty] | 17.6277 | 0.13541 |  |  |  |  | 248.6644 | 0.06274 | [16 empty] | 1.6301 | 0.018648 |  |  | 9.918 | 2.9619 |  |  |  |  | 1.0337 | 0.35147 | [6 empty] | 0 | [5 empty] | 936.397 | 0.017806 |  |  |  |  | 5.2967 | 0.0060267 | [6 empty] | 51.9057 | 3.6645 |  |  |  |  | Bertrandsson Erlandsson et al. (2025) |  | POL |  | 16.1052 | 51.5026 | [6 empty] | Located from Mindat |  | Location is shaft location from mindat.org | 2025-11-28
| Rudna |  | Basin hydrothermal | Sediment-hosted | Sediment-hosted Copper ± Co |  |  | Cu (Ag, Au, Ni, Re, Se) | Bertrandsson Erlandsson et al. (2025) |  |  | RU-TN-1-py8 | unknown |  |  |  |  | ore | unknown | [11 empty] | pyrite | 1 | Stratiform | [6 empty] | LA-ICPMS |  | MontanuniversitÃ¤t Leoben, Austria |  |  |  | 0.010522 |  |  | 203.3713 | 0.37203 | bdl | 0.17258 | [6 empty] | bdl | 0.076062 |  |  |  |  | 17.8288 | 0.57045 |  |  |  |  | 147.2359 | 0.037499 |  | 0.24221 |  |  |  | 0.96582 | [11 empty] | 0.04567 |  |  | 0.11478 | 0.066867 |  |  | 2.774 | 0.76099 |  |  | 0.10526 | 0.010626 | [12 empty] | 260.0612 | 0.12081 | 32.8939 | 0.59836 | [6 empty] | 35.6277 | 0.15624 |  |  |  |  | 2320.658 | 0.089027 | [16 empty] | 3.2251 | 0.026411 |  |  | 11.5174 | 2.7273 |  |  |  |  | 1.7189 | 0.4741 | [6 empty] | 0 | [5 empty] | 779.5061 | 0.011278 | [5 empty] | 0.0093522 | [6 empty] | 32.03 | 3.2469 |  |  |  |  | Bertrandsson Erlandsson et al. (2025) |  | POL |  | 16.1052 | 51.5026 | [6 empty] | Located from Mindat |  | Location is shaft location from mindat.org | 2025-11-28
| Rudna |  | Basin hydrothermal | Sediment-hosted | Sediment-hosted Copper ± Co |  |  | Cu (Ag, Au, Ni, Re, Se) | Bertrandsson Erlandsson et al. (2025) |  |  | RU-TN-1-py9 | unknown |  |  |  |  | ore | unknown | [11 empty] | pyrite | 1 | Stratiform | [6 empty] | LA-ICPMS |  | MontanuniversitÃ¤t Leoben, Austria |  |  |  | 0.015754 |  |  | 101.4293 | 0.63024 | bdl | 0.1691 | [6 empty] | 0.022197 | 0.0033675 |  |  |  |  | 22.7103 | 0.68702 |  |  |  |  | 67.7978 | 0.037942 | 0.94782 | 0.41867 |  |  | 3734.5603 | 1.8959 | [10 empty] | 0.026418 | 0.019001 |  |  |  | 0.070703 |  |  | 1.8754 | 0.84613 |  |  | 0.048847 | 0.0173 | [12 empty] | 638.0173 | 0.11864 | 19.8163 | 0.58592 | [6 empty] | 12.3868 | 0.17538 |  |  |  |  | 325.4861 | 0.034005 | [16 empty] | 1.4203 | 0.051816 |  |  | 9.8983 | 2.8856 |  |  |  |  | 1.3139 | 0.15084 | [6 empty] | 0 | [5 empty] | 1254.3596 | 0.02004 |  |  |  |  | 4.4359 | 0.026009 | [6 empty] | 59.8807 | 4.2735 |  |  |  |  | Bertrandsson Erlandsson et al. (2025) |  | POL |  | 16.1052 | 51.5026 | [6 empty] | Located from Mindat |  | Location is shaft location from mindat.org | 2025-11-28
| Rudna |  | Basin hydrothermal | Sediment-hosted | Sediment-hosted Copper ± Co |  |  | Cu (Ag, Au, Ni, Re, Se) | Bertrandsson Erlandsson et al. (2025) |  |  | RU-TN-1-py10 | unknown |  |  |  |  | ore | unknown | [11 empty] | pyrite | 1 | Stratiform | [6 empty] | LA-ICPMS |  | MontanuniversitÃ¤t Leoben, Austria |  |  |  | 0.02361 |  |  | 149.7134 | 0.55994 | bdl | 0.0081856 | [6 empty] | 0.035402 | 0.0054845 |  |  |  |  | 19.5164 | 0.89823 |  |  |  |  | 114.0869 | 0.048534 | 0.75294 | 0.35654 |  |  |  | 1.7554 | [10 empty] | bdl | 0.05381 |  |  | bdl | 0.17692 |  |  | 3.9846 | 1.1463 |  |  | 0.076238 | 0.013383 | [12 empty] | 264.6929 | 0.20131 | 22.5699 | 0.62493 | [6 empty] | 38.6985 | 0.13477 |  |  |  |  | 1978.5751 | 0.045316 | [16 empty] | 2.8074 | 0.019467 |  |  | 10.4196 | 2.0166 |  |  |  |  | 1.72 | 0.13898 | [6 empty] | 0 | [5 empty] | 971.2349 | 0.013218 |  |  |  |  | 4.4287 | 0.14234 | [6 empty] | 31.4688 | 5.7095 |  |  |  |  | Bertrandsson Erlandsson et al. (2025) |  | POL |  | 16.1052 | 51.5026 | [6 empty] | Located from Mindat |  | Location is shaft location from mindat.org | 2025-11-28
| Rudna |  | Basin hydrothermal | Sediment-hosted | Sediment-hosted Copper ± Co |  |  | Cu (Ag, Au, Ni, Re, Se) | Bertrandsson Erlandsson et al. (2025) |  |  | RU-TN-1-py11 | unknown |  |  |  |  | ore | unknown | [11 empty] | pyrite | 1 | Stratiform | [6 empty] | LA-ICPMS |  | MontanuniversitÃ¤t Leoben, Austria |  |  | 12.7337 | 0.027462 |  |  | 68.0084 | 0.34417 | bdl | 0.20346 | [6 empty] | bdl | 0.0088986 |  |  |  |  | 19.7407 | 0.64618 |  |  |  |  | 13.6169 | 0.042885 | 0.56708 | 0.20527 |  |  | 785.6243 | 1.3266 | [10 empty] | bdl | 0.06591 |  |  | bdl | 0.16306 |  |  | 3.3747 | 1.0014 |  |  | 0.12039 | 0.022699 | [12 empty] | 210.4766 | 0.16715 | 14.5949 | 0.70138 | [7 empty] | 0.21248 |  |  |  |  | 2861.32 | 0.065277 | [16 empty] | 2.3801 | 0.037138 |  |  | 10.2632 | 3.1548 |  |  |  |  | 1.5785 | 0.40064 | [6 empty] | 0 | [5 empty] | 839.1721 | 0.024266 |  |  |  |  | 2.6578 | 0.0072154 | [6 empty] | 29.9278 | 3.978 |  |  |  |  | Bertrandsson Erlandsson et al. (2025) |  | POL |  | 16.1052 | 51.5026 | [6 empty] | Located from Mindat |  | Location is shaft location from mindat.org | 2025-11-28
| Rudna |  | Basin hydrothermal | Sediment-hosted | Sediment-hosted Copper ± Co |  |  | Cu (Ag, Au, Ni, Re, Se) | Bertrandsson Erlandsson et al. (2025) |  |  | RU-TN-1-py12 | unknown |  |  |  |  | ore | unknown | [11 empty] | pyrite | 1 | Stratiform | [6 empty] | LA-ICPMS |  | MontanuniversitÃ¤t Leoben, Austria |  |  | 29.3884 | 0.015315 |  |  | 146.2887 | 0.34376 | bdl | 0.017001 | [6 empty] | 0.030433 | 0.0037154 |  |  |  |  | 19.2229 | 0.73458 |  |  |  |  | 89.9313 | 0.050078 | 0.90811 | 0.32648 |  |  | 5271.8572 | 1.0821 | [11 empty] | 0.035692 |  |  |  | 0.17848 |  |  | 2.2763 | 0.94957 |  |  | 0.11072 | 0.0059066 | [12 empty] | 228.536 | 0.20695 | 15.4687 | 0.64843 | [6 empty] | 22.3646 | 0.15802 |  |  |  |  | 1775.4418 | 0.071925 | [16 empty] | 1.9 | 0.078931 |  |  | 4.7012 | 1.9752 |  |  |  |  | 1.8828 | 0.29476 | [6 empty] | 0 | [5 empty] | 919.4715 | 0.016563 |  |  |  |  | 2.4768 | 0.023939 | [6 empty] | 32.755 | 2.0754 |  |  |  |  | Bertrandsson Erlandsson et al. (2025) |  | POL |  | 16.1052 | 51.5026 | [6 empty] | Located from Mindat |  | Location is shaft location from mindat.org | 2025-11-28
| Rudna |  | Basin hydrothermal | Sediment-hosted | Sediment-hosted Copper ± Co |  |  | Cu (Ag, Au, Ni, Re, Se) | Bertrandsson Erlandsson et al. (2025) |  |  | RU-TN-1-py13 | unknown |  |  |  |  | ore | unknown | [11 empty] | pyrite | 1 | Stratiform | [6 empty] | LA-ICPMS |  | MontanuniversitÃ¤t Leoben, Austria |  |  |  | 0.013542 |  |  | 191.2058 | 0.30365 | bdl | 0.015034 | [6 empty] | 0.059269 | 0.0032799 |  |  |  |  | 19.3098 | 0.64932 |  |  |  |  | 135.2104 | 0.044352 | 1.1453 | 0.28897 |  |  |  | 0.9578 | [11 empty] | 0.031643 |  |  | bdl | 0.15812 |  |  | 1.71 | 0.84807 |  |  | 0.10874 | 0.005221 | [12 empty] | 217.8537 | 0.18267 | 38.1715 | 0.57329 | [6 empty] | 42.9614 | 0.14043 |  |  |  |  | 2144.9994 | 0.06354 | [16 empty] | 3.211 | 0.069617 |  |  | 13.8688 | 1.7479 |  |  |  |  | 1.9007 | 0.25986 | [6 empty] | 0 | [5 empty] | 852.0379 | 0.014663 |  |  |  |  | 4.9163 | 0.021153 | [6 empty] | 30.71 | 1.8342 |  |  |  |  | Bertrandsson Erlandsson et al. (2025) |  | POL |  | 16.1052 | 51.5026 | [6 empty] | Located from Mindat |  | Location is shaft location from mindat.org | 2025-11-28
| Rudna |  | Basin hydrothermal | Sediment-hosted | Sediment-hosted Copper ± Co |  |  | Cu (Ag, Au, Ni, Re, Se) | Bertrandsson Erlandsson et al. (2025) |  |  | RU-TN-1-py14 | unknown |  |  |  |  | ore | unknown | [11 empty] | pyrite | 1 | Stratiform | [6 empty] | LA-ICPMS |  | MontanuniversitÃ¤t Leoben, Austria |  |  |  | 0.010744 |  |  |  | 0.46492 | bdl | 0.17603 | [6 empty] | 0.057442 | 0.0034632 |  |  |  |  | 14.8249 | 0.49458 | [5 empty] | 0.032988 |  | 0.3155 |  |  |  | 0.95109 | [11 empty] | 0.040481 |  |  | 0.19019 | 0.097568 |  |  | 3.8842 | 1.1567 |  |  | 0.098225 | 0.017417 | [12 empty] | 240.8141 | 0.16957 | 46.3949 | 0.058468 | [6 empty] | 67.2706 | 0.18205 |  |  |  |  | 2169.2575 | 0.045213 | [16 empty] | 4.1997 | 0.35714 |  |  | 17.3246 | 1.4824 |  |  |  |  | 1.6093 | 0.31203 | [6 empty] | 0 | [5 empty] | 724.8968 | 0.017639 | [5 empty] | 0.02117 | [6 empty] | 33.0749 | 4.0826 |  |  |  |  | Bertrandsson Erlandsson et al. (2025) |  | POL |  | 16.1052 | 51.5026 | [6 empty] | Located from Mindat |  | Location is shaft location from mindat.org | 2025-11-28
| Rudna |  | Basin hydrothermal | Sediment-hosted | Sediment-hosted Copper ± Co |  |  | Cu (Ag, Au, Ni, Re, Se) | Bertrandsson Erlandsson et al. (2025) |  |  | RU-TN-1-py15 | unknown |  |  |  |  | ore | unknown | [11 empty] | pyrite | 1 | Stratiform | [6 empty] | LA-ICPMS |  | MontanuniversitÃ¤t Leoben, Austria |  |  | 10.6791 | 0.0079298 |  |  |  | 0.29811 | bdl | 0.15914 | [6 empty] | 0.061275 | 0.0034761 |  |  |  |  | 14.6976 | 0.68137 | [5 empty] | 0.035141 | 1.1859 | 0.31418 |  |  | 6141.5406 | 0.81862 | [11 empty] | 0.067575 |  |  | 0.16654 | 0.1109 |  |  | 1.8418 | 0.83032 |  |  | 0.067613 | 0.010949 | [12 empty] | 450.2929 | 0.14378 | 47.618 | 0.54812 | [6 empty] | 15.9021 | 0.14935 |  |  |  |  | 312.9173 | 0.056159 | [16 empty] | 1.5834 | 0.020714 |  |  | 7.7509 | 2.2496 |  |  |  |  | 0.85515 | 0.31891 | [6 empty] | 0 | [5 empty] | 766.4891 | 0.018314 |  |  |  |  | 6.4757 | 0.018854 | [6 empty] | 46.2144 | 3.2883 |  |  |  |  | Bertrandsson Erlandsson et al. (2025) |  | POL |  | 16.1052 | 51.5026 | [6 empty] | Located from Mindat |  | Location is shaft location from mindat.org | 2025-11-28
| Rudna |  | Basin hydrothermal | Sediment-hosted | Sediment-hosted Copper ± Co |  |  | Cu (Ag, Au, Ni, Re, Se) | Bertrandsson Erlandsson et al. (2025) |  |  | RU-TN-1-py16 | unknown |  |  |  |  | ore | unknown | [11 empty] | pyrite | 1 | Stratiform | [6 empty] | LA-ICPMS |  | MontanuniversitÃ¤t Leoben, Austria |  |  |  | 0.023523 |  |  |  | 0.53559 | bdl | 0.19274 | [6 empty] | 0.12339 | 0.0050352 |  |  |  |  | 20.53 | 0.54892 | [5 empty] | 0.049054 |  | 0.24479 |  |  |  | 1.0331 | [11 empty] | 0.056002 |  |  | 0.24249 | 0.13119 |  |  | 2.3409 | 0.82292 |  |  | 0.028482 | 0.011862 | [13 empty] | 0.17224 | 116.4579 | 0.66382 | [7 empty] | 0.22894 |  |  |  |  | 314.1425 | 0.033646 | [16 empty] | 3.4327 | 0.071102 |  |  | 16.4453 | 3.1142 |  |  |  |  | 0.84094 | 0.21969 | [6 empty] | 0 | [5 empty] | 1090.5507 | 0.036597 | [5 empty] | 0.15064 | [6 empty] | 73.225 | 4.6372 |  |  |  |  | Bertrandsson Erlandsson et al. (2025) |  | POL |  | 16.1052 | 51.5026 | [6 empty] | Located from Mindat |  | Location is shaft location from mindat.org | 2025-11-28
| Rudna |  | Basin hydrothermal | Sediment-hosted | Sediment-hosted Copper ± Co |  |  | Cu (Ag, Au, Ni, Re, Se) | Bertrandsson Erlandsson et al. (2025) |  |  | RU-TN-1-py17 | unknown |  |  |  |  | ore | unknown | [11 empty] | pyrite | 1 | Stratiform | [6 empty] | LA-ICPMS |  | MontanuniversitÃ¤t Leoben, Austria |  |  |  | 0.039586 |  |  |  | 0.55138 | bdl | 0.014654 | [6 empty] | 0.097806 | 0.0063418 |  |  |  |  | 14.1641 | 0.72236 | [5 empty] | 0.049961 | 1.9722 | 0.49658 |  |  |  | 1.3571 | [11 empty] | 0.084665 |  |  | 0.15854 | 0.14536 |  |  | 2.5615 | 1.4131 |  |  | 0.074344 | 0.021036 | [12 empty] | 296.0389 | 0.13078 | 114.2403 | 0.79 | [7 empty] | 0.24617 |  |  |  |  | 956.7066 | 0.069257 | [16 empty] | 3.4453 | 0.027405 |  |  | 15.2101 | 2.8597 |  |  |  |  | 1.5877 | 0.27659 | [6 empty] | 0 | [5 empty] | 792.9623 | 0.029222 | [5 empty] | 0.033355 | [6 empty] | 35.9061 | 5.2673 |  |  |  |  | Bertrandsson Erlandsson et al. (2025) |  | POL |  | 16.1052 | 51.5026 | [6 empty] | Located from Mindat |  | Location is shaft location from mindat.org | 2025-11-28
| Rudna |  | Basin hydrothermal | Sediment-hosted | Sediment-hosted Copper ± Co |  |  | Cu (Ag, Au, Ni, Re, Se) | Bertrandsson Erlandsson et al. (2025) |  |  | RU-TN-1-py18 | unknown |  |  |  |  | ore | unknown | [11 empty] | pyrite | 1 | Stratiform | [6 empty] | LA-ICPMS |  | MontanuniversitÃ¤t Leoben, Austria |  |  |  | 0.016027 |  |  | 164.244 | 0.30343 | bdl | 0.17198 | [6 empty] | 0.035917 | 0.0044721 |  |  |  |  | 19.5648 | 0.42711 |  |  |  |  | 114.8914 | 0.059913 | 1.3516 | 0.4014 |  |  |  | 0.87505 | [10 empty] | bdl | 0.065049 |  |  | 0.17339 | 0.099429 |  |  | 2.5169 | 0.74034 |  |  | 0.11702 | 0.013347 | [12 empty] | 217.4557 | 0.15945 | 27.0086 | 0.053517 | [7 empty] | 0.29352 |  |  |  |  | 2735.4214 | 0.06231 | [16 empty] | 3.5734 | 0.038632 |  |  | 14.1765 | 1.6317 |  |  |  |  | 1.7163 | 0.30451 | [6 empty] | 0 | [5 empty] | 845.5497 | 0.020514 | [5 empty] | 0.0060579 | [6 empty] | 32.0967 | 2.5375 |  |  |  |  | Bertrandsson Erlandsson et al. (2025) |  | POL |  | 16.1052 | 51.5026 | [6 empty] | Located from Mindat |  | Location is shaft location from mindat.org | 2025-11-28
| Luiswishi |  | Basin hydrothermal | Sediment-hosted | Sediment-hosted Copper ± Co |  |  | Co, Cu | Bertrandsson Erlandsson et al. (2025) |  |  | LS06HA125 py1 | unknown |  |  |  |  | ore | unknown | [11 empty] | pyrite | 1 | Stratiform | [6 empty] | LA-ICPMS |  | MontanuniversitÃ¤t Leoben, Austria |  |  | 0.019832 | 0.0082725 |  |  | 492.6452 | 1.0359 | bdl | 0.00576 | [7 empty] | 0.0046973 |  |  |  |  | bdl | 1.4116 |  |  |  |  | 8480.0242 | 0.17503 | 3.2942 | 0.33141 |  |  |  | 2.1296 | [10 empty] | 0.64611 | 0.042573 |  |  | 0.63094 | 0.15231 |  |  | 1.4311 | 0.88319 |  |  | 0.076286 | 0.017367 | [13 empty] | 0.2255 |  | 0.052958 | [6 empty] | 155.4485 | 0.20967 | [5 empty] | 0.0074333 | [16 empty] | 1.9309 | 0.052214 |  |  | 11.3511 | 6.0123 |  |  |  |  | 0.38129 | 0.37887 | [6 empty] | bdl | 3.0966 |  |  |  |  | 0.052511 | 0.013374 | [5 empty] | 0.0068136 | [6 empty] | bdl | 9.1186 |  |  |  |  | Bertrandsson Erlandsson et al. (2025) |  | DRC |  | 27.4367 | -11.5131 | [6 empty] | Located from Mindat |  | Location from mindat.org | 2025-11-28
| Luiswishi |  | Basin hydrothermal | Sediment-hosted | Sediment-hosted Copper ± Co |  |  | Co, Cu | Bertrandsson Erlandsson et al. (2025) |  |  | LS06HA125 py2 | unknown |  |  |  |  | ore | unknown | [11 empty] | pyrite | 1 | Stratiform | [6 empty] | LA-ICPMS |  | MontanuniversitÃ¤t Leoben, Austria |  |  |  | 0.015717 |  |  | 593.5405 | 0.73867 | bdl | 0.015664 | [6 empty] | 7.5235 | 0.001865 |  |  |  |  | bdl | 1.4619 |  |  |  |  | 12531.576 | 0.099064 |  | 0.33513 |  |  | 123.0191 | 2.2892 | [11 empty] | 0.073955 |  |  |  | 0.13289 |  |  | 0.36097 | 0.72195 |  |  |  | 0.014012 | [12 empty] | 7.1388 | 0.17764 | bdl | 0.022923 | [6 empty] | 200.677 | 0.23265 |  |  |  |  | 13.964 | 0.0072648 | [16 empty] | 3.7679 | 0.069849 |  |  | 17.01 | 3.5092 | [5 empty] | 0.46711 | [6 empty] | bdl | 2.8846 |  |  |  |  | 0.048868 | 0.013514 | [5 empty] | 0.011802 | [6 empty] | bdl | 7.1065 |  |  |  |  | Bertrandsson Erlandsson et al. (2025) |  | DRC |  | 27.4367 | -11.5131 | [6 empty] | Located from Mindat |  | Location from mindat.org | 2025-11-28
| Luiswishi |  | Basin hydrothermal | Sediment-hosted | Sediment-hosted Copper ± Co |  |  | Co, Cu | Bertrandsson Erlandsson et al. (2025) |  |  | LS06HA125 py3 | unknown |  |  |  |  | ore | unknown | [11 empty] | pyrite | 1 | Stratiform | [6 empty] | LA-ICPMS |  | MontanuniversitÃ¤t Leoben, Austria |  |  | 0.21152 | 0.01241 |  |  |  | 1.001 | bdl | 0.018728 | [7 empty] | 0.0074942 |  |  |  |  | bdl | 2.5869 |  |  |  |  | 21030.2498 | 0.21499 | 2.3614 | 0.64197 |  |  | 101.266 | 3.5645 | [11 empty] | 0.073302 |  |  | 1.4815 | 0.24391 |  |  | 1.3988 | 0.84759 |  |  | 0.015696 | 0.031391 | [13 empty] | 0.2359 |  | 0.079027 | [6 empty] | 273.1577 | 0.54426 |  |  |  |  | 9.1698 | 0.022286 | [16 empty] | 1.3725 | 0.10612 |  |  | 22.0977 | 8.4643 |  |  |  |  | 0.97884 | 0.87879 | [6 empty] | bdl | 4.7163 |  |  |  |  | 0.041581 | 0.025015 | [5 empty] | 0.02221 | [6 empty] | bdl | 14.0278 |  |  |  |  | Bertrandsson Erlandsson et al. (2025) |  | DRC |  | 27.4367 | -11.5131 | [6 empty] | Located from Mindat |  | Location from mindat.org | 2025-11-28
| Luiswishi |  | Basin hydrothermal | Sediment-hosted | Sediment-hosted Copper ± Co |  |  | Co, Cu | Bertrandsson Erlandsson et al. (2025) |  |  | LS06HA125 py4 | unknown |  |  |  |  | ore | unknown | [11 empty] | pyrite | 1 | Stratiform | [6 empty] | LA-ICPMS |  | MontanuniversitÃ¤t Leoben, Austria |  |  | 0.11913 | 0.010958 |  |  | 500.0355 | 0.88244 | bdl | 0.014143 | [6 empty] | 5.0663 | 0.0066147 |  |  |  |  | bdl | 2.2885 |  |  |  |  | 8344.996 | 0.18942 | 1.7277 | 0.56695 |  |  |  | 3.1474 | [11 empty] | 0.064708 |  |  |  | 0.2151 |  |  | 1.0511 | 0.82443 |  |  |  | 0.027674 | [12 empty] | 6.5325 | 0.20787 | bdl | 0.069592 | [6 empty] | 146.1533 | 0.47834 | [5 empty] | 0.019707 | [17 empty] | 0.093559 |  |  | 11.8778 | 7.4191 | [5 empty] | 0.77359 | [6 empty] | bdl | 4.0405 |  |  |  |  | 0.067503 | 0.021995 | [5 empty] | 0.019563 | [6 empty] | 106.1523 | 12.3759 |  |  |  |  | Bertrandsson Erlandsson et al. (2025) |  | DRC |  | 27.4367 | -11.5131 | [6 empty] | Located from Mindat |  | Location from mindat.org | 2025-11-28
| Luiswishi |  | Basin hydrothermal | Sediment-hosted | Sediment-hosted Copper ± Co |  |  | Co, Cu | Bertrandsson Erlandsson et al. (2025) |  |  | LS06HA125 py5 | unknown |  |  |  |  | ore | unknown | [11 empty] | pyrite | 1 | Stratiform | [6 empty] | LA-ICPMS |  | MontanuniversitÃ¤t Leoben, Austria |  |  | bdl | 0.26693 |  |  | 367.3179 | 0.9569 | 0.020614 | 0.019855 | [6 empty] | 14.2129 | 0.069238 |  |  |  |  | bdl | 1.4008 |  |  |  |  | 5393.1096 | 0.097992 | 3.5931 | 0.5811 |  |  |  | 3.6974 | [11 empty] | 0.037645 |  |  |  | 0.13492 |  |  | 0.92639 | 0.76657 |  |  | 0.3551 | 0.016825 | [12 empty] | 8.5398 | 0.18159 | 0.3567 | 0.060411 | [6 empty] | 110.9633 | 0.31094 |  |  |  |  | 11.3864 | 0.24099 | [16 empty] | 7 | 0.059793 |  |  | 13.6157 | 4.5818 |  |  |  |  | 5.5428 | 0.48649 | [6 empty] | bdl | 3.3236 |  |  |  |  | 0.061309 | 0.014199 | [5 empty] | 0.0149 | [6 empty] | 11.4873 | 8.0459 |  |  |  |  | Bertrandsson Erlandsson et al. (2025) |  | DRC |  | 27.4367 | -11.5131 | [6 empty] | Located from Mindat |  | Location from mindat.org | 2025-11-28
| Luiswishi |  | Basin hydrothermal | Sediment-hosted | Sediment-hosted Copper ± Co |  |  | Co, Cu | Bertrandsson Erlandsson et al. (2025) |  |  | LS06HA125 py6 | unknown |  |  |  |  | ore | unknown | [11 empty] | pyrite | 1 | Stratiform | [6 empty] | LA-ICPMS |  | MontanuniversitÃ¤t Leoben, Austria |  |  | 0.048634 | 0.0098874 |  |  | 269.5558 | 0.64042 | bdl | 0.014639 | [6 empty] | 8.5735 | 0.0058934 |  |  |  |  | bdl | 1.3956 |  |  |  |  | 6685.1503 | 0.16579 | 3.5636 | 0.51625 |  |  |  | 3.1423 | [11 empty] | 0.063029 |  |  |  | 0.25035 |  |  | 1.4425 | 0.38227 |  |  | 0.2163 | 0.010559 | [12 empty] | 7.6291 | 0.1548 | bdl | 0.031253 | [6 empty] | 146.8824 | 0.2937 |  |  |  |  | 7.4008 | 0.0087812 | [16 empty] | 4.1808 | 0.056463 |  |  | 14.6629 | 4.7817 |  |  |  |  | 2.2811 | 0.46155 | [6 empty] | bdl | 3.3462 |  |  |  |  | 0.040896 | 0.015416 | [5 empty] | 0.017484 | [6 empty] | bdl | 8.0402 |  |  |  |  | Bertrandsson Erlandsson et al. (2025) |  | DRC |  | 27.4367 | -11.5131 | [6 empty] | Located from Mindat |  | Location from mindat.org | 2025-11-28
| Luiswishi |  | Basin hydrothermal | Sediment-hosted | Sediment-hosted Copper ± Co |  |  | Co, Cu | Bertrandsson Erlandsson et al. (2025) |  |  | LS06HA125 py7 | unknown |  |  |  |  | ore | unknown | [11 empty] | pyrite | 1 | Stratiform | [6 empty] | LA-ICPMS |  | MontanuniversitÃ¤t Leoben, Austria |  |  | 0.10795 | 0.011754 |  |  | 263.3292 | 0.76023 | bdl | 0.017435 | [7 empty] | 0.0070019 |  |  |  |  | bdl | 1.6619 |  |  |  |  | 4873.9318 | 0.19664 | 4.4223 | 0.61355 |  |  |  | 3.7363 | [11 empty] | 0.074914 |  |  |  | 0.29728 |  |  | 2.2939 | 0.45844 |  |  |  | 0.012533 | [13 empty] | 0.18366 |  | 0.03706 | [6 empty] | 166.0664 | 0.34749 |  |  |  |  | 9.8282 | 0.010449 | [16 empty] | 6.0661 | 0.067024 |  |  | 14.1291 | 5.6576 |  |  |  |  | 5.2664 | 0.54694 | [6 empty] | bdl | 3.986 |  |  |  |  | 0.067722 | 0.018011 | [5 empty] | 0.020736 | [6 empty] | bdl | 9.5503 |  |  |  |  | Bertrandsson Erlandsson et al. (2025) |  | DRC |  | 27.4367 | -11.5131 | [6 empty] | Located from Mindat |  | Location from mindat.org | 2025-11-28
| Luiswishi |  | Basin hydrothermal | Sediment-hosted | Sediment-hosted Copper ± Co |  |  | Co, Cu | Bertrandsson Erlandsson et al. (2025) |  |  | LS06HA125 py8 | unknown |  |  |  |  | ore | unknown | [11 empty] | pyrite | 1 | Stratiform | [6 empty] | LA-ICPMS |  | MontanuniversitÃ¤t Leoben, Austria |  |  | bdl | 0.28782 |  |  | 260.6234 | 0.75497 | 0.028483 | 0.0081332 | [6 empty] | 15.6571 | 0.0054507 |  |  |  |  | bdl | 2.1402 |  |  |  |  | 6969.9122 | 0.16006 | 4.0582 | 0.30519 |  |  |  | 2.3854 | [11 empty] | 0.074785 |  |  |  | 0.18563 |  |  | 1.1526 | 0.74954 |  |  | 1.4435 | 0.023195 | [12 empty] | 8.1476 | 0.18491 | bdl | 0.89259 | [6 empty] | 132.2609 | 0.27118 |  |  |  |  | 11.889 | 0.024755 | [16 empty] | 8.5348 | 0.091038 |  |  | 13.4143 | 5.5634 |  |  |  |  | 8.6825 | 0.6586 | [6 empty] | bdl | 0.11979 |  |  |  |  | 0.091827 | 0.012706 | [5 empty] | 0.012612 | [6 empty] | 12.6934 | 8.3239 |  |  |  |  | Bertrandsson Erlandsson et al. (2025) |  | DRC |  | 27.4367 | -11.5131 | [6 empty] | Located from Mindat |  | Location from mindat.org | 2025-11-28
| Luiswishi |  | Basin hydrothermal | Sediment-hosted | Sediment-hosted Copper ± Co |  |  | Co, Cu | Bertrandsson Erlandsson et al. (2025) |  |  | LS06HA125 py9 | unknown |  |  |  |  | ore | unknown | [11 empty] | pyrite | 1 | Stratiform | [6 empty] | LA-ICPMS |  | MontanuniversitÃ¤t Leoben, Austria |  |  | bdl | 0.33726 |  |  |  | 0.88348 | bdl | 0.0095173 | [6 empty] | 1.4566 | 0.0063798 |  |  |  |  | bdl | 2.5119 |  |  |  |  | 23152.6531 | 0.18706 | 2.048 | 0.35717 |  |  |  | 2.7937 | [10 empty] | 0.57709 | 0.087636 |  |  | 1.2394 | 0.21731 |  |  | bdl | 0.89751 |  |  | 1.251 | 0.027137 | [12 empty] | 4.6751 | 0.21634 | bdl | 1.0434 | [6 empty] | 384.2218 | 0.31597 |  |  |  |  | 5.6458 | 0.028987 | [16 empty] | 0.73151 | 0.10651 |  |  | 24.5016 | 6.4946 |  |  |  |  | 3.398 | 0.76877 | [6 empty] | bdl | 0.13973 |  |  |  |  | 0.054058 | 0.014634 | [5 empty] | 0.014745 | [7 empty] | 9.7461 |  |  |  |  | Bertrandsson Erlandsson et al. (2025) |  | DRC |  | 27.4367 | -11.5131 | [6 empty] | Located from Mindat |  | Location from mindat.org | 2025-11-28
| Luiswishi |  | Basin hydrothermal | Sediment-hosted | Sediment-hosted Copper ± Co |  |  | Co, Cu | Bertrandsson Erlandsson et al. (2025) |  |  | LS06HA125 py10 | unknown |  |  |  |  | ore | unknown | [11 empty] | pyrite | 1 | Stratiform | [6 empty] | LA-ICPMS |  | MontanuniversitÃ¤t Leoben, Austria |  |  | 0.16519 | 0.014675 |  |  | 213.3044 | 0.89969 | bdl | 0.029505 | [6 empty] | 8.9684 | 0.0087745 |  |  |  |  | bdl | 2.6878 |  |  |  |  | 5155.0815 | 0.18408 | 4.7029 | 0.34384 |  |  | 786.6444 | 4.5489 | [11 empty] | 0.086599 |  |  |  | 0.32314 |  |  | bdl | 1.4913 |  |  | 0.55185 | 0.029539 | [13 empty] | 0.36842 | bdl | 1.3446 | [6 empty] | 151.889 | 0.53681 |  |  |  |  | 9.0687 | 0.01323 | [16 empty] | 5.7534 | 0.11279 |  |  | 11.712 | 5.3606 |  |  |  |  | 5.6276 | 0.67038 | [6 empty] | bdl | 5.3323 |  |  |  |  | 0.027311 | 0.014023 | [5 empty] | 0.011682 | [6 empty] | 21.8264 | 15.2824 |  |  |  |  | Bertrandsson Erlandsson et al. (2025) |  | DRC |  | 27.4367 | -11.5131 | [6 empty] | Located from Mindat |  | Location from mindat.org | 2025-11-28
| Luiswishi |  | Basin hydrothermal | Sediment-hosted | Sediment-hosted Copper ± Co |  |  | Co, Cu | Bertrandsson Erlandsson et al. (2025) |  |  | LS06HA125 py11 | unknown |  |  |  |  | ore | unknown | [11 empty] | pyrite | 1 | Stratiform | [6 empty] | LA-ICPMS |  | MontanuniversitÃ¤t Leoben, Austria |  |  | 0.1551 | 0.011649 |  |  | 384.0721 | 0.83464 | bdl | 0.011778 | [6 empty] | 8.1409 | 0.0065379 |  |  |  |  | bdl | 2.3251 |  |  |  |  | 10865.0387 | 0.15603 |  | 0.52114 |  |  |  | 1.7977 | [11 empty] | 0.10195 |  |  |  | 0.22794 |  |  | bdl | 0.96359 |  |  | 0.96224 | 0.026235 | [13 empty] | 0.24962 |  | 0.035872 | [6 empty] | 210.1706 | 0.27971 |  |  |  |  | 9.6466 | 0.02005 | [16 empty] | 3.5719 | 0.054192 |  |  | 17.1148 | 6.0884 |  |  |  |  | 5.0635 | 0.54993 | [6 empty] | bdl | 4.8775 |  |  |  |  | 0.056795 | 0.018093 | [5 empty] | 0.02777 | [6 empty] | 32.7284 | 8.7148 |  |  |  |  | Bertrandsson Erlandsson et al. (2025) |  | DRC |  | 27.4367 | -11.5131 | [6 empty] | Located from Mindat |  | Location from mindat.org | 2025-11-28
| Luiswishi |  | Basin hydrothermal | Sediment-hosted | Sediment-hosted Copper ± Co |  |  | Co, Cu | Bertrandsson Erlandsson et al. (2025) |  |  | LS06HA125 py12 | unknown |  |  |  |  | ore | unknown | [11 empty] | pyrite | 1 | Stratiform | [6 empty] | LA-ICPMS |  | MontanuniversitÃ¤t Leoben, Austria |  |  | 0.068173 | 0.010986 |  |  |  | 0.78626 | bdl | 0.013781 | [6 empty] | 9.8984 | 0.0061586 |  |  |  |  | bdl | 2.1963 |  |  |  |  | 17705.948 | 0.14678 |  | 0.4908 |  |  | 587.2629 | 1.6938 | [11 empty] | 0.096166 |  |  | 1.5769 | 0.2148 |  |  | bdl | 0.7457 |  |  | 0.78575 | 0.024706 | [13 empty] | 0.23516 |  | 0.033756 | [6 empty] | 306.7298 | 0.26237 |  |  |  |  | 33.4293 | 0.018887 | [16 empty] | 5.6265 | 0.051033 |  |  | 20.9141 | 5.7133 |  |  |  |  | 1.1894 | 0.51676 | [6 empty] | bdl | 4.0625 |  |  |  |  | 0.16606 | 0.014192 | [5 empty] | 0.026136 | [7 empty] | 8.2134 |  |  |  |  | Bertrandsson Erlandsson et al. (2025) |  | DRC |  | 27.4367 | -11.5131 | [6 empty] | Located from Mindat |  | Location from mindat.org | 2025-11-28
| Luiswishi |  | Basin hydrothermal | Sediment-hosted | Sediment-hosted Copper ± Co |  |  | Co, Cu | Bertrandsson Erlandsson et al. (2025) |  |  | LS06HA125 py13 | unknown |  |  |  |  | ore | unknown | [11 empty] | pyrite | 1 | Stratiform | [6 empty] | LA-ICPMS |  | MontanuniversitÃ¤t Leoben, Austria |  |  | 0.061756 | 0.011801 |  |  | 19.98 | 0.84355 | bdl | 0.011562 | [6 empty] | 2.6418 | 0.0066062 |  |  |  |  | bdl | 2.3627 |  |  |  |  | 206.4069 | 0.15726 | 3.0332 | 0.52634 |  |  |  | 1.8186 | [10 empty] | 0.55802 | 0.1033 |  |  | 0.61138 | 0.23051 |  |  | 3.0763 | 1.1459 |  |  | 0.64204 | 0.026495 | [13 empty] | 0.25232 | bdl | 0.036175 | [6 empty] | 36.9514 | 0.28033 |  |  |  |  | 3.9323 | 0.020257 | [16 empty] | 1.6531 | 0.054729 |  |  | 8.7826 | 6.1264 |  |  |  |  | bdl | 0.55292 | [6 empty] | bdl | 5.1062 |  |  |  |  | 0.035155 | 0.019593 |  |  |  |  | 0.93896 | 0.028013 | [7 empty] | 8.8156 |  |  |  |  | Bertrandsson Erlandsson et al. (2025) |  | DRC |  | 27.4367 | -11.5131 | [6 empty] | Located from Mindat |  | Location from mindat.org | 2025-11-28
| Luiswishi |  | Basin hydrothermal | Sediment-hosted | Sediment-hosted Copper ± Co |  |  | Co, Cu | Bertrandsson Erlandsson et al. (2025) |  |  | LS06HA125 py14 | unknown |  |  |  |  | ore | unknown | [11 empty] | pyrite | 1 | Stratiform | [6 empty] | LA-ICPMS |  | MontanuniversitÃ¤t Leoben, Austria |  |  | bdl | 0.4193 |  |  |  | 1.108 | 0.017045 | 0.014929 | [6 empty] | 5.2387 | 0.012575 |  |  |  |  | bdl | 2.4461 |  |  |  |  | 5304.7989 | 0.19067 | 3.5198 | 0.52381 |  |  |  | 2.641 | [10 empty] | 1.4891 | 0.11684 |  |  | 3.1647 | 0.25644 |  |  | 1.7571 | 1.2895 |  |  | 0.66155 | 0.023011 | [13 empty] | 0.26596 | bdl | 0.056397 | [6 empty] | 151.5109 | 0.46332 |  |  |  |  | 13.6125 | 0.014669 | [16 empty] | 3.7748 | 0.11582 |  |  | 11.2652 | 9.137 |  |  |  |  | 6.3215 | 0.87622 | [6 empty] | bdl | 5.0242 |  |  |  |  | 0.069302 | 0.015145 | [5 empty] | 0.051818 | [7 empty] | 9.0168 |  |  |  |  | Bertrandsson Erlandsson et al. (2025) |  | DRC |  | 27.4367 | -11.5131 | [6 empty] | Located from Mindat |  | Location from mindat.org | 2025-11-28
| Luiswishi |  | Basin hydrothermal | Sediment-hosted | Sediment-hosted Copper ± Co |  |  | Co, Cu | Bertrandsson Erlandsson et al. (2025) |  |  | LS06HA125 py15 | unknown |  |  |  |  | ore | unknown | [11 empty] | pyrite | 1 | Stratiform | [6 empty] | LA-ICPMS |  | MontanuniversitÃ¤t Leoben, Austria |  |  | bdl | 0.33614 |  |  |  | 0.88717 | bdl | 0.011926 | [6 empty] | 5.6017 | 0.010065 |  |  |  |  | bdl | 1.964 |  |  |  |  | 4146.6517 | 0.15243 |  | 0.41911 |  |  |  | 2.1151 | [10 empty] | 0.32195 | 0.093669 |  |  | 1.1404 | 0.20537 |  |  | 2.3002 | 1.0627 |  |  | 0.30697 | 0.018414 | [12 empty] | 2.7165 | 0.21302 | bdl | 0.045101 | [6 empty] | 123.373 | 0.36934 |  |  |  |  | 9.953 | 0.011735 | [16 empty] | 2.581 | 0.092687 |  |  | 9.7914 | 7.3002 |  |  |  |  | 1.3324 | 0.69954 | [6 empty] | bdl | 4.0015 |  |  |  |  | 0.019404 | 0.012115 |  |  |  |  | 1.7759 | 0.041446 | [7 empty] | 7.2224 |  |  |  |  | Bertrandsson Erlandsson et al. (2025) |  | DRC |  | 27.4367 | -11.5131 | [6 empty] | Located from Mindat |  | Location from mindat.org | 2025-11-28
| Luiswishi |  | Basin hydrothermal | Sediment-hosted | Sediment-hosted Copper ± Co |  |  | Co, Cu | Bertrandsson Erlandsson et al. (2025) |  |  | LS06HA125 py16 | unknown |  |  |  |  | ore | unknown | [11 empty] | pyrite | 1 | Stratiform | [6 empty] | LA-ICPMS |  | MontanuniversitÃ¤t Leoben, Austria |  |  |  | 0.35444 |  |  |  | 0.94692 | 0.042105 | 0.014636 | [7 empty] | 0.005924 |  |  |  |  | bdl | 2.3863 |  |  |  |  | 14107.8548 | 0.14832 |  | 0.72395 |  |  |  | 2.992 | [11 empty] | 0.090444 |  |  |  | 0.16291 |  |  | 3.6757 | 1.6663 |  |  | 0.74074 | 0.028032 | [13 empty] | 0.24674 |  | 0.035371 | [6 empty] | 274.3381 | 0.31993 | [5 empty] | 0.02836 | [17 empty] | 0.098664 |  |  | 20.7964 | 6.1626 |  |  |  |  | 4.6127 | 0.46152 | [6 empty] | bdl | 5.1556 | [5 empty] | 0.028822 | [5 empty] | 0.029833 | [7 empty] | 7.6923 |  |  |  |  | Bertrandsson Erlandsson et al. (2025) |  | DRC |  | 27.4367 | -11.5131 | [6 empty] | Located from Mindat |  | Location from mindat.org | 2025-11-28
| Luiswishi |  | Basin hydrothermal | Sediment-hosted | Sediment-hosted Copper ± Co |  |  | Co, Cu | Bertrandsson Erlandsson et al. (2025) |  |  | LS06HA125 py17 | unknown |  |  |  |  | ore | unknown | [11 empty] | pyrite | 1 | Stratiform | [6 empty] | LA-ICPMS |  | MontanuniversitÃ¤t Leoben, Austria |  |  |  | 0.32767 |  |  |  | 0.87449 | bdl | 0.017298 | [6 empty] | 15.8239 | 0.005468 |  |  |  |  | bdl | 2.209 | [5 empty] | 0.13678 | 1.5458 | 0.66798 |  |  | 732.9966 | 2.7623 | [11 empty] | 0.083608 |  |  |  | 0.15045 |  |  | 1.1148 | 0.97808 |  |  | 0.78661 | 0.025871 | [13 empty] | 0.22799 | bdl | 0.032629 | [6 empty] | 167.4212 | 0.29431 |  |  |  |  | 35.3796 | 0.026159 | [16 empty] | 10.9244 | 0.091064 |  |  | 15.279 | 5.6737 |  |  |  |  | 3.283 | 0.4251 | [6 empty] | bdl | 3.8553 |  |  |  |  | 0.14587 | 0.018905 | [5 empty] | 0.027524 | [7 empty] | 7.1056 |  |  |  |  | Bertrandsson Erlandsson et al. (2025) |  | DRC |  | 27.4367 | -11.5131 | [6 empty] | Located from Mindat |  | Location from mindat.org | 2025-11-28
| Luiswishi |  | Basin hydrothermal | Sediment-hosted | Sediment-hosted Copper ± Co |  |  | Co, Cu | Bertrandsson Erlandsson et al. (2025) |  |  | LS06HA125 py18 | unknown |  |  |  |  | ore | unknown | [11 empty] | pyrite | 1 | Stratiform | [6 empty] | LA-ICPMS |  | MontanuniversitÃ¤t Leoben, Austria |  |  | bdl | 0.34589 |  |  |  | 0.92215 | bdl | 0.018182 | [6 empty] | 15.811 | 0.0057625 |  |  |  |  | bdl | 2.3348 |  |  |  |  | 9534.2631 | 0.14403 | 1.0787 | 0.70371 |  |  |  | 2.9128 | [11 empty] | 0.088249 |  |  |  | 0.15865 |  |  | bdl | 1.0579 |  |  | 0.91832 | 0.027261 | [13 empty] | 0.24058 | bdl | 0.034369 | [6 empty] | 135.6944 | 0.30923 |  |  |  |  | 35.4341 | 0.027544 | [16 empty] | 12.0488 | 0.095969 |  |  | 17.4225 | 5.972 |  |  |  |  | 3.9672 | 0.44709 | [6 empty] | bdl | 4.0456 | [5 empty] | 0.020005 | [5 empty] | 0.028995 | [7 empty] | 7.4944 |  |  |  |  | Bertrandsson Erlandsson et al. (2025) |  | DRC |  | 27.4367 | -11.5131 | [6 empty] | Located from Mindat |  | Location from mindat.org | 2025-11-28
| Luiswishi |  | Basin hydrothermal | Sediment-hosted | Sediment-hosted Copper ± Co |  |  | Co, Cu | Bertrandsson Erlandsson et al. (2025) |  |  | LS06HA125 py19 | unknown |  |  |  |  | ore | unknown | [11 empty] | pyrite | 1 | Stratiform | [6 empty] | LA-ICPMS |  | MontanuniversitÃ¤t Leoben, Austria |  |  | bdl | 0.43582 |  |  |  | 1.4706 | bdl | 0.025517 | [6 empty] | 12.5972 | 0.0086899 |  |  |  |  | bdl | 2.259 |  |  |  |  | 11689.687 | 0.16415 | 1.4208 | 0.6132 |  |  |  | 3.9072 | [11 empty] | 0.10163 |  |  |  | 0.27376 |  |  | 1.9958 | 1.5697 |  |  | 1.2363 | 0.016015 | [12 empty] | 9.9074 | 0.31566 | bdl | 0.084233 | [6 empty] | 163.2989 | 0.63992 |  |  |  |  | 45.9633 | 0.025277 | [16 empty] | 7.5829 | 0.19307 |  |  | 20.7044 | 5.3519 |  |  |  |  | 3.1145 | 0.70589 | [6 empty] | bdl | 5.0674 |  |  |  |  | 0.13615 | 0.014827 | [5 empty] | 0.023812 | [7 empty] | 9.9433 |  |  |  |  | Bertrandsson Erlandsson et al. (2025) |  | DRC |  | 27.4367 | -11.5131 | [6 empty] | Located from Mindat |  | Location from mindat.org | 2025-11-28
| Luiswishi |  | Basin hydrothermal | Sediment-hosted | Sediment-hosted Copper ± Co |  |  | Co, Cu | Bertrandsson Erlandsson et al. (2025) |  |  | LS06HA125 py20 | unknown |  |  |  |  | ore | unknown | [11 empty] | pyrite | 1 | Stratiform | [6 empty] | LA-ICPMS |  | MontanuniversitÃ¤t Leoben, Austria |  |  | bdl | 0.31452 |  |  | 524.598 | 0.95811 | 0.030512 | 0.0051286 | [7 empty] | 0.0074384 |  |  |  |  | bdl | 1.385 |  |  |  |  | 9819.0248 | 0.11574 | 1.4421 | 0.37036 |  |  | 854.6398 | 2.5068 | [11 empty] | 0.13181 |  |  |  | 0.17962 |  |  | 2.4391 | 0.58502 |  |  | 0.72463 | 0.0091965 | [12 empty] | 17.2692 | 0.17689 | bdl | 0.096803 | [6 empty] | 150.4154 | 0.35546 | [5 empty] | 0.016392 | [16 empty] | 13.2964 | 0.084598 |  |  | 14.7919 | 3.8978 |  |  |  |  | 2.6295 | 0.54978 | [6 empty] | bdl | 3.6418 | [5 empty] | 0.016336 | [5 empty] | 0.020421 | [6 empty] | 34.7185 | 5.465 |  |  |  |  | Bertrandsson Erlandsson et al. (2025) |  | DRC |  | 27.4367 | -11.5131 | [6 empty] | Located from Mindat |  | Location from mindat.org | 2025-11-28
| Luiswishi |  | Basin hydrothermal | Sediment-hosted | Sediment-hosted Copper ± Co |  |  | Co, Cu | Bertrandsson Erlandsson et al. (2025) |  |  | LS06HA125 py21 | unknown |  |  |  |  | ore | unknown | [11 empty] | pyrite | 1 | Stratiform | [6 empty] | LA-ICPMS |  | MontanuniversitÃ¤t Leoben, Austria |  |  | bdl | 0.36201 |  |  | 213.0065 | 1.1018 | 0.0059106 | 0.0058748 | [6 empty] | 7.2834 | 0.0085467 |  |  |  |  | bdl | 1.5958 |  |  |  |  | 1388.5895 | 0.13293 |  | 0.42541 |  |  | 174.7432 | 2.8819 | [10 empty] | 1.4786 | 0.15167 |  |  | 0.91025 | 0.20651 |  |  | 2.4493 | 0.68641 |  |  | 1.8022 | 0.010566 | [13 empty] | 0.20363 | bdl | 0.1112 | [6 empty] | 62.5817 | 0.40761 |  |  |  |  | 11.3406 | 0.018812 | [16 empty] | 5.0475 | 0.097216 |  |  | 15.3569 | 4.475 |  |  |  |  | bdl | 0.63072 | [6 empty] | bdl | 4.1707 |  |  |  |  | 0.10008 | 0.018886 | [5 empty] | 0.02346 | [7 empty] | 6.2847 |  |  |  |  | Bertrandsson Erlandsson et al. (2025) |  | DRC |  | 27.4367 | -11.5131 | [6 empty] | Located from Mindat |  | Location from mindat.org | 2025-11-28
| Luiswishi |  | Basin hydrothermal | Sediment-hosted | Sediment-hosted Copper ± Co |  |  | Co, Cu | Bertrandsson Erlandsson et al. (2025) |  |  | LS06HA125 py22 | unknown |  |  |  |  | ore | unknown | [11 empty] | pyrite | 1 | Stratiform | [6 empty] | LA-ICPMS |  | MontanuniversitÃ¤t Leoben, Austria |  |  | 0.12561 | 0.027017 |  |  | 643.2746 | 0.57181 | bdl | 0.024319 | [6 empty] | 10.6251 | 0.0042313 |  |  |  |  | bdl | 2.0995 |  |  |  |  | 9256.711 | 0.15211 | 3.9752 | 0.33319 |  |  | 541.4011 | 2.504 | [11 empty] | 0.0877 |  |  |  | 0.13383 |  |  | bdl | 1.4218 |  |  |  | 0.045751 | [12 empty] | 14.5997 | 0.33948 | 0.42674 | 0.036896 | [6 empty] | 189.7158 | 0.29113 |  |  |  |  | 19.0107 | 0.022417 | [16 empty] | 6.1494 | 0.065436 |  |  | 23.241 | 6.1194 |  |  |  |  | 1.4993 | 0.60921 | [6 empty] | bdl | 4.0226 |  |  |  |  | 0.080267 | 0.01702 | [5 empty] | 0.0221 | [7 empty] | 9.4589 |  |  |  |  | Bertrandsson Erlandsson et al. (2025) |  | DRC |  | 27.4367 | -11.5131 | [6 empty] | Located from Mindat |  | Location from mindat.org | 2025-11-28
| Luiswishi |  | Basin hydrothermal | Sediment-hosted | Sediment-hosted Copper ± Co |  |  | Co, Cu | Bertrandsson Erlandsson et al. (2025) |  |  | LS06HA34A py1 | unknown |  |  |  |  | ore | unknown | [11 empty] | pyrite | 2 | strarforem-bund | [6 empty] | LA-ICPMS |  | MontanuniversitÃ¤t Leoben, Austria |  |  | bdl | 0.32255 |  |  | 153.5524 | 0.80956 |  | 0.019697 | [7 empty] | 0.076473 |  |  |  |  | bdl | 1.3935 |  |  |  |  | 79942.7973 | 0.3219 | bdl | 0.5168 |  |  |  | 1.8418 | [11 empty] | 0.068687 |  |  |  | 0.15918 |  |  | bdl | 0.68001 |  |  |  | 0.019451 | [13 empty] | 0.19574 | bdl | 0.035751 | [6 empty] | 270.0748 | 0.42964 | [5 empty] | 0.0083063 | [17 empty] | 0.085636 |  |  | 66.6776 | 5.4031 | [5 empty] | 1.058 | [6 empty] | bdl | 4.0976 |  |  |  |  | bdl | 0.0077038 | [5 empty] | 0.019664 | [6 empty] | bdl | 9.5465 |  |  |  |  | Bertrandsson Erlandsson et al. (2025) |  | DRC |  | 27.4367 | -11.5131 | [6 empty] | Located from Mindat |  | Location from mindat.org | 2025-11-28
| Luiswishi |  | Basin hydrothermal | Sediment-hosted | Sediment-hosted Copper ± Co |  |  | Co, Cu | Bertrandsson Erlandsson et al. (2025) |  |  | LS06HA34A py2 | unknown |  |  |  |  | ore | unknown | [11 empty] | pyrite | 2 | strarforem-bund | [6 empty] | LA-ICPMS |  | MontanuniversitÃ¤t Leoben, Austria |  |  | bdl | 0.28049 |  |  | 149.5925 | 0.60588 | 0.053583 | 0.015265 | [6 empty] | 3.0897 | 0.066331 |  |  |  |  | bdl | 1.7611 |  |  |  |  | 95951.0787 | 0.21124 | bdl | 0.33123 |  |  |  | 1.0673 | [11 empty] | 0.034376 |  |  |  | 0.09873 |  |  | bdl | 0.52327 |  |  | 0.028388 | 0.0166 | [12 empty] | 3.6927 | 0.2089 | bdl | 0.030098 | [6 empty] | 257.2911 | 0.2937 |  |  |  |  | 0.10769 | 0.025949 | [16 empty] | 0.38879 | 0.045418 |  |  | 73.0935 | 3.8056 |  |  |  |  | bdl | 0.74287 | [6 empty] | bdl | 3.5431 |  |  |  |  | bdl | 0.0096444 | [5 empty] | 0.029601 | [6 empty] | bdl | 6.4045 |  |  |  |  | Bertrandsson Erlandsson et al. (2025) |  | DRC |  | 27.4367 | -11.5131 | [6 empty] | Located from Mindat |  | Location from mindat.org | 2025-11-28
| Luiswishi |  | Basin hydrothermal | Sediment-hosted | Sediment-hosted Copper ± Co |  |  | Co, Cu | Bertrandsson Erlandsson et al. (2025) |  |  | LS06HA34A py3 | unknown |  |  |  |  | ore | unknown | [11 empty] | pyrite | 2 | strarforem-bund | [6 empty] | LA-ICPMS |  | MontanuniversitÃ¤t Leoben, Austria |  |  | bdl | 0.27847 |  |  | 72.6982 | 0.60034 | bdl | 0.015071 | [6 empty] | 2.5149 | 0.065692 |  |  |  |  | bdl | 1.7433 |  |  |  |  | 81498.2174 | 0.2094 | bdl | 0.32812 |  |  |  | 1.0569 | [11 empty] | 0.034047 |  |  | 0.35646 | 0.097587 |  |  | bdl | 0.52366 |  |  | 0.034089 | 0.016415 | [13 empty] | 0.20743 | bdl | 0.029824 | [6 empty] | 289.6571 | 0.2913 |  |  |  |  | 0.055881 | 0.025691 | [16 empty] | 0.32867 | 0.044981 |  |  | 71.0134 | 3.7741 |  |  |  |  | bdl | 0.73265 | [6 empty] | bdl | 3.4986 |  |  |  |  | bdl | 0.0095392 |  |  |  |  | bdl | 0.029335 | [6 empty] | bdl | 6.3474 |  |  |  |  | Bertrandsson Erlandsson et al. (2025) |  | DRC |  | 27.4367 | -11.5131 | [6 empty] | Located from Mindat |  | Location from mindat.org | 2025-11-28
| Luiswishi |  | Basin hydrothermal | Sediment-hosted | Sediment-hosted Copper ± Co |  |  | Co, Cu | Bertrandsson Erlandsson et al. (2025) |  |  | LS06HA34A py4 | unknown |  |  |  |  | ore | unknown | [11 empty] | pyrite | 2 | strarforem-bund | [6 empty] | LA-ICPMS |  | MontanuniversitÃ¤t Leoben, Austria |  |  | bdl | 0.28043 |  |  | 80.8516 | 0.60348 | bdl | 0.015097 | [7 empty] | 0.065995 |  |  |  |  | bdl | 1.7506 |  |  |  |  | 73583.3285 | 0.21059 | bdl | 0.32974 |  |  |  | 1.0617 | [11 empty] | 0.03421 |  |  | 0.23661 | 0.097864 |  |  | bdl | 0.53151 |  |  |  | 0.016466 | [13 empty] | 0.20894 | bdl | 0.029979 | [6 empty] | 273.4017 | 0.29313 | [5 empty] | 0.025803 | [16 empty] | 0.13427 | 0.045195 |  |  | 48.0336 | 3.7965 |  |  |  |  | bdl | 0.72494 | [6 empty] | bdl | 3.5047 |  |  |  |  | bdl | 0.0095723 |  |  |  |  | bdl | 0.029488 | [6 empty] | bdl | 6.3815 |  |  |  |  | Bertrandsson Erlandsson et al. (2025) |  | DRC |  | 27.4367 | -11.5131 | [6 empty] | Located from Mindat |  | Location from mindat.org | 2025-11-28
| Luiswishi |  | Basin hydrothermal | Sediment-hosted | Sediment-hosted Copper ± Co |  |  | Co, Cu | Bertrandsson Erlandsson et al. (2025) |  |  | LS06HA34A py5 | unknown |  |  |  |  | ore | unknown | [11 empty] | pyrite | 2 | strarforem-bund | [6 empty] | LA-ICPMS |  | MontanuniversitÃ¤t Leoben, Austria |  |  | bdl | 0.0085353 |  |  |  | 0.69104 | bdl | 0.0087701 | [7 empty] | 0.0040085 |  |  |  |  | bdl | 1.0494 |  |  |  |  | 77069.9231 | 0.21748 | bdl | 0.37 |  |  | 6.3564 | 1.2292 | [10 empty] | bdl | 0.088301 |  |  | 0.35683 | 0.14249 |  |  | bdl | 0.44571 |  |  | bdl | 0.015153 | [12 empty] | 0.45308 | 0.16562 | bdl | 0.84344 | [6 empty] | 285.2888 | 0.32333 | [5 empty] | 0.014914 | [16 empty] | 0.046795 | 0.033885 |  |  | 54.5144 | 4.8241 |  |  |  |  | bdl | 0.62907 | [6 empty] | bdl | 3.4056 |  |  |  |  | bdl | 0.0079224 |  |  |  |  | bdl | 0.017082 | [6 empty] | bdl | 5.7755 |  |  |  |  | Bertrandsson Erlandsson et al. (2025) |  | DRC |  | 27.4367 | -11.5131 | [6 empty] | Located from Mindat |  | Location from mindat.org | 2025-11-28
| Luiswishi |  | Basin hydrothermal | Sediment-hosted | Sediment-hosted Copper ± Co |  |  | Co, Cu | Bertrandsson Erlandsson et al. (2025) |  |  | LS06HA34A py7 | unknown |  |  |  |  | ore | unknown | [11 empty] | pyrite | 2 | strarforem-bund | [6 empty] | LA-ICPMS |  | MontanuniversitÃ¤t Leoben, Austria |  |  | bdl | 0.31136 |  |  | 123.6627 | 0.68364 | 0.018437 | 0.015845 | [7 empty] | 0.0053479 |  |  |  |  | bdl | 1.5949 |  |  |  |  | 92861.5491 | 0.22748 | bdl | 0.28542 |  |  | 26.474 | 1.1834 | [10 empty] | bdl | 0.066444 |  |  | 0.40468 | 0.12322 |  |  | bdl | 0.54991 |  |  | bdl | 0.016095 | [13 empty] | 0.26839 | bdl | 0.956 | [6 empty] | 235.9039 | 0.38817 | [5 empty] | 0.02407 | [16 empty] | 0.21825 | 0.05647 |  |  | 62.5149 | 5.8969 |  |  |  |  | bdl | 0.72892 | [6 empty] | bdl | 3.8331 |  |  |  |  | bdl | 0.0084404 |  |  |  |  | bdl | 0.023674 | [7 empty] | 5.926 |  |  |  |  | Bertrandsson Erlandsson et al. (2025) |  | DRC |  | 27.4367 | -11.5131 | [6 empty] | Located from Mindat |  | Location from mindat.org | 2025-11-28
| Luiswishi |  | Basin hydrothermal | Sediment-hosted | Sediment-hosted Copper ± Co |  |  | Co, Cu | Bertrandsson Erlandsson et al. (2025) |  |  | LS06HA34A py8 | unknown |  |  |  |  | ore | unknown | [11 empty] | pyrite | 2 | strarforem-bund | [6 empty] | LA-ICPMS |  | MontanuniversitÃ¤t Leoben, Austria |  |  | bdl | 0.27682 |  |  |  | 0.60704 | 0.021172 | 0.014023 | [6 empty] | 1.4434 | 0.0047429 |  |  |  |  | bdl | 1.414 |  |  |  |  | 77057.7142 | 0.2021 | bdl | 0.25329 |  |  |  | 1.0496 | [11 empty] | 0.058962 |  |  | 0.17017 | 0.10915 |  |  |  | 0.49315 |  |  | 0.022561 | 0.014257 | [13 empty] | 0.23872 | bdl | 0.8486 | [6 empty] | 300.7502 | 0.34516 | [5 empty] | 0.021347 | [16 empty] | 0.14322 | 0.050114 |  |  | 27.7523 | 5.2362 |  |  |  |  | bdl | 0.61734 | [6 empty] | bdl | 3.3903 |  |  |  |  | bdl | 0.0074809 |  |  |  |  | bdl | 0.020999 | [6 empty] | bdl | 5.2611 |  |  |  |  | Bertrandsson Erlandsson et al. (2025) |  | DRC |  | 27.4367 | -11.5131 | [6 empty] | Located from Mindat |  | Location from mindat.org | 2025-11-28
| Luiswishi |  | Basin hydrothermal | Sediment-hosted | Sediment-hosted Copper ± Co |  |  | Co, Cu | Bertrandsson Erlandsson et al. (2025) |  |  | LS06HA34A py9 | unknown |  |  |  |  | ore | unknown | [11 empty] | pyrite | 2 | strarforem-bund | [6 empty] | LA-ICPMS |  | MontanuniversitÃ¤t Leoben, Austria |  |  | bdl | 0.52693 |  |  |  | 1.4504 |  | 0.01789 | [7 empty] | 0.12251 |  |  |  |  | bdl | 1.7787 |  |  |  |  | 84304.9484 | 0.43399 |  | 0.54762 |  |  |  | 2.6677 | [10 empty] | bdl | 0.16601 |  |  | 0.37938 | 0.20305 |  |  | bdl | 1.8225 |  |  | bdl | 0.018763 | [13 empty] | 0.19888 | bdl | 0.094054 | [6 empty] | 377.8663 | 0.32704 | [5 empty] | 0.27238 | [16 empty] | 0.1883 | 0.072551 |  |  | 37.0483 | 6.9379 |  |  |  |  | bdl | 1.0378 | [6 empty] | bdl | 6.4191 |  |  |  |  | bdl | 0.030853 | [5 empty] | 0.047454 | [6 empty] | bdl | 8.1171 |  |  |  |  | Bertrandsson Erlandsson et al. (2025) |  | DRC |  | 27.4367 | -11.5131 | [6 empty] | Located from Mindat |  | Location from mindat.org | 2025-11-28
| Luiswishi |  | Basin hydrothermal | Sediment-hosted | Sediment-hosted Copper ± Co |  |  | Co, Cu | Bertrandsson Erlandsson et al. (2025) |  |  | LS06HA34A py11 | unknown |  |  |  |  | ore | unknown | [11 empty] | pyrite | 2 | strarforem-bund | [6 empty] | LA-ICPMS |  | MontanuniversitÃ¤t Leoben, Austria |  |  | bdl | 0.021864 |  |  | 56.3168 | 0.58257 | bdl | 0.011294 | [6 empty] | 0.23537 | 0.0033955 |  |  |  |  | bdl | 1.0942 |  |  |  |  | 83802.8795 | 0.21555 | bdl | 0.29014 |  |  | 8.2515 | 0.83866 | [10 empty] | bdl | 0.066618 |  |  | 0.17178 | 0.11501 |  |  | bdl | 0.72026 |  |  | bdl | 0.021936 | [12 empty] | 0.63693 | 0.22242 | bdl | 0.89789 | [6 empty] | 307.0115 | 0.38233 |  |  |  |  | 0.033751 | 0.0098436 | [16 empty] | 0.029832 | 0.022125 |  |  | 41.887 | 4.3357 |  |  |  |  | bdl | 0.3343 | [6 empty] | bdl | 3.4859 |  |  |  |  | bdl | 0.0069512 |  |  |  |  | bdl | 0.039288 | [7 empty] | 8.9883 |  |  |  |  | Bertrandsson Erlandsson et al. (2025) |  | DRC |  | 27.4367 | -11.5131 | [6 empty] | Located from Mindat |  | Location from mindat.org | 2025-11-28
| Luiswishi |  | Basin hydrothermal | Sediment-hosted | Sediment-hosted Copper ± Co |  |  | Co, Cu | Bertrandsson Erlandsson et al. (2025) |  |  | LS06HA34A py12 | unknown |  |  |  |  | ore | unknown | [11 empty] | pyrite | 2 | strarforem-bund | [6 empty] | LA-ICPMS |  | MontanuniversitÃ¤t Leoben, Austria |  |  | bdl | 0.28143 |  |  | 66.0927 | 0.56439 | bdl | 0.0095357 | [6 empty] | 0.16392 | 0.063984 |  |  |  |  | bdl | 1.0094 |  |  |  |  | 82626.4449 | 0.17137 | bdl | 0.34192 |  |  | 10.9753 | 0.94629 | [10 empty] | bdl | 0.031266 |  |  | 0.17558 | 0.13263 |  |  | bdl | 0.82722 |  |  | bdl | 0.011654 | [12 empty] | 0.45645 | 0.20503 | bdl | 0.02951 | [6 empty] | 365.0439 | 0.25401 |  |  |  |  | 0.0081496 | 0.016299 | [16 empty] | 0.034841 | 0.025794 |  |  | 40.094 | 4.3122 |  |  |  |  | bdl | 0.33579 | [6 empty] | bdl | 3.2983 |  |  |  |  | bdl | 0.0074992 |  |  |  |  | bdl | 0.017694 | [6 empty] | bdl | 5.9115 |  |  |  |  | Bertrandsson Erlandsson et al. (2025) |  | DRC |  | 27.4367 | -11.5131 | [6 empty] | Located from Mindat |  | Location from mindat.org | 2025-11-28
| Luiswishi |  | Basin hydrothermal | Sediment-hosted | Sediment-hosted Copper ± Co |  |  | Co, Cu | Bertrandsson Erlandsson et al. (2025) |  |  | LS06HA34A py13 | unknown |  |  |  |  | ore | unknown | [11 empty] | pyrite | 2 | strarforem-bund | [6 empty] | LA-ICPMS |  | MontanuniversitÃ¤t Leoben, Austria |  |  | bdl | 0.28809 |  |  | 141.8663 | 0.57807 | 0.035905 | 0.0097509 | [6 empty] | 2.9175 | 0.065351 |  |  |  |  | bdl | 1.0313 |  |  |  |  | 108174.2081 | 0.17563 | bdl | 0.34965 |  |  | 18.0611 | 0.96716 | [11 empty] | 0.031977 |  |  | 0.36865 | 0.13564 |  |  | bdl | 0.85479 |  |  | bdl | 0.011905 | [13 empty] | 0.20998 | bdl | 0.030181 | [6 empty] | 247.5555 | 0.26073 | [5 empty] | 0.016654 | [16 empty] | 0.1778 | 0.026394 |  |  | 45.4759 | 4.4108 |  |  |  |  | bdl | 0.3386 | [6 empty] | bdl | 3.366 |  |  |  |  | bdl | 0.0076715 | [5 empty] | 0.018045 | [6 empty] | bdl | 6.0463 |  |  |  |  | Bertrandsson Erlandsson et al. (2025) |  | DRC |  | 27.4367 | -11.5131 | [6 empty] | Located from Mindat |  | Location from mindat.org | 2025-11-28
| Luiswishi |  | Basin hydrothermal | Sediment-hosted | Sediment-hosted Copper ± Co |  |  | Co, Cu | Bertrandsson Erlandsson et al. (2025) |  |  | LS06HA34A py14 | unknown |  |  |  |  | ore | unknown | [11 empty] | pyrite | 2 | strarforem-bund | [6 empty] | LA-ICPMS |  | MontanuniversitÃ¤t Leoben, Austria |  |  | bdl | 0.010259 |  |  |  | 0.66255 | 0.13555 | 0.014236 | [7 empty] | 0.065017 |  |  |  |  | bdl | 1.3305 |  |  |  |  | 93234.0549 | 0.17018 | bdl | 0.30113 |  |  |  | 0.91167 | [11 empty] | 0.024888 |  |  | 0.24276 | 0.13967 |  |  | bdl | 0.6606 |  |  | bdl | 0.019814 | [13 empty] | 0.28981 | bdl | 0.86777 | [6 empty] | 269.7584 | 0.29597 |  |  |  |  | 0.038073 | 0.026215 | [16 empty] | 0.25262 | 0.034035 |  |  | 55.4954 | 5.1133 |  |  |  |  | bdl | 0.34789 | [6 empty] | bdl | 3.3466 |  |  |  |  | bdl | 0.0067441 | [5 empty] | 0.21345 | [6 empty] | bdl | 5.3152 |  |  |  |  | Bertrandsson Erlandsson et al. (2025) |  | DRC |  | 27.4367 | -11.5131 | [6 empty] | Located from Mindat |  | Location from mindat.org | 2025-11-28
| Luiswishi |  | Basin hydrothermal | Sediment-hosted | Sediment-hosted Copper ± Co |  |  | Co, Cu | Bertrandsson Erlandsson et al. (2025) |  |  | LS06HA34A py17 | unknown |  |  |  |  | ore | unknown | [11 empty] | pyrite | 2 | strarforem-bund | [6 empty] | LA-ICPMS |  | MontanuniversitÃ¤t Leoben, Austria |  |  | bdl | 0.023268 |  |  |  | 0.68813 | bdl | 0.013884 | [6 empty] | 0.6961 | 0.0023968 |  |  |  |  | bdl | 1.3947 |  |  |  |  | 99076.3658 | 0.17049 | bdl | 0.44261 |  |  | 12.3072 | 1.383 | [11 empty] | 0.078425 |  |  | 0.49124 | 0.15323 |  |  | bdl | 1.0962 |  |  | 0.008475 | 0.007006 | [12 empty] | 1.8326 | 0.17735 | bdl | 0.032121 | [6 empty] | 280.4226 | 0.24782 | [5 empty] | 0.020981 | [16 empty] | bdl | 0.050437 |  |  | 80.8261 | 5.6385 |  |  |  |  | bdl | 0.46756 | [6 empty] | bdl | 3.6595 |  |  |  |  | bdl | 0.0094058 | [5 empty] | 0.019087 | [6 empty] | bdl | 7.6213 |  |  |  |  | Bertrandsson Erlandsson et al. (2025) |  | DRC |  | 27.4367 | -11.5131 | [6 empty] | Located from Mindat |  | Location from mindat.org | 2025-11-28
| Luiswishi |  | Basin hydrothermal | Sediment-hosted | Sediment-hosted Copper ± Co |  |  | Co, Cu | Bertrandsson Erlandsson et al. (2025) |  |  | LS06HA34B py1 | unknown |  |  |  |  | ore | unknown | [11 empty] | pyrite | 2 | strarforem-bund | [6 empty] | LA-ICPMS |  | MontanuniversitÃ¤t Leoben, Austria |  |  | bdl | 0.022791 |  |  | 37.1124 | 0.78148 | bdl | 0.0166 | [7 empty] | 0.0055789 |  |  |  |  | bdl | 1.0566 |  |  |  |  | 76232.7306 | 0.25721 | bdl | 0.32252 |  |  |  | 0.75953 | [11 empty] | 0.08549 |  |  | bdl | 0.2296 |  |  | bdl | 0.76753 |  |  |  | 0.026551 | [12 empty] | 1.0355 | 0.20046 | bdl | 1.0188 | [6 empty] | 309.7793 | 0.23997 |  |  |  |  | 0.015768 | 0.014397 | [16 empty] | 0.068562 | 0.038837 |  |  | 38.8296 | 5.3455 |  |  |  |  | bdl | 0.38418 | [6 empty] | bdl | 3.9015 |  |  |  |  | bdl | 0.0090732 | [5 empty] | 0.022868 | [6 empty] | bdl | 8.8731 |  |  |  |  | Bertrandsson Erlandsson et al. (2025) |  | DRC |  | 27.4367 | -11.5131 | [6 empty] | Located from Mindat |  | Location from mindat.org | 2025-11-28
| Luiswishi |  | Basin hydrothermal | Sediment-hosted | Sediment-hosted Copper ± Co |  |  | Co, Cu | Bertrandsson Erlandsson et al. (2025) |  |  | LS06HA34B py2 | unknown |  |  |  |  | ore | unknown | [11 empty] | pyrite | 2 | strarforem-bund | [6 empty] | LA-ICPMS |  | MontanuniversitÃ¤t Leoben, Austria |  |  | bdl | 0.31226 |  |  | 25.9757 | 0.63015 | 0.0086818 | 0.0073208 | [7 empty] | 0.069881 |  |  |  |  | bdl | 1.5901 |  |  |  |  | 83367.5691 | 0.16443 | bdl | 0.47325 |  |  |  | 1.1067 | [10 empty] | bdl | 0.087272 |  |  | 0.26113 | 0.13186 |  |  | bdl | 1.0193 |  |  | bdl | 0.011381 | [13 empty] | 0.23611 | bdl | 0.93927 | [6 empty] | 388.9392 | 0.32056 |  |  |  |  | 0.046642 | 0.015988 | [16 empty] | 0.11166 | 0.027974 |  |  | 36.0933 | 4.8108 |  |  |  |  | bdl | 0.33742 | [6 empty] | bdl | 3.592 |  |  |  |  | bdl | 0.011187 |  |  |  |  | 0.0091049 | 0.007267 | [6 empty] | bdl | 7.857 |  |  |  |  | Bertrandsson Erlandsson et al. (2025) |  | DRC |  | 27.4367 | -11.5131 | [6 empty] | Located from Mindat |  | Location from mindat.org | 2025-11-28
| Luiswishi |  | Basin hydrothermal | Sediment-hosted | Sediment-hosted Copper ± Co |  |  | Co, Cu | Bertrandsson Erlandsson et al. (2025) |  |  | LS06HA34B py3 | unknown |  |  |  |  | ore | unknown | [11 empty] | pyrite | 2 | strarforem-bund | [6 empty] | LA-ICPMS |  | MontanuniversitÃ¤t Leoben, Austria |  |  | bdl | 0.30377 |  |  | 172.5641 | 0.61383 | 0.065509 | 0.0071275 | [7 empty] | 0.067856 |  |  |  |  | bdl | 1.5445 |  |  |  |  | 76316.6314 | 0.16024 | bdl | 0.46005 |  |  |  | 1.0755 | [10 empty] | bdl | 0.08488 |  |  | 0.25777 | 0.12834 |  |  | bdl | 1.0014 |  |  | bdl | 0.01106 | [13 empty] | 0.22952 | bdl | 0.9131 | [6 empty] | 351.9248 | 0.31307 | [5 empty] | 0.015528 | [16 empty] | 0.11905 | 0.02722 |  |  | 34.6553 | 4.6776 |  |  |  |  | bdl | 0.33278 | [6 empty] | bdl | 3.4882 |  |  |  |  | bdl | 0.010889 |  |  |  |  | 0.016241 | 0.0070467 | [6 empty] | bdl | 7.6387 |  |  |  |  | Bertrandsson Erlandsson et al. (2025) |  | DRC |  | 27.4367 | -11.5131 | [6 empty] | Located from Mindat |  | Location from mindat.org | 2025-11-28
| Luiswishi |  | Basin hydrothermal | Sediment-hosted | Sediment-hosted Copper ± Co |  |  | Co, Cu | Bertrandsson Erlandsson et al. (2025) |  |  | LS06HA34B py4 | unknown |  |  |  |  | ore | unknown | [11 empty] | pyrite | 2 | strarforem-bund | [6 empty] | LA-ICPMS |  | MontanuniversitÃ¤t Leoben, Austria |  |  | bdl | 0.29912 |  |  | 29.6196 | 0.60539 | 0.011578 | 0.0070266 | [6 empty] | 0.59181 | 0.066681 |  |  |  |  | bdl | 1.5182 |  |  |  |  | 74910.3174 | 0.15811 | bdl | 0.45263 |  |  | 13.371 | 1.058 | [10 empty] | bdl | 0.083567 |  |  | 0.45409 | 0.12646 |  |  | bdl | 0.99725 |  |  | bdl | 0.010879 | [12 empty] | 0.70205 | 0.22572 | bdl | 0.89841 | [6 empty] | 307.159 | 0.30971 |  |  |  |  | bdl | 0.015262 | [16 empty] | 0.075139 | 0.026812 |  |  | 77.7636 | 4.6032 | [5 empty] | 0.33399 | [6 empty] | bdl | 3.4285 |  |  |  |  | bdl | 0.01073 |  |  |  |  | bdl | 0.0069143 | [6 empty] | bdl | 7.5164 |  |  |  |  | Bertrandsson Erlandsson et al. (2025) |  | DRC |  | 27.4367 | -11.5131 | [6 empty] | Located from Mindat |  | Location from mindat.org | 2025-11-28
| Luiswishi |  | Basin hydrothermal | Sediment-hosted | Sediment-hosted Copper ± Co |  |  | Co, Cu | Bertrandsson Erlandsson et al. (2025) |  |  | LS06HA34B py5 | unknown |  |  |  |  | ore | unknown | [11 empty] | pyrite | 2 | strarforem-bund | [6 empty] | LA-ICPMS |  | MontanuniversitÃ¤t Leoben, Austria |  |  | bdl | 0.0094646 |  |  | 138.757 | 0.79204 | bdl | 0.027335 | [7 empty] | 0.0021061 |  |  |  |  | bdl | 1.3421 |  |  |  |  | 86133.753 | 0.22822 | bdl | 0.38028 |  |  |  | 0.98307 | [11 empty] | 0.056801 |  |  | 0.69622 | 0.16495 |  |  | bdl | 1.0741 |  |  |  | 0.019703 | [13 empty] | 0.18156 | bdl | 0.028407 | [6 empty] | 291.9695 | 0.25847 |  |  |  |  | 0.12463 | 0.0077407 | [17 empty] | 0.054852 |  |  | 115.7003 | 4.617 | [5 empty] | 0.41928 | [6 empty] | 2.644 | 0.2376 |  |  |  |  | bdl | 0.012064 | [5 empty] | 0.016864 | [6 empty] | bdl | 5.4729 |  |  |  |  | Bertrandsson Erlandsson et al. (2025) |  | DRC |  | 27.4367 | -11.5131 | [6 empty] | Located from Mindat |  | Location from mindat.org | 2025-11-28
| Luiswishi |  | Basin hydrothermal | Sediment-hosted | Sediment-hosted Copper ± Co |  |  | Co, Cu | Bertrandsson Erlandsson et al. (2025) |  |  | LS06HA34B py6 | unknown |  |  |  |  | ore | unknown | [11 empty] | pyrite | 2 | strarforem-bund | [6 empty] | LA-ICPMS |  | MontanuniversitÃ¤t Leoben, Austria |  |  | bdl | 0.039365 |  |  |  | 0.70825 | bdl | 0.025131 | [7 empty] | 0.012225 |  |  |  |  | bdl | 1.0025 |  |  |  |  | 53382.6093 | 0.17457 |  | 0.4587 |  |  | 8.8831 | 1.0555 | [10 empty] | bdl | 0.088501 |  |  | 0.30325 | 0.14205 |  |  | bdl | 1.0101 |  |  | bdl | 0.014461 | [12 empty] | 1.2907 | 0.30568 | bdl | 0.10679 | [6 empty] | 157.9732 | 0.27275 | [5 empty] | 0.02116 | [16 empty] | 0.06149 | 0.043376 |  |  | 60.842 | 4.1292 |  |  |  |  | bdl | 0.43442 | [6 empty] | bdl | 0.24921 |  |  |  |  | bdl | 0.019771 | [5 empty] | 0.025791 | [6 empty] | bdl | 5.1187 |  |  |  |  | Bertrandsson Erlandsson et al. (2025) |  | DRC |  | 27.4367 | -11.5131 | [6 empty] | Located from Mindat |  | Location from mindat.org | 2025-11-28
| Luiswishi |  | Basin hydrothermal | Sediment-hosted | Sediment-hosted Copper ± Co |  |  | Co, Cu | Bertrandsson Erlandsson et al. (2025) |  |  | LS06HA34B py8 | unknown |  |  |  |  | ore | unknown | [11 empty] | pyrite | 2 | strarforem-bund | [6 empty] | LA-ICPMS |  | MontanuniversitÃ¤t Leoben, Austria |  |  | bdl | 0.36695 |  |  | 104.5244 | 0.75494 | bdl | 0.014306 | [6 empty] | 0.67862 | 0.0059292 |  |  |  |  | bdl | 2.2547 |  |  |  |  | 53524.557 | 0.20749 | bdl | 0.47034 |  |  | 6.0939 | 1.0963 | [10 empty] | bdl | 0.079961 |  |  | 0.26806 | 0.17588 |  |  | bdl | 1.0971 |  |  | bdl | 0.018161 | [13 empty] | 0.19848 | bdl | 0.036836 | [6 empty] | 214.8706 | 0.30791 |  |  |  |  | 0.034168 | 0.0083005 | [16 empty] | bdl | 0.094327 |  |  | 59.8562 | 6.4369 |  |  |  |  | bdl | 0.55575 | [6 empty] | bdl | 4.1698 |  |  |  |  | bdl | 0.016778 |  |  |  |  | bdl | 0.034321 | [6 empty] | bdl | 6.3024 |  |  |  |  | Bertrandsson Erlandsson et al. (2025) |  | DRC |  | 27.4367 | -11.5131 | [6 empty] | Located from Mindat |  | Location from mindat.org | 2025-11-28
| Luiswishi |  | Basin hydrothermal | Sediment-hosted | Sediment-hosted Copper ± Co |  |  | Co, Cu | Bertrandsson Erlandsson et al. (2025) |  |  | LS06HA34B py9 | unknown |  |  |  |  | ore | unknown | [11 empty] | pyrite | 2 | strarforem-bund | [6 empty] | LA-ICPMS |  | MontanuniversitÃ¤t Leoben, Austria |  |  | bdl | 0.32629 |  |  |  | 0.67269 | bdl | 0.012763 | [7 empty] | 0.0052679 |  |  |  |  | bdl | 2.0014 |  |  |  |  | 71512.4887 | 0.18479 | bdl | 0.41794 |  |  | 12.7164 | 0.97501 | [10 empty] | bdl | 0.071189 |  |  | 0.64755 | 0.1568 |  |  | bdl | 0.98724 |  |  | bdl | 0.016159 | [13 empty] | 0.1753 | bdl | 0.032729 | [7 empty] | 0.27543 | [5 empty] | 0.0073666 | [16 empty] | bdl | 0.083951 |  |  | 109.4952 | 5.7212 |  |  |  |  | bdl | 0.5045 | [6 empty] | bdl | 3.7071 |  |  |  |  | bdl | 0.014945 | [5 empty] | 0.030518 | [6 empty] | bdl | 5.6 |  |  |  |  | Bertrandsson Erlandsson et al. (2025) |  | DRC |  | 27.4367 | -11.5131 | [6 empty] | Located from Mindat |  | Location from mindat.org | 2025-11-28
| Luiswishi |  | Basin hydrothermal | Sediment-hosted | Sediment-hosted Copper ± Co |  |  | Co, Cu | Bertrandsson Erlandsson et al. (2025) |  |  | LS06HA34B py10 | unknown |  |  |  |  | ore | unknown | [11 empty] | pyrite | 2 | strarforem-bund | [6 empty] | LA-ICPMS |  | MontanuniversitÃ¤t Leoben, Austria |  |  | bdl | 0.010191 |  |  | 147.7748 | 0.94889 | bdl | 0.0065109 | [7 empty] | 0.075095 |  |  |  |  | bdl | 1.5139 |  |  |  |  | 60940.9821 | 0.18523 | bdl | 0.30949 |  |  | 6.8277 | 1.435 | [10 empty] | bdl | 0.057731 |  |  | 0.32692 | 0.15672 |  |  | bdl | 1.5459 |  |  | bdl | 0.013021 | [13 empty] | 0.54715 | bdl | 0.030333 | [6 empty] | 216.3527 | 0.44392 | [5 empty] | 0.026727 | [16 empty] | bdl | 0.036377 |  |  | 63.1398 | 6.0658 |  |  |  |  | bdl | 0.48518 | [6 empty] | bdl | 3.8863 |  |  |  |  | bdl | 0.018253 | [5 empty] | 0.040194 | [6 empty] | bdl | 6.734 |  |  |  |  | Bertrandsson Erlandsson et al. (2025) |  | DRC |  | 27.4367 | -11.5131 | [6 empty] | Located from Mindat |  | Location from mindat.org | 2025-11-28
| Luiswishi |  | Basin hydrothermal | Sediment-hosted | Sediment-hosted Copper ± Co |  |  | Co, Cu | Bertrandsson Erlandsson et al. (2025) |  |  | LS06HA34B py11 | unknown |  |  |  |  | ore | unknown | [11 empty] | pyrite | 2 | strarforem-bund | [6 empty] | LA-ICPMS |  | MontanuniversitÃ¤t Leoben, Austria |  |  | bdl | 0.0083961 |  |  | 198.3755 | 0.78336 | 0.052256 | 0.0053823 | [7 empty] | 0.061835 |  |  |  |  | bdl | 1.2453 |  |  |  |  | 87698.1475 | 0.15282 | bdl | 0.25483 |  |  |  | 1.1827 | [11 empty] | 0.047631 |  |  | 0.38958 | 0.12948 |  |  | bdl | 1.2882 |  |  |  | 0.010737 | [13 empty] | 0.4476 | bdl | 0.024972 | [6 empty] | 280.5546 | 0.36786 | [5 empty] | 0.02198 | [16 empty] | 0.19321 | 0.029999 |  |  | 52.9758 | 4.9957 | [5 empty] | 0.4046 | [6 empty] | bdl | 3.2018 |  |  |  |  | bdl | 0.015064 | [5 empty] | 0.033135 | [6 empty] | bdl | 5.5443 |  |  |  |  | Bertrandsson Erlandsson et al. (2025) |  | DRC |  | 27.4367 | -11.5131 | [6 empty] | Located from Mindat |  | Location from mindat.org | 2025-11-28
| Luiswishi |  | Basin hydrothermal | Sediment-hosted | Sediment-hosted Copper ± Co |  |  | Co, Cu | Bertrandsson Erlandsson et al. (2025) |  |  | LS06HA34B py12 | unknown |  |  |  |  | ore | unknown | [11 empty] | pyrite | 2 | strarforem-bund | [6 empty] | LA-ICPMS |  | MontanuniversitÃ¤t Leoben, Austria |  |  | bdl | 0.010564 |  |  | 196.0868 | 0.63321 | 0.019249 | 0.009617 | [7 empty] | 0.0046327 |  |  |  |  | bdl | 1.1277 |  |  |  |  | 71557.629 | 0.19557 | bdl | 0.38597 |  |  |  | 1.1018 | [11 empty] | 0.081589 |  |  | 0.24279 | 0.19397 |  |  | bdl | 1.2438 |  |  | bdl | 0.015382 | [13 empty] | 0.20606 | bdl | 0.031396 | [6 empty] | 252.2223 | 0.26951 |  |  |  |  | 0.13787 | 0.014943 | [17 empty] | 0.04418 |  |  | 56.4569 | 5.813 |  |  |  |  | bdl | 0.41822 | [6 empty] | bdl | 3.564 |  |  |  |  | bdl | 0.013186 | [5 empty] | 0.018321 | [6 empty] | bdl | 6.7667 |  |  |  |  | Bertrandsson Erlandsson et al. (2025) |  | DRC |  | 27.4367 | -11.5131 | [6 empty] | Located from Mindat |  | Location from mindat.org | 2025-11-28
| Luiswishi |  | Basin hydrothermal | Sediment-hosted | Sediment-hosted Copper ± Co |  |  | Co, Cu | Bertrandsson Erlandsson et al. (2025) |  |  | LS06HA34B py13 | unknown |  |  |  |  | ore | unknown | [11 empty] | pyrite | 2 | strarforem-bund | [6 empty] | LA-ICPMS |  | MontanuniversitÃ¤t Leoben, Austria |  |  | bdl | 0.010352 |  |  | 98.5434 | 0.62182 | 0.016783 | 0.0094588 | [7 empty] | 0.0045374 |  |  |  |  | bdl | 1.1031 |  |  |  |  | 86608.0093 | 0.19188 | bdl | 0.37796 |  |  |  | 1.0803 | [11 empty] | 0.08008 |  |  | 0.7933 | 0.19066 |  |  | bdl | 1.2337 |  |  | bdl | 0.015089 | [13 empty] | 0.20026 | bdl | 0.030739 | [6 empty] | 433.727 | 0.26576 |  |  |  |  | 0.045984 | 0.014613 | [16 empty] | 0.094715 | 0.043336 |  |  | 139.8363 | 5.6938 |  |  |  |  | bdl | 0.41206 | [6 empty] | bdl | 3.4926 |  |  |  |  | bdl | 0.012945 | [5 empty] | 0.017973 | [6 empty] | bdl | 6.6254 |  |  |  |  | Bertrandsson Erlandsson et al. (2025) |  | DRC |  | 27.4367 | -11.5131 | [6 empty] | Located from Mindat |  | Location from mindat.org | 2025-11-28
| Luiswishi |  | Basin hydrothermal | Sediment-hosted | Sediment-hosted Copper ± Co |  |  | Co, Cu | Bertrandsson Erlandsson et al. (2025) |  |  | LS06HA34B py14 | unknown |  |  |  |  | ore | unknown | [11 empty] | pyrite | 2 | strarforem-bund | [6 empty] | LA-ICPMS |  | MontanuniversitÃ¤t Leoben, Austria |  |  | bdl | 0.010474 |  |  | 44.9396 | 0.82755 | bdl | 0.006752 | [6 empty] | 0.15009 | 0.0050155 |  |  |  |  | bdl | 1.2439 |  |  |  |  | 51789.9981 | 0.15542 | bdl | 0.38163 |  |  | 2.8116 | 1.2936 | [10 empty] | bdl | 0.066306 |  |  | 0.21125 | 0.15509 |  |  | bdl | 1.031 |  |  | bdl | 0.011078 | [12 empty] | 0.52331 | 0.19745 | bdl | 0.94819 | [6 empty] | 205.5047 | 0.4646 |  |  |  |  | bdl | 0.014441 | [16 empty] | bdl | 0.064744 |  |  | 37.0455 | 5.5873 |  |  |  |  | bdl | 0.55474 | [6 empty] | bdl | 3.6312 |  |  |  |  | bdl | 0.0081215 |  |  |  |  | bdl | 0.014733 | [6 empty] | bdl | 6.5353 |  |  |  |  | Bertrandsson Erlandsson et al. (2025) |  | DRC |  | 27.4367 | -11.5131 | [6 empty] | Located from Mindat |  | Location from mindat.org | 2025-11-28
| Luiswishi |  | Basin hydrothermal | Sediment-hosted | Sediment-hosted Copper ± Co |  |  | Co, Cu | Bertrandsson Erlandsson et al. (2025) |  |  | LS06HA34B py15 | unknown |  |  |  |  | ore | unknown | [11 empty] | pyrite | 2 | strarforem-bund | [6 empty] | LA-ICPMS |  | MontanuniversitÃ¤t Leoben, Austria |  |  | bdl | 0.01254 |  |  | 43.62 | 0.69781 | 0.02946 | 0.011156 | [7 empty] | 0.0059631 |  |  |  |  | bdl | 1.7101 |  |  |  |  | 61747.5299 | 0.19408 | bdl | 0.4399 |  |  | 10.6005 | 1.0757 | [10 empty] | bdl | 0.061441 |  |  | 0.35813 | 0.099026 |  |  | bdl | 1.5047 |  |  | bdl | 0.018032 | [13 empty] | 0.20636 | bdl | 1.0079 | [6 empty] | 288.4082 | 0.54568 |  |  |  |  | 0.054287 | 0.0082578 | [16 empty] | bdl | 0.045831 |  |  | 31.6328 | 4.7094 |  |  |  |  | bdl | 0.69021 | [6 empty] | bdl | 3.8637 |  |  |  |  | bdl | 0.0054849 |  |  |  |  | bdl | 0.038903 | [6 empty] | bdl | 4.5736 |  |  |  |  | Bertrandsson Erlandsson et al. (2025) |  | DRC |  | 27.4367 | -11.5131 | [6 empty] | Located from Mindat |  | Location from mindat.org | 2025-11-28
| Luiswishi |  | Basin hydrothermal | Sediment-hosted | Sediment-hosted Copper ± Co |  |  | Co, Cu | Bertrandsson Erlandsson et al. (2025) |  |  | LS06HA34B py16 | unknown |  |  |  |  | ore | unknown | [11 empty] | pyrite | 2 | strarforem-bund | [6 empty] | LA-ICPMS |  | MontanuniversitÃ¤t Leoben, Austria |  |  | bdl | 0.012694 |  |  |  | 0.70803 | bdl | 0.021155 | [7 empty] | 0.0063902 |  |  |  |  | bdl | 1.5169 |  |  |  |  | 48968.3615 | 0.13622 | bdl | 0.27186 |  |  |  | 1.2175 | [10 empty] | bdl | 0.086424 |  |  | 0.32569 | 0.15542 |  |  | bdl | 1.3878 |  |  | bdl | 0.022597 | [13 empty] | 0.25611 | bdl | 0.081644 | [6 empty] | 209.9135 | 0.31371 |  |  |  |  | bdl | 0.0061217 | [16 empty] | 0.038783 | 0.035979 |  |  | 25.0544 | 3.8374 |  |  |  |  | bdl | 0.52829 | [6 empty] | bdl | 3.9122 |  |  |  |  | bdl | 0.011875 | [5 empty] | 0.012383 | [6 empty] | bdl | 6.1572 |  |  |  |  | Bertrandsson Erlandsson et al. (2025) |  | DRC |  | 27.4367 | -11.5131 | [6 empty] | Located from Mindat |  | Location from mindat.org | 2025-11-28
| Luiswishi |  | Basin hydrothermal | Sediment-hosted | Sediment-hosted Copper ± Co |  |  | Co, Cu | Bertrandsson Erlandsson et al. (2025) |  |  | LS06HA34B py18 | unknown |  |  |  |  | ore | unknown | [11 empty] | pyrite | 2 | strarforem-bund | [6 empty] | LA-ICPMS |  | MontanuniversitÃ¤t Leoben, Austria |  |  | bdl | 0.031516 |  |  | 25.4712 | 0.53815 | bdl | 0.020537 | [7 empty] | 0.0054353 |  |  |  |  | bdl | 1.2586 |  |  |  |  | 49583.6706 | 0.13871 | bdl | 0.31766 |  |  | 9.4518 | 0.75962 | [10 empty] | bdl | 0.069625 |  |  | 0.35001 | 0.12837 |  |  | bdl | 0.975 |  |  | bdl | 0.62398 | [13 empty] | 0.16937 | bdl | 0.055568 | [6 empty] | 155.4834 | 0.46922 | [5 empty] | 0.015461 | [16 empty] | bdl | 0.050004 |  |  | 57.9922 | 3.631 |  |  |  |  | bdl | 0.57498 | [6 empty] | bdl | 0.22617 |  |  |  |  | bdl | 0.01024 |  |  |  |  | bdl | 0.017845 | [6 empty] | bdl | 5.5239 |  |  |  |  | Bertrandsson Erlandsson et al. (2025) |  | DRC |  | 27.4367 | -11.5131 | [6 empty] | Located from Mindat |  | Location from mindat.org | 2025-11-28
| Luiswishi |  | Basin hydrothermal | Sediment-hosted | Sediment-hosted Copper ± Co |  |  | Co, Cu | Bertrandsson Erlandsson et al. (2025) |  |  | LS06HA34B py19 | unknown |  |  |  |  | ore | unknown | [11 empty] | pyrite | 2 | strarforem-bund | [6 empty] | LA-ICPMS |  | MontanuniversitÃ¤t Leoben, Austria |  |  | bdl | 0.024248 |  |  |  | 0.57477 | bdl | 0.0077292 | [6 empty] | 0.19898 | 0.0039555 |  |  |  |  | bdl | 1.081 |  |  |  |  | 64243.0071 | 0.13385 | bdl | 0.39026 |  |  | 4.3206 | 0.78626 | [10 empty] | bdl | 0.11912 |  |  | 0.13716 | 0.12758 |  |  | bdl | 1.1167 |  |  | bdl | 0.013441 | [12 empty] | 0.29918 | 0.19351 | bdl | 0.076156 | [6 empty] | 242.2745 | 0.42783 |  |  |  |  | 0.022054 | 0.008667 | [16 empty] | bdl | 0.051396 |  |  | 32.8628 | 4.6583 |  |  |  |  | bdl | 0.49619 | [6 empty] | bdl | 0.11263 |  |  |  |  | bdl | 0.0071986 |  |  |  |  | bdl | 0.023884 | [6 empty] | bdl | 6.6559 |  |  |  |  | Bertrandsson Erlandsson et al. (2025) |  | DRC |  | 27.4367 | -11.5131 | [6 empty] | Located from Mindat |  | Location from mindat.org | 2025-11-28
| Luiswishi |  | Basin hydrothermal | Sediment-hosted | Sediment-hosted Copper ± Co |  |  | Co, Cu | Bertrandsson Erlandsson et al. (2025) |  |  | LS06HA34B py20 | unknown |  |  |  |  | ore | unknown | [11 empty] | pyrite | 2 | strarforem-bund | [6 empty] | LA-ICPMS |  | MontanuniversitÃ¤t Leoben, Austria |  |  | bdl | 0.034348 |  |  | 31.516 | 0.70151 | bdl | 0.029574 | [6 empty] | 0.36795 | 0.0060375 |  |  |  |  | bdl | 0.8103 |  |  |  |  | 59772.401 | 0.20107 | bdl | 0.49188 |  |  | 6.6293 | 0.93192 | [10 empty] | bdl | 0.12658 |  |  | bdl | 0.19176 |  |  | bdl | 1.2111 |  |  | bdl | 0.020396 | [12 empty] | 0.49485 | 0.19406 | bdl | 0.11191 | [6 empty] | 235.7241 | 0.51535 |  |  |  |  | 0.02417 | 0.01644 | [16 empty] | bdl | 0.044054 |  |  | 26.622 | 4.5127 |  |  |  |  | bdl | 0.60269 | [6 empty] | bdl | 0.21924 |  |  |  |  | bdl | 0.011646 |  |  |  |  | bdl | 0.033253 | [6 empty] | bdl | 7.7278 |  |  |  |  | Bertrandsson Erlandsson et al. (2025) |  | DRC |  | 27.4367 | -11.5131 | [6 empty] | Located from Mindat |  | Location from mindat.org | 2025-11-28