## Data
Uploaded | deposit_name | deposit_local_id | deposit_environment | deposit_group | deposit_type | primary_commodities | secondary_commodities | all_commodities | deposit_source | sample_uid | sample_name | sample_local_id | feature_type | feature_name | feature_uid | top_depth_m | bottom_depth_m | sample_deposit_relation | sample_type | sampling_method | material_class | material_class_comments | province | strat_unit_name | strat_unit_uid | strat_grouping | earth_material_group | earth_material_qualifier | earth_material | metamorphic_grade | mineral | paragenetic_stage | mode_of_occurrence | texture | color | alteration | sample_description | associated_minerals | sample_preparation | analytical_method | instrument_type_model | laboratory_location/if reported | operating_conditions/if reported | standards_used/if reported | ag_ppm | ag_detection_limit | al_ppm | al_detection_limit | as_ppm | as_detection_limit | au_ppm | au_detection_limit | b_ppm | b_detection_limit | ba_ppm | ba_detection_limit | be_ppm | be_detection_limit | bi_ppm | bi_detection_limit | br_ppm | br_detection_limit | ca_ppm | ca_detection_limit | cd_ppm | cd_detection_limit | ce_ppm | ce_detection_limit | cl_ppm | cl_detection_limit | co_ppm | co_detection_limit | cr_ppm | cr_detection_limit | cs_ppm | cs_detection_limit | cu_ppm | cu_detection_limit | dy_ppm | dy_detection_limit | er_ppm | er_detection_limit | eu_ppm | eu_detection_limit | f_ppm | f_detection_limit | fe_ppm | fe_detection_limit | ga_ppm | ga_detection_limit | gd_ppm | gd_detection_limit | ge_ppm | ge_detection_limit | hf_ppm | hf_detection_limit | hg_ppm | hg_detection_limit | ho_ppm | ho_detection_limit | in_ppm | in_detection_limit | ir_ppm | ir_detection_limit | k_ppm | k_detection_limit | la_ppm | la_detection_limit | li_ppm | li_detection_limit | lu_ppm | lu_detection_limit | mg_ppm | mg_detection_limit | mn_ppm | mn_detection_limit | mo_ppm | mo_detection_limit | na_ppm | na_detection_limit | nb_ppm | nb_detection_limit | nd_ppm | nd_detection_limit | ni_ppm | ni_detection_limit | os_ppm | os_detection_limit | p_ppm | p_detection_limit | pb_ppm | pb_detection_limit | pd_ppm | pd_detection_limit | pr_ppm | pr_detection_limit | pt_ppm | pt_detection_limit | rb_ppm | rb_detection_limit | re_ppm | re_detection_limit | rh_ppm | rh_detection_limit | ru_ppm | ru_detection_limit | s_ppm | s_detection_limit | sb_ppm | sb_detection_limit | sc_ppm | sc_detection_limit | se_ppm | se_detection_limit | si_ppm | si_detection_limit | sm_ppm | sm_detection_limit | sn_ppm | sn_detection_limit | sr_ppm | sr_detection_limit | ta_ppm | ta_detection_limit | tb_ppm | tb_detection_limit | te_ppm | te_detection_limit | th_ppm | th_detection_limit | ti_ppm | ti_detection_limit | tl_ppm | tl_detection_limit | tm_ppm | tm_detection_limit | u_ppm | u_detection_limit | v_ppm | v_detection_limit | w_ppm | w_detection_limit | y_ppm | y_detection_limit | yb_ppm | yb_detection_limit | zn_ppm | zn_detection_limit | zr_ppm | zr_detection_limit | analysis_datetime | publication_date | sample_source | submitter | country | state | deposit_longitude_wgs84 | deposit_latitude_wgs84 | sample_longitude_wgs84 | sample_latitude_wgs84 | sample_easting | sample_northing | sample_utm_zone | sample_location_description | location_source | location_accuracy | comments | last_update
y | Longobucco |  | Basin hydrothermal | Mississippi Valley-type (MVT) | unknown | Zn, Pb | Cu, Fe | Zn, Pb, Cu, Fe | Ciccolella et al., 2025 |  | LGB06a-1La-1T | LGB06a-1La-1T 001 | mine | Longobucco |  |  |  | unknown | mine waste specimen | grab | rock | samples from mineralized veins and mining dumps | Sila Massif |  |  |  | granodiorite |  | granodiorite | unknown | sphalerite | sp1 |  |  | Yellow | chlorite-sericite |  | galena, quartz, calcite | cutting and polishing | EPMA | JEOL-JXA 8230 | Micro-analyses Laboratory (LaMA) joint UNIFI-IGG CNR laboratory of Florence | 20 kV, 20 nA, 30 um | Astimex 42 | [20 empty] | 1176 | 100 |  |  |  |  | -60 | 60 |  |  |  |  | -240 | 240 | [8 empty] | 34700 | 120 | [26 empty] | -130 | 130 | [30 empty] | 326500 | 70 | [38 empty] | 611400 | 120 |  |  |  | 2025 | Ciccolella, A., Tursi, F., Festa, V., Ruggieri, G., Schingaro, E., Ventruti, G., Fregola, R.A., MVT-SHMS signature in basement-hosted Zn-Pb-(Cu-Fe) mineralization in the Sila Massif (Calabria, Italy): Evidence from trace elements and fluid inclusions data, Ore Geology Reviews, Volume 176, 2025, 106438, https://doi.org/10.1016/j.oregeorev.2024.106438. |  | ITA |  | 16.6009 | 39.4419 | [7 empty] | Coordinates given in manuscript | Includes data for chalcopyrite and galena | 2025-03-12
y | Longobucco |  | Basin hydrothermal | Mississippi Valley-type (MVT) | unknown | Zn, Pb | Cu, Fe | Zn, Pb, Cu, Fe | Ciccolella et al., 2025 |  | LGB06a-1La-1T | LGB06a-1La-1T 002 | mine | Longobucco |  |  |  | unknown | mine waste specimen | grab | rock | samples from mineralized veins and mining dumps | Sila Massif |  |  |  | granodiorite |  | granodiorite | unknown | sphalerite | sp1 |  |  | Yellow | chlorite-sericite |  | galena, quartz, calcite | cutting and polishing | EPMA | JEOL-JXA 8230 | Micro-analyses Laboratory (LaMA) joint UNIFI-IGG CNR laboratory of Florence | 20 kV, 20 nA, 30 um | Astimex 42 | [20 empty] | 1310 | 100 |  |  |  |  | 78 | 60 |  |  |  |  | -240 | 240 | [8 empty] | 34800 | 120 | [26 empty] | -130 | 130 | [30 empty] | 329000 | 70 | [38 empty] | 620900 | 120 |  |  |  | 2025 | Ciccolella, A., Tursi, F., Festa, V., Ruggieri, G., Schingaro, E., Ventruti, G., Fregola, R.A., MVT-SHMS signature in basement-hosted Zn-Pb-(Cu-Fe) mineralization in the Sila Massif (Calabria, Italy): Evidence from trace elements and fluid inclusions data, Ore Geology Reviews, Volume 176, 2025, 106438, https://doi.org/10.1016/j.oregeorev.2024.106438. |  | ITA |  | 16.6009 | 39.4419 | [7 empty] | Coordinates given in manuscript | Includes data for chalcopyrite and galena | 2025-03-12
y | Longobucco |  | Basin hydrothermal | Mississippi Valley-type (MVT) | unknown | Zn, Pb | Cu, Fe | Zn, Pb, Cu, Fe | Ciccolella et al., 2025 |  | LGB06a-1La-1T | LGB06a-1La-1T 003 | mine | Longobucco |  |  |  | unknown | mine waste specimen | grab | rock | samples from mineralized veins and mining dumps | Sila Massif |  |  |  | granodiorite |  | granodiorite | unknown | sphalerite | sp1 |  |  | Yellow | chlorite-sericite |  | galena, quartz, calcite | cutting and polishing | EPMA | JEOL-JXA 8230 | Micro-analyses Laboratory (LaMA) joint UNIFI-IGG CNR laboratory of Florence | 20 kV, 20 nA, 30 um | Astimex 42 | [20 empty] | 4518 | 100 |  |  |  |  | 111 | 60 |  |  |  |  | -240 | 240 | [8 empty] | 32300 | 120 | [26 empty] | -130 | 130 | [30 empty] | 327600 | 70 | [38 empty] | 620000 | 120 |  |  |  | 2025 | Ciccolella, A., Tursi, F., Festa, V., Ruggieri, G., Schingaro, E., Ventruti, G., Fregola, R.A., MVT-SHMS signature in basement-hosted Zn-Pb-(Cu-Fe) mineralization in the Sila Massif (Calabria, Italy): Evidence from trace elements and fluid inclusions data, Ore Geology Reviews, Volume 176, 2025, 106438, https://doi.org/10.1016/j.oregeorev.2024.106438. |  | ITA |  | 16.6009 | 39.4419 | [7 empty] | Coordinates given in manuscript | Includes data for chalcopyrite and galena | 2025-03-12
y | Longobucco |  | Basin hydrothermal | Mississippi Valley-type (MVT) | unknown | Zn, Pb | Cu, Fe | Zn, Pb, Cu, Fe | Ciccolella et al., 2025 |  | LGB06a-1La-1T | LGB06a-1La-1T 004 | mine | Longobucco |  |  |  | unknown | mine waste specimen | grab | rock | samples from mineralized veins and mining dumps | Sila Massif |  |  |  | granodiorite |  | granodiorite | unknown | sphalerite | sp1 |  |  | Light Yellow | chlorite-sericite |  | galena, quartz, calcite | cutting and polishing | EPMA | JEOL-JXA 8230 | Micro-analyses Laboratory (LaMA) joint UNIFI-IGG CNR laboratory of Florence | 20 kV, 20 nA, 30 um | Astimex 42 | [20 empty] | 2263 | 100 |  |  |  |  | 143 | 60 |  |  |  |  | -240 | 240 | [8 empty] | 25000 | 120 | [26 empty] | -130 | 130 | [30 empty] | 329500 | 70 | [38 empty] | 627300 | 120 |  |  |  | 2025 | Ciccolella, A., Tursi, F., Festa, V., Ruggieri, G., Schingaro, E., Ventruti, G., Fregola, R.A., MVT-SHMS signature in basement-hosted Zn-Pb-(Cu-Fe) mineralization in the Sila Massif (Calabria, Italy): Evidence from trace elements and fluid inclusions data, Ore Geology Reviews, Volume 176, 2025, 106438, https://doi.org/10.1016/j.oregeorev.2024.106438. |  | ITA |  | 16.6009 | 39.4419 | [7 empty] | Coordinates given in manuscript | Includes data for chalcopyrite and galena | 2025-03-12
y | Longobucco |  | Basin hydrothermal | Mississippi Valley-type (MVT) | unknown | Zn, Pb | Cu, Fe | Zn, Pb, Cu, Fe | Ciccolella et al., 2025 |  | LGB06a-1La-1T | LGB06a-1La-1T 005 | mine | Longobucco |  |  |  | unknown | mine waste specimen | grab | rock | samples from mineralized veins and mining dumps | Sila Massif |  |  |  | granodiorite |  | granodiorite | unknown | sphalerite | sp1 |  |  | Yellow | chlorite-sericite |  | galena, quartz, calcite | cutting and polishing | EPMA | JEOL-JXA 8230 | Micro-analyses Laboratory (LaMA) joint UNIFI-IGG CNR laboratory of Florence | 20 kV, 20 nA, 30 um | Astimex 42 | [20 empty] | 4135 | 100 |  |  |  |  | 57 | 60 |  |  |  |  | -240 | 240 | [8 empty] | 40900 | 120 | [26 empty] | 156 | 130 | [30 empty] | 329300 | 70 | [38 empty] | 610300 | 120 |  |  |  | 2025 | Ciccolella, A., Tursi, F., Festa, V., Ruggieri, G., Schingaro, E., Ventruti, G., Fregola, R.A., MVT-SHMS signature in basement-hosted Zn-Pb-(Cu-Fe) mineralization in the Sila Massif (Calabria, Italy): Evidence from trace elements and fluid inclusions data, Ore Geology Reviews, Volume 176, 2025, 106438, https://doi.org/10.1016/j.oregeorev.2024.106438. |  | ITA |  | 16.6009 | 39.4419 | [7 empty] | Coordinates given in manuscript | Includes data for chalcopyrite and galena | 2025-03-12
y | Longobucco |  | Basin hydrothermal | Mississippi Valley-type (MVT) | unknown | Zn, Pb | Cu, Fe | Zn, Pb, Cu, Fe | Ciccolella et al., 2025 |  | LGB06a-1La-1T | LGB06a-1La-1T 006 | mine | Longobucco |  |  |  | unknown | mine waste specimen | grab | rock | samples from mineralized veins and mining dumps | Sila Massif |  |  |  | granodiorite |  | granodiorite | unknown | sphalerite | sp1 |  |  | Yellow | chlorite-sericite |  | galena, quartz, calcite | cutting and polishing | EPMA | JEOL-JXA 8230 | Micro-analyses Laboratory (LaMA) joint UNIFI-IGG CNR laboratory of Florence | 20 kV, 20 nA, 30 um | Astimex 42 | [20 empty] | 1502 | 100 |  |  |  |  | 74 | 60 |  |  |  |  | 540 | 240 | [8 empty] | 32300 | 120 | [26 empty] | -130 | 130 | [30 empty] | 327300 | 70 | [38 empty] | 622800 | 120 |  |  |  | 2025 | Ciccolella, A., Tursi, F., Festa, V., Ruggieri, G., Schingaro, E., Ventruti, G., Fregola, R.A., MVT-SHMS signature in basement-hosted Zn-Pb-(Cu-Fe) mineralization in the Sila Massif (Calabria, Italy): Evidence from trace elements and fluid inclusions data, Ore Geology Reviews, Volume 176, 2025, 106438, https://doi.org/10.1016/j.oregeorev.2024.106438. |  | ITA |  | 16.6009 | 39.4419 | [7 empty] | Coordinates given in manuscript | Includes data for chalcopyrite and galena | 2025-03-12
y | Longobucco |  | Basin hydrothermal | Mississippi Valley-type (MVT) | unknown | Zn, Pb | Cu, Fe | Zn, Pb, Cu, Fe | Ciccolella et al., 2025 |  | LGB06a-1La-1T | LGB06a-1La-1T 007 | mine | Longobucco |  |  |  | unknown | mine waste specimen | grab | rock | samples from mineralized veins and mining dumps | Sila Massif |  |  |  | granodiorite |  | granodiorite | unknown | sphalerite | sp1 |  |  | Yellow | chlorite-sericite |  | galena, quartz, calcite | cutting and polishing | EPMA | JEOL-JXA 8230 | Micro-analyses Laboratory (LaMA) joint UNIFI-IGG CNR laboratory of Florence | 20 kV, 20 nA, 30 um | Astimex 42 | [20 empty] | 1376 | 100 |  |  |  |  | -60 | 60 |  |  |  |  | -240 | 240 | [8 empty] | 31800 | 120 | [26 empty] | -130 | 130 | [30 empty] | 323600 | 70 | [38 empty] | 621200 | 120 |  |  |  | 2025 | Ciccolella, A., Tursi, F., Festa, V., Ruggieri, G., Schingaro, E., Ventruti, G., Fregola, R.A., MVT-SHMS signature in basement-hosted Zn-Pb-(Cu-Fe) mineralization in the Sila Massif (Calabria, Italy): Evidence from trace elements and fluid inclusions data, Ore Geology Reviews, Volume 176, 2025, 106438, https://doi.org/10.1016/j.oregeorev.2024.106438. |  | ITA |  | 16.6009 | 39.4419 | [7 empty] | Coordinates given in manuscript | Includes data for chalcopyrite and galena | 2025-03-12
y | Longobucco |  | Basin hydrothermal | Mississippi Valley-type (MVT) | unknown | Zn, Pb | Cu, Fe | Zn, Pb, Cu, Fe | Ciccolella et al., 2025 |  | LGB06a-1La-1T | LGB06a-1La-1T 008 | mine | Longobucco |  |  |  | unknown | mine waste specimen | grab | rock | samples from mineralized veins and mining dumps | Sila Massif |  |  |  | granodiorite |  | granodiorite | unknown | sphalerite | sp1 |  |  | Light Yellow | chlorite-sericite |  | galena, quartz, calcite | cutting and polishing | EPMA | JEOL-JXA 8230 | Micro-analyses Laboratory (LaMA) joint UNIFI-IGG CNR laboratory of Florence | 20 kV, 20 nA, 30 um | Astimex 42 | [20 empty] | 5616 | 100 |  |  |  |  | -60 | 60 |  |  |  |  | -240 | 240 | [8 empty] | 28900 | 120 | [26 empty] | -130 | 130 | [30 empty] | 326900 | 70 | [38 empty] | 622600 | 120 |  |  |  | 2025 | Ciccolella, A., Tursi, F., Festa, V., Ruggieri, G., Schingaro, E., Ventruti, G., Fregola, R.A., MVT-SHMS signature in basement-hosted Zn-Pb-(Cu-Fe) mineralization in the Sila Massif (Calabria, Italy): Evidence from trace elements and fluid inclusions data, Ore Geology Reviews, Volume 176, 2025, 106438, https://doi.org/10.1016/j.oregeorev.2024.106438. |  | ITA |  | 16.6009 | 39.4419 | [7 empty] | Coordinates given in manuscript | Includes data for chalcopyrite and galena | 2025-03-12
y | Longobucco |  | Basin hydrothermal | Mississippi Valley-type (MVT) | unknown | Zn, Pb | Cu, Fe | Zn, Pb, Cu, Fe | Ciccolella et al., 2025 |  | LGB06a-1La-1T | LGB06a-1La-1T 010 | mine | Longobucco |  |  |  | unknown | mine waste specimen | grab | rock | samples from mineralized veins and mining dumps | Sila Massif |  |  |  | granodiorite |  | granodiorite | unknown | sphalerite | sp1 |  |  | Yellow | chlorite-sericite |  | galena, quartz, calcite | cutting and polishing | EPMA | JEOL-JXA 8230 | Micro-analyses Laboratory (LaMA) joint UNIFI-IGG CNR laboratory of Florence | 20 kV, 20 nA, 30 um | Astimex 42 | [20 empty] | 1394 | 100 |  |  |  |  | 90 | 60 |  |  |  |  | 331 | 240 | [8 empty] | 38400 | 120 | [26 empty] | 136 | 130 | [30 empty] | 329400 | 70 | [38 empty] | 614700 | 120 |  |  |  | 2025 | Ciccolella, A., Tursi, F., Festa, V., Ruggieri, G., Schingaro, E., Ventruti, G., Fregola, R.A., MVT-SHMS signature in basement-hosted Zn-Pb-(Cu-Fe) mineralization in the Sila Massif (Calabria, Italy): Evidence from trace elements and fluid inclusions data, Ore Geology Reviews, Volume 176, 2025, 106438, https://doi.org/10.1016/j.oregeorev.2024.106438. |  | ITA |  | 16.6009 | 39.4419 | [7 empty] | Coordinates given in manuscript | Includes data for chalcopyrite and galena | 2025-03-12
y | Longobucco |  | Basin hydrothermal | Mississippi Valley-type (MVT) | unknown | Zn, Pb | Cu, Fe | Zn, Pb, Cu, Fe | Ciccolella et al., 2025 |  | LGB06a-1La-1T | LGB06a-1La-1T 011 | mine | Longobucco |  |  |  | unknown | mine waste specimen | grab | rock | samples from mineralized veins and mining dumps | Sila Massif |  |  |  | granodiorite |  | granodiorite | unknown | sphalerite | sp1 |  |  | Yellow | chlorite-sericite |  | galena, quartz, calcite | cutting and polishing | EPMA | JEOL-JXA 8230 | Micro-analyses Laboratory (LaMA) joint UNIFI-IGG CNR laboratory of Florence | 20 kV, 20 nA, 30 um | Astimex 42 | [20 empty] | 3201 | 100 |  |  |  |  | -60 | 60 |  |  |  |  | -240 | 240 | [8 empty] | 46100 | 120 | [26 empty] | 463 | 130 | [30 empty] | 327100 | 70 | [38 empty] | 604500 | 120 |  |  |  | 2025 | Ciccolella, A., Tursi, F., Festa, V., Ruggieri, G., Schingaro, E., Ventruti, G., Fregola, R.A., MVT-SHMS signature in basement-hosted Zn-Pb-(Cu-Fe) mineralization in the Sila Massif (Calabria, Italy): Evidence from trace elements and fluid inclusions data, Ore Geology Reviews, Volume 176, 2025, 106438, https://doi.org/10.1016/j.oregeorev.2024.106438. |  | ITA |  | 16.6009 | 39.4419 | [7 empty] | Coordinates given in manuscript | Includes data for chalcopyrite and galena | 2025-03-12
y | Longobucco |  | Basin hydrothermal | Mississippi Valley-type (MVT) | unknown | Zn, Pb | Cu, Fe | Zn, Pb, Cu, Fe | Ciccolella et al., 2025 |  | LGB06a-1La-1T | LGB06a-1La-1T 012 | mine | Longobucco |  |  |  | unknown | mine waste specimen | grab | rock | samples from mineralized veins and mining dumps | Sila Massif |  |  |  | granodiorite |  | granodiorite | unknown | sphalerite | sp1 |  |  | Yellow | chlorite-sericite |  | galena, quartz, calcite | cutting and polishing | EPMA | JEOL-JXA 8230 | Micro-analyses Laboratory (LaMA) joint UNIFI-IGG CNR laboratory of Florence | 20 kV, 20 nA, 30 um | Astimex 42 | [20 empty] | 1960 | 100 |  |  |  |  | 77 | 60 |  |  |  |  | -240 | 240 | [8 empty] | 42700 | 120 | [26 empty] | -130 | 130 | [30 empty] | 328600 | 70 | [38 empty] | 610100 | 120 |  |  |  | 2025 | Ciccolella, A., Tursi, F., Festa, V., Ruggieri, G., Schingaro, E., Ventruti, G., Fregola, R.A., MVT-SHMS signature in basement-hosted Zn-Pb-(Cu-Fe) mineralization in the Sila Massif (Calabria, Italy): Evidence from trace elements and fluid inclusions data, Ore Geology Reviews, Volume 176, 2025, 106438, https://doi.org/10.1016/j.oregeorev.2024.106438. |  | ITA |  | 16.6009 | 39.4419 | [7 empty] | Coordinates given in manuscript | Includes data for chalcopyrite and galena | 2025-03-12
y | Longobucco |  | Basin hydrothermal | Mississippi Valley-type (MVT) | unknown | Zn, Pb | Cu, Fe | Zn, Pb, Cu, Fe | Ciccolella et al., 2025 |  | LGB06a-1La-2T | LGB06a-1La-2T 001 | mine | Longobucco |  |  |  | unknown | mine waste specimen | grab | rock | samples from mineralized veins and mining dumps | Sila Massif |  |  |  | granodiorite |  | granodiorite | unknown | sphalerite | sp1 |  |  | Yellow | chlorite-sericite |  | galena, quartz, calcite | cutting and polishing | EPMA | JEOL-JXA 8230 | Micro-analyses Laboratory (LaMA) joint UNIFI-IGG CNR laboratory of Florence | 20 kV, 20 nA, 30 um | Astimex 42 | [20 empty] | 1864 | 100 |  |  |  |  | 149 | 60 |  |  |  |  | -240 | 240 | [8 empty] | 34400 | 120 | [26 empty] | 245 | 130 | [30 empty] | 329700 | 70 | [38 empty] | 615700 | 120 |  |  |  | 2025 | Ciccolella, A., Tursi, F., Festa, V., Ruggieri, G., Schingaro, E., Ventruti, G., Fregola, R.A., MVT-SHMS signature in basement-hosted Zn-Pb-(Cu-Fe) mineralization in the Sila Massif (Calabria, Italy): Evidence from trace elements and fluid inclusions data, Ore Geology Reviews, Volume 176, 2025, 106438, https://doi.org/10.1016/j.oregeorev.2024.106438. |  | ITA |  | 16.6009 | 39.4419 | [7 empty] | Coordinates given in manuscript | Includes data for chalcopyrite and galena | 2025-03-12
y | Longobucco |  | Basin hydrothermal | Mississippi Valley-type (MVT) | unknown | Zn, Pb | Cu, Fe | Zn, Pb, Cu, Fe | Ciccolella et al., 2025 |  | LGB06a-1La-2T | LGB06a-1La-2T 002 | mine | Longobucco |  |  |  | unknown | mine waste specimen | grab | rock | samples from mineralized veins and mining dumps | Sila Massif |  |  |  | granodiorite |  | granodiorite | unknown | sphalerite | sp1 |  |  | Yellow | chlorite-sericite |  | galena, quartz, calcite | cutting and polishing | EPMA | JEOL-JXA 8230 | Micro-analyses Laboratory (LaMA) joint UNIFI-IGG CNR laboratory of Florence | 20 kV, 20 nA, 30 um | Astimex 42 | [20 empty] | 2500 | 100 |  |  |  |  | 102 | 60 |  |  |  |  | -240 | 240 | [8 empty] | 36700 | 120 | [26 empty] | -130 | 130 | [30 empty] | 328000 | 70 | [38 empty] | 617000 | 120 |  |  |  | 2025 | Ciccolella, A., Tursi, F., Festa, V., Ruggieri, G., Schingaro, E., Ventruti, G., Fregola, R.A., MVT-SHMS signature in basement-hosted Zn-Pb-(Cu-Fe) mineralization in the Sila Massif (Calabria, Italy): Evidence from trace elements and fluid inclusions data, Ore Geology Reviews, Volume 176, 2025, 106438, https://doi.org/10.1016/j.oregeorev.2024.106438. |  | ITA |  | 16.6009 | 39.4419 | [7 empty] | Coordinates given in manuscript | Includes data for chalcopyrite and galena | 2025-03-12
y | Longobucco |  | Basin hydrothermal | Mississippi Valley-type (MVT) | unknown | Zn, Pb | Cu, Fe | Zn, Pb, Cu, Fe | Ciccolella et al., 2025 |  | LGB06a-1La-2T | LGB06a-1La-2T 003 | mine | Longobucco |  |  |  | unknown | mine waste specimen | grab | rock | samples from mineralized veins and mining dumps | Sila Massif |  |  |  | granodiorite |  | granodiorite | unknown | sphalerite | sp1 |  |  | Yellow | chlorite-sericite |  | galena, quartz, calcite | cutting and polishing | EPMA | JEOL-JXA 8230 | Micro-analyses Laboratory (LaMA) joint UNIFI-IGG CNR laboratory of Florence | 20 kV, 20 nA, 30 um | Astimex 42 | [20 empty] | 2618 | 100 |  |  |  |  | -60 | 60 |  |  |  |  | -240 | 240 | [8 empty] | 34800 | 120 | [26 empty] | 143 | 130 | [30 empty] | 331500 | 70 | [38 empty] | 613800 | 120 |  |  |  | 2025 | Ciccolella, A., Tursi, F., Festa, V., Ruggieri, G., Schingaro, E., Ventruti, G., Fregola, R.A., MVT-SHMS signature in basement-hosted Zn-Pb-(Cu-Fe) mineralization in the Sila Massif (Calabria, Italy): Evidence from trace elements and fluid inclusions data, Ore Geology Reviews, Volume 176, 2025, 106438, https://doi.org/10.1016/j.oregeorev.2024.106438. |  | ITA |  | 16.6009 | 39.4419 | [7 empty] | Coordinates given in manuscript | Includes data for chalcopyrite and galena | 2025-03-12
y | Longobucco |  | Basin hydrothermal | Mississippi Valley-type (MVT) | unknown | Zn, Pb | Cu, Fe | Zn, Pb, Cu, Fe | Ciccolella et al., 2025 |  | LGB06a-1La-2T | LGB06a-1La-2T 004 | mine | Longobucco |  |  |  | unknown | mine waste specimen | grab | rock | samples from mineralized veins and mining dumps | Sila Massif |  |  |  | granodiorite |  | granodiorite | unknown | sphalerite | sp1 |  |  | Light Yellow | chlorite-sericite |  | galena, quartz, calcite | cutting and polishing | EPMA | JEOL-JXA 8230 | Micro-analyses Laboratory (LaMA) joint UNIFI-IGG CNR laboratory of Florence | 20 kV, 20 nA, 30 um | Astimex 42 | [20 empty] | 1977 | 100 |  |  |  |  | 85 | 60 |  |  |  |  | 561 | 240 | [8 empty] | 24900 | 120 | [26 empty] | 230 | 130 | [30 empty] | 325700 | 70 | [38 empty] | 626800 | 120 |  |  |  | 2025 | Ciccolella, A., Tursi, F., Festa, V., Ruggieri, G., Schingaro, E., Ventruti, G., Fregola, R.A., MVT-SHMS signature in basement-hosted Zn-Pb-(Cu-Fe) mineralization in the Sila Massif (Calabria, Italy): Evidence from trace elements and fluid inclusions data, Ore Geology Reviews, Volume 176, 2025, 106438, https://doi.org/10.1016/j.oregeorev.2024.106438. |  | ITA |  | 16.6009 | 39.4419 | [7 empty] | Coordinates given in manuscript | Includes data for chalcopyrite and galena | 2025-03-12
y | Longobucco |  | Basin hydrothermal | Mississippi Valley-type (MVT) | unknown | Zn, Pb | Cu, Fe | Zn, Pb, Cu, Fe | Ciccolella et al., 2025 |  | LGB06a-1La-2T | LGB06a-1La-2T 006 | mine | Longobucco |  |  |  | unknown | mine waste specimen | grab | rock | samples from mineralized veins and mining dumps | Sila Massif |  |  |  | granodiorite |  | granodiorite | unknown | sphalerite | sp1 |  |  | Light Yellow | chlorite-sericite |  | galena, quartz, calcite | cutting and polishing | EPMA | JEOL-JXA 8230 | Micro-analyses Laboratory (LaMA) joint UNIFI-IGG CNR laboratory of Florence | 20 kV, 20 nA, 30 um | Astimex 42 | [20 empty] | 2172 | 100 |  |  |  |  | 66 | 60 |  |  |  |  | 597 | 240 | [8 empty] | 31000 | 120 | [26 empty] | -130 | 130 | [30 empty] | 327700 | 70 | [38 empty] | 619100 | 120 |  |  |  | 2025 | Ciccolella, A., Tursi, F., Festa, V., Ruggieri, G., Schingaro, E., Ventruti, G., Fregola, R.A., MVT-SHMS signature in basement-hosted Zn-Pb-(Cu-Fe) mineralization in the Sila Massif (Calabria, Italy): Evidence from trace elements and fluid inclusions data, Ore Geology Reviews, Volume 176, 2025, 106438, https://doi.org/10.1016/j.oregeorev.2024.106438. |  | ITA |  | 16.6009 | 39.4419 | [7 empty] | Coordinates given in manuscript | Includes data for chalcopyrite and galena | 2025-03-12
y | Longobucco |  | Basin hydrothermal | Mississippi Valley-type (MVT) | unknown | Zn, Pb | Cu, Fe | Zn, Pb, Cu, Fe | Ciccolella et al., 2025 |  | LGB06a-1La-2T | LGB06a-1La-2T 007 | mine | Longobucco |  |  |  | unknown | mine waste specimen | grab | rock | samples from mineralized veins and mining dumps | Sila Massif |  |  |  | granodiorite |  | granodiorite | unknown | sphalerite | sp1 |  |  | Yellow | chlorite-sericite |  | galena, quartz, calcite | cutting and polishing | EPMA | JEOL-JXA 8230 | Micro-analyses Laboratory (LaMA) joint UNIFI-IGG CNR laboratory of Florence | 20 kV, 20 nA, 30 um | Astimex 42 | [20 empty] | 1538 | 100 |  |  |  |  | 226 | 60 |  |  |  |  | -240 | 240 | [8 empty] | 30600 | 120 | [26 empty] | -130 | 130 | [30 empty] | 326700 | 70 | [38 empty] | 623600 | 120 |  |  |  | 2025 | Ciccolella, A., Tursi, F., Festa, V., Ruggieri, G., Schingaro, E., Ventruti, G., Fregola, R.A., MVT-SHMS signature in basement-hosted Zn-Pb-(Cu-Fe) mineralization in the Sila Massif (Calabria, Italy): Evidence from trace elements and fluid inclusions data, Ore Geology Reviews, Volume 176, 2025, 106438, https://doi.org/10.1016/j.oregeorev.2024.106438. |  | ITA |  | 16.6009 | 39.4419 | [7 empty] | Coordinates given in manuscript | Includes data for chalcopyrite and galena | 2025-03-12
y | Longobucco |  | Basin hydrothermal | Mississippi Valley-type (MVT) | unknown | Zn, Pb | Cu, Fe | Zn, Pb, Cu, Fe | Ciccolella et al., 2025 |  | LGB06a-1La-2T | LGB06a-1La-2T 008 | mine | Longobucco |  |  |  | unknown | mine waste specimen | grab | rock | samples from mineralized veins and mining dumps | Sila Massif |  |  |  | granodiorite |  | granodiorite | unknown | sphalerite | sp1 |  |  | Light Yellow | chlorite-sericite |  | galena, quartz, calcite | cutting and polishing | EPMA | JEOL-JXA 8230 | Micro-analyses Laboratory (LaMA) joint UNIFI-IGG CNR laboratory of Florence | 20 kV, 20 nA, 30 um | Astimex 42 | [20 empty] | 1752 | 100 |  |  |  |  | -60 | 60 |  |  |  |  | 281 | 240 | [8 empty] | 31400 | 120 | [26 empty] | -130 | 130 | [30 empty] | 327300 | 70 | [38 empty] | 620900 | 120 |  |  |  | 2025 | Ciccolella, A., Tursi, F., Festa, V., Ruggieri, G., Schingaro, E., Ventruti, G., Fregola, R.A., MVT-SHMS signature in basement-hosted Zn-Pb-(Cu-Fe) mineralization in the Sila Massif (Calabria, Italy): Evidence from trace elements and fluid inclusions data, Ore Geology Reviews, Volume 176, 2025, 106438, https://doi.org/10.1016/j.oregeorev.2024.106438. |  | ITA |  | 16.6009 | 39.4419 | [7 empty] | Coordinates given in manuscript | Includes data for chalcopyrite and galena | 2025-03-12
y | Longobucco |  | Basin hydrothermal | Mississippi Valley-type (MVT) | unknown | Zn, Pb | Cu, Fe | Zn, Pb, Cu, Fe | Ciccolella et al., 2025 |  | LGB06a-1La-2T | LGB06a-1La-2T 009 | mine | Longobucco |  |  |  | unknown | mine waste specimen | grab | rock | samples from mineralized veins and mining dumps | Sila Massif |  |  |  | granodiorite |  | granodiorite | unknown | sphalerite | sp1 |  |  | Brown | chlorite-sericite |  | galena, quartz, calcite | cutting and polishing | EPMA | JEOL-JXA 8230 | Micro-analyses Laboratory (LaMA) joint UNIFI-IGG CNR laboratory of Florence | 20 kV, 20 nA, 30 um | Astimex 42 | [20 empty] | 1979 | 100 |  |  |  |  | 27 | 60 |  |  |  |  | 390 | 240 | [8 empty] | 56400 | 120 | [26 empty] | -130 | 130 | [30 empty] | 329700 | 70 | [38 empty] | 593900 | 120 |  |  |  | 2025 | Ciccolella, A., Tursi, F., Festa, V., Ruggieri, G., Schingaro, E., Ventruti, G., Fregola, R.A., MVT-SHMS signature in basement-hosted Zn-Pb-(Cu-Fe) mineralization in the Sila Massif (Calabria, Italy): Evidence from trace elements and fluid inclusions data, Ore Geology Reviews, Volume 176, 2025, 106438, https://doi.org/10.1016/j.oregeorev.2024.106438. |  | ITA |  | 16.6009 | 39.4419 | [7 empty] | Coordinates given in manuscript | Includes data for chalcopyrite and galena | 2025-03-12
y | Longobucco |  | Basin hydrothermal | Mississippi Valley-type (MVT) | unknown | Zn, Pb | Cu, Fe | Zn, Pb, Cu, Fe | Ciccolella et al., 2025 |  | LGB06a-1La-2T | LGB06a-1La-2T 010 | mine | Longobucco |  |  |  | unknown | mine waste specimen | grab | rock | samples from mineralized veins and mining dumps | Sila Massif |  |  |  | granodiorite |  | granodiorite | unknown | sphalerite | sp1 |  |  | Yellow | chlorite-sericite |  | galena, quartz, calcite | cutting and polishing | EPMA | JEOL-JXA 8230 | Micro-analyses Laboratory (LaMA) joint UNIFI-IGG CNR laboratory of Florence | 20 kV, 20 nA, 30 um | Astimex 42 | [20 empty] | 1899 | 100 |  |  |  |  | 103 | 60 |  |  |  |  | 548 | 240 | [8 empty] | 38600 | 120 | [26 empty] | 340 | 130 | [30 empty] | 328200 | 70 | [38 empty] | 607900 | 120 |  |  |  | 2025 | Ciccolella, A., Tursi, F., Festa, V., Ruggieri, G., Schingaro, E., Ventruti, G., Fregola, R.A., MVT-SHMS signature in basement-hosted Zn-Pb-(Cu-Fe) mineralization in the Sila Massif (Calabria, Italy): Evidence from trace elements and fluid inclusions data, Ore Geology Reviews, Volume 176, 2025, 106438, https://doi.org/10.1016/j.oregeorev.2024.106438. |  | ITA |  | 16.6009 | 39.4419 | [7 empty] | Coordinates given in manuscript | Includes data for chalcopyrite and galena | 2025-03-12
y | Longobucco |  | Basin hydrothermal | Mississippi Valley-type (MVT) | unknown | Zn, Pb | Cu, Fe | Zn, Pb, Cu, Fe | Ciccolella et al., 2025 |  | LGB06a-1La-3Ta | LGB06a-1La-3Ta 001 | mine | Longobucco |  |  |  | unknown | mine waste specimen | grab | rock | samples from mineralized veins and mining dumps | Sila Massif |  |  |  | granodiorite |  | granodiorite | unknown | sphalerite | sp1 |  |  | Yellow | chlorite-sericite |  | galena, quartz, calcite | cutting and polishing | EPMA | JEOL-JXA 8230 | Micro-analyses Laboratory (LaMA) joint UNIFI-IGG CNR laboratory of Florence | 20 kV, 20 nA, 30 um | Astimex 42 | [20 empty] | 2171 | 100 |  |  |  |  | -60 | 60 |  |  |  |  | -240 | 240 | [8 empty] | 32500 | 120 | [26 empty] | -130 | 130 | [30 empty] | 328600 | 70 | [38 empty] | 621500 | 120 |  |  |  | 2025 | Ciccolella, A., Tursi, F., Festa, V., Ruggieri, G., Schingaro, E., Ventruti, G., Fregola, R.A., MVT-SHMS signature in basement-hosted Zn-Pb-(Cu-Fe) mineralization in the Sila Massif (Calabria, Italy): Evidence from trace elements and fluid inclusions data, Ore Geology Reviews, Volume 176, 2025, 106438, https://doi.org/10.1016/j.oregeorev.2024.106438. |  | ITA |  | 16.6009 | 39.4419 | [7 empty] | Coordinates given in manuscript | Includes data for chalcopyrite and galena | 2025-03-12
y | Longobucco |  | Basin hydrothermal | Mississippi Valley-type (MVT) | unknown | Zn, Pb | Cu, Fe | Zn, Pb, Cu, Fe | Ciccolella et al., 2025 |  | LGB06a-1La-3Ta | LGB06a-1La-3Ta 002 | mine | Longobucco |  |  |  | unknown | mine waste specimen | grab | rock | samples from mineralized veins and mining dumps | Sila Massif |  |  |  | granodiorite |  | granodiorite | unknown | sphalerite | sp1 |  |  | Light Yellow | chlorite-sericite |  | galena, quartz, calcite | cutting and polishing | EPMA | JEOL-JXA 8230 | Micro-analyses Laboratory (LaMA) joint UNIFI-IGG CNR laboratory of Florence | 20 kV, 20 nA, 30 um | Astimex 42 | [20 empty] | 2778 | 100 |  |  |  |  | -60 | 60 |  |  |  |  | -240 | 240 | [8 empty] | 15700 | 120 | [26 empty] | -130 | 130 | [30 empty] | 324900 | 70 | [38 empty] | 638300 | 120 |  |  |  | 2025 | Ciccolella, A., Tursi, F., Festa, V., Ruggieri, G., Schingaro, E., Ventruti, G., Fregola, R.A., MVT-SHMS signature in basement-hosted Zn-Pb-(Cu-Fe) mineralization in the Sila Massif (Calabria, Italy): Evidence from trace elements and fluid inclusions data, Ore Geology Reviews, Volume 176, 2025, 106438, https://doi.org/10.1016/j.oregeorev.2024.106438. |  | ITA |  | 16.6009 | 39.4419 | [7 empty] | Coordinates given in manuscript | Includes data for chalcopyrite and galena | 2025-03-12
y | Longobucco |  | Basin hydrothermal | Mississippi Valley-type (MVT) | unknown | Zn, Pb | Cu, Fe | Zn, Pb, Cu, Fe | Ciccolella et al., 2025 |  | LGB06a-1La-3Ta | LGB06a-1La-3Ta 003 | mine | Longobucco |  |  |  | unknown | mine waste specimen | grab | rock | samples from mineralized veins and mining dumps | Sila Massif |  |  |  | granodiorite |  | granodiorite | unknown | sphalerite | sp1 |  |  | Yellow | chlorite-sericite |  | galena, quartz, calcite | cutting and polishing | EPMA | JEOL-JXA 8230 | Micro-analyses Laboratory (LaMA) joint UNIFI-IGG CNR laboratory of Florence | 20 kV, 20 nA, 30 um | Astimex 42 | [20 empty] | 2474 | 100 |  |  |  |  | 77 | 60 |  |  |  |  | -240 | 240 | [8 empty] | 35600 | 120 | [26 empty] | 162 | 130 | [30 empty] | 328000 | 70 | [38 empty] | 617700 | 120 |  |  |  | 2025 | Ciccolella, A., Tursi, F., Festa, V., Ruggieri, G., Schingaro, E., Ventruti, G., Fregola, R.A., MVT-SHMS signature in basement-hosted Zn-Pb-(Cu-Fe) mineralization in the Sila Massif (Calabria, Italy): Evidence from trace elements and fluid inclusions data, Ore Geology Reviews, Volume 176, 2025, 106438, https://doi.org/10.1016/j.oregeorev.2024.106438. |  | ITA |  | 16.6009 | 39.4419 | [7 empty] | Coordinates given in manuscript | Includes data for chalcopyrite and galena | 2025-03-12
y | Longobucco |  | Basin hydrothermal | Mississippi Valley-type (MVT) | unknown | Zn, Pb | Cu, Fe | Zn, Pb, Cu, Fe | Ciccolella et al., 2025 |  | LGB06a-1La-3Ta | LGB06a-1La-3Ta 004 | mine | Longobucco |  |  |  | unknown | mine waste specimen | grab | rock | samples from mineralized veins and mining dumps | Sila Massif |  |  |  | granodiorite |  | granodiorite | unknown | sphalerite | sp1 |  |  | Brown | chlorite-sericite |  | galena, quartz, calcite | cutting and polishing | EPMA | JEOL-JXA 8230 | Micro-analyses Laboratory (LaMA) joint UNIFI-IGG CNR laboratory of Florence | 20 kV, 20 nA, 30 um | Astimex 42 | [20 empty] | 3169 | 100 |  |  |  |  | 151 | 60 |  |  |  |  | 824 | 240 | [8 empty] | 45200 | 120 | [26 empty] | -130 | 130 | [30 empty] | 327000 | 70 | [38 empty] | 606300 | 120 |  |  |  | 2025 | Ciccolella, A., Tursi, F., Festa, V., Ruggieri, G., Schingaro, E., Ventruti, G., Fregola, R.A., MVT-SHMS signature in basement-hosted Zn-Pb-(Cu-Fe) mineralization in the Sila Massif (Calabria, Italy): Evidence from trace elements and fluid inclusions data, Ore Geology Reviews, Volume 176, 2025, 106438, https://doi.org/10.1016/j.oregeorev.2024.106438. |  | ITA |  | 16.6009 | 39.4419 | [7 empty] | Coordinates given in manuscript | Includes data for chalcopyrite and galena | 2025-03-12
y | Longobucco |  | Basin hydrothermal | Mississippi Valley-type (MVT) | unknown | Zn, Pb | Cu, Fe | Zn, Pb, Cu, Fe | Ciccolella et al., 2025 |  | LGB06a-1La-3Ta | LGB06a-1La-3Ta 005 | mine | Longobucco |  |  |  | unknown | mine waste specimen | grab | rock | samples from mineralized veins and mining dumps | Sila Massif |  |  |  | granodiorite |  | granodiorite | unknown | sphalerite | sp1 |  |  | Brown | chlorite-sericite |  | galena, quartz, calcite | cutting and polishing | EPMA | JEOL-JXA 8230 | Micro-analyses Laboratory (LaMA) joint UNIFI-IGG CNR laboratory of Florence | 20 kV, 20 nA, 30 um | Astimex 42 | [20 empty] | 1669 | 100 |  |  |  |  | 223 | 60 |  |  |  |  | 1023 | 240 | [8 empty] | 41400 | 120 | [26 empty] | -130 | 130 | [30 empty] | 324500 | 70 | [38 empty] | 609800 | 120 |  |  |  | 2025 | Ciccolella, A., Tursi, F., Festa, V., Ruggieri, G., Schingaro, E., Ventruti, G., Fregola, R.A., MVT-SHMS signature in basement-hosted Zn-Pb-(Cu-Fe) mineralization in the Sila Massif (Calabria, Italy): Evidence from trace elements and fluid inclusions data, Ore Geology Reviews, Volume 176, 2025, 106438, https://doi.org/10.1016/j.oregeorev.2024.106438. |  | ITA |  | 16.6009 | 39.4419 | [7 empty] | Coordinates given in manuscript | Includes data for chalcopyrite and galena | 2025-03-12
y | Longobucco |  | Basin hydrothermal | Mississippi Valley-type (MVT) | unknown | Zn, Pb | Cu, Fe | Zn, Pb, Cu, Fe | Ciccolella et al., 2025 |  | LGB06a-1La-3Ta | LGB06a-1La-3Ta 006 | mine | Longobucco |  |  |  | unknown | mine waste specimen | grab | rock | samples from mineralized veins and mining dumps | Sila Massif |  |  |  | granodiorite |  | granodiorite | unknown | sphalerite | sp1 |  |  | Yellow | chlorite-sericite |  | galena, quartz, calcite | cutting and polishing | EPMA | JEOL-JXA 8230 | Micro-analyses Laboratory (LaMA) joint UNIFI-IGG CNR laboratory of Florence | 20 kV, 20 nA, 30 um | Astimex 42 | [20 empty] | 730 | 100 |  |  |  |  | 61 | 60 |  |  |  |  | 900 | 240 | [8 empty] | 30700 | 120 | [26 empty] | -130 | 130 | [30 empty] | 321700 | 70 | [38 empty] | 620500 | 120 |  |  |  | 2025 | Ciccolella, A., Tursi, F., Festa, V., Ruggieri, G., Schingaro, E., Ventruti, G., Fregola, R.A., MVT-SHMS signature in basement-hosted Zn-Pb-(Cu-Fe) mineralization in the Sila Massif (Calabria, Italy): Evidence from trace elements and fluid inclusions data, Ore Geology Reviews, Volume 176, 2025, 106438, https://doi.org/10.1016/j.oregeorev.2024.106438. |  | ITA |  | 16.6009 | 39.4419 | [7 empty] | Coordinates given in manuscript | Includes data for chalcopyrite and galena | 2025-03-12
y | Longobucco |  | Basin hydrothermal | Mississippi Valley-type (MVT) | unknown | Zn, Pb | Cu, Fe | Zn, Pb, Cu, Fe | Ciccolella et al., 2025 |  | LGB06a-1La-3Ta | LGB06a-1La-3Ta 007 | mine | Longobucco |  |  |  | unknown | mine waste specimen | grab | rock | samples from mineralized veins and mining dumps | Sila Massif |  |  |  | granodiorite |  | granodiorite | unknown | sphalerite | sp1 |  |  | Yellow | chlorite-sericite |  | galena, quartz, calcite | cutting and polishing | EPMA | JEOL-JXA 8230 | Micro-analyses Laboratory (LaMA) joint UNIFI-IGG CNR laboratory of Florence | 20 kV, 20 nA, 30 um | Astimex 42 | [20 empty] | 1511 | 100 |  |  |  |  | 69 | 60 |  |  |  |  | 1198 | 240 | [8 empty] | 26800 | 120 | [26 empty] | -130 | 130 | [30 empty] | 313900 | 70 | [38 empty] | 616100 | 120 |  |  |  | 2025 | Ciccolella, A., Tursi, F., Festa, V., Ruggieri, G., Schingaro, E., Ventruti, G., Fregola, R.A., MVT-SHMS signature in basement-hosted Zn-Pb-(Cu-Fe) mineralization in the Sila Massif (Calabria, Italy): Evidence from trace elements and fluid inclusions data, Ore Geology Reviews, Volume 176, 2025, 106438, https://doi.org/10.1016/j.oregeorev.2024.106438. |  | ITA |  | 16.6009 | 39.4419 | [7 empty] | Coordinates given in manuscript | Includes data for chalcopyrite and galena | 2025-03-12
y | Longobucco |  | Basin hydrothermal | Mississippi Valley-type (MVT) | unknown | Zn, Pb | Cu, Fe | Zn, Pb, Cu, Fe | Ciccolella et al., 2025 |  | LGB06a-1La-3Tb | LGB06a-1La-3Tb 001 | mine | Longobucco |  |  |  | unknown | mine waste specimen | grab | rock | samples from mineralized veins and mining dumps | Sila Massif |  |  |  | granodiorite |  | granodiorite | unknown | sphalerite | sp1 |  |  | Yellow | chlorite-sericite |  | galena, quartz, calcite | cutting and polishing | EPMA | JEOL-JXA 8230 | Micro-analyses Laboratory (LaMA) joint UNIFI-IGG CNR laboratory of Florence | 20 kV, 20 nA, 30 um | Astimex 42 | [20 empty] | 1483 | 100 |  |  |  |  | -60 | 60 |  |  |  |  | -240 | 240 | [8 empty] | 33100 | 120 | [26 empty] | -130 | 130 | [30 empty] | 329200 | 70 | [38 empty] | 621000 | 120 |  |  |  | 2025 | Ciccolella, A., Tursi, F., Festa, V., Ruggieri, G., Schingaro, E., Ventruti, G., Fregola, R.A., MVT-SHMS signature in basement-hosted Zn-Pb-(Cu-Fe) mineralization in the Sila Massif (Calabria, Italy): Evidence from trace elements and fluid inclusions data, Ore Geology Reviews, Volume 176, 2025, 106438, https://doi.org/10.1016/j.oregeorev.2024.106438. |  | ITA |  | 16.6009 | 39.4419 | [7 empty] | Coordinates given in manuscript | Includes data for chalcopyrite and galena | 2025-03-12
y | Longobucco |  | Basin hydrothermal | Mississippi Valley-type (MVT) | unknown | Zn, Pb | Cu, Fe | Zn, Pb, Cu, Fe | Ciccolella et al., 2025 |  | LGB06a-1La-3Tb | LGB06a-1La-3Tb 002 | mine | Longobucco |  |  |  | unknown | mine waste specimen | grab | rock | samples from mineralized veins and mining dumps | Sila Massif |  |  |  | granodiorite |  | granodiorite | unknown | sphalerite | sp1 |  |  | Yellow | chlorite-sericite |  | galena, quartz, calcite | cutting and polishing | EPMA | JEOL-JXA 8230 | Micro-analyses Laboratory (LaMA) joint UNIFI-IGG CNR laboratory of Florence | 20 kV, 20 nA, 30 um | Astimex 42 | [20 empty] | 1646 | 100 |  |  |  |  | -60 | 60 |  |  |  |  | 556 | 240 | [8 empty] | 22300 | 120 | [26 empty] | -130 | 130 | [30 empty] | 324600 | 70 | [38 empty] | 632400 | 120 |  |  |  | 2025 | Ciccolella, A., Tursi, F., Festa, V., Ruggieri, G., Schingaro, E., Ventruti, G., Fregola, R.A., MVT-SHMS signature in basement-hosted Zn-Pb-(Cu-Fe) mineralization in the Sila Massif (Calabria, Italy): Evidence from trace elements and fluid inclusions data, Ore Geology Reviews, Volume 176, 2025, 106438, https://doi.org/10.1016/j.oregeorev.2024.106438. |  | ITA |  | 16.6009 | 39.4419 | [7 empty] | Coordinates given in manuscript | Includes data for chalcopyrite and galena | 2025-03-12
y | Longobucco |  | Basin hydrothermal | Mississippi Valley-type (MVT) | unknown | Zn, Pb | Cu, Fe | Zn, Pb, Cu, Fe | Ciccolella et al., 2025 |  | LGB06a-1La-3Tb | LGB06a-1La-3Tb 004 | mine | Longobucco |  |  |  | unknown | mine waste specimen | grab | rock | samples from mineralized veins and mining dumps | Sila Massif |  |  |  | granodiorite |  | granodiorite | unknown | sphalerite | sp1 |  |  | Yellow | chlorite-sericite |  | galena, quartz, calcite | cutting and polishing | EPMA | JEOL-JXA 8230 | Micro-analyses Laboratory (LaMA) joint UNIFI-IGG CNR laboratory of Florence | 20 kV, 20 nA, 30 um | Astimex 42 | [20 empty] | 1718 | 100 |  |  |  |  | -60 | 60 |  |  |  |  | 443 | 240 | [8 empty] | 30300 | 120 | [26 empty] | -130 | 130 | [30 empty] | 327200 | 70 | [38 empty] | 623600 | 120 |  |  |  | 2025 | Ciccolella, A., Tursi, F., Festa, V., Ruggieri, G., Schingaro, E., Ventruti, G., Fregola, R.A., MVT-SHMS signature in basement-hosted Zn-Pb-(Cu-Fe) mineralization in the Sila Massif (Calabria, Italy): Evidence from trace elements and fluid inclusions data, Ore Geology Reviews, Volume 176, 2025, 106438, https://doi.org/10.1016/j.oregeorev.2024.106438. |  | ITA |  | 16.6009 | 39.4419 | [7 empty] | Coordinates given in manuscript | Includes data for chalcopyrite and galena | 2025-03-12
y | Longobucco |  | Basin hydrothermal | Mississippi Valley-type (MVT) | unknown | Zn, Pb | Cu, Fe | Zn, Pb, Cu, Fe | Ciccolella et al., 2025 |  | LGB06a-1La-3Tb | LGB06a-1La-3Tb 005 | mine | Longobucco |  |  |  | unknown | mine waste specimen | grab | rock | samples from mineralized veins and mining dumps | Sila Massif |  |  |  | granodiorite |  | granodiorite | unknown | sphalerite | sp1 |  |  | Yellow | chlorite-sericite |  | galena, quartz, calcite | cutting and polishing | EPMA | JEOL-JXA 8230 | Micro-analyses Laboratory (LaMA) joint UNIFI-IGG CNR laboratory of Florence | 20 kV, 20 nA, 30 um | Astimex 42 | [20 empty] | 2147 | 100 |  |  |  |  | 149 | 60 |  |  |  |  | 450 | 240 | [8 empty] | 34900 | 120 | [26 empty] | -130 | 130 | [30 empty] | 329100 | 70 | [38 empty] | 620000 | 120 |  |  |  | 2025 | Ciccolella, A., Tursi, F., Festa, V., Ruggieri, G., Schingaro, E., Ventruti, G., Fregola, R.A., MVT-SHMS signature in basement-hosted Zn-Pb-(Cu-Fe) mineralization in the Sila Massif (Calabria, Italy): Evidence from trace elements and fluid inclusions data, Ore Geology Reviews, Volume 176, 2025, 106438, https://doi.org/10.1016/j.oregeorev.2024.106438. |  | ITA |  | 16.6009 | 39.4419 | [7 empty] | Coordinates given in manuscript | Includes data for chalcopyrite and galena | 2025-03-12
y | Longobucco |  | Basin hydrothermal | Mississippi Valley-type (MVT) | unknown | Zn, Pb | Cu, Fe | Zn, Pb, Cu, Fe | Ciccolella et al., 2025 |  | LGB06a-1La-3Tb | LGB06a-1La-3Tb 006 | mine | Longobucco |  |  |  | unknown | mine waste specimen | grab | rock | samples from mineralized veins and mining dumps | Sila Massif |  |  |  | granodiorite |  | granodiorite | unknown | sphalerite | sp1 |  |  | Yellow | chlorite-sericite |  | galena, quartz, calcite | cutting and polishing | EPMA | JEOL-JXA 8230 | Micro-analyses Laboratory (LaMA) joint UNIFI-IGG CNR laboratory of Florence | 20 kV, 20 nA, 30 um | Astimex 42 | [20 empty] | 2084 | 100 |  |  |  |  | -60 | 60 |  |  |  |  | -240 | 240 | [8 empty] | 36100 | 120 | [26 empty] | -130 | 130 | [30 empty] | 328500 | 70 | [38 empty] | 618900 | 120 |  |  |  | 2025 | Ciccolella, A., Tursi, F., Festa, V., Ruggieri, G., Schingaro, E., Ventruti, G., Fregola, R.A., MVT-SHMS signature in basement-hosted Zn-Pb-(Cu-Fe) mineralization in the Sila Massif (Calabria, Italy): Evidence from trace elements and fluid inclusions data, Ore Geology Reviews, Volume 176, 2025, 106438, https://doi.org/10.1016/j.oregeorev.2024.106438. |  | ITA |  | 16.6009 | 39.4419 | [7 empty] | Coordinates given in manuscript | Includes data for chalcopyrite and galena | 2025-03-12
y | Longobucco |  | Basin hydrothermal | Mississippi Valley-type (MVT) | unknown | Zn, Pb | Cu, Fe | Zn, Pb, Cu, Fe | Ciccolella et al., 2025 |  | LGB06a-1La-3Tb | LGB06a-1La-3Tb 007 | mine | Longobucco |  |  |  | unknown | mine waste specimen | grab | rock | samples from mineralized veins and mining dumps | Sila Massif |  |  |  | granodiorite |  | granodiorite | unknown | sphalerite | sp1 |  |  | Yellow | chlorite-sericite |  | galena, quartz, calcite | cutting and polishing | EPMA | JEOL-JXA 8230 | Micro-analyses Laboratory (LaMA) joint UNIFI-IGG CNR laboratory of Florence | 20 kV, 20 nA, 30 um | Astimex 42 | [20 empty] | 4300 | 100 |  |  |  |  | 80 | 60 |  |  |  |  | -240 | 240 | [8 empty] | 31400 | 120 | [26 empty] | 338 | 130 | [30 empty] | 333300 | 70 | [38 empty] | 616800 | 120 |  |  |  | 2025 | Ciccolella, A., Tursi, F., Festa, V., Ruggieri, G., Schingaro, E., Ventruti, G., Fregola, R.A., MVT-SHMS signature in basement-hosted Zn-Pb-(Cu-Fe) mineralization in the Sila Massif (Calabria, Italy): Evidence from trace elements and fluid inclusions data, Ore Geology Reviews, Volume 176, 2025, 106438, https://doi.org/10.1016/j.oregeorev.2024.106438. |  | ITA |  | 16.6009 | 39.4419 | [7 empty] | Coordinates given in manuscript | Includes data for chalcopyrite and galena | 2025-03-12
y | Longobucco |  | Basin hydrothermal | Mississippi Valley-type (MVT) | unknown | Zn, Pb | Cu, Fe | Zn, Pb, Cu, Fe | Ciccolella et al., 2025 |  | LGB06a-1La-3Tb | LGB06a-1La-3Tb 008 | mine | Longobucco |  |  |  | unknown | mine waste specimen | grab | rock | samples from mineralized veins and mining dumps | Sila Massif |  |  |  | granodiorite |  | granodiorite | unknown | sphalerite | sp1 |  |  | Yellow | chlorite-sericite |  | galena, quartz, calcite | cutting and polishing | EPMA | JEOL-JXA 8230 | Micro-analyses Laboratory (LaMA) joint UNIFI-IGG CNR laboratory of Florence | 20 kV, 20 nA, 30 um | Astimex 42 | [20 empty] | 3705 | 100 |  |  |  |  | 74 | 60 |  |  |  |  | -240 | 240 | [8 empty] | 40600 | 120 | [26 empty] | -130 | 130 | [30 empty] | 328700 | 70 | [38 empty] | 611200 | 120 |  |  |  | 2025 | Ciccolella, A., Tursi, F., Festa, V., Ruggieri, G., Schingaro, E., Ventruti, G., Fregola, R.A., MVT-SHMS signature in basement-hosted Zn-Pb-(Cu-Fe) mineralization in the Sila Massif (Calabria, Italy): Evidence from trace elements and fluid inclusions data, Ore Geology Reviews, Volume 176, 2025, 106438, https://doi.org/10.1016/j.oregeorev.2024.106438. |  | ITA |  | 16.6009 | 39.4419 | [7 empty] | Coordinates given in manuscript | Includes data for chalcopyrite and galena | 2025-03-12
y | Longobucco |  | Basin hydrothermal | Mississippi Valley-type (MVT) | unknown | Zn, Pb | Cu, Fe | Zn, Pb, Cu, Fe | Ciccolella et al., 2025 |  | LGB06a-1La-3Tb | LGB06a-1La-3Tb 009 | mine | Longobucco |  |  |  | unknown | mine waste specimen | grab | rock | samples from mineralized veins and mining dumps | Sila Massif |  |  |  | granodiorite |  | granodiorite | unknown | sphalerite | sp2 |  |  | Brown | chlorite-sericite |  | galena, quartz, calcite | cutting and polishing | EPMA | JEOL-JXA 8230 | Micro-analyses Laboratory (LaMA) joint UNIFI-IGG CNR laboratory of Florence | 20 kV, 20 nA, 30 um | Astimex 42 | [20 empty] | 2484 | 100 |  |  |  |  | 240 | 60 |  |  |  |  | -240 | 240 | [8 empty] | 63000 | 120 | [26 empty] | 285 | 130 | [30 empty] | 328200 | 70 | [38 empty] | 587700 | 120 |  |  |  | 2025 | Ciccolella, A., Tursi, F., Festa, V., Ruggieri, G., Schingaro, E., Ventruti, G., Fregola, R.A., MVT-SHMS signature in basement-hosted Zn-Pb-(Cu-Fe) mineralization in the Sila Massif (Calabria, Italy): Evidence from trace elements and fluid inclusions data, Ore Geology Reviews, Volume 176, 2025, 106438, https://doi.org/10.1016/j.oregeorev.2024.106438. |  | ITA |  | 16.6009 | 39.4419 | [7 empty] | Coordinates given in manuscript | Includes data for chalcopyrite and galena | 2025-03-12
y | Longobucco |  | Basin hydrothermal | Mississippi Valley-type (MVT) | unknown | Zn, Pb | Cu, Fe | Zn, Pb, Cu, Fe | Ciccolella et al., 2025 |  | LGB06a-1La-3Tb | LGB06a-1La-3Tb 010 | mine | Longobucco |  |  |  | unknown | mine waste specimen | grab | rock | samples from mineralized veins and mining dumps | Sila Massif |  |  |  | granodiorite |  | granodiorite | unknown | sphalerite | sp2 |  |  | Yellow | chlorite-sericite |  | galena, quartz, calcite | cutting and polishing | EPMA | JEOL-JXA 8230 | Micro-analyses Laboratory (LaMA) joint UNIFI-IGG CNR laboratory of Florence | 20 kV, 20 nA, 30 um | Astimex 42 | [20 empty] | 702 | 100 |  |  |  |  | 181 | 60 |  |  |  |  | -240 | 240 | [8 empty] | 28800 | 120 | [26 empty] | -130 | 130 | [30 empty] | 315000 | 70 | [38 empty] | 612300 | 120 |  |  |  | 2025 | Ciccolella, A., Tursi, F., Festa, V., Ruggieri, G., Schingaro, E., Ventruti, G., Fregola, R.A., MVT-SHMS signature in basement-hosted Zn-Pb-(Cu-Fe) mineralization in the Sila Massif (Calabria, Italy): Evidence from trace elements and fluid inclusions data, Ore Geology Reviews, Volume 176, 2025, 106438, https://doi.org/10.1016/j.oregeorev.2024.106438. |  | ITA |  | 16.6009 | 39.4419 | [7 empty] | Coordinates given in manuscript | Includes data for chalcopyrite and galena | 2025-03-12
y | Longobucco |  | Basin hydrothermal | Mississippi Valley-type (MVT) | unknown | Zn, Pb | Cu, Fe | Zn, Pb, Cu, Fe | Ciccolella et al., 2025 |  | LGB06a-1La-2.1 | LGB06a-1La-2.1 | mine | Longobucco |  |  |  | unknown | mine waste specimen | grab | rock | samples from mineralized veins and mining dumps | Sila Massif |  |  |  | granodiorite |  | granodiorite | unknown | sphalerite | sp2 |  |  | Reddish Brown | chlorite-sericite |  | galena, quartz, calcite | cutting and polishing | EPMA | JEOL-JXA 8230 | Micro-analyses Laboratory (LaMA) joint UNIFI-IGG CNR laboratory of Florence | 20 kV, 20 nA, 30 um | Astimex 42 | [20 empty] | 957 | 100 |  |  |  |  | 248 | 60 |  |  |  |  | 397 | 240 | [8 empty] | 94400 | 120 | [26 empty] | 198 | 130 | [30 empty] | 330600 | 70 | [38 empty] | 554200 | 120 |  |  |  | 2025 | Ciccolella, A., Tursi, F., Festa, V., Ruggieri, G., Schingaro, E., Ventruti, G., Fregola, R.A., MVT-SHMS signature in basement-hosted Zn-Pb-(Cu-Fe) mineralization in the Sila Massif (Calabria, Italy): Evidence from trace elements and fluid inclusions data, Ore Geology Reviews, Volume 176, 2025, 106438, https://doi.org/10.1016/j.oregeorev.2024.106438. |  | ITA |  | 16.6009 | 39.4419 | [7 empty] | Coordinates given in manuscript | Includes data for chalcopyrite and galena | 2025-03-12
y | Longobucco |  | Basin hydrothermal | Mississippi Valley-type (MVT) | unknown | Zn, Pb | Cu, Fe | Zn, Pb, Cu, Fe | Ciccolella et al., 2025 |  | LGB06a-1La-2.3 | LGB06a-1La-2.3 | mine | Longobucco |  |  |  | unknown | mine waste specimen | grab | rock | samples from mineralized veins and mining dumps | Sila Massif |  |  |  | granodiorite |  | granodiorite | unknown | sphalerite | sp1 |  |  | Light Yellow | chlorite-sericite |  | galena, quartz, calcite | cutting and polishing | EPMA | JEOL-JXA 8230 | Micro-analyses Laboratory (LaMA) joint UNIFI-IGG CNR laboratory of Florence | 20 kV, 20 nA, 30 um | Astimex 42 | [20 empty] | 5525 | 100 |  |  |  |  | -60 | 60 |  |  |  |  | -240 | 240 | [8 empty] | 32300 | 120 | [26 empty] | -130 | 130 | [30 empty] | 327900 | 70 | [38 empty] | 619000 | 120 |  |  |  | 2025 | Ciccolella, A., Tursi, F., Festa, V., Ruggieri, G., Schingaro, E., Ventruti, G., Fregola, R.A., MVT-SHMS signature in basement-hosted Zn-Pb-(Cu-Fe) mineralization in the Sila Massif (Calabria, Italy): Evidence from trace elements and fluid inclusions data, Ore Geology Reviews, Volume 176, 2025, 106438, https://doi.org/10.1016/j.oregeorev.2024.106438. |  | ITA |  | 16.6009 | 39.4419 | [7 empty] | Coordinates given in manuscript | Includes data for chalcopyrite and galena | 2025-03-12
y | Longobucco |  | Basin hydrothermal | Mississippi Valley-type (MVT) | unknown | Zn, Pb | Cu, Fe | Zn, Pb, Cu, Fe | Ciccolella et al., 2025 |  | LGB06a-1La-2.4 | LGB06a-1La-2.4 | mine | Longobucco |  |  |  | unknown | mine waste specimen | grab | rock | samples from mineralized veins and mining dumps | Sila Massif |  |  |  | granodiorite |  | granodiorite | unknown | sphalerite | sp1 |  |  | Yellow | chlorite-sericite |  | galena, quartz, calcite | cutting and polishing | EPMA | JEOL-JXA 8230 | Micro-analyses Laboratory (LaMA) joint UNIFI-IGG CNR laboratory of Florence | 20 kV, 20 nA, 30 um | Astimex 42 | [20 empty] | 1813 | 100 |  |  |  |  | -60 | 60 |  |  |  |  | -240 | 240 | [8 empty] | 34600 | 120 | [26 empty] | -130 | 130 | [30 empty] | 327600 | 70 | [38 empty] | 617700 | 120 |  |  |  | 2025 | Ciccolella, A., Tursi, F., Festa, V., Ruggieri, G., Schingaro, E., Ventruti, G., Fregola, R.A., MVT-SHMS signature in basement-hosted Zn-Pb-(Cu-Fe) mineralization in the Sila Massif (Calabria, Italy): Evidence from trace elements and fluid inclusions data, Ore Geology Reviews, Volume 176, 2025, 106438, https://doi.org/10.1016/j.oregeorev.2024.106438. |  | ITA |  | 16.6009 | 39.4419 | [7 empty] | Coordinates given in manuscript | Includes data for chalcopyrite and galena | 2025-03-12
y | Longobucco |  | Basin hydrothermal | Mississippi Valley-type (MVT) | unknown | Zn, Pb | Cu, Fe | Zn, Pb, Cu, Fe | Ciccolella et al., 2025 |  | LGB06a-1La-2.5 | LGB06a-1La-2.5 | mine | Longobucco |  |  |  | unknown | mine waste specimen | grab | rock | samples from mineralized veins and mining dumps | Sila Massif |  |  |  | granodiorite |  | granodiorite | unknown | sphalerite | sp2 |  |  | Reddish Brown | chlorite-sericite |  | galena, quartz, calcite | cutting and polishing | EPMA | JEOL-JXA 8230 | Micro-analyses Laboratory (LaMA) joint UNIFI-IGG CNR laboratory of Florence | 20 kV, 20 nA, 30 um | Astimex 42 | [20 empty] | 555 | 100 |  |  |  |  | 299 | 60 |  |  |  |  | 634 | 240 | [8 empty] | 83800 | 120 | [26 empty] | 164 | 130 | [30 empty] | 332300 | 70 | [38 empty] | 565900 | 120 |  |  |  | 2025 | Ciccolella, A., Tursi, F., Festa, V., Ruggieri, G., Schingaro, E., Ventruti, G., Fregola, R.A., MVT-SHMS signature in basement-hosted Zn-Pb-(Cu-Fe) mineralization in the Sila Massif (Calabria, Italy): Evidence from trace elements and fluid inclusions data, Ore Geology Reviews, Volume 176, 2025, 106438, https://doi.org/10.1016/j.oregeorev.2024.106438. |  | ITA |  | 16.6009 | 39.4419 | [7 empty] | Coordinates given in manuscript | Includes data for chalcopyrite and galena | 2025-03-12
y | Longobucco |  | Basin hydrothermal | Mississippi Valley-type (MVT) | unknown | Zn, Pb | Cu, Fe | Zn, Pb, Cu, Fe | Ciccolella et al., 2025 |  | LGB06a-1La-2.6 | LGB06a-1La-2.6 | mine | Longobucco |  |  |  | unknown | mine waste specimen | grab | rock | samples from mineralized veins and mining dumps | Sila Massif |  |  |  | granodiorite |  | granodiorite | unknown | sphalerite | sp2 |  |  | Reddish Brown | chlorite-sericite |  | galena, quartz, calcite | cutting and polishing | EPMA | JEOL-JXA 8230 | Micro-analyses Laboratory (LaMA) joint UNIFI-IGG CNR laboratory of Florence | 20 kV, 20 nA, 30 um | Astimex 42 | [20 empty] | 2163 | 100 |  |  |  |  | 306 | 60 |  |  |  |  | -240 | 240 | [8 empty] | 68800 | 120 | [26 empty] | 169 | 130 | [30 empty] | 330900 | 70 | [38 empty] | 580600 | 120 |  |  |  | 2025 | Ciccolella, A., Tursi, F., Festa, V., Ruggieri, G., Schingaro, E., Ventruti, G., Fregola, R.A., MVT-SHMS signature in basement-hosted Zn-Pb-(Cu-Fe) mineralization in the Sila Massif (Calabria, Italy): Evidence from trace elements and fluid inclusions data, Ore Geology Reviews, Volume 176, 2025, 106438, https://doi.org/10.1016/j.oregeorev.2024.106438. |  | ITA |  | 16.6009 | 39.4419 | [7 empty] | Coordinates given in manuscript | Includes data for chalcopyrite and galena | 2025-03-12
y | Longobucco |  | Basin hydrothermal | Mississippi Valley-type (MVT) | unknown | Zn, Pb | Cu, Fe | Zn, Pb, Cu, Fe | Ciccolella et al., 2025 |  | LGB06a-1La-2.7 | LGB06a-1La-2.7 | mine | Longobucco |  |  |  | unknown | mine waste specimen | grab | rock | samples from mineralized veins and mining dumps | Sila Massif |  |  |  | granodiorite |  | granodiorite | unknown | sphalerite | sp2 |  |  | Brown | chlorite-sericite |  | galena, quartz, calcite | cutting and polishing | EPMA | JEOL-JXA 8230 | Micro-analyses Laboratory (LaMA) joint UNIFI-IGG CNR laboratory of Florence | 20 kV, 20 nA, 30 um | Astimex 42 | [20 empty] | 2025 | 100 |  |  |  |  | 82 | 60 |  |  |  |  | 1379 | 240 | [8 empty] | 72600 | 120 | [26 empty] | -130 | 130 | [30 empty] | 329000 | 70 | [38 empty] | 572100 | 120 |  |  |  | 2025 | Ciccolella, A., Tursi, F., Festa, V., Ruggieri, G., Schingaro, E., Ventruti, G., Fregola, R.A., MVT-SHMS signature in basement-hosted Zn-Pb-(Cu-Fe) mineralization in the Sila Massif (Calabria, Italy): Evidence from trace elements and fluid inclusions data, Ore Geology Reviews, Volume 176, 2025, 106438, https://doi.org/10.1016/j.oregeorev.2024.106438. |  | ITA |  | 16.6009 | 39.4419 | [7 empty] | Coordinates given in manuscript | Includes data for chalcopyrite and galena | 2025-03-12
y | Longobucco |  | Basin hydrothermal | Mississippi Valley-type (MVT) | unknown | Zn, Pb | Cu, Fe | Zn, Pb, Cu, Fe | Ciccolella et al., 2025 |  | LGB06a-1La-2.8 | LGB06a-1La-2.8 | mine | Longobucco |  |  |  | unknown | mine waste specimen | grab | rock | samples from mineralized veins and mining dumps | Sila Massif |  |  |  | granodiorite |  | granodiorite | unknown | sphalerite | sp2 |  |  | Brown | chlorite-sericite |  | galena, quartz, calcite | cutting and polishing | EPMA | JEOL-JXA 8230 | Micro-analyses Laboratory (LaMA) joint UNIFI-IGG CNR laboratory of Florence | 20 kV, 20 nA, 30 um | Astimex 42 | [20 empty] | 1441 | 100 |  |  |  |  | 283 | 60 |  |  |  |  | 359 | 240 | [8 empty] | 67300 | 120 | [26 empty] | -130 | 130 | [30 empty] | 324000 | 70 | [38 empty] | 581000 | 120 |  |  |  | 2025 | Ciccolella, A., Tursi, F., Festa, V., Ruggieri, G., Schingaro, E., Ventruti, G., Fregola, R.A., MVT-SHMS signature in basement-hosted Zn-Pb-(Cu-Fe) mineralization in the Sila Massif (Calabria, Italy): Evidence from trace elements and fluid inclusions data, Ore Geology Reviews, Volume 176, 2025, 106438, https://doi.org/10.1016/j.oregeorev.2024.106438. |  | ITA |  | 16.6009 | 39.4419 | [7 empty] | Coordinates given in manuscript | Includes data for chalcopyrite and galena | 2025-03-12
y | Longobucco |  | Basin hydrothermal | Mississippi Valley-type (MVT) | unknown | Zn, Pb | Cu, Fe | Zn, Pb, Cu, Fe | Ciccolella et al., 2025 |  | LGB06a-1La-4Ta | LGB06a-1La-4Ta 002 | mine | Longobucco |  |  |  | unknown | mine waste specimen | grab | rock | samples from mineralized veins and mining dumps | Sila Massif |  |  |  | granodiorite |  | granodiorite | unknown | sphalerite | sp1 |  |  | Light Yellow | chlorite-sericite |  | galena, quartz, calcite | cutting and polishing | EPMA | JEOL-JXA 8230 | Micro-analyses Laboratory (LaMA) joint UNIFI-IGG CNR laboratory of Florence | 20 kV, 20 nA, 30 um | Astimex 42 | [20 empty] | 3416 | 100 |  |  |  |  | 121 | 60 |  |  |  |  | 278 | 240 | [8 empty] | 26600 | 120 | [26 empty] | -130 | 130 | [30 empty] | 326000 | 70 | [38 empty] | 618200 | 120 |  |  |  | 2025 | Ciccolella, A., Tursi, F., Festa, V., Ruggieri, G., Schingaro, E., Ventruti, G., Fregola, R.A., MVT-SHMS signature in basement-hosted Zn-Pb-(Cu-Fe) mineralization in the Sila Massif (Calabria, Italy): Evidence from trace elements and fluid inclusions data, Ore Geology Reviews, Volume 176, 2025, 106438, https://doi.org/10.1016/j.oregeorev.2024.106438. |  | ITA |  | 16.6009 | 39.4419 | [7 empty] | Coordinates given in manuscript | Includes data for chalcopyrite and galena | 2025-03-12
y | Longobucco |  | Basin hydrothermal | Mississippi Valley-type (MVT) | unknown | Zn, Pb | Cu, Fe | Zn, Pb, Cu, Fe | Ciccolella et al., 2025 |  | LGB06a-1La-4Ta | LGB06a-1La-4Ta 003 | mine | Longobucco |  |  |  | unknown | mine waste specimen | grab | rock | samples from mineralized veins and mining dumps | Sila Massif |  |  |  | granodiorite |  | granodiorite | unknown | sphalerite | sp1 |  |  | Light Yellow | chlorite-sericite |  | galena, quartz, calcite | cutting and polishing | EPMA | JEOL-JXA 8230 | Micro-analyses Laboratory (LaMA) joint UNIFI-IGG CNR laboratory of Florence | 20 kV, 20 nA, 30 um | Astimex 42 | [20 empty] | 3023 | 100 |  |  |  |  | 166 | 60 |  |  |  |  | -240 | 240 | [8 empty] | 26300 | 120 | [26 empty] | -130 | 130 | [30 empty] | 326300 | 70 | [38 empty] | 623700 | 120 |  |  |  | 2025 | Ciccolella, A., Tursi, F., Festa, V., Ruggieri, G., Schingaro, E., Ventruti, G., Fregola, R.A., MVT-SHMS signature in basement-hosted Zn-Pb-(Cu-Fe) mineralization in the Sila Massif (Calabria, Italy): Evidence from trace elements and fluid inclusions data, Ore Geology Reviews, Volume 176, 2025, 106438, https://doi.org/10.1016/j.oregeorev.2024.106438. |  | ITA |  | 16.6009 | 39.4419 | [7 empty] | Coordinates given in manuscript | Includes data for chalcopyrite and galena | 2025-03-12
y | Longobucco |  | Basin hydrothermal | Mississippi Valley-type (MVT) | unknown | Zn, Pb | Cu, Fe | Zn, Pb, Cu, Fe | Ciccolella et al., 2025 |  | LGB06a-1La-4Ta | LGB06a-1La-4Ta 004 | mine | Longobucco |  |  |  | unknown | mine waste specimen | grab | rock | samples from mineralized veins and mining dumps | Sila Massif |  |  |  | granodiorite |  | granodiorite | unknown | sphalerite | sp1 |  |  | Light Yellow | chlorite-sericite |  | galena, quartz, calcite | cutting and polishing | EPMA | JEOL-JXA 8230 | Micro-analyses Laboratory (LaMA) joint UNIFI-IGG CNR laboratory of Florence | 20 kV, 20 nA, 30 um | Astimex 42 | [20 empty] | 2296 | 100 |  |  |  |  | 90 | 60 |  |  |  |  | -240 | 240 | [8 empty] | 29200 | 120 | [26 empty] | -130 | 130 | [30 empty] | 326900 | 70 | [38 empty] | 624600 | 120 |  |  |  | 2025 | Ciccolella, A., Tursi, F., Festa, V., Ruggieri, G., Schingaro, E., Ventruti, G., Fregola, R.A., MVT-SHMS signature in basement-hosted Zn-Pb-(Cu-Fe) mineralization in the Sila Massif (Calabria, Italy): Evidence from trace elements and fluid inclusions data, Ore Geology Reviews, Volume 176, 2025, 106438, https://doi.org/10.1016/j.oregeorev.2024.106438. |  | ITA |  | 16.6009 | 39.4419 | [7 empty] | Coordinates given in manuscript | Includes data for chalcopyrite and galena | 2025-03-12
y | Longobucco |  | Basin hydrothermal | Mississippi Valley-type (MVT) | unknown | Zn, Pb | Cu, Fe | Zn, Pb, Cu, Fe | Ciccolella et al., 2025 |  | LGB06a-1La-4Ta | LGB06a-1La-4Ta 005 | mine | Longobucco |  |  |  | unknown | mine waste specimen | grab | rock | samples from mineralized veins and mining dumps | Sila Massif |  |  |  | granodiorite |  | granodiorite | unknown | sphalerite | sp1 |  |  | Yellow | chlorite-sericite |  | galena, quartz, calcite | cutting and polishing | EPMA | JEOL-JXA 8230 | Micro-analyses Laboratory (LaMA) joint UNIFI-IGG CNR laboratory of Florence | 20 kV, 20 nA, 30 um | Astimex 42 | [20 empty] | 1499 | 100 |  |  |  |  | -60 | 60 |  |  |  |  | -240 | 240 | [8 empty] | 32800 | 120 | [26 empty] | -130 | 130 | [30 empty] | 327300 | 70 | [38 empty] | 621000 | 120 |  |  |  | 2025 | Ciccolella, A., Tursi, F., Festa, V., Ruggieri, G., Schingaro, E., Ventruti, G., Fregola, R.A., MVT-SHMS signature in basement-hosted Zn-Pb-(Cu-Fe) mineralization in the Sila Massif (Calabria, Italy): Evidence from trace elements and fluid inclusions data, Ore Geology Reviews, Volume 176, 2025, 106438, https://doi.org/10.1016/j.oregeorev.2024.106438. |  | ITA |  | 16.6009 | 39.4419 | [7 empty] | Coordinates given in manuscript | Includes data for chalcopyrite and galena | 2025-03-12
y | Longobucco |  | Basin hydrothermal | Mississippi Valley-type (MVT) | unknown | Zn, Pb | Cu, Fe | Zn, Pb, Cu, Fe | Ciccolella et al., 2025 |  | LGB06a-1La-4Ta | LGB06a-1La-4Ta 006 | mine | Longobucco |  |  |  | unknown | mine waste specimen | grab | rock | samples from mineralized veins and mining dumps | Sila Massif |  |  |  | granodiorite |  | granodiorite | unknown | sphalerite | sp1 |  |  | Light Yellow | chlorite-sericite |  | galena, quartz, calcite | cutting and polishing | EPMA | JEOL-JXA 8230 | Micro-analyses Laboratory (LaMA) joint UNIFI-IGG CNR laboratory of Florence | 20 kV, 20 nA, 30 um | Astimex 42 | [20 empty] | 1125 | 100 |  |  |  |  | 257 | 60 |  |  |  |  | -240 | 240 | [8 empty] | 30900 | 120 | [26 empty] | -130 | 130 | [30 empty] | 326900 | 70 | [38 empty] | 622200 | 120 |  |  |  | 2025 | Ciccolella, A., Tursi, F., Festa, V., Ruggieri, G., Schingaro, E., Ventruti, G., Fregola, R.A., MVT-SHMS signature in basement-hosted Zn-Pb-(Cu-Fe) mineralization in the Sila Massif (Calabria, Italy): Evidence from trace elements and fluid inclusions data, Ore Geology Reviews, Volume 176, 2025, 106438, https://doi.org/10.1016/j.oregeorev.2024.106438. |  | ITA |  | 16.6009 | 39.4419 | [7 empty] | Coordinates given in manuscript | Includes data for chalcopyrite and galena | 2025-03-12
y | Longobucco |  | Basin hydrothermal | Mississippi Valley-type (MVT) | unknown | Zn, Pb | Cu, Fe | Zn, Pb, Cu, Fe | Ciccolella et al., 2025 |  | LGB06a-1La-4Ta | LGB06a-1La-4Ta 007 | mine | Longobucco |  |  |  | unknown | mine waste specimen | grab | rock | samples from mineralized veins and mining dumps | Sila Massif |  |  |  | granodiorite |  | granodiorite | unknown | sphalerite | sp1 |  |  | Yellow | chlorite-sericite |  | galena, quartz, calcite | cutting and polishing | EPMA | JEOL-JXA 8230 | Micro-analyses Laboratory (LaMA) joint UNIFI-IGG CNR laboratory of Florence | 20 kV, 20 nA, 30 um | Astimex 42 | [20 empty] | 1355 | 100 |  |  |  |  | 203 | 60 |  |  |  |  | 471 | 240 | [8 empty] | 32900 | 120 | [26 empty] | 181 | 130 | [30 empty] | 329100 | 70 | [38 empty] | 625500 | 120 |  |  |  | 2025 | Ciccolella, A., Tursi, F., Festa, V., Ruggieri, G., Schingaro, E., Ventruti, G., Fregola, R.A., MVT-SHMS signature in basement-hosted Zn-Pb-(Cu-Fe) mineralization in the Sila Massif (Calabria, Italy): Evidence from trace elements and fluid inclusions data, Ore Geology Reviews, Volume 176, 2025, 106438, https://doi.org/10.1016/j.oregeorev.2024.106438. |  | ITA |  | 16.6009 | 39.4419 | [7 empty] | Coordinates given in manuscript | Includes data for chalcopyrite and galena | 2025-03-12
y | Longobucco |  | Basin hydrothermal | Mississippi Valley-type (MVT) | unknown | Zn, Pb | Cu, Fe | Zn, Pb, Cu, Fe | Ciccolella et al., 2025 |  | LGB06a-1La-4Ta | LGB06a-1La-4Ta 008 | mine | Longobucco |  |  |  | unknown | mine waste specimen | grab | rock | samples from mineralized veins and mining dumps | Sila Massif |  |  |  | granodiorite |  | granodiorite | unknown | sphalerite | sp1 |  |  | Yellow | chlorite-sericite |  | galena, quartz, calcite | cutting and polishing | EPMA | JEOL-JXA 8230 | Micro-analyses Laboratory (LaMA) joint UNIFI-IGG CNR laboratory of Florence | 20 kV, 20 nA, 30 um | Astimex 42 | [20 empty] | 1709 | 100 |  |  |  |  | -60 | 60 |  |  |  |  | -240 | 240 | [8 empty] | 34900 | 120 | [26 empty] | 175 | 130 | [30 empty] | 328700 | 70 | [38 empty] | 616700 | 120 |  |  |  | 2025 | Ciccolella, A., Tursi, F., Festa, V., Ruggieri, G., Schingaro, E., Ventruti, G., Fregola, R.A., MVT-SHMS signature in basement-hosted Zn-Pb-(Cu-Fe) mineralization in the Sila Massif (Calabria, Italy): Evidence from trace elements and fluid inclusions data, Ore Geology Reviews, Volume 176, 2025, 106438, https://doi.org/10.1016/j.oregeorev.2024.106438. |  | ITA |  | 16.6009 | 39.4419 | [7 empty] | Coordinates given in manuscript | Includes data for chalcopyrite and galena | 2025-03-12
y | Longobucco |  | Basin hydrothermal | Mississippi Valley-type (MVT) | unknown | Zn, Pb | Cu, Fe | Zn, Pb, Cu, Fe | Ciccolella et al., 2025 |  | LGB06a-1La-4Ta | LGB06a-1La-4Ta 009 | mine | Longobucco |  |  |  | unknown | mine waste specimen | grab | rock | samples from mineralized veins and mining dumps | Sila Massif |  |  |  | granodiorite |  | granodiorite | unknown | sphalerite | sp1 |  |  | Brown | chlorite-sericite |  | galena, quartz, calcite | cutting and polishing | EPMA | JEOL-JXA 8230 | Micro-analyses Laboratory (LaMA) joint UNIFI-IGG CNR laboratory of Florence | 20 kV, 20 nA, 30 um | Astimex 42 | [20 empty] | 2249 | 100 |  |  |  |  | -60 | 60 |  |  |  |  | 586 | 240 | [8 empty] | 38100 | 120 | [26 empty] | 209 | 130 | [30 empty] | 330100 | 70 | [38 empty] | 614400 | 120 |  |  |  | 2025 | Ciccolella, A., Tursi, F., Festa, V., Ruggieri, G., Schingaro, E., Ventruti, G., Fregola, R.A., MVT-SHMS signature in basement-hosted Zn-Pb-(Cu-Fe) mineralization in the Sila Massif (Calabria, Italy): Evidence from trace elements and fluid inclusions data, Ore Geology Reviews, Volume 176, 2025, 106438, https://doi.org/10.1016/j.oregeorev.2024.106438. |  | ITA |  | 16.6009 | 39.4419 | [7 empty] | Coordinates given in manuscript | Includes data for chalcopyrite and galena | 2025-03-12
y | Longobucco |  | Basin hydrothermal | Mississippi Valley-type (MVT) | unknown | Zn, Pb | Cu, Fe | Zn, Pb, Cu, Fe | Ciccolella et al., 2025 |  | LGB06a-1La-4Ta | LGB06a-1La-4Ta 010 | mine | Longobucco |  |  |  | unknown | mine waste specimen | grab | rock | samples from mineralized veins and mining dumps | Sila Massif |  |  |  | granodiorite |  | granodiorite | unknown | sphalerite | sp1 |  |  | Brown | chlorite-sericite |  | galena, quartz, calcite | cutting and polishing | EPMA | JEOL-JXA 8230 | Micro-analyses Laboratory (LaMA) joint UNIFI-IGG CNR laboratory of Florence | 20 kV, 20 nA, 30 um | Astimex 42 | [20 empty] | 3733 | 100 |  |  |  |  | 105 | 60 |  |  |  |  | -240 | 240 | [8 empty] | 46600 | 120 | [26 empty] | 202 | 130 | [30 empty] | 327900 | 70 | [38 empty] | 603600 | 120 |  |  |  | 2025 | Ciccolella, A., Tursi, F., Festa, V., Ruggieri, G., Schingaro, E., Ventruti, G., Fregola, R.A., MVT-SHMS signature in basement-hosted Zn-Pb-(Cu-Fe) mineralization in the Sila Massif (Calabria, Italy): Evidence from trace elements and fluid inclusions data, Ore Geology Reviews, Volume 176, 2025, 106438, https://doi.org/10.1016/j.oregeorev.2024.106438. |  | ITA |  | 16.6009 | 39.4419 | [7 empty] | Coordinates given in manuscript | Includes data for chalcopyrite and galena | 2025-03-12
y | Longobucco |  | Basin hydrothermal | Mississippi Valley-type (MVT) | unknown | Zn, Pb | Cu, Fe | Zn, Pb, Cu, Fe | Ciccolella et al., 2025 |  | LGB06a-1La-4Tb | LGB06a-1La-4Tb 001 | mine | Longobucco |  |  |  | unknown | mine waste specimen | grab | rock | samples from mineralized veins and mining dumps | Sila Massif |  |  |  | granodiorite |  | granodiorite | unknown | sphalerite | sp1 |  |  | Brown | chlorite-sericite |  | galena, quartz, calcite | cutting and polishing | EPMA | JEOL-JXA 8230 | Micro-analyses Laboratory (LaMA) joint UNIFI-IGG CNR laboratory of Florence | 20 kV, 20 nA, 30 um | Astimex 42 | [20 empty] | 2154 | 100 |  |  |  |  | 196 | 60 |  |  |  |  | -240 | 240 | [8 empty] | 42400 | 120 | [26 empty] | -130 | 130 | [30 empty] | 330500 | 70 | [38 empty] | 608600 | 120 |  |  |  | 2025 | Ciccolella, A., Tursi, F., Festa, V., Ruggieri, G., Schingaro, E., Ventruti, G., Fregola, R.A., MVT-SHMS signature in basement-hosted Zn-Pb-(Cu-Fe) mineralization in the Sila Massif (Calabria, Italy): Evidence from trace elements and fluid inclusions data, Ore Geology Reviews, Volume 176, 2025, 106438, https://doi.org/10.1016/j.oregeorev.2024.106438. |  | ITA |  | 16.6009 | 39.4419 | [7 empty] | Coordinates given in manuscript | Includes data for chalcopyrite and galena | 2025-03-12
y | Longobucco |  | Basin hydrothermal | Mississippi Valley-type (MVT) | unknown | Zn, Pb | Cu, Fe | Zn, Pb, Cu, Fe | Ciccolella et al., 2025 |  | LGB06a-1La-4Tb | LGB06a-1La-4Tb 002 | mine | Longobucco |  |  |  | unknown | mine waste specimen | grab | rock | samples from mineralized veins and mining dumps | Sila Massif |  |  |  | granodiorite |  | granodiorite | unknown | sphalerite | sp1 |  |  | Brown | chlorite-sericite |  | galena, quartz, calcite | cutting and polishing | EPMA | JEOL-JXA 8230 | Micro-analyses Laboratory (LaMA) joint UNIFI-IGG CNR laboratory of Florence | 20 kV, 20 nA, 30 um | Astimex 42 | [20 empty] | 1204 | 100 |  |  |  |  | 138 | 60 |  |  |  |  | 465 | 240 | [8 empty] | 39100 | 120 | [26 empty] | 162 | 130 | [30 empty] | 328800 | 70 | [38 empty] | 611600 | 120 |  |  |  | 2025 | Ciccolella, A., Tursi, F., Festa, V., Ruggieri, G., Schingaro, E., Ventruti, G., Fregola, R.A., MVT-SHMS signature in basement-hosted Zn-Pb-(Cu-Fe) mineralization in the Sila Massif (Calabria, Italy): Evidence from trace elements and fluid inclusions data, Ore Geology Reviews, Volume 176, 2025, 106438, https://doi.org/10.1016/j.oregeorev.2024.106438. |  | ITA |  | 16.6009 | 39.4419 | [7 empty] | Coordinates given in manuscript | Includes data for chalcopyrite and galena | 2025-03-12
y | Longobucco |  | Basin hydrothermal | Mississippi Valley-type (MVT) | unknown | Zn, Pb | Cu, Fe | Zn, Pb, Cu, Fe | Ciccolella et al., 2025 |  | LGB06a-1La-4Tb | LGB06a-1La-4Tb 003 | mine | Longobucco |  |  |  | unknown | mine waste specimen | grab | rock | samples from mineralized veins and mining dumps | Sila Massif |  |  |  | granodiorite |  | granodiorite | unknown | sphalerite | sp1 |  |  | Yellow | chlorite-sericite |  | galena, quartz, calcite | cutting and polishing | EPMA | JEOL-JXA 8230 | Micro-analyses Laboratory (LaMA) joint UNIFI-IGG CNR laboratory of Florence | 20 kV, 20 nA, 30 um | Astimex 42 | [20 empty] | 1675 | 100 |  |  |  |  | 82 | 60 |  |  |  |  | 564 | 240 | [8 empty] | 33700 | 120 | [26 empty] | -130 | 130 | [30 empty] | 330400 | 70 | [38 empty] | 618100 | 120 |  |  |  | 2025 | Ciccolella, A., Tursi, F., Festa, V., Ruggieri, G., Schingaro, E., Ventruti, G., Fregola, R.A., MVT-SHMS signature in basement-hosted Zn-Pb-(Cu-Fe) mineralization in the Sila Massif (Calabria, Italy): Evidence from trace elements and fluid inclusions data, Ore Geology Reviews, Volume 176, 2025, 106438, https://doi.org/10.1016/j.oregeorev.2024.106438. |  | ITA |  | 16.6009 | 39.4419 | [7 empty] | Coordinates given in manuscript | Includes data for chalcopyrite and galena | 2025-03-12
y | Longobucco |  | Basin hydrothermal | Mississippi Valley-type (MVT) | unknown | Zn, Pb | Cu, Fe | Zn, Pb, Cu, Fe | Ciccolella et al., 2025 |  | LGB06a-1La-4Tb | LGB06a-1La-4Tb 004 | mine | Longobucco |  |  |  | unknown | mine waste specimen | grab | rock | samples from mineralized veins and mining dumps | Sila Massif |  |  |  | granodiorite |  | granodiorite | unknown | sphalerite | sp1 |  |  | Yellow | chlorite-sericite |  | galena, quartz, calcite | cutting and polishing | EPMA | JEOL-JXA 8230 | Micro-analyses Laboratory (LaMA) joint UNIFI-IGG CNR laboratory of Florence | 20 kV, 20 nA, 30 um | Astimex 42 | [20 empty] | 2199 | 100 |  |  |  |  | 94 | 60 |  |  |  |  | 250 | 240 | [8 empty] | 35400 | 120 | [26 empty] | 189 | 130 | [30 empty] | 328500 | 70 | [38 empty] | 608300 | 120 |  |  |  | 2025 | Ciccolella, A., Tursi, F., Festa, V., Ruggieri, G., Schingaro, E., Ventruti, G., Fregola, R.A., MVT-SHMS signature in basement-hosted Zn-Pb-(Cu-Fe) mineralization in the Sila Massif (Calabria, Italy): Evidence from trace elements and fluid inclusions data, Ore Geology Reviews, Volume 176, 2025, 106438, https://doi.org/10.1016/j.oregeorev.2024.106438. |  | ITA |  | 16.6009 | 39.4419 | [7 empty] | Coordinates given in manuscript | Includes data for chalcopyrite and galena | 2025-03-12
y | Longobucco |  | Basin hydrothermal | Mississippi Valley-type (MVT) | unknown | Zn, Pb | Cu, Fe | Zn, Pb, Cu, Fe | Ciccolella et al., 2025 |  | LGB06a-1La-4Tb | LGB06a-1La-4Tb 005 | mine | Longobucco |  |  |  | unknown | mine waste specimen | grab | rock | samples from mineralized veins and mining dumps | Sila Massif |  |  |  | granodiorite |  | granodiorite | unknown | sphalerite | sp1 |  |  | Yellow | chlorite-sericite |  | galena, quartz, calcite | cutting and polishing | EPMA | JEOL-JXA 8230 | Micro-analyses Laboratory (LaMA) joint UNIFI-IGG CNR laboratory of Florence | 20 kV, 20 nA, 30 um | Astimex 42 | [20 empty] | 1805 | 100 |  |  |  |  | -60 | 60 |  |  |  |  | -240 | 240 | [8 empty] | 35600 | 120 | [26 empty] | -130 | 130 | [30 empty] | 328200 | 70 | [38 empty] | 615400 | 120 |  |  |  | 2025 | Ciccolella, A., Tursi, F., Festa, V., Ruggieri, G., Schingaro, E., Ventruti, G., Fregola, R.A., MVT-SHMS signature in basement-hosted Zn-Pb-(Cu-Fe) mineralization in the Sila Massif (Calabria, Italy): Evidence from trace elements and fluid inclusions data, Ore Geology Reviews, Volume 176, 2025, 106438, https://doi.org/10.1016/j.oregeorev.2024.106438. |  | ITA |  | 16.6009 | 39.4419 | [7 empty] | Coordinates given in manuscript | Includes data for chalcopyrite and galena | 2025-03-12
y | Longobucco |  | Basin hydrothermal | Mississippi Valley-type (MVT) | unknown | Zn, Pb | Cu, Fe | Zn, Pb, Cu, Fe | Ciccolella et al., 2025 |  | LGB06a-1La-4Tb | LGB06a-1La-4Tb 006 | mine | Longobucco |  |  |  | unknown | mine waste specimen | grab | rock | samples from mineralized veins and mining dumps | Sila Massif |  |  |  | granodiorite |  | granodiorite | unknown | sphalerite | sp1 |  |  | Light Yellow | chlorite-sericite |  | galena, quartz, calcite | cutting and polishing | EPMA | JEOL-JXA 8230 | Micro-analyses Laboratory (LaMA) joint UNIFI-IGG CNR laboratory of Florence | 20 kV, 20 nA, 30 um | Astimex 42 | [20 empty] | 1781 | 100 |  |  |  |  | -60 | 60 |  |  |  |  | 435 | 240 | [8 empty] | 32600 | 120 | [26 empty] | -130 | 130 | [30 empty] | 327900 | 70 | [38 empty] | 619600 | 120 |  |  |  | 2025 | Ciccolella, A., Tursi, F., Festa, V., Ruggieri, G., Schingaro, E., Ventruti, G., Fregola, R.A., MVT-SHMS signature in basement-hosted Zn-Pb-(Cu-Fe) mineralization in the Sila Massif (Calabria, Italy): Evidence from trace elements and fluid inclusions data, Ore Geology Reviews, Volume 176, 2025, 106438, https://doi.org/10.1016/j.oregeorev.2024.106438. |  | ITA |  | 16.6009 | 39.4419 | [7 empty] | Coordinates given in manuscript | Includes data for chalcopyrite and galena | 2025-03-12
y | Longobucco |  | Basin hydrothermal | Mississippi Valley-type (MVT) | unknown | Zn, Pb | Cu, Fe | Zn, Pb, Cu, Fe | Ciccolella et al., 2025 |  | LGB06a-1Lb-4Tb | LGB06a-1Lb-4Tb 007 | mine | Longobucco |  |  |  | unknown | mine waste specimen | grab | rock | samples from mineralized veins and mining dumps | Sila Massif |  |  |  | granodiorite |  | granodiorite | unknown | sphalerite | sp1 |  |  | Light Yellow | chlorite-sericite |  | galena, quartz, calcite | cutting and polishing | EPMA | JEOL-JXA 8230 | Micro-analyses Laboratory (LaMA) joint UNIFI-IGG CNR laboratory of Florence | 20 kV, 20 nA, 30 um | Astimex 42 | [20 empty] | 1785 | 100 |  |  |  |  | 105 | 60 |  |  |  |  | -240 | 240 | [8 empty] | 29800 | 120 | [26 empty] | -130 | 130 | [30 empty] | 326400 | 70 | [38 empty] | 619600 | 120 |  |  |  | 2025 | Ciccolella, A., Tursi, F., Festa, V., Ruggieri, G., Schingaro, E., Ventruti, G., Fregola, R.A., MVT-SHMS signature in basement-hosted Zn-Pb-(Cu-Fe) mineralization in the Sila Massif (Calabria, Italy): Evidence from trace elements and fluid inclusions data, Ore Geology Reviews, Volume 176, 2025, 106438, https://doi.org/10.1016/j.oregeorev.2024.106438. |  | ITA |  | 16.6009 | 39.4419 | [7 empty] | Coordinates given in manuscript | Includes data for chalcopyrite and galena | 2025-03-12
y | Longobucco |  | Basin hydrothermal | Mississippi Valley-type (MVT) | unknown | Zn, Pb | Cu, Fe | Zn, Pb, Cu, Fe | Ciccolella et al., 2025 |  | LGB06a-1Lb-4Tb | LGB06a-1Lb-4Tb 008 | mine | Longobucco |  |  |  | unknown | mine waste specimen | grab | rock | samples from mineralized veins and mining dumps | Sila Massif |  |  |  | granodiorite |  | granodiorite | unknown | sphalerite | sp2 |  |  | Brown | chlorite-sericite |  | galena, quartz, calcite | cutting and polishing | EPMA | JEOL-JXA 8230 | Micro-analyses Laboratory (LaMA) joint UNIFI-IGG CNR laboratory of Florence | 20 kV, 20 nA, 30 um | Astimex 42 | [20 empty] | 1054 | 100 |  |  |  |  | 139 | 60 |  |  |  |  | 3413 | 240 | [8 empty] | 45700 | 120 | [26 empty] | -130 | 130 | [30 empty] | 330200 | 70 | [38 empty] | 575100 | 120 |  |  |  | 2025 | Ciccolella, A., Tursi, F., Festa, V., Ruggieri, G., Schingaro, E., Ventruti, G., Fregola, R.A., MVT-SHMS signature in basement-hosted Zn-Pb-(Cu-Fe) mineralization in the Sila Massif (Calabria, Italy): Evidence from trace elements and fluid inclusions data, Ore Geology Reviews, Volume 176, 2025, 106438, https://doi.org/10.1016/j.oregeorev.2024.106438. |  | ITA |  | 16.6009 | 39.4419 | [7 empty] | Coordinates given in manuscript | Includes data for chalcopyrite and galena | 2025-03-12
y | Longobucco |  | Basin hydrothermal | Mississippi Valley-type (MVT) | unknown | Zn, Pb | Cu, Fe | Zn, Pb, Cu, Fe | Ciccolella et al., 2025 |  | LGB04h_Line sp1 | LGB04h_Line sp1 001 | mine | Longobucco |  |  |  | unknown | mine waste specimen | grab | rock | samples from mineralized veins and mining dumps | Sila Massif |  |  |  | granodiorite |  | granodiorite | unknown | sphalerite | sp2 |  |  | Brown | chlorite-sericite |  | galena, quartz, calcite | cutting and polishing | EPMA | JEOL-JXA 8230 | Micro-analyses Laboratory (LaMA) joint UNIFI-IGG CNR laboratory of Florence | 20 kV, 20 nA, 30 um | Astimex 42 | [20 empty] | 1695 | 100 |  |  |  |  | 200 | 60 |  |  |  |  | 366 | 240 | [8 empty] | 44300 | 120 | [26 empty] | -130 | 130 | [30 empty] | 325400 | 70 | [38 empty] | 604500 | 120 |  |  |  | 2025 | Ciccolella, A., Tursi, F., Festa, V., Ruggieri, G., Schingaro, E., Ventruti, G., Fregola, R.A., MVT-SHMS signature in basement-hosted Zn-Pb-(Cu-Fe) mineralization in the Sila Massif (Calabria, Italy): Evidence from trace elements and fluid inclusions data, Ore Geology Reviews, Volume 176, 2025, 106438, https://doi.org/10.1016/j.oregeorev.2024.106438. |  | ITA |  | 16.6009 | 39.4419 | [7 empty] | Coordinates given in manuscript | Includes data for chalcopyrite and galena | 2025-03-12
y | Longobucco |  | Basin hydrothermal | Mississippi Valley-type (MVT) | unknown | Zn, Pb | Cu, Fe | Zn, Pb, Cu, Fe | Ciccolella et al., 2025 |  | LGB04h_Line sp1 | LGB04h_Line sp1 002 | mine | Longobucco |  |  |  | unknown | mine waste specimen | grab | rock | samples from mineralized veins and mining dumps | Sila Massif |  |  |  | granodiorite |  | granodiorite | unknown | sphalerite | sp2 |  |  | Brown | chlorite-sericite |  | galena, quartz, calcite | cutting and polishing | EPMA | JEOL-JXA 8230 | Micro-analyses Laboratory (LaMA) joint UNIFI-IGG CNR laboratory of Florence | 20 kV, 20 nA, 30 um | Astimex 42 | [20 empty] | 1012 | 100 |  |  |  |  | 228 | 60 |  |  |  |  | -240 | 240 | [8 empty] | 57300 | 120 | [26 empty] | 180 | 130 | [30 empty] | 331100 | 70 | [38 empty] | 596900 | 120 |  |  |  | 2025 | Ciccolella, A., Tursi, F., Festa, V., Ruggieri, G., Schingaro, E., Ventruti, G., Fregola, R.A., MVT-SHMS signature in basement-hosted Zn-Pb-(Cu-Fe) mineralization in the Sila Massif (Calabria, Italy): Evidence from trace elements and fluid inclusions data, Ore Geology Reviews, Volume 176, 2025, 106438, https://doi.org/10.1016/j.oregeorev.2024.106438. |  | ITA |  | 16.6009 | 39.4419 | [7 empty] | Coordinates given in manuscript | Includes data for chalcopyrite and galena | 2025-03-12
y | Longobucco |  | Basin hydrothermal | Mississippi Valley-type (MVT) | unknown | Zn, Pb | Cu, Fe | Zn, Pb, Cu, Fe | Ciccolella et al., 2025 |  | LGB04h_Line sp1 | LGB04h_Line sp1 003 | mine | Longobucco |  |  |  | unknown | mine waste specimen | grab | rock | samples from mineralized veins and mining dumps | Sila Massif |  |  |  | granodiorite |  | granodiorite | unknown | sphalerite | sp2 |  |  | Reddish Brown | chlorite-sericite |  | galena, quartz, calcite | cutting and polishing | EPMA | JEOL-JXA 8230 | Micro-analyses Laboratory (LaMA) joint UNIFI-IGG CNR laboratory of Florence | 20 kV, 20 nA, 30 um | Astimex 42 | [20 empty] | 1830 | 100 |  |  |  |  | 133 | 60 |  |  |  |  | 402 | 240 | [8 empty] | 71400 | 120 | [26 empty] | 293 | 130 | [30 empty] | 312300 | 70 | [38 empty] | 575200 | 120 |  |  |  | 2025 | Ciccolella, A., Tursi, F., Festa, V., Ruggieri, G., Schingaro, E., Ventruti, G., Fregola, R.A., MVT-SHMS signature in basement-hosted Zn-Pb-(Cu-Fe) mineralization in the Sila Massif (Calabria, Italy): Evidence from trace elements and fluid inclusions data, Ore Geology Reviews, Volume 176, 2025, 106438, https://doi.org/10.1016/j.oregeorev.2024.106438. |  | ITA |  | 16.6009 | 39.4419 | [7 empty] | Coordinates given in manuscript | Includes data for chalcopyrite and galena | 2025-03-12
y | Longobucco |  | Basin hydrothermal | Mississippi Valley-type (MVT) | unknown | Zn, Pb | Cu, Fe | Zn, Pb, Cu, Fe | Ciccolella et al., 2025 |  | LGB04h_Line sp1 | LGB04h_Line sp1 004 | mine | Longobucco |  |  |  | unknown | mine waste specimen | grab | rock | samples from mineralized veins and mining dumps | Sila Massif |  |  |  | granodiorite |  | granodiorite | unknown | sphalerite | sp2 |  |  | Brown | chlorite-sericite |  | galena, quartz, calcite | cutting and polishing | EPMA | JEOL-JXA 8230 | Micro-analyses Laboratory (LaMA) joint UNIFI-IGG CNR laboratory of Florence | 20 kV, 20 nA, 30 um | Astimex 42 | [20 empty] | 1310 | 100 |  |  |  |  | 177 | 60 |  |  |  |  | 499 | 240 | [8 empty] | 66100 | 120 | [26 empty] | -130 | 130 | [30 empty] | 331600 | 70 | [38 empty] | 585400 | 120 |  |  |  | 2025 | Ciccolella, A., Tursi, F., Festa, V., Ruggieri, G., Schingaro, E., Ventruti, G., Fregola, R.A., MVT-SHMS signature in basement-hosted Zn-Pb-(Cu-Fe) mineralization in the Sila Massif (Calabria, Italy): Evidence from trace elements and fluid inclusions data, Ore Geology Reviews, Volume 176, 2025, 106438, https://doi.org/10.1016/j.oregeorev.2024.106438. |  | ITA |  | 16.6009 | 39.4419 | [7 empty] | Coordinates given in manuscript | Includes data for chalcopyrite and galena | 2025-03-12
y | Longobucco |  | Basin hydrothermal | Mississippi Valley-type (MVT) | unknown | Zn, Pb | Cu, Fe | Zn, Pb, Cu, Fe | Ciccolella et al., 2025 |  | LGB04h_Line sp1 | LGB04h_Line sp1 005 | mine | Longobucco |  |  |  | unknown | mine waste specimen | grab | rock | samples from mineralized veins and mining dumps | Sila Massif |  |  |  | granodiorite |  | granodiorite | unknown | sphalerite | sp2 |  |  | Brown | chlorite-sericite |  | galena, quartz, calcite | cutting and polishing | EPMA | JEOL-JXA 8230 | Micro-analyses Laboratory (LaMA) joint UNIFI-IGG CNR laboratory of Florence | 20 kV, 20 nA, 30 um | Astimex 42 | [20 empty] | 938 | 100 |  |  |  |  | 152 | 60 |  |  |  |  | 741 | 240 | [8 empty] | 75200 | 120 | [26 empty] | 220 | 130 | [30 empty] | 330700 | 70 | [38 empty] | 576400 | 120 |  |  |  | 2025 | Ciccolella, A., Tursi, F., Festa, V., Ruggieri, G., Schingaro, E., Ventruti, G., Fregola, R.A., MVT-SHMS signature in basement-hosted Zn-Pb-(Cu-Fe) mineralization in the Sila Massif (Calabria, Italy): Evidence from trace elements and fluid inclusions data, Ore Geology Reviews, Volume 176, 2025, 106438, https://doi.org/10.1016/j.oregeorev.2024.106438. |  | ITA |  | 16.6009 | 39.4419 | [7 empty] | Coordinates given in manuscript | Includes data for chalcopyrite and galena | 2025-03-12
y | Longobucco |  | Basin hydrothermal | Mississippi Valley-type (MVT) | unknown | Zn, Pb | Cu, Fe | Zn, Pb, Cu, Fe | Ciccolella et al., 2025 |  | LGB04h_Line sp1 | LGB04h_Line sp1 006 | mine | Longobucco |  |  |  | unknown | mine waste specimen | grab | rock | samples from mineralized veins and mining dumps | Sila Massif |  |  |  | granodiorite |  | granodiorite | unknown | sphalerite | sp2 |  |  | Yellow | chlorite-sericite |  | galena, quartz, calcite | cutting and polishing | EPMA | JEOL-JXA 8230 | Micro-analyses Laboratory (LaMA) joint UNIFI-IGG CNR laboratory of Florence | 20 kV, 20 nA, 30 um | Astimex 42 | [20 empty] | 992 | 100 |  |  |  |  | 146 | 60 |  |  |  |  | 368 | 240 | [8 empty] | 51200 | 120 | [26 empty] | -130 | 130 | [30 empty] | 325400 | 70 | [38 empty] | 604400 | 120 |  |  |  | 2025 | Ciccolella, A., Tursi, F., Festa, V., Ruggieri, G., Schingaro, E., Ventruti, G., Fregola, R.A., MVT-SHMS signature in basement-hosted Zn-Pb-(Cu-Fe) mineralization in the Sila Massif (Calabria, Italy): Evidence from trace elements and fluid inclusions data, Ore Geology Reviews, Volume 176, 2025, 106438, https://doi.org/10.1016/j.oregeorev.2024.106438. |  | ITA |  | 16.6009 | 39.4419 | [7 empty] | Coordinates given in manuscript | Includes data for chalcopyrite and galena | 2025-03-12
y | Longobucco |  | Basin hydrothermal | Mississippi Valley-type (MVT) | unknown | Zn, Pb | Cu, Fe | Zn, Pb, Cu, Fe | Ciccolella et al., 2025 |  | LGB04h_Line sp1 | LGB04h_Line sp1 007 | mine | Longobucco |  |  |  | unknown | mine waste specimen | grab | rock | samples from mineralized veins and mining dumps | Sila Massif |  |  |  | granodiorite |  | granodiorite | unknown | sphalerite | sp2 |  |  | Brown | chlorite-sericite |  | galena, quartz, calcite | cutting and polishing | EPMA | JEOL-JXA 8230 | Micro-analyses Laboratory (LaMA) joint UNIFI-IGG CNR laboratory of Florence | 20 kV, 20 nA, 30 um | Astimex 42 | [20 empty] | 320 | 100 |  |  |  |  | 93 | 60 |  |  |  |  | 1742 | 240 | [8 empty] | 60800 | 120 | [26 empty] | -130 | 130 | [30 empty] | 316900 | 70 | [38 empty] | 576700 | 120 |  |  |  | 2025 | Ciccolella, A., Tursi, F., Festa, V., Ruggieri, G., Schingaro, E., Ventruti, G., Fregola, R.A., MVT-SHMS signature in basement-hosted Zn-Pb-(Cu-Fe) mineralization in the Sila Massif (Calabria, Italy): Evidence from trace elements and fluid inclusions data, Ore Geology Reviews, Volume 176, 2025, 106438, https://doi.org/10.1016/j.oregeorev.2024.106438. |  | ITA |  | 16.6009 | 39.4419 | [7 empty] | Coordinates given in manuscript | Includes data for chalcopyrite and galena | 2025-03-12
y | Longobucco |  | Basin hydrothermal | Mississippi Valley-type (MVT) | unknown | Zn, Pb | Cu, Fe | Zn, Pb, Cu, Fe | Ciccolella et al., 2025 |  | LGB04h_Line sp1 | LGB04h_Line sp1 008 | mine | Longobucco |  |  |  | unknown | mine waste specimen | grab | rock | samples from mineralized veins and mining dumps | Sila Massif |  |  |  | granodiorite |  | granodiorite | unknown | sphalerite | sp2 |  |  | Reddish Brown | chlorite-sericite |  | galena, quartz, calcite | cutting and polishing | EPMA | JEOL-JXA 8230 | Micro-analyses Laboratory (LaMA) joint UNIFI-IGG CNR laboratory of Florence | 20 kV, 20 nA, 30 um | Astimex 42 | [20 empty] | 675 | 100 |  |  |  |  | 180 | 60 |  |  |  |  | 831 | 240 | [8 empty] | 82600 | 120 | [26 empty] | -130 | 130 | [30 empty] | 345300 | 70 | [38 empty] | 548400 | 120 |  |  |  | 2025 | Ciccolella, A., Tursi, F., Festa, V., Ruggieri, G., Schingaro, E., Ventruti, G., Fregola, R.A., MVT-SHMS signature in basement-hosted Zn-Pb-(Cu-Fe) mineralization in the Sila Massif (Calabria, Italy): Evidence from trace elements and fluid inclusions data, Ore Geology Reviews, Volume 176, 2025, 106438, https://doi.org/10.1016/j.oregeorev.2024.106438. |  | ITA |  | 16.6009 | 39.4419 | [7 empty] | Coordinates given in manuscript | Includes data for chalcopyrite and galena | 2025-03-12
y | Longobucco |  | Basin hydrothermal | Mississippi Valley-type (MVT) | unknown | Zn, Pb | Cu, Fe | Zn, Pb, Cu, Fe | Ciccolella et al., 2025 |  | LGB04h_Line sp1 | LGB04h_Line sp1 009 | mine | Longobucco |  |  |  | unknown | mine waste specimen | grab | rock | samples from mineralized veins and mining dumps | Sila Massif |  |  |  | granodiorite |  | granodiorite | unknown | sphalerite | sp2 |  |  | Reddish Brown | chlorite-sericite |  | galena, quartz, calcite | cutting and polishing | EPMA | JEOL-JXA 8230 | Micro-analyses Laboratory (LaMA) joint UNIFI-IGG CNR laboratory of Florence | 20 kV, 20 nA, 30 um | Astimex 42 | [20 empty] | -100 | 100 |  |  |  |  | 256 | 60 |  |  |  |  | 565 | 240 | [8 empty] | 81200 | 120 | [26 empty] | -130 | 130 | [30 empty] | 330900 | 70 | [38 empty] | 567600 | 120 |  |  |  | 2025 | Ciccolella, A., Tursi, F., Festa, V., Ruggieri, G., Schingaro, E., Ventruti, G., Fregola, R.A., MVT-SHMS signature in basement-hosted Zn-Pb-(Cu-Fe) mineralization in the Sila Massif (Calabria, Italy): Evidence from trace elements and fluid inclusions data, Ore Geology Reviews, Volume 176, 2025, 106438, https://doi.org/10.1016/j.oregeorev.2024.106438. |  | ITA |  | 16.6009 | 39.4419 | [7 empty] | Coordinates given in manuscript | Includes data for chalcopyrite and galena | 2025-03-12
y | Longobucco |  | Basin hydrothermal | Mississippi Valley-type (MVT) | unknown | Zn, Pb | Cu, Fe | Zn, Pb, Cu, Fe | Ciccolella et al., 2025 |  | LGB04h_Line sp1 | LGB04h_Line sp1 010 | mine | Longobucco |  |  |  | unknown | mine waste specimen | grab | rock | samples from mineralized veins and mining dumps | Sila Massif |  |  |  | granodiorite |  | granodiorite | unknown | sphalerite | sp2 |  |  | Brown | chlorite-sericite |  | galena, quartz, calcite | cutting and polishing | EPMA | JEOL-JXA 8230 | Micro-analyses Laboratory (LaMA) joint UNIFI-IGG CNR laboratory of Florence | 20 kV, 20 nA, 30 um | Astimex 42 | [20 empty] | 1363 | 100 |  |  |  |  | 142 | 60 |  |  |  |  | -240 | 240 | [8 empty] | 44000 | 120 | [26 empty] | -130 | 130 | [30 empty] | 342900 | 70 | [38 empty] | 612000 | 120 |  |  |  | 2025 | Ciccolella, A., Tursi, F., Festa, V., Ruggieri, G., Schingaro, E., Ventruti, G., Fregola, R.A., MVT-SHMS signature in basement-hosted Zn-Pb-(Cu-Fe) mineralization in the Sila Massif (Calabria, Italy): Evidence from trace elements and fluid inclusions data, Ore Geology Reviews, Volume 176, 2025, 106438, https://doi.org/10.1016/j.oregeorev.2024.106438. |  | ITA |  | 16.6009 | 39.4419 | [7 empty] | Coordinates given in manuscript | Includes data for chalcopyrite and galena | 2025-03-12
y | Longobucco |  | Basin hydrothermal | Mississippi Valley-type (MVT) | unknown | Zn, Pb | Cu, Fe | Zn, Pb, Cu, Fe | Ciccolella et al., 2025 |  | LGB04h_Line sp1 | LGB04h_Line sp1 011 | mine | Longobucco |  |  |  | unknown | mine waste specimen | grab | rock | samples from mineralized veins and mining dumps | Sila Massif |  |  |  | granodiorite |  | granodiorite | unknown | sphalerite | sp2 |  |  | Dark Brown | chlorite-sericite |  | galena, quartz, calcite | cutting and polishing | EPMA | JEOL-JXA 8230 | Micro-analyses Laboratory (LaMA) joint UNIFI-IGG CNR laboratory of Florence | 20 kV, 20 nA, 30 um | Astimex 42 | [20 empty] | 2516 | 100 |  |  |  |  | 191 | 60 |  |  |  |  | -240 | 240 | [8 empty] | 95500 | 120 | [26 empty] | -130 | 130 | [30 empty] | 333900 | 70 | [38 empty] | 553900 | 120 |  |  |  | 2025 | Ciccolella, A., Tursi, F., Festa, V., Ruggieri, G., Schingaro, E., Ventruti, G., Fregola, R.A., MVT-SHMS signature in basement-hosted Zn-Pb-(Cu-Fe) mineralization in the Sila Massif (Calabria, Italy): Evidence from trace elements and fluid inclusions data, Ore Geology Reviews, Volume 176, 2025, 106438, https://doi.org/10.1016/j.oregeorev.2024.106438. |  | ITA |  | 16.6009 | 39.4419 | [7 empty] | Coordinates given in manuscript | Includes data for chalcopyrite and galena | 2025-03-12
y | Longobucco |  | Basin hydrothermal | Mississippi Valley-type (MVT) | unknown | Zn, Pb | Cu, Fe | Zn, Pb, Cu, Fe | Ciccolella et al., 2025 |  | LGB04h_Line sp1 | LGB04h_Line sp1 012 | mine | Longobucco |  |  |  | unknown | mine waste specimen | grab | rock | samples from mineralized veins and mining dumps | Sila Massif |  |  |  | granodiorite |  | granodiorite | unknown | sphalerite | sp2 |  |  | Brown | chlorite-sericite |  | galena, quartz, calcite | cutting and polishing | EPMA | JEOL-JXA 8230 | Micro-analyses Laboratory (LaMA) joint UNIFI-IGG CNR laboratory of Florence | 20 kV, 20 nA, 30 um | Astimex 42 | [20 empty] | 1177 | 100 |  |  |  |  | 193 | 60 |  |  |  |  | 768 | 240 | [8 empty] | 61300 | 120 | [26 empty] | -130 | 130 | [30 empty] | 331000 | 70 | [38 empty] | 594500 | 120 |  |  |  | 2025 | Ciccolella, A., Tursi, F., Festa, V., Ruggieri, G., Schingaro, E., Ventruti, G., Fregola, R.A., MVT-SHMS signature in basement-hosted Zn-Pb-(Cu-Fe) mineralization in the Sila Massif (Calabria, Italy): Evidence from trace elements and fluid inclusions data, Ore Geology Reviews, Volume 176, 2025, 106438, https://doi.org/10.1016/j.oregeorev.2024.106438. |  | ITA |  | 16.6009 | 39.4419 | [7 empty] | Coordinates given in manuscript | Includes data for chalcopyrite and galena | 2025-03-12
y | Longobucco |  | Basin hydrothermal | Mississippi Valley-type (MVT) | unknown | Zn, Pb | Cu, Fe | Zn, Pb, Cu, Fe | Ciccolella et al., 2025 |  | LGB04h_Line sp2 | LGB04h_Line sp2 001 | mine | Longobucco |  |  |  | unknown | mine waste specimen | grab | rock | samples from mineralized veins and mining dumps | Sila Massif |  |  |  | granodiorite |  | granodiorite | unknown | sphalerite | sp2 |  |  | Dark Brown | chlorite-sericite |  | galena, quartz, calcite | cutting and polishing | EPMA | JEOL-JXA 8230 | Micro-analyses Laboratory (LaMA) joint UNIFI-IGG CNR laboratory of Florence | 20 kV, 20 nA, 30 um | Astimex 42 | [20 empty] | 2360 | 100 |  |  |  |  | 99 | 60 |  |  |  |  | 4536 | 240 | [8 empty] | 61600 | 120 | [26 empty] | 206 | 130 | [30 empty] | 348400 | 70 | [38 empty] | 569500 | 120 |  |  |  | 2025 | Ciccolella, A., Tursi, F., Festa, V., Ruggieri, G., Schingaro, E., Ventruti, G., Fregola, R.A., MVT-SHMS signature in basement-hosted Zn-Pb-(Cu-Fe) mineralization in the Sila Massif (Calabria, Italy): Evidence from trace elements and fluid inclusions data, Ore Geology Reviews, Volume 176, 2025, 106438, https://doi.org/10.1016/j.oregeorev.2024.106438. |  | ITA |  | 16.6009 | 39.4419 | [7 empty] | Coordinates given in manuscript | Includes data for chalcopyrite and galena | 2025-03-12
y | Longobucco |  | Basin hydrothermal | Mississippi Valley-type (MVT) | unknown | Zn, Pb | Cu, Fe | Zn, Pb, Cu, Fe | Ciccolella et al., 2025 |  | LGB04h_Line sp2 | LGB04h_Line sp2 002 | mine | Longobucco |  |  |  | unknown | mine waste specimen | grab | rock | samples from mineralized veins and mining dumps | Sila Massif |  |  |  | granodiorite |  | granodiorite | unknown | sphalerite | sp2 |  |  | Brown | chlorite-sericite |  | galena, quartz, calcite | cutting and polishing | EPMA | JEOL-JXA 8230 | Micro-analyses Laboratory (LaMA) joint UNIFI-IGG CNR laboratory of Florence | 20 kV, 20 nA, 30 um | Astimex 42 | [20 empty] | 2152 | 100 |  |  |  |  | 94 | 60 |  |  |  |  | -240 | 240 | [8 empty] | 44600 | 120 | [26 empty] | 211 | 130 | [30 empty] | 327500 | 70 | [38 empty] | 609400 | 120 |  |  |  | 2025 | Ciccolella, A., Tursi, F., Festa, V., Ruggieri, G., Schingaro, E., Ventruti, G., Fregola, R.A., MVT-SHMS signature in basement-hosted Zn-Pb-(Cu-Fe) mineralization in the Sila Massif (Calabria, Italy): Evidence from trace elements and fluid inclusions data, Ore Geology Reviews, Volume 176, 2025, 106438, https://doi.org/10.1016/j.oregeorev.2024.106438. |  | ITA |  | 16.6009 | 39.4419 | [7 empty] | Coordinates given in manuscript | Includes data for chalcopyrite and galena | 2025-03-12
y | Longobucco |  | Basin hydrothermal | Mississippi Valley-type (MVT) | unknown | Zn, Pb | Cu, Fe | Zn, Pb, Cu, Fe | Ciccolella et al., 2025 |  | LGB04h_Line sp2 | LGB04h_Line sp2 005 | mine | Longobucco |  |  |  | unknown | mine waste specimen | grab | rock | samples from mineralized veins and mining dumps | Sila Massif |  |  |  | granodiorite |  | granodiorite | unknown | sphalerite | sp2 |  |  | Dark Brown | chlorite-sericite |  | galena, quartz, calcite | cutting and polishing | EPMA | JEOL-JXA 8230 | Micro-analyses Laboratory (LaMA) joint UNIFI-IGG CNR laboratory of Florence | 20 kV, 20 nA, 30 um | Astimex 42 | [20 empty] | 1551 | 100 |  |  |  |  | 230 | 60 |  |  |  |  | 596 | 240 | [8 empty] | 85800 | 120 | [26 empty] | 153 | 130 | [30 empty] | 331000 | 70 | [38 empty] | 564900 | 120 |  |  |  | 2025 | Ciccolella, A., Tursi, F., Festa, V., Ruggieri, G., Schingaro, E., Ventruti, G., Fregola, R.A., MVT-SHMS signature in basement-hosted Zn-Pb-(Cu-Fe) mineralization in the Sila Massif (Calabria, Italy): Evidence from trace elements and fluid inclusions data, Ore Geology Reviews, Volume 176, 2025, 106438, https://doi.org/10.1016/j.oregeorev.2024.106438. |  | ITA |  | 16.6009 | 39.4419 | [7 empty] | Coordinates given in manuscript | Includes data for chalcopyrite and galena | 2025-03-12
y | Longobucco |  | Basin hydrothermal | Mississippi Valley-type (MVT) | unknown | Zn, Pb | Cu, Fe | Zn, Pb, Cu, Fe | Ciccolella et al., 2025 |  | LGB04h_Line sp2 | LGB04h_Line sp2 006 | mine | Longobucco |  |  |  | unknown | mine waste specimen | grab | rock | samples from mineralized veins and mining dumps | Sila Massif |  |  |  | granodiorite |  | granodiorite | unknown | sphalerite | sp2 |  |  | Dark Brown | chlorite-sericite |  | galena, quartz, calcite | cutting and polishing | EPMA | JEOL-JXA 8230 | Micro-analyses Laboratory (LaMA) joint UNIFI-IGG CNR laboratory of Florence | 20 kV, 20 nA, 30 um | Astimex 42 | [20 empty] | 550 | 100 |  |  |  |  | 177 | 60 |  |  |  |  | -240 | 240 | [8 empty] | 68400 | 120 | [26 empty] | 205 | 130 | [30 empty] | 331100 | 70 | [38 empty] | 593500 | 120 |  |  |  | 2025 | Ciccolella, A., Tursi, F., Festa, V., Ruggieri, G., Schingaro, E., Ventruti, G., Fregola, R.A., MVT-SHMS signature in basement-hosted Zn-Pb-(Cu-Fe) mineralization in the Sila Massif (Calabria, Italy): Evidence from trace elements and fluid inclusions data, Ore Geology Reviews, Volume 176, 2025, 106438, https://doi.org/10.1016/j.oregeorev.2024.106438. |  | ITA |  | 16.6009 | 39.4419 | [7 empty] | Coordinates given in manuscript | Includes data for chalcopyrite and galena | 2025-03-12
y | Longobucco |  | Basin hydrothermal | Mississippi Valley-type (MVT) | unknown | Zn, Pb | Cu, Fe | Zn, Pb, Cu, Fe | Ciccolella et al., 2025 |  | LGB04h_Line sp2 | LGB04h_Line sp2 007 | mine | Longobucco |  |  |  | unknown | mine waste specimen | grab | rock | samples from mineralized veins and mining dumps | Sila Massif |  |  |  | granodiorite |  | granodiorite | unknown | sphalerite | sp2 |  |  | Dark Brown | chlorite-sericite |  | galena, quartz, calcite | cutting and polishing | EPMA | JEOL-JXA 8230 | Micro-analyses Laboratory (LaMA) joint UNIFI-IGG CNR laboratory of Florence | 20 kV, 20 nA, 30 um | Astimex 42 | [20 empty] | 84 | 100 |  |  |  |  | 156 | 60 |  |  |  |  | 687 | 240 | [8 empty] | 90700 | 120 | [26 empty] | -130 | 130 | [30 empty] | 323500 | 70 | [38 empty] | 551300 | 120 |  |  |  | 2025 | Ciccolella, A., Tursi, F., Festa, V., Ruggieri, G., Schingaro, E., Ventruti, G., Fregola, R.A., MVT-SHMS signature in basement-hosted Zn-Pb-(Cu-Fe) mineralization in the Sila Massif (Calabria, Italy): Evidence from trace elements and fluid inclusions data, Ore Geology Reviews, Volume 176, 2025, 106438, https://doi.org/10.1016/j.oregeorev.2024.106438. |  | ITA |  | 16.6009 | 39.4419 | [7 empty] | Coordinates given in manuscript | Includes data for chalcopyrite and galena | 2025-03-12
y | Longobucco |  | Basin hydrothermal | Mississippi Valley-type (MVT) | unknown | Zn, Pb | Cu, Fe | Zn, Pb, Cu, Fe | Ciccolella et al., 2025 |  | LGB04h_Line sp3 | LGB04h_Line sp3 001 | mine | Longobucco |  |  |  | unknown | mine waste specimen | grab | rock | samples from mineralized veins and mining dumps | Sila Massif |  |  |  | granodiorite |  | granodiorite | unknown | sphalerite | sp2 |  |  | Dark Brown | chlorite-sericite |  | galena, quartz, calcite | cutting and polishing | EPMA | JEOL-JXA 8230 | Micro-analyses Laboratory (LaMA) joint UNIFI-IGG CNR laboratory of Florence | 20 kV, 20 nA, 30 um | Astimex 42 | [20 empty] | 869 | 100 |  |  |  |  | 202 | 60 |  |  |  |  | 492 | 240 | [8 empty] | 66200 | 120 | [26 empty] | 172 | 130 | [30 empty] | 335100 | 70 | [38 empty] | 583300 | 120 |  |  |  | 2025 | Ciccolella, A., Tursi, F., Festa, V., Ruggieri, G., Schingaro, E., Ventruti, G., Fregola, R.A., MVT-SHMS signature in basement-hosted Zn-Pb-(Cu-Fe) mineralization in the Sila Massif (Calabria, Italy): Evidence from trace elements and fluid inclusions data, Ore Geology Reviews, Volume 176, 2025, 106438, https://doi.org/10.1016/j.oregeorev.2024.106438. |  | ITA |  | 16.6009 | 39.4419 | [7 empty] | Coordinates given in manuscript | Includes data for chalcopyrite and galena | 2025-03-12
y | Longobucco |  | Basin hydrothermal | Mississippi Valley-type (MVT) | unknown | Zn, Pb | Cu, Fe | Zn, Pb, Cu, Fe | Ciccolella et al., 2025 |  | LGB04h_Line sp3 | LGB04h_Line sp3 002 | mine | Longobucco |  |  |  | unknown | mine waste specimen | grab | rock | samples from mineralized veins and mining dumps | Sila Massif |  |  |  | granodiorite |  | granodiorite | unknown | sphalerite | sp2 |  |  | Reddish Brown | chlorite-sericite |  | galena, quartz, calcite | cutting and polishing | EPMA | JEOL-JXA 8230 | Micro-analyses Laboratory (LaMA) joint UNIFI-IGG CNR laboratory of Florence | 20 kV, 20 nA, 30 um | Astimex 42 | [20 empty] | 2628 | 100 |  |  |  |  | 138 | 60 |  |  |  |  | -240 | 240 | [8 empty] | 71400 | 120 | [26 empty] | -130 | 130 | [30 empty] | 356900 | 70 | [38 empty] | 580300 | 120 |  |  |  | 2025 | Ciccolella, A., Tursi, F., Festa, V., Ruggieri, G., Schingaro, E., Ventruti, G., Fregola, R.A., MVT-SHMS signature in basement-hosted Zn-Pb-(Cu-Fe) mineralization in the Sila Massif (Calabria, Italy): Evidence from trace elements and fluid inclusions data, Ore Geology Reviews, Volume 176, 2025, 106438, https://doi.org/10.1016/j.oregeorev.2024.106438. |  | ITA |  | 16.6009 | 39.4419 | [7 empty] | Coordinates given in manuscript | Includes data for chalcopyrite and galena | 2025-03-12
y | Longobucco |  | Basin hydrothermal | Mississippi Valley-type (MVT) | unknown | Zn, Pb | Cu, Fe | Zn, Pb, Cu, Fe | Ciccolella et al., 2025 |  | LGB04h_Line sp3 | LGB04h_Line sp3 003 | mine | Longobucco |  |  |  | unknown | mine waste specimen | grab | rock | samples from mineralized veins and mining dumps | Sila Massif |  |  |  | granodiorite |  | granodiorite | unknown | sphalerite | sp2 |  |  | Brown | chlorite-sericite |  | galena, quartz, calcite | cutting and polishing | EPMA | JEOL-JXA 8230 | Micro-analyses Laboratory (LaMA) joint UNIFI-IGG CNR laboratory of Florence | 20 kV, 20 nA, 30 um | Astimex 42 | [20 empty] | 1478 | 100 |  |  |  |  | 104 | 60 |  |  |  |  | -240 | 240 | [8 empty] | 55200 | 120 | [26 empty] | -130 | 130 | [30 empty] | 331800 | 70 | [38 empty] | 600100 | 120 |  |  |  | 2025 | Ciccolella, A., Tursi, F., Festa, V., Ruggieri, G., Schingaro, E., Ventruti, G., Fregola, R.A., MVT-SHMS signature in basement-hosted Zn-Pb-(Cu-Fe) mineralization in the Sila Massif (Calabria, Italy): Evidence from trace elements and fluid inclusions data, Ore Geology Reviews, Volume 176, 2025, 106438, https://doi.org/10.1016/j.oregeorev.2024.106438. |  | ITA |  | 16.6009 | 39.4419 | [7 empty] | Coordinates given in manuscript | Includes data for chalcopyrite and galena | 2025-03-12
y | Longobucco |  | Basin hydrothermal | Mississippi Valley-type (MVT) | unknown | Zn, Pb | Cu, Fe | Zn, Pb, Cu, Fe | Ciccolella et al., 2025 |  | LGB04h_Line sp3 | LGB04h_Line sp3 004 | mine | Longobucco |  |  |  | unknown | mine waste specimen | grab | rock | samples from mineralized veins and mining dumps | Sila Massif |  |  |  | granodiorite |  | granodiorite | unknown | sphalerite | sp2 |  |  | Reddish Brown | chlorite-sericite |  | galena, quartz, calcite | cutting and polishing | EPMA | JEOL-JXA 8230 | Micro-analyses Laboratory (LaMA) joint UNIFI-IGG CNR laboratory of Florence | 20 kV, 20 nA, 30 um | Astimex 42 | [20 empty] | 4094 | 100 |  |  |  |  | 147 | 60 |  |  |  |  | -240 | 240 | [8 empty] | 70800 | 120 | [26 empty] | 232 | 130 | [30 empty] | 335400 | 70 | [38 empty] | 582200 | 120 |  |  |  | 2025 | Ciccolella, A., Tursi, F., Festa, V., Ruggieri, G., Schingaro, E., Ventruti, G., Fregola, R.A., MVT-SHMS signature in basement-hosted Zn-Pb-(Cu-Fe) mineralization in the Sila Massif (Calabria, Italy): Evidence from trace elements and fluid inclusions data, Ore Geology Reviews, Volume 176, 2025, 106438, https://doi.org/10.1016/j.oregeorev.2024.106438. |  | ITA |  | 16.6009 | 39.4419 | [7 empty] | Coordinates given in manuscript | Includes data for chalcopyrite and galena | 2025-03-12
y | Longobucco |  | Basin hydrothermal | Mississippi Valley-type (MVT) | unknown | Zn, Pb | Cu, Fe | Zn, Pb, Cu, Fe | Ciccolella et al., 2025 |  | LGB04h_Line sp3 | LGB04h_Line sp3 005 | mine | Longobucco |  |  |  | unknown | mine waste specimen | grab | rock | samples from mineralized veins and mining dumps | Sila Massif |  |  |  | granodiorite |  | granodiorite | unknown | sphalerite | sp2 |  |  | Brown | chlorite-sericite |  | galena, quartz, calcite | cutting and polishing | EPMA | JEOL-JXA 8230 | Micro-analyses Laboratory (LaMA) joint UNIFI-IGG CNR laboratory of Florence | 20 kV, 20 nA, 30 um | Astimex 42 | [20 empty] | 875 | 100 |  |  |  |  | 180 | 60 |  |  |  |  | 506 | 240 | [8 empty] | 56200 | 120 | [26 empty] | -130 | 130 | [30 empty] | 333200 | 70 | [38 empty] | 600300 | 120 |  |  |  | 2025 | Ciccolella, A., Tursi, F., Festa, V., Ruggieri, G., Schingaro, E., Ventruti, G., Fregola, R.A., MVT-SHMS signature in basement-hosted Zn-Pb-(Cu-Fe) mineralization in the Sila Massif (Calabria, Italy): Evidence from trace elements and fluid inclusions data, Ore Geology Reviews, Volume 176, 2025, 106438, https://doi.org/10.1016/j.oregeorev.2024.106438. |  | ITA |  | 16.6009 | 39.4419 | [7 empty] | Coordinates given in manuscript | Includes data for chalcopyrite and galena | 2025-03-12
y | Longobucco |  | Basin hydrothermal | Mississippi Valley-type (MVT) | unknown | Zn, Pb | Cu, Fe | Zn, Pb, Cu, Fe | Ciccolella et al., 2025 |  | LGB04h_Line sp3 | LGB04h_Line sp3 006 | mine | Longobucco |  |  |  | unknown | mine waste specimen | grab | rock | samples from mineralized veins and mining dumps | Sila Massif |  |  |  | granodiorite |  | granodiorite | unknown | sphalerite | sp2 |  |  | Brown | chlorite-sericite |  | galena, quartz, calcite | cutting and polishing | EPMA | JEOL-JXA 8230 | Micro-analyses Laboratory (LaMA) joint UNIFI-IGG CNR laboratory of Florence | 20 kV, 20 nA, 30 um | Astimex 42 | [20 empty] | 1687 | 100 |  |  |  |  | -60 | 60 |  |  |  |  | -240 | 240 | [8 empty] | 42900 | 120 | [26 empty] | -130 | 130 | [30 empty] | 334200 | 70 | [38 empty] | 616800 | 120 |  |  |  | 2025 | Ciccolella, A., Tursi, F., Festa, V., Ruggieri, G., Schingaro, E., Ventruti, G., Fregola, R.A., MVT-SHMS signature in basement-hosted Zn-Pb-(Cu-Fe) mineralization in the Sila Massif (Calabria, Italy): Evidence from trace elements and fluid inclusions data, Ore Geology Reviews, Volume 176, 2025, 106438, https://doi.org/10.1016/j.oregeorev.2024.106438. |  | ITA |  | 16.6009 | 39.4419 | [7 empty] | Coordinates given in manuscript | Includes data for chalcopyrite and galena | 2025-03-12
y | Longobucco |  | Basin hydrothermal | Mississippi Valley-type (MVT) | unknown | Zn, Pb | Cu, Fe | Zn, Pb, Cu, Fe | Ciccolella et al., 2025 |  | LGB04h_Line sp3 | LGB04h_Line sp3 007 | mine | Longobucco |  |  |  | unknown | mine waste specimen | grab | rock | samples from mineralized veins and mining dumps | Sila Massif |  |  |  | granodiorite |  | granodiorite | unknown | sphalerite | sp2 |  |  | Brown | chlorite-sericite |  | galena, quartz, calcite | cutting and polishing | EPMA | JEOL-JXA 8230 | Micro-analyses Laboratory (LaMA) joint UNIFI-IGG CNR laboratory of Florence | 20 kV, 20 nA, 30 um | Astimex 42 | [20 empty] | 715 | 100 |  |  |  |  | 194 | 60 |  |  |  |  | 337 | 240 | [8 empty] | 63400 | 120 | [26 empty] | -130 | 130 | [30 empty] | 322400 | 70 | [38 empty] | 585300 | 120 |  |  |  | 2025 | Ciccolella, A., Tursi, F., Festa, V., Ruggieri, G., Schingaro, E., Ventruti, G., Fregola, R.A., MVT-SHMS signature in basement-hosted Zn-Pb-(Cu-Fe) mineralization in the Sila Massif (Calabria, Italy): Evidence from trace elements and fluid inclusions data, Ore Geology Reviews, Volume 176, 2025, 106438, https://doi.org/10.1016/j.oregeorev.2024.106438. |  | ITA |  | 16.6009 | 39.4419 | [7 empty] | Coordinates given in manuscript | Includes data for chalcopyrite and galena | 2025-03-12
y | Longobucco |  | Basin hydrothermal | Mississippi Valley-type (MVT) | unknown | Zn, Pb | Cu, Fe | Zn, Pb, Cu, Fe | Ciccolella et al., 2025 |  | LGB04h_Line sp4 | LGB04h_Line sp4 001 | mine | Longobucco |  |  |  | unknown | mine waste specimen | grab | rock | samples from mineralized veins and mining dumps | Sila Massif |  |  |  | granodiorite |  | granodiorite | unknown | sphalerite | sp2 |  |  | Reddish Brown | chlorite-sericite |  | galena, quartz, calcite | cutting and polishing | EPMA | JEOL-JXA 8230 | Micro-analyses Laboratory (LaMA) joint UNIFI-IGG CNR laboratory of Florence | 20 kV, 20 nA, 30 um | Astimex 42 | [20 empty] | 666 | 100 |  |  |  |  | 141 | 60 |  |  |  |  | 1062 | 240 | [8 empty] | 106900 | 120 | [26 empty] | 161 | 130 | [30 empty] | 347000 | 70 | [38 empty] | 541300 | 120 |  |  |  | 2025 | Ciccolella, A., Tursi, F., Festa, V., Ruggieri, G., Schingaro, E., Ventruti, G., Fregola, R.A., MVT-SHMS signature in basement-hosted Zn-Pb-(Cu-Fe) mineralization in the Sila Massif (Calabria, Italy): Evidence from trace elements and fluid inclusions data, Ore Geology Reviews, Volume 176, 2025, 106438, https://doi.org/10.1016/j.oregeorev.2024.106438. |  | ITA |  | 16.6009 | 39.4419 | [7 empty] | Coordinates given in manuscript | Includes data for chalcopyrite and galena | 2025-03-12
y | Longobucco |  | Basin hydrothermal | Mississippi Valley-type (MVT) | unknown | Zn, Pb | Cu, Fe | Zn, Pb, Cu, Fe | Ciccolella et al., 2025 |  | LGB04h_Line sp4 | LGB04h_Line sp4 002 | mine | Longobucco |  |  |  | unknown | mine waste specimen | grab | rock | samples from mineralized veins and mining dumps | Sila Massif |  |  |  | granodiorite |  | granodiorite | unknown | sphalerite | sp2 |  |  | Brown | chlorite-sericite |  | galena, quartz, calcite | cutting and polishing | EPMA | JEOL-JXA 8230 | Micro-analyses Laboratory (LaMA) joint UNIFI-IGG CNR laboratory of Florence | 20 kV, 20 nA, 30 um | Astimex 42 | [20 empty] | 3370 | 100 |  |  |  |  | 143 | 60 |  |  |  |  | -240 | 240 | [8 empty] | 53900 | 120 | [26 empty] | -130 | 130 | [30 empty] | 333200 | 70 | [38 empty] | 597300 | 120 |  |  |  | 2025 | Ciccolella, A., Tursi, F., Festa, V., Ruggieri, G., Schingaro, E., Ventruti, G., Fregola, R.A., MVT-SHMS signature in basement-hosted Zn-Pb-(Cu-Fe) mineralization in the Sila Massif (Calabria, Italy): Evidence from trace elements and fluid inclusions data, Ore Geology Reviews, Volume 176, 2025, 106438, https://doi.org/10.1016/j.oregeorev.2024.106438. |  | ITA |  | 16.6009 | 39.4419 | [7 empty] | Coordinates given in manuscript | Includes data for chalcopyrite and galena | 2025-03-12
y | Longobucco |  | Basin hydrothermal | Mississippi Valley-type (MVT) | unknown | Zn, Pb | Cu, Fe | Zn, Pb, Cu, Fe | Ciccolella et al., 2025 |  | LGB04h_Line sp4 | LGB04h_Line sp4 003 | mine | Longobucco |  |  |  | unknown | mine waste specimen | grab | rock | samples from mineralized veins and mining dumps | Sila Massif |  |  |  | granodiorite |  | granodiorite | unknown | sphalerite | sp3 |  |  | Colorless | chlorite-sericite |  | galena, quartz, calcite | cutting and polishing | EPMA | JEOL-JXA 8230 | Micro-analyses Laboratory (LaMA) joint UNIFI-IGG CNR laboratory of Florence | 20 kV, 20 nA, 30 um | Astimex 42 | [20 empty] | 6850 | 100 |  |  |  |  | 122 | 60 |  |  |  |  | -240 | 240 | [8 empty] | 10500 | 120 | [26 empty] | -130 | 130 | [30 empty] | 329200 | 70 | [38 empty] | 643700 | 120 |  |  |  | 2025 | Ciccolella, A., Tursi, F., Festa, V., Ruggieri, G., Schingaro, E., Ventruti, G., Fregola, R.A., MVT-SHMS signature in basement-hosted Zn-Pb-(Cu-Fe) mineralization in the Sila Massif (Calabria, Italy): Evidence from trace elements and fluid inclusions data, Ore Geology Reviews, Volume 176, 2025, 106438, https://doi.org/10.1016/j.oregeorev.2024.106438. |  | ITA |  | 16.6009 | 39.4419 | [7 empty] | Coordinates given in manuscript | Includes data for chalcopyrite and galena | 2025-03-12
y | Longobucco |  | Basin hydrothermal | Mississippi Valley-type (MVT) | unknown | Zn, Pb | Cu, Fe | Zn, Pb, Cu, Fe | Ciccolella et al., 2025 |  | LGB04h_Line sp4 | LGB04h_Line sp4 005 | mine | Longobucco |  |  |  | unknown | mine waste specimen | grab | rock | samples from mineralized veins and mining dumps | Sila Massif |  |  |  | granodiorite |  | granodiorite | unknown | sphalerite | sp3 |  |  | Colorless | chlorite-sericite |  | galena, quartz, calcite | cutting and polishing | EPMA | JEOL-JXA 8230 | Micro-analyses Laboratory (LaMA) joint UNIFI-IGG CNR laboratory of Florence | 20 kV, 20 nA, 30 um | Astimex 42 | [20 empty] | 4692 | 100 |  |  |  |  | 115 | 60 |  |  |  |  | -240 | 240 | [8 empty] | 12300 | 120 | [26 empty] | -130 | 130 | [30 empty] | 361200 | 70 | [38 empty] | 642100 | 120 |  |  |  | 2025 | Ciccolella, A., Tursi, F., Festa, V., Ruggieri, G., Schingaro, E., Ventruti, G., Fregola, R.A., MVT-SHMS signature in basement-hosted Zn-Pb-(Cu-Fe) mineralization in the Sila Massif (Calabria, Italy): Evidence from trace elements and fluid inclusions data, Ore Geology Reviews, Volume 176, 2025, 106438, https://doi.org/10.1016/j.oregeorev.2024.106438. |  | ITA |  | 16.6009 | 39.4419 | [7 empty] | Coordinates given in manuscript | Includes data for chalcopyrite and galena | 2025-03-12
y | Longobucco |  | Basin hydrothermal | Mississippi Valley-type (MVT) | unknown | Zn, Pb | Cu, Fe | Zn, Pb, Cu, Fe | Ciccolella et al., 2025 |  | LGB04h_Line sp4 | LGB04h_Line sp4 006 | mine | Longobucco |  |  |  | unknown | mine waste specimen | grab | rock | samples from mineralized veins and mining dumps | Sila Massif |  |  |  | granodiorite |  | granodiorite | unknown | sphalerite | sp2 |  |  | Reddish Brown | chlorite-sericite |  | galena, quartz, calcite | cutting and polishing | EPMA | JEOL-JXA 8230 | Micro-analyses Laboratory (LaMA) joint UNIFI-IGG CNR laboratory of Florence | 20 kV, 20 nA, 30 um | Astimex 42 | [20 empty] | 3219 | 100 |  |  |  |  | 161 | 60 |  |  |  |  | -240 | 240 | [8 empty] | 70100 | 120 | [26 empty] | -130 | 130 | [30 empty] | 333200 | 70 | [38 empty] | 578100 | 120 |  |  |  | 2025 | Ciccolella, A., Tursi, F., Festa, V., Ruggieri, G., Schingaro, E., Ventruti, G., Fregola, R.A., MVT-SHMS signature in basement-hosted Zn-Pb-(Cu-Fe) mineralization in the Sila Massif (Calabria, Italy): Evidence from trace elements and fluid inclusions data, Ore Geology Reviews, Volume 176, 2025, 106438, https://doi.org/10.1016/j.oregeorev.2024.106438. |  | ITA |  | 16.6009 | 39.4419 | [7 empty] | Coordinates given in manuscript | Includes data for chalcopyrite and galena | 2025-03-12
y | Longobucco |  | Basin hydrothermal | Mississippi Valley-type (MVT) | unknown | Zn, Pb | Cu, Fe | Zn, Pb, Cu, Fe | Ciccolella et al., 2025 |  | LGB04h_Line sp4 | LGB04h_Line sp4 007 | mine | Longobucco |  |  |  | unknown | mine waste specimen | grab | rock | samples from mineralized veins and mining dumps | Sila Massif |  |  |  | granodiorite |  | granodiorite | unknown | sphalerite | sp2 |  |  | Reddish Brown | chlorite-sericite |  | galena, quartz, calcite | cutting and polishing | EPMA | JEOL-JXA 8230 | Micro-analyses Laboratory (LaMA) joint UNIFI-IGG CNR laboratory of Florence | 20 kV, 20 nA, 30 um | Astimex 42 | [20 empty] | 796 | 100 |  |  |  |  | 134 | 60 |  |  |  |  | 316 | 240 | [8 empty] | 88600 | 120 | [26 empty] | 351 | 130 | [30 empty] | 327400 | 70 | [38 empty] | 553900 | 120 |  |  |  | 2025 | Ciccolella, A., Tursi, F., Festa, V., Ruggieri, G., Schingaro, E., Ventruti, G., Fregola, R.A., MVT-SHMS signature in basement-hosted Zn-Pb-(Cu-Fe) mineralization in the Sila Massif (Calabria, Italy): Evidence from trace elements and fluid inclusions data, Ore Geology Reviews, Volume 176, 2025, 106438, https://doi.org/10.1016/j.oregeorev.2024.106438. |  | ITA |  | 16.6009 | 39.4419 | [7 empty] | Coordinates given in manuscript | Includes data for chalcopyrite and galena | 2025-03-12
y | Longobucco |  | Basin hydrothermal | Mississippi Valley-type (MVT) | unknown | Zn, Pb | Cu, Fe | Zn, Pb, Cu, Fe | Ciccolella et al., 2025 |  | LGB04h_Line sp4 | LGB04h_Line sp4 008 | mine | Longobucco |  |  |  | unknown | mine waste specimen | grab | rock | samples from mineralized veins and mining dumps | Sila Massif |  |  |  | granodiorite |  | granodiorite | unknown | sphalerite | sp2 |  |  | Reddish Brown | chlorite-sericite |  | galena, quartz, calcite | cutting and polishing | EPMA | JEOL-JXA 8230 | Micro-analyses Laboratory (LaMA) joint UNIFI-IGG CNR laboratory of Florence | 20 kV, 20 nA, 30 um | Astimex 42 | [20 empty] | 2866 | 100 |  |  |  |  | 63 | 60 |  |  |  |  | -240 | 240 | [8 empty] | 92300 | 120 | [26 empty] | 186 | 130 | [30 empty] | 335400 | 70 | [38 empty] | 557200 | 120 |  |  |  | 2025 | Ciccolella, A., Tursi, F., Festa, V., Ruggieri, G., Schingaro, E., Ventruti, G., Fregola, R.A., MVT-SHMS signature in basement-hosted Zn-Pb-(Cu-Fe) mineralization in the Sila Massif (Calabria, Italy): Evidence from trace elements and fluid inclusions data, Ore Geology Reviews, Volume 176, 2025, 106438, https://doi.org/10.1016/j.oregeorev.2024.106438. |  | ITA |  | 16.6009 | 39.4419 | [7 empty] | Coordinates given in manuscript | Includes data for chalcopyrite and galena | 2025-03-12
y | Longobucco |  | Basin hydrothermal | Mississippi Valley-type (MVT) | unknown | Zn, Pb | Cu, Fe | Zn, Pb, Cu, Fe | Ciccolella et al., 2025 |  | LGB04h_Line sp4 | LGB04h_Line sp4 009 | mine | Longobucco |  |  |  | unknown | mine waste specimen | grab | rock | samples from mineralized veins and mining dumps | Sila Massif |  |  |  | granodiorite |  | granodiorite | unknown | sphalerite | sp2 |  |  | Brown | chlorite-sericite |  | galena, quartz, calcite | cutting and polishing | EPMA | JEOL-JXA 8230 | Micro-analyses Laboratory (LaMA) joint UNIFI-IGG CNR laboratory of Florence | 20 kV, 20 nA, 30 um | Astimex 42 | [20 empty] | 3437 | 100 |  |  |  |  | 114 | 60 |  |  |  |  | -240 | 240 | [8 empty] | 71500 | 120 | [26 empty] | 86 | 130 | [30 empty] | 333700 | 70 | [38 empty] | 579000 | 120 |  |  |  | 2025 | Ciccolella, A., Tursi, F., Festa, V., Ruggieri, G., Schingaro, E., Ventruti, G., Fregola, R.A., MVT-SHMS signature in basement-hosted Zn-Pb-(Cu-Fe) mineralization in the Sila Massif (Calabria, Italy): Evidence from trace elements and fluid inclusions data, Ore Geology Reviews, Volume 176, 2025, 106438, https://doi.org/10.1016/j.oregeorev.2024.106438. |  | ITA |  | 16.6009 | 39.4419 | [7 empty] | Coordinates given in manuscript | Includes data for chalcopyrite and galena | 2025-03-12
y | Longobucco |  | Basin hydrothermal | Mississippi Valley-type (MVT) | unknown | Zn, Pb | Cu, Fe | Zn, Pb, Cu, Fe | Ciccolella et al., 2025 |  | LGB04h_Line sp4 | LGB04h_Line sp4 010 | mine | Longobucco |  |  |  | unknown | mine waste specimen | grab | rock | samples from mineralized veins and mining dumps | Sila Massif |  |  |  | granodiorite |  | granodiorite | unknown | sphalerite | sp2 |  |  | Brown | chlorite-sericite |  | galena, quartz, calcite | cutting and polishing | EPMA | JEOL-JXA 8230 | Micro-analyses Laboratory (LaMA) joint UNIFI-IGG CNR laboratory of Florence | 20 kV, 20 nA, 30 um | Astimex 42 | [20 empty] | 3617 | 100 |  |  |  |  | 64 | 60 |  |  |  |  | -240 | 240 | [8 empty] | 73200 | 120 | [26 empty] | 231 | 130 | [30 empty] | 332400 | 70 | [38 empty] | 576400 | 120 |  |  |  | 2025 | Ciccolella, A., Tursi, F., Festa, V., Ruggieri, G., Schingaro, E., Ventruti, G., Fregola, R.A., MVT-SHMS signature in basement-hosted Zn-Pb-(Cu-Fe) mineralization in the Sila Massif (Calabria, Italy): Evidence from trace elements and fluid inclusions data, Ore Geology Reviews, Volume 176, 2025, 106438, https://doi.org/10.1016/j.oregeorev.2024.106438. |  | ITA |  | 16.6009 | 39.4419 | [7 empty] | Coordinates given in manuscript | Includes data for chalcopyrite and galena | 2025-03-12
y | Fonte Argentila |  | Basin hydrothermal | Mississippi Valley-type (MVT) | unknown | Zn, Pb | Cu, Fe | Zn, Pb, Cu, Fe | Ciccolella et al., 2025 |  | FA17a_L1 | FA17a_L1 001 | mine | Fonte Argentila |  |  |  | unknown | mine waste specimen | grab | rock | samples from mineralized veins and mining dumps | Sila Massif |  |  |  | granodiorite |  | granodiorite | unknown | sphalerite | sp1 |  |  |  | chlorite-sericite |  | galena, chalcopyrite, quartz, fluorite, calcite | cutting and polishing | EPMA | JEOL-JXA 8230 | Micro-analyses Laboratory (LaMA) joint UNIFI-IGG CNR laboratory of Florence | 20 kV, 20 nA, 30 um | Astimex 42 | [20 empty] | 1833 | 100 |  |  |  |  | -60 | 60 |  |  |  |  | -240 | 240 | [8 empty] | 17700 | 120 | [26 empty] | 225 | 140 | [30 empty] | 317800 | 70 | [38 empty] | 623700 | 120 |  |  |  | 2025 | Ciccolella, A., Tursi, F., Festa, V., Ruggieri, G., Schingaro, E., Ventruti, G., Fregola, R.A., MVT-SHMS signature in basement-hosted Zn-Pb-(Cu-Fe) mineralization in the Sila Massif (Calabria, Italy): Evidence from trace elements and fluid inclusions data, Ore Geology Reviews, Volume 176, 2025, 106438, https://doi.org/10.1016/j.oregeorev.2024.106438. |  | ITA |  | 16.5192 | 39.5242 | [7 empty] | Coordinates given in manuscript | Includes data for chalcopyrite and galena | 2025-03-12
y | Fonte Argentila |  | Basin hydrothermal | Mississippi Valley-type (MVT) | unknown | Zn, Pb | Cu, Fe | Zn, Pb, Cu, Fe | Ciccolella et al., 2025 |  | FA17a_L1 | FA17a_L1 002 | mine | Fonte Argentila |  |  |  | unknown | mine waste specimen | grab | rock | samples from mineralized veins and mining dumps | Sila Massif |  |  |  | granodiorite |  | granodiorite | unknown | sphalerite | sp2 |  |  |  | chlorite-sericite |  | galena, chalcopyrite, quartz, fluorite, calcite | cutting and polishing | EPMA | JEOL-JXA 8230 | Micro-analyses Laboratory (LaMA) joint UNIFI-IGG CNR laboratory of Florence | 20 kV, 20 nA, 30 um | Astimex 42 | [20 empty] | -100 | 100 |  |  |  |  | 58 | 60 |  |  |  |  | -240 | 240 | [8 empty] | 87500 | 120 | [26 empty] | -140 | 140 | [30 empty] | 336700 | 70 | [38 empty] | 571400 | 120 |  |  |  | 2025 | Ciccolella, A., Tursi, F., Festa, V., Ruggieri, G., Schingaro, E., Ventruti, G., Fregola, R.A., MVT-SHMS signature in basement-hosted Zn-Pb-(Cu-Fe) mineralization in the Sila Massif (Calabria, Italy): Evidence from trace elements and fluid inclusions data, Ore Geology Reviews, Volume 176, 2025, 106438, https://doi.org/10.1016/j.oregeorev.2024.106438. |  | ITA |  | 16.5192 | 39.5242 | [7 empty] | Coordinates given in manuscript | Includes data for chalcopyrite and galena | 2025-03-12
y | Fonte Argentila |  | Basin hydrothermal | Mississippi Valley-type (MVT) | unknown | Zn, Pb | Cu, Fe | Zn, Pb, Cu, Fe | Ciccolella et al., 2025 |  | FA17a_L1 | FA17a_L1 003 | mine | Fonte Argentila |  |  |  | unknown | mine waste specimen | grab | rock | samples from mineralized veins and mining dumps | Sila Massif |  |  |  | granodiorite |  | granodiorite | unknown | sphalerite | sp1 |  |  |  | chlorite-sericite |  | galena, chalcopyrite, quartz, fluorite, calcite | cutting and polishing | EPMA | JEOL-JXA 8230 | Micro-analyses Laboratory (LaMA) joint UNIFI-IGG CNR laboratory of Florence | 20 kV, 20 nA, 30 um | Astimex 42 | [20 empty] | 1770 | 100 |  |  |  |  | -60 | 60 |  |  |  |  | -240 | 240 | [8 empty] | 21300 | 120 | [26 empty] | -140 | 140 | [30 empty] | 328100 | 70 | [38 empty] | 641900 | 120 |  |  |  | 2025 | Ciccolella, A., Tursi, F., Festa, V., Ruggieri, G., Schingaro, E., Ventruti, G., Fregola, R.A., MVT-SHMS signature in basement-hosted Zn-Pb-(Cu-Fe) mineralization in the Sila Massif (Calabria, Italy): Evidence from trace elements and fluid inclusions data, Ore Geology Reviews, Volume 176, 2025, 106438, https://doi.org/10.1016/j.oregeorev.2024.106438. |  | ITA |  | 16.5192 | 39.5242 | [7 empty] | Coordinates given in manuscript | Includes data for chalcopyrite and galena | 2025-03-12
y | Fonte Argentila |  | Basin hydrothermal | Mississippi Valley-type (MVT) | unknown | Zn, Pb | Cu, Fe | Zn, Pb, Cu, Fe | Ciccolella et al., 2025 |  | FA17a_L1 | FA17a_L1 004 | mine | Fonte Argentila |  |  |  | unknown | mine waste specimen | grab | rock | samples from mineralized veins and mining dumps | Sila Massif |  |  |  | granodiorite |  | granodiorite | unknown | sphalerite | sp1 |  |  |  | chlorite-sericite |  | galena, chalcopyrite, quartz, fluorite, calcite | cutting and polishing | EPMA | JEOL-JXA 8230 | Micro-analyses Laboratory (LaMA) joint UNIFI-IGG CNR laboratory of Florence | 20 kV, 20 nA, 30 um | Astimex 42 | [20 empty] | 2955 | 100 |  |  |  |  | -60 | 60 |  |  |  |  | -240 | 240 | [8 empty] | 23900 | 120 | [26 empty] | 258 | 140 | [30 empty] | 321200 | 70 | [38 empty] | 632700 | 120 |  |  |  | 2025 | Ciccolella, A., Tursi, F., Festa, V., Ruggieri, G., Schingaro, E., Ventruti, G., Fregola, R.A., MVT-SHMS signature in basement-hosted Zn-Pb-(Cu-Fe) mineralization in the Sila Massif (Calabria, Italy): Evidence from trace elements and fluid inclusions data, Ore Geology Reviews, Volume 176, 2025, 106438, https://doi.org/10.1016/j.oregeorev.2024.106438. |  | ITA |  | 16.5192 | 39.5242 | [7 empty] | Coordinates given in manuscript | Includes data for chalcopyrite and galena | 2025-03-12
y | Fonte Argentila |  | Basin hydrothermal | Mississippi Valley-type (MVT) | unknown | Zn, Pb | Cu, Fe | Zn, Pb, Cu, Fe | Ciccolella et al., 2025 |  | FA17a_L1 | FA17a_L1 005 | mine | Fonte Argentila |  |  |  | unknown | mine waste specimen | grab | rock | samples from mineralized veins and mining dumps | Sila Massif |  |  |  | granodiorite |  | granodiorite | unknown | sphalerite | sp1 |  |  |  | chlorite-sericite |  | galena, chalcopyrite, quartz, fluorite, calcite | cutting and polishing | EPMA | JEOL-JXA 8230 | Micro-analyses Laboratory (LaMA) joint UNIFI-IGG CNR laboratory of Florence | 20 kV, 20 nA, 30 um | Astimex 42 | [20 empty] | 3558 | 100 |  |  |  |  | 75 | 60 |  |  |  |  | -240 | 240 | [8 empty] | 24000 | 120 | [26 empty] | -140 | 140 | [30 empty] | 329200 | 70 | [38 empty] | 637000 | 120 |  |  |  | 2025 | Ciccolella, A., Tursi, F., Festa, V., Ruggieri, G., Schingaro, E., Ventruti, G., Fregola, R.A., MVT-SHMS signature in basement-hosted Zn-Pb-(Cu-Fe) mineralization in the Sila Massif (Calabria, Italy): Evidence from trace elements and fluid inclusions data, Ore Geology Reviews, Volume 176, 2025, 106438, https://doi.org/10.1016/j.oregeorev.2024.106438. |  | ITA |  | 16.5192 | 39.5242 | [7 empty] | Coordinates given in manuscript | Includes data for chalcopyrite and galena | 2025-03-12
y | Fonte Argentila |  | Basin hydrothermal | Mississippi Valley-type (MVT) | unknown | Zn, Pb | Cu, Fe | Zn, Pb, Cu, Fe | Ciccolella et al., 2025 |  | FA17a_L1 | FA17a_L1 006 | mine | Fonte Argentila |  |  |  | unknown | mine waste specimen | grab | rock | samples from mineralized veins and mining dumps | Sila Massif |  |  |  | granodiorite |  | granodiorite | unknown | sphalerite | sp1 |  |  |  | chlorite-sericite |  | galena, chalcopyrite, quartz, fluorite, calcite | cutting and polishing | EPMA | JEOL-JXA 8230 | Micro-analyses Laboratory (LaMA) joint UNIFI-IGG CNR laboratory of Florence | 20 kV, 20 nA, 30 um | Astimex 42 | [20 empty] | 1759 | 100 |  |  |  |  | -60 | 60 |  |  |  |  | -240 | 240 | [8 empty] | 15500 | 120 | [26 empty] | -140 | 140 | [30 empty] | 331300 | 70 | [38 empty] | 645300 | 120 |  |  |  | 2025 | Ciccolella, A., Tursi, F., Festa, V., Ruggieri, G., Schingaro, E., Ventruti, G., Fregola, R.A., MVT-SHMS signature in basement-hosted Zn-Pb-(Cu-Fe) mineralization in the Sila Massif (Calabria, Italy): Evidence from trace elements and fluid inclusions data, Ore Geology Reviews, Volume 176, 2025, 106438, https://doi.org/10.1016/j.oregeorev.2024.106438. |  | ITA |  | 16.5192 | 39.5242 | [7 empty] | Coordinates given in manuscript | Includes data for chalcopyrite and galena | 2025-03-12
y | Fonte Argentila |  | Basin hydrothermal | Mississippi Valley-type (MVT) | unknown | Zn, Pb | Cu, Fe | Zn, Pb, Cu, Fe | Ciccolella et al., 2025 |  | FA17a_L1 | FA17a_L1 007 | mine | Fonte Argentila |  |  |  | unknown | mine waste specimen | grab | rock | samples from mineralized veins and mining dumps | Sila Massif |  |  |  | granodiorite |  | granodiorite | unknown | sphalerite | sp1 |  |  |  | chlorite-sericite |  | galena, chalcopyrite, quartz, fluorite, calcite | cutting and polishing | EPMA | JEOL-JXA 8230 | Micro-analyses Laboratory (LaMA) joint UNIFI-IGG CNR laboratory of Florence | 20 kV, 20 nA, 30 um | Astimex 42 | [20 empty] | 1335 | 100 |  |  |  |  | -60 | 60 |  |  |  |  | -240 | 240 | [8 empty] | 15900 | 120 | [26 empty] | -140 | 140 | [30 empty] | 328000 | 70 | [38 empty] | 648700 | 120 |  |  |  | 2025 | Ciccolella, A., Tursi, F., Festa, V., Ruggieri, G., Schingaro, E., Ventruti, G., Fregola, R.A., MVT-SHMS signature in basement-hosted Zn-Pb-(Cu-Fe) mineralization in the Sila Massif (Calabria, Italy): Evidence from trace elements and fluid inclusions data, Ore Geology Reviews, Volume 176, 2025, 106438, https://doi.org/10.1016/j.oregeorev.2024.106438. |  | ITA |  | 16.5192 | 39.5242 | [7 empty] | Coordinates given in manuscript | Includes data for chalcopyrite and galena | 2025-03-12
y | Fonte Argentila |  | Basin hydrothermal | Mississippi Valley-type (MVT) | unknown | Zn, Pb | Cu, Fe | Zn, Pb, Cu, Fe | Ciccolella et al., 2025 |  | FA17a_L1 | FA17a_L1 008 | mine | Fonte Argentila |  |  |  | unknown | mine waste specimen | grab | rock | samples from mineralized veins and mining dumps | Sila Massif |  |  |  | granodiorite |  | granodiorite | unknown | sphalerite | sp3 |  |  |  | chlorite-sericite |  | galena, chalcopyrite, quartz, fluorite, calcite | cutting and polishing | EPMA | JEOL-JXA 8230 | Micro-analyses Laboratory (LaMA) joint UNIFI-IGG CNR laboratory of Florence | 20 kV, 20 nA, 30 um | Astimex 42 | [20 empty] | 1134 | 100 |  |  |  |  | -60 | 60 |  |  |  |  | -240 | 240 | [8 empty] | 13600 | 120 | [26 empty] | -140 | 140 | [30 empty] | 327900 | 70 | [38 empty] | 650000 | 120 |  |  |  | 2025 | Ciccolella, A., Tursi, F., Festa, V., Ruggieri, G., Schingaro, E., Ventruti, G., Fregola, R.A., MVT-SHMS signature in basement-hosted Zn-Pb-(Cu-Fe) mineralization in the Sila Massif (Calabria, Italy): Evidence from trace elements and fluid inclusions data, Ore Geology Reviews, Volume 176, 2025, 106438, https://doi.org/10.1016/j.oregeorev.2024.106438. |  | ITA |  | 16.5192 | 39.5242 | [7 empty] | Coordinates given in manuscript | Includes data for chalcopyrite and galena | 2025-03-12
y | Fonte Argentila |  | Basin hydrothermal | Mississippi Valley-type (MVT) | unknown | Zn, Pb | Cu, Fe | Zn, Pb, Cu, Fe | Ciccolella et al., 2025 |  | FA17a_L1 | FA17a_L1 009 | mine | Fonte Argentila |  |  |  | unknown | mine waste specimen | grab | rock | samples from mineralized veins and mining dumps | Sila Massif |  |  |  | granodiorite |  | granodiorite | unknown | sphalerite | sp2 |  |  |  | chlorite-sericite |  | galena, chalcopyrite, quartz, fluorite, calcite | cutting and polishing | EPMA | JEOL-JXA 8230 | Micro-analyses Laboratory (LaMA) joint UNIFI-IGG CNR laboratory of Florence | 20 kV, 20 nA, 30 um | Astimex 42 | [20 empty] | -100 | 100 |  |  |  |  | -60 | 60 |  |  |  |  | 489 | 240 | [8 empty] | 72900 | 120 | [26 empty] | -140 | 140 | [30 empty] | 330800 | 70 | [38 empty] | 588000 | 120 |  |  |  | 2025 | Ciccolella, A., Tursi, F., Festa, V., Ruggieri, G., Schingaro, E., Ventruti, G., Fregola, R.A., MVT-SHMS signature in basement-hosted Zn-Pb-(Cu-Fe) mineralization in the Sila Massif (Calabria, Italy): Evidence from trace elements and fluid inclusions data, Ore Geology Reviews, Volume 176, 2025, 106438, https://doi.org/10.1016/j.oregeorev.2024.106438. |  | ITA |  | 16.5192 | 39.5242 | [7 empty] | Coordinates given in manuscript | Includes data for chalcopyrite and galena | 2025-03-12
y | Fonte Argentila |  | Basin hydrothermal | Mississippi Valley-type (MVT) | unknown | Zn, Pb | Cu, Fe | Zn, Pb, Cu, Fe | Ciccolella et al., 2025 |  | FA17a_L1 | FA17a_L1 010 | mine | Fonte Argentila |  |  |  | unknown | mine waste specimen | grab | rock | samples from mineralized veins and mining dumps | Sila Massif |  |  |  | granodiorite |  | granodiorite | unknown | sphalerite | sp1 |  |  |  | chlorite-sericite |  | galena, chalcopyrite, quartz, fluorite, calcite | cutting and polishing | EPMA | JEOL-JXA 8230 | Micro-analyses Laboratory (LaMA) joint UNIFI-IGG CNR laboratory of Florence | 20 kV, 20 nA, 30 um | Astimex 42 | [20 empty] | 1246 | 100 |  |  |  |  | -60 | 60 |  |  |  |  | -240 | 240 | [8 empty] | 23300 | 120 | [26 empty] | -140 | 140 | [30 empty] | 329400 | 70 | [38 empty] | 642600 | 120 |  |  |  | 2025 | Ciccolella, A., Tursi, F., Festa, V., Ruggieri, G., Schingaro, E., Ventruti, G., Fregola, R.A., MVT-SHMS signature in basement-hosted Zn-Pb-(Cu-Fe) mineralization in the Sila Massif (Calabria, Italy): Evidence from trace elements and fluid inclusions data, Ore Geology Reviews, Volume 176, 2025, 106438, https://doi.org/10.1016/j.oregeorev.2024.106438. |  | ITA |  | 16.5192 | 39.5242 | [7 empty] | Coordinates given in manuscript | Includes data for chalcopyrite and galena | 2025-03-12
y | Fonte Argentila |  | Basin hydrothermal | Mississippi Valley-type (MVT) | unknown | Zn, Pb | Cu, Fe | Zn, Pb, Cu, Fe | Ciccolella et al., 2025 |  | FA17a_L1 | FA17a_L1 013 | mine | Fonte Argentila |  |  |  | unknown | mine waste specimen | grab | rock | samples from mineralized veins and mining dumps | Sila Massif |  |  |  | granodiorite |  | granodiorite | unknown | sphalerite | sp1 |  |  |  | chlorite-sericite |  | galena, chalcopyrite, quartz, fluorite, calcite | cutting and polishing | EPMA | JEOL-JXA 8230 | Micro-analyses Laboratory (LaMA) joint UNIFI-IGG CNR laboratory of Florence | 20 kV, 20 nA, 30 um | Astimex 42 | [20 empty] | -100 | 100 |  |  |  |  | 119 | 60 |  |  |  |  | 373 | 240 | [8 empty] | 75400 | 120 | [26 empty] | -140 | 140 | [30 empty] | 330600 | 70 | [38 empty] | 582100 | 120 |  |  |  | 2025 | Ciccolella, A., Tursi, F., Festa, V., Ruggieri, G., Schingaro, E., Ventruti, G., Fregola, R.A., MVT-SHMS signature in basement-hosted Zn-Pb-(Cu-Fe) mineralization in the Sila Massif (Calabria, Italy): Evidence from trace elements and fluid inclusions data, Ore Geology Reviews, Volume 176, 2025, 106438, https://doi.org/10.1016/j.oregeorev.2024.106438. |  | ITA |  | 16.5192 | 39.5242 | [7 empty] | Coordinates given in manuscript | Includes data for chalcopyrite and galena | 2025-03-12
y | Fonte Argentila |  | Basin hydrothermal | Mississippi Valley-type (MVT) | unknown | Zn, Pb | Cu, Fe | Zn, Pb, Cu, Fe | Ciccolella et al., 2025 |  | FA17a_L1 | FA17a_L1 018 | mine | Fonte Argentila |  |  |  | unknown | mine waste specimen | grab | rock | samples from mineralized veins and mining dumps | Sila Massif |  |  |  | granodiorite |  | granodiorite | unknown | sphalerite | sp1 |  |  |  | chlorite-sericite |  | galena, chalcopyrite, quartz, fluorite, calcite | cutting and polishing | EPMA | JEOL-JXA 8230 | Micro-analyses Laboratory (LaMA) joint UNIFI-IGG CNR laboratory of Florence | 20 kV, 20 nA, 30 um | Astimex 42 | [20 empty] | 811 | 100 |  |  |  |  | -60 | 60 |  |  |  |  | -240 | 240 | [8 empty] | 16900 | 120 | [26 empty] | 192 | 140 | [30 empty] | 328000 | 70 | [38 empty] | 646900 | 120 |  |  |  | 2025 | Ciccolella, A., Tursi, F., Festa, V., Ruggieri, G., Schingaro, E., Ventruti, G., Fregola, R.A., MVT-SHMS signature in basement-hosted Zn-Pb-(Cu-Fe) mineralization in the Sila Massif (Calabria, Italy): Evidence from trace elements and fluid inclusions data, Ore Geology Reviews, Volume 176, 2025, 106438, https://doi.org/10.1016/j.oregeorev.2024.106438. |  | ITA |  | 16.5192 | 39.5242 | [7 empty] | Coordinates given in manuscript | Includes data for chalcopyrite and galena | 2025-03-12
y | Fonte Argentila |  | Basin hydrothermal | Mississippi Valley-type (MVT) | unknown | Zn, Pb | Cu, Fe | Zn, Pb, Cu, Fe | Ciccolella et al., 2025 |  | FA17a_L1 | FA17a_L1 020 | mine | Fonte Argentila |  |  |  | unknown | mine waste specimen | grab | rock | samples from mineralized veins and mining dumps | Sila Massif |  |  |  | granodiorite |  | granodiorite | unknown | sphalerite | sp1 |  |  |  | chlorite-sericite |  | galena, chalcopyrite, quartz, fluorite, calcite | cutting and polishing | EPMA | JEOL-JXA 8230 | Micro-analyses Laboratory (LaMA) joint UNIFI-IGG CNR laboratory of Florence | 20 kV, 20 nA, 30 um | Astimex 42 | [20 empty] | 1213 | 100 |  |  |  |  | 58 | 60 |  |  |  |  | -240 | 240 | [8 empty] | 18200 | 120 | [26 empty] | -140 | 140 | [30 empty] | 330700 | 70 | [38 empty] | 645000 | 120 |  |  |  | 2025 | Ciccolella, A., Tursi, F., Festa, V., Ruggieri, G., Schingaro, E., Ventruti, G., Fregola, R.A., MVT-SHMS signature in basement-hosted Zn-Pb-(Cu-Fe) mineralization in the Sila Massif (Calabria, Italy): Evidence from trace elements and fluid inclusions data, Ore Geology Reviews, Volume 176, 2025, 106438, https://doi.org/10.1016/j.oregeorev.2024.106438. |  | ITA |  | 16.5192 | 39.5242 | [7 empty] | Coordinates given in manuscript | Includes data for chalcopyrite and galena | 2025-03-12
y | Fonte Argentila |  | Basin hydrothermal | Mississippi Valley-type (MVT) | unknown | Zn, Pb | Cu, Fe | Zn, Pb, Cu, Fe | Ciccolella et al., 2025 |  | FA17a_L2 | FA17a_L2 005 | mine | Fonte Argentila |  |  |  | unknown | mine waste specimen | grab | rock | samples from mineralized veins and mining dumps | Sila Massif |  |  |  | granodiorite |  | granodiorite | unknown | sphalerite | sp3 |  |  |  | chlorite-sericite |  | galena, chalcopyrite, quartz, fluorite, calcite | cutting and polishing | EPMA | JEOL-JXA 8230 | Micro-analyses Laboratory (LaMA) joint UNIFI-IGG CNR laboratory of Florence | 20 kV, 20 nA, 30 um | Astimex 42 | [20 empty] | 1883 | 100 |  |  |  |  | -60 | 60 |  |  |  |  | -240 | 240 | [8 empty] | 6307 | 120 | [26 empty] | -140 | 140 | [30 empty] | 329600 | 70 | [38 empty] | 655400 | 120 |  |  |  | 2025 | Ciccolella, A., Tursi, F., Festa, V., Ruggieri, G., Schingaro, E., Ventruti, G., Fregola, R.A., MVT-SHMS signature in basement-hosted Zn-Pb-(Cu-Fe) mineralization in the Sila Massif (Calabria, Italy): Evidence from trace elements and fluid inclusions data, Ore Geology Reviews, Volume 176, 2025, 106438, https://doi.org/10.1016/j.oregeorev.2024.106438. |  | ITA |  | 16.5192 | 39.5242 | [7 empty] | Coordinates given in manuscript | Includes data for chalcopyrite and galena | 2025-03-12
y | Fonte Argentila |  | Basin hydrothermal | Mississippi Valley-type (MVT) | unknown | Zn, Pb | Cu, Fe | Zn, Pb, Cu, Fe | Ciccolella et al., 2025 |  | FA17a_L2 | FA17a_L2 006 | mine | Fonte Argentila |  |  |  | unknown | mine waste specimen | grab | rock | samples from mineralized veins and mining dumps | Sila Massif |  |  |  | granodiorite |  | granodiorite | unknown | sphalerite | sp3 |  |  |  | chlorite-sericite |  | galena, chalcopyrite, quartz, fluorite, calcite | cutting and polishing | EPMA | JEOL-JXA 8230 | Micro-analyses Laboratory (LaMA) joint UNIFI-IGG CNR laboratory of Florence | 20 kV, 20 nA, 30 um | Astimex 42 | [20 empty] | 2362 | 100 |  |  |  |  | -60 | 60 |  |  |  |  | -240 | 240 | [8 empty] | 2158 | 120 | [26 empty] | -140 | 140 | [30 empty] | 324800 | 70 | [38 empty] | 657400 | 120 |  |  |  | 2025 | Ciccolella, A., Tursi, F., Festa, V., Ruggieri, G., Schingaro, E., Ventruti, G., Fregola, R.A., MVT-SHMS signature in basement-hosted Zn-Pb-(Cu-Fe) mineralization in the Sila Massif (Calabria, Italy): Evidence from trace elements and fluid inclusions data, Ore Geology Reviews, Volume 176, 2025, 106438, https://doi.org/10.1016/j.oregeorev.2024.106438. |  | ITA |  | 16.5192 | 39.5242 | [7 empty] | Coordinates given in manuscript | Includes data for chalcopyrite and galena | 2025-03-12
y | Fonte Argentila |  | Basin hydrothermal | Mississippi Valley-type (MVT) | unknown | Zn, Pb | Cu, Fe | Zn, Pb, Cu, Fe | Ciccolella et al., 2025 |  | FA17a_L2 | FA17a_L2 009 | mine | Fonte Argentila |  |  |  | unknown | mine waste specimen | grab | rock | samples from mineralized veins and mining dumps | Sila Massif |  |  |  | granodiorite |  | granodiorite | unknown | sphalerite | sp3 |  |  |  | chlorite-sericite |  | galena, chalcopyrite, quartz, fluorite, calcite | cutting and polishing | EPMA | JEOL-JXA 8230 | Micro-analyses Laboratory (LaMA) joint UNIFI-IGG CNR laboratory of Florence | 20 kV, 20 nA, 30 um | Astimex 42 | [20 empty] | 2884 | 100 |  |  |  |  | -60 | 60 |  |  |  |  | -240 | 240 | [8 empty] | 1795 | 120 | [26 empty] | 158 | 140 | [30 empty] | 325000 | 70 | [38 empty] | 661500 | 120 |  |  |  | 2025 | Ciccolella, A., Tursi, F., Festa, V., Ruggieri, G., Schingaro, E., Ventruti, G., Fregola, R.A., MVT-SHMS signature in basement-hosted Zn-Pb-(Cu-Fe) mineralization in the Sila Massif (Calabria, Italy): Evidence from trace elements and fluid inclusions data, Ore Geology Reviews, Volume 176, 2025, 106438, https://doi.org/10.1016/j.oregeorev.2024.106438. |  | ITA |  | 16.5192 | 39.5242 | [7 empty] | Coordinates given in manuscript | Includes data for chalcopyrite and galena | 2025-03-12
y | Fonte Argentila |  | Basin hydrothermal | Mississippi Valley-type (MVT) | unknown | Zn, Pb | Cu, Fe | Zn, Pb, Cu, Fe | Ciccolella et al., 2025 |  | FA17a_L2 | FA17a_L2 010 | mine | Fonte Argentila |  |  |  | unknown | mine waste specimen | grab | rock | samples from mineralized veins and mining dumps | Sila Massif |  |  |  | granodiorite |  | granodiorite | unknown | sphalerite | sp3 |  |  |  | chlorite-sericite |  | galena, chalcopyrite, quartz, fluorite, calcite | cutting and polishing | EPMA | JEOL-JXA 8230 | Micro-analyses Laboratory (LaMA) joint UNIFI-IGG CNR laboratory of Florence | 20 kV, 20 nA, 30 um | Astimex 42 | [20 empty] | 3054 | 100 |  |  |  |  | -60 | 60 |  |  |  |  | -240 | 240 | [8 empty] | 2140 | 120 | [26 empty] | -140 | 140 | [30 empty] | 317100 | 70 | [38 empty] | 654100 | 120 |  |  |  | 2025 | Ciccolella, A., Tursi, F., Festa, V., Ruggieri, G., Schingaro, E., Ventruti, G., Fregola, R.A., MVT-SHMS signature in basement-hosted Zn-Pb-(Cu-Fe) mineralization in the Sila Massif (Calabria, Italy): Evidence from trace elements and fluid inclusions data, Ore Geology Reviews, Volume 176, 2025, 106438, https://doi.org/10.1016/j.oregeorev.2024.106438. |  | ITA |  | 16.5192 | 39.5242 | [7 empty] | Coordinates given in manuscript | Includes data for chalcopyrite and galena | 2025-03-12
y | Fonte Argentila |  | Basin hydrothermal | Mississippi Valley-type (MVT) | unknown | Zn, Pb | Cu, Fe | Zn, Pb, Cu, Fe | Ciccolella et al., 2025 |  | FA17a_L2 | FA17a_L2 011 | mine | Fonte Argentila |  |  |  | unknown | mine waste specimen | grab | rock | samples from mineralized veins and mining dumps | Sila Massif |  |  |  | granodiorite |  | granodiorite | unknown | sphalerite | sp1 |  |  |  | chlorite-sericite |  | galena, chalcopyrite, quartz, fluorite, calcite | cutting and polishing | EPMA | JEOL-JXA 8230 | Micro-analyses Laboratory (LaMA) joint UNIFI-IGG CNR laboratory of Florence | 20 kV, 20 nA, 30 um | Astimex 42 | [20 empty] | 4014 | 100 |  |  |  |  | 59 | 60 |  |  |  |  | -240 | 240 | [8 empty] | 17400 | 120 | [26 empty] | 311 | 140 | [30 empty] | 323800 | 70 | [38 empty] | 641700 | 120 |  |  |  | 2025 | Ciccolella, A., Tursi, F., Festa, V., Ruggieri, G., Schingaro, E., Ventruti, G., Fregola, R.A., MVT-SHMS signature in basement-hosted Zn-Pb-(Cu-Fe) mineralization in the Sila Massif (Calabria, Italy): Evidence from trace elements and fluid inclusions data, Ore Geology Reviews, Volume 176, 2025, 106438, https://doi.org/10.1016/j.oregeorev.2024.106438. |  | ITA |  | 16.5192 | 39.5242 | [7 empty] | Coordinates given in manuscript | Includes data for chalcopyrite and galena | 2025-03-12
y | Fonte Argentila |  | Basin hydrothermal | Mississippi Valley-type (MVT) | unknown | Zn, Pb | Cu, Fe | Zn, Pb, Cu, Fe | Ciccolella et al., 2025 |  | FA17a_L2 | FA17a_L2 012 | mine | Fonte Argentila |  |  |  | unknown | mine waste specimen | grab | rock | samples from mineralized veins and mining dumps | Sila Massif |  |  |  | granodiorite |  | granodiorite | unknown | sphalerite | sp3 |  |  |  | chlorite-sericite |  | galena, chalcopyrite, quartz, fluorite, calcite | cutting and polishing | EPMA | JEOL-JXA 8230 | Micro-analyses Laboratory (LaMA) joint UNIFI-IGG CNR laboratory of Florence | 20 kV, 20 nA, 30 um | Astimex 42 | [20 empty] | 3894 | 100 |  |  |  |  | -60 | 60 |  |  |  |  | -240 | 240 | [8 empty] | 2244 | 120 | [26 empty] | -140 | 140 | [30 empty] | 323700 | 70 | [38 empty] | 660600 | 120 |  |  |  | 2025 | Ciccolella, A., Tursi, F., Festa, V., Ruggieri, G., Schingaro, E., Ventruti, G., Fregola, R.A., MVT-SHMS signature in basement-hosted Zn-Pb-(Cu-Fe) mineralization in the Sila Massif (Calabria, Italy): Evidence from trace elements and fluid inclusions data, Ore Geology Reviews, Volume 176, 2025, 106438, https://doi.org/10.1016/j.oregeorev.2024.106438. |  | ITA |  | 16.5192 | 39.5242 | [7 empty] | Coordinates given in manuscript | Includes data for chalcopyrite and galena | 2025-03-12
y | Fonte Argentila |  | Basin hydrothermal | Mississippi Valley-type (MVT) | unknown | Zn, Pb | Cu, Fe | Zn, Pb, Cu, Fe | Ciccolella et al., 2025 |  | FA17a_L3 | FA17a_L3 001 | mine | Fonte Argentila |  |  |  | unknown | mine waste specimen | grab | rock | samples from mineralized veins and mining dumps | Sila Massif |  |  |  | granodiorite |  | granodiorite | unknown | sphalerite | sp2 |  |  |  | chlorite-sericite |  | galena, chalcopyrite, quartz, fluorite, calcite | cutting and polishing | EPMA | JEOL-JXA 8230 | Micro-analyses Laboratory (LaMA) joint UNIFI-IGG CNR laboratory of Florence | 20 kV, 20 nA, 30 um | Astimex 42 | [20 empty] | 3680 | 100 |  |  |  |  | 112 | 60 |  |  |  |  | 1065 | 240 | [8 empty] | 71500 | 120 | [26 empty] | -140 | 140 | [30 empty] | 325900 | 70 | [38 empty] | 583200 | 120 |  |  |  | 2025 | Ciccolella, A., Tursi, F., Festa, V., Ruggieri, G., Schingaro, E., Ventruti, G., Fregola, R.A., MVT-SHMS signature in basement-hosted Zn-Pb-(Cu-Fe) mineralization in the Sila Massif (Calabria, Italy): Evidence from trace elements and fluid inclusions data, Ore Geology Reviews, Volume 176, 2025, 106438, https://doi.org/10.1016/j.oregeorev.2024.106438. |  | ITA |  | 16.5192 | 39.5242 | [7 empty] | Coordinates given in manuscript | Includes data for chalcopyrite and galena | 2025-03-12
y | Fonte Argentila |  | Basin hydrothermal | Mississippi Valley-type (MVT) | unknown | Zn, Pb | Cu, Fe | Zn, Pb, Cu, Fe | Ciccolella et al., 2025 |  | FA17a_L3 | FA17a_L3 004 | mine | Fonte Argentila |  |  |  | unknown | mine waste specimen | grab | rock | samples from mineralized veins and mining dumps | Sila Massif |  |  |  | granodiorite |  | granodiorite | unknown | sphalerite | sp2 |  |  |  | chlorite-sericite |  | galena, chalcopyrite, quartz, fluorite, calcite | cutting and polishing | EPMA | JEOL-JXA 8230 | Micro-analyses Laboratory (LaMA) joint UNIFI-IGG CNR laboratory of Florence | 20 kV, 20 nA, 30 um | Astimex 42 | [20 empty] | 2332 | 100 |  |  |  |  | 228 | 60 |  |  |  |  | 800 | 240 | [8 empty] | 72300 | 120 | [26 empty] | -140 | 140 | [30 empty] | 331100 | 70 | [38 empty] | 574500 | 120 |  |  |  | 2025 | Ciccolella, A., Tursi, F., Festa, V., Ruggieri, G., Schingaro, E., Ventruti, G., Fregola, R.A., MVT-SHMS signature in basement-hosted Zn-Pb-(Cu-Fe) mineralization in the Sila Massif (Calabria, Italy): Evidence from trace elements and fluid inclusions data, Ore Geology Reviews, Volume 176, 2025, 106438, https://doi.org/10.1016/j.oregeorev.2024.106438. |  | ITA |  | 16.5192 | 39.5242 | [7 empty] | Coordinates given in manuscript | Includes data for chalcopyrite and galena | 2025-03-12
y | Fonte Argentila |  | Basin hydrothermal | Mississippi Valley-type (MVT) | unknown | Zn, Pb | Cu, Fe | Zn, Pb, Cu, Fe | Ciccolella et al., 2025 |  | FA17a_L3 | FA17a_L3 005 | mine | Fonte Argentila |  |  |  | unknown | mine waste specimen | grab | rock | samples from mineralized veins and mining dumps | Sila Massif |  |  |  | granodiorite |  | granodiorite | unknown | sphalerite | sp2 |  |  |  | chlorite-sericite |  | galena, chalcopyrite, quartz, fluorite, calcite | cutting and polishing | EPMA | JEOL-JXA 8230 | Micro-analyses Laboratory (LaMA) joint UNIFI-IGG CNR laboratory of Florence | 20 kV, 20 nA, 30 um | Astimex 42 | [20 empty] | 5443 | 100 |  |  |  |  | 106 | 60 |  |  |  |  | 325 | 240 | [8 empty] | 86100 | 120 | [26 empty] | -140 | 140 | [30 empty] | 328800 | 70 | [38 empty] | 567900 | 120 |  |  |  | 2025 | Ciccolella, A., Tursi, F., Festa, V., Ruggieri, G., Schingaro, E., Ventruti, G., Fregola, R.A., MVT-SHMS signature in basement-hosted Zn-Pb-(Cu-Fe) mineralization in the Sila Massif (Calabria, Italy): Evidence from trace elements and fluid inclusions data, Ore Geology Reviews, Volume 176, 2025, 106438, https://doi.org/10.1016/j.oregeorev.2024.106438. |  | ITA |  | 16.5192 | 39.5242 | [7 empty] | Coordinates given in manuscript | Includes data for chalcopyrite and galena | 2025-03-12
y | Fonte Argentila |  | Basin hydrothermal | Mississippi Valley-type (MVT) | unknown | Zn, Pb | Cu, Fe | Zn, Pb, Cu, Fe | Ciccolella et al., 2025 |  | FA17a_L3 | FA17a_L3 006 | mine | Fonte Argentila |  |  |  | unknown | mine waste specimen | grab | rock | samples from mineralized veins and mining dumps | Sila Massif |  |  |  | granodiorite |  | granodiorite | unknown | sphalerite | sp2 |  |  |  | chlorite-sericite |  | galena, chalcopyrite, quartz, fluorite, calcite | cutting and polishing | EPMA | JEOL-JXA 8230 | Micro-analyses Laboratory (LaMA) joint UNIFI-IGG CNR laboratory of Florence | 20 kV, 20 nA, 30 um | Astimex 42 | [20 empty] | 2148 | 100 |  |  |  |  | 107 | 60 |  |  |  |  | 612 | 240 | [8 empty] | 62300 | 120 | [26 empty] | -140 | 140 | [30 empty] | 330200 | 70 | [38 empty] | 594100 | 120 |  |  |  | 2025 | Ciccolella, A., Tursi, F., Festa, V., Ruggieri, G., Schingaro, E., Ventruti, G., Fregola, R.A., MVT-SHMS signature in basement-hosted Zn-Pb-(Cu-Fe) mineralization in the Sila Massif (Calabria, Italy): Evidence from trace elements and fluid inclusions data, Ore Geology Reviews, Volume 176, 2025, 106438, https://doi.org/10.1016/j.oregeorev.2024.106438. |  | ITA |  | 16.5192 | 39.5242 | [7 empty] | Coordinates given in manuscript | Includes data for chalcopyrite and galena | 2025-03-12
y | Fonte Argentila |  | Basin hydrothermal | Mississippi Valley-type (MVT) | unknown | Zn, Pb | Cu, Fe | Zn, Pb, Cu, Fe | Ciccolella et al., 2025 |  | FA17a_L3 | FA17a_L3 007 | mine | Fonte Argentila |  |  |  | unknown | mine waste specimen | grab | rock | samples from mineralized veins and mining dumps | Sila Massif |  |  |  | granodiorite |  | granodiorite | unknown | sphalerite | sp2 |  |  |  | chlorite-sericite |  | galena, chalcopyrite, quartz, fluorite, calcite | cutting and polishing | EPMA | JEOL-JXA 8230 | Micro-analyses Laboratory (LaMA) joint UNIFI-IGG CNR laboratory of Florence | 20 kV, 20 nA, 30 um | Astimex 42 | [20 empty] | 2289 | 100 |  |  |  |  | 126 | 60 |  |  |  |  | 257 | 240 | [8 empty] | 58300 | 120 | [26 empty] | -140 | 140 | [30 empty] | 313200 | 70 | [38 empty] | 593000 | 120 |  |  |  | 2025 | Ciccolella, A., Tursi, F., Festa, V., Ruggieri, G., Schingaro, E., Ventruti, G., Fregola, R.A., MVT-SHMS signature in basement-hosted Zn-Pb-(Cu-Fe) mineralization in the Sila Massif (Calabria, Italy): Evidence from trace elements and fluid inclusions data, Ore Geology Reviews, Volume 176, 2025, 106438, https://doi.org/10.1016/j.oregeorev.2024.106438. |  | ITA |  | 16.5192 | 39.5242 | [7 empty] | Coordinates given in manuscript | Includes data for chalcopyrite and galena | 2025-03-12
y | Fonte Argentila |  | Basin hydrothermal | Mississippi Valley-type (MVT) | unknown | Zn, Pb | Cu, Fe | Zn, Pb, Cu, Fe | Ciccolella et al., 2025 |  | FA17a_L3 | FA17a_L3 008 | mine | Fonte Argentila |  |  |  | unknown | mine waste specimen | grab | rock | samples from mineralized veins and mining dumps | Sila Massif |  |  |  | granodiorite |  | granodiorite | unknown | sphalerite | sp2 |  |  |  | chlorite-sericite |  | galena, chalcopyrite, quartz, fluorite, calcite | cutting and polishing | EPMA | JEOL-JXA 8230 | Micro-analyses Laboratory (LaMA) joint UNIFI-IGG CNR laboratory of Florence | 20 kV, 20 nA, 30 um | Astimex 42 | [20 empty] | 1913 | 100 |  |  |  |  | 151 | 60 |  |  |  |  | -240 | 240 | [8 empty] | 58800 | 120 | [26 empty] | -140 | 140 | [30 empty] | 327000 | 70 | [38 empty] | 597600 | 120 |  |  |  | 2025 | Ciccolella, A., Tursi, F., Festa, V., Ruggieri, G., Schingaro, E., Ventruti, G., Fregola, R.A., MVT-SHMS signature in basement-hosted Zn-Pb-(Cu-Fe) mineralization in the Sila Massif (Calabria, Italy): Evidence from trace elements and fluid inclusions data, Ore Geology Reviews, Volume 176, 2025, 106438, https://doi.org/10.1016/j.oregeorev.2024.106438. |  | ITA |  | 16.5192 | 39.5242 | [7 empty] | Coordinates given in manuscript | Includes data for chalcopyrite and galena | 2025-03-12
y | Fonte Argentila |  | Basin hydrothermal | Mississippi Valley-type (MVT) | unknown | Zn, Pb | Cu, Fe | Zn, Pb, Cu, Fe | Ciccolella et al., 2025 |  | FA17a_L3 | FA17a_L3 009 | mine | Fonte Argentila |  |  |  | unknown | mine waste specimen | grab | rock | samples from mineralized veins and mining dumps | Sila Massif |  |  |  | granodiorite |  | granodiorite | unknown | sphalerite | sp2 |  |  |  | chlorite-sericite |  | galena, chalcopyrite, quartz, fluorite, calcite | cutting and polishing | EPMA | JEOL-JXA 8230 | Micro-analyses Laboratory (LaMA) joint UNIFI-IGG CNR laboratory of Florence | 20 kV, 20 nA, 30 um | Astimex 42 | [20 empty] | 1923 | 100 |  |  |  |  | 57 | 60 |  |  |  |  | 531 | 240 | [8 empty] | 63300 | 120 | [26 empty] | -140 | 140 | [30 empty] | 324500 | 70 | [38 empty] | 587900 | 120 |  |  |  | 2025 | Ciccolella, A., Tursi, F., Festa, V., Ruggieri, G., Schingaro, E., Ventruti, G., Fregola, R.A., MVT-SHMS signature in basement-hosted Zn-Pb-(Cu-Fe) mineralization in the Sila Massif (Calabria, Italy): Evidence from trace elements and fluid inclusions data, Ore Geology Reviews, Volume 176, 2025, 106438, https://doi.org/10.1016/j.oregeorev.2024.106438. |  | ITA |  | 16.5192 | 39.5242 | [7 empty] | Coordinates given in manuscript | Includes data for chalcopyrite and galena | 2025-03-12
y | Fonte Argentila |  | Basin hydrothermal | Mississippi Valley-type (MVT) | unknown | Zn, Pb | Cu, Fe | Zn, Pb, Cu, Fe | Ciccolella et al., 2025 |  | FA17a_L3 | FA17a_L3 010 | mine | Fonte Argentila |  |  |  | unknown | mine waste specimen | grab | rock | samples from mineralized veins and mining dumps | Sila Massif |  |  |  | granodiorite |  | granodiorite | unknown | sphalerite | sp2 |  |  |  | chlorite-sericite |  | galena, chalcopyrite, quartz, fluorite, calcite | cutting and polishing | EPMA | JEOL-JXA 8230 | Micro-analyses Laboratory (LaMA) joint UNIFI-IGG CNR laboratory of Florence | 20 kV, 20 nA, 30 um | Astimex 42 | [20 empty] | 2164 | 100 |  |  |  |  | 164 | 60 |  |  |  |  | -240 | 240 | [8 empty] | 58700 | 120 | [26 empty] | -140 | 140 | [30 empty] | 327500 | 70 | [38 empty] | 598600 | 120 |  |  |  | 2025 | Ciccolella, A., Tursi, F., Festa, V., Ruggieri, G., Schingaro, E., Ventruti, G., Fregola, R.A., MVT-SHMS signature in basement-hosted Zn-Pb-(Cu-Fe) mineralization in the Sila Massif (Calabria, Italy): Evidence from trace elements and fluid inclusions data, Ore Geology Reviews, Volume 176, 2025, 106438, https://doi.org/10.1016/j.oregeorev.2024.106438. |  | ITA |  | 16.5192 | 39.5242 | [7 empty] | Coordinates given in manuscript | Includes data for chalcopyrite and galena | 2025-03-12
y | Fonte Argentila |  | Basin hydrothermal | Mississippi Valley-type (MVT) | unknown | Zn, Pb | Cu, Fe | Zn, Pb, Cu, Fe | Ciccolella et al., 2025 |  | FA17a_L4 | FA17a_L4 001 | mine | Fonte Argentila |  |  |  | unknown | mine waste specimen | grab | rock | samples from mineralized veins and mining dumps | Sila Massif |  |  |  | granodiorite |  | granodiorite | unknown | sphalerite | sp1 |  |  |  | chlorite-sericite |  | galena, chalcopyrite, quartz, fluorite, calcite | cutting and polishing | EPMA | JEOL-JXA 8230 | Micro-analyses Laboratory (LaMA) joint UNIFI-IGG CNR laboratory of Florence | 20 kV, 20 nA, 30 um | Astimex 42 | [20 empty] | 181 | 100 |  |  |  |  | -60 | 60 |  |  |  |  | -240 | 240 | [8 empty] | 27800 | 120 | [26 empty] | -140 | 140 | [30 empty] | 323100 | 70 | [38 empty] | 635000 | 120 |  |  |  | 2025 | Ciccolella, A., Tursi, F., Festa, V., Ruggieri, G., Schingaro, E., Ventruti, G., Fregola, R.A., MVT-SHMS signature in basement-hosted Zn-Pb-(Cu-Fe) mineralization in the Sila Massif (Calabria, Italy): Evidence from trace elements and fluid inclusions data, Ore Geology Reviews, Volume 176, 2025, 106438, https://doi.org/10.1016/j.oregeorev.2024.106438. |  | ITA |  | 16.5192 | 39.5242 | [7 empty] | Coordinates given in manuscript | Includes data for chalcopyrite and galena | 2025-03-12
y | Fonte Argentila |  | Basin hydrothermal | Mississippi Valley-type (MVT) | unknown | Zn, Pb | Cu, Fe | Zn, Pb, Cu, Fe | Ciccolella et al., 2025 |  | FA17a_L4 | FA17a_L4 002 | mine | Fonte Argentila |  |  |  | unknown | mine waste specimen | grab | rock | samples from mineralized veins and mining dumps | Sila Massif |  |  |  | granodiorite |  | granodiorite | unknown | sphalerite | sp1 |  |  |  | chlorite-sericite |  | galena, chalcopyrite, quartz, fluorite, calcite | cutting and polishing | EPMA | JEOL-JXA 8230 | Micro-analyses Laboratory (LaMA) joint UNIFI-IGG CNR laboratory of Florence | 20 kV, 20 nA, 30 um | Astimex 42 | [20 empty] | 2567 | 100 |  |  |  |  | -60 | 60 |  |  |  |  | -240 | 240 | [8 empty] | 33300 | 120 | [26 empty] | -140 | 140 | [30 empty] | 330300 | 70 | [38 empty] | 623600 | 120 |  |  |  | 2025 | Ciccolella, A., Tursi, F., Festa, V., Ruggieri, G., Schingaro, E., Ventruti, G., Fregola, R.A., MVT-SHMS signature in basement-hosted Zn-Pb-(Cu-Fe) mineralization in the Sila Massif (Calabria, Italy): Evidence from trace elements and fluid inclusions data, Ore Geology Reviews, Volume 176, 2025, 106438, https://doi.org/10.1016/j.oregeorev.2024.106438. |  | ITA |  | 16.5192 | 39.5242 | [7 empty] | Coordinates given in manuscript | Includes data for chalcopyrite and galena | 2025-03-12
y | Fonte Argentila |  | Basin hydrothermal | Mississippi Valley-type (MVT) | unknown | Zn, Pb | Cu, Fe | Zn, Pb, Cu, Fe | Ciccolella et al., 2025 |  | FA17a_L4 | FA17a_L4 003 | mine | Fonte Argentila |  |  |  | unknown | mine waste specimen | grab | rock | samples from mineralized veins and mining dumps | Sila Massif |  |  |  | granodiorite |  | granodiorite | unknown | sphalerite | sp1 |  |  |  | chlorite-sericite |  | galena, chalcopyrite, quartz, fluorite, calcite | cutting and polishing | EPMA | JEOL-JXA 8230 | Micro-analyses Laboratory (LaMA) joint UNIFI-IGG CNR laboratory of Florence | 20 kV, 20 nA, 30 um | Astimex 42 | [20 empty] | 992 | 100 |  |  |  |  | 78 | 60 |  |  |  |  | -240 | 240 | [8 empty] | 18300 | 120 | [26 empty] | 338 | 140 | [30 empty] | 330200 | 70 | [38 empty] | 643900 | 120 |  |  |  | 2025 | Ciccolella, A., Tursi, F., Festa, V., Ruggieri, G., Schingaro, E., Ventruti, G., Fregola, R.A., MVT-SHMS signature in basement-hosted Zn-Pb-(Cu-Fe) mineralization in the Sila Massif (Calabria, Italy): Evidence from trace elements and fluid inclusions data, Ore Geology Reviews, Volume 176, 2025, 106438, https://doi.org/10.1016/j.oregeorev.2024.106438. |  | ITA |  | 16.5192 | 39.5242 | [7 empty] | Coordinates given in manuscript | Includes data for chalcopyrite and galena | 2025-03-12
y | Fonte Argentila |  | Basin hydrothermal | Mississippi Valley-type (MVT) | unknown | Zn, Pb | Cu, Fe | Zn, Pb, Cu, Fe | Ciccolella et al., 2025 |  | FA17a_L4 | FA17a_L4 004 | mine | Fonte Argentila |  |  |  | unknown | mine waste specimen | grab | rock | samples from mineralized veins and mining dumps | Sila Massif |  |  |  | granodiorite |  | granodiorite | unknown | sphalerite | sp1 |  |  |  | chlorite-sericite |  | galena, chalcopyrite, quartz, fluorite, calcite | cutting and polishing | EPMA | JEOL-JXA 8230 | Micro-analyses Laboratory (LaMA) joint UNIFI-IGG CNR laboratory of Florence | 20 kV, 20 nA, 30 um | Astimex 42 | [20 empty] | -100 | 100 |  |  |  |  | 73 | 60 |  |  |  |  | -240 | 240 | [8 empty] | 51200 | 120 | [26 empty] | 186 | 140 | [30 empty] | 330100 | 70 | [38 empty] | 607700 | 120 |  |  |  | 2025 | Ciccolella, A., Tursi, F., Festa, V., Ruggieri, G., Schingaro, E., Ventruti, G., Fregola, R.A., MVT-SHMS signature in basement-hosted Zn-Pb-(Cu-Fe) mineralization in the Sila Massif (Calabria, Italy): Evidence from trace elements and fluid inclusions data, Ore Geology Reviews, Volume 176, 2025, 106438, https://doi.org/10.1016/j.oregeorev.2024.106438. |  | ITA |  | 16.5192 | 39.5242 | [7 empty] | Coordinates given in manuscript | Includes data for chalcopyrite and galena | 2025-03-12
y | Fonte Argentila |  | Basin hydrothermal | Mississippi Valley-type (MVT) | unknown | Zn, Pb | Cu, Fe | Zn, Pb, Cu, Fe | Ciccolella et al., 2025 |  | FA17a_L4 | FA17a_L4 005 | mine | Fonte Argentila |  |  |  | unknown | mine waste specimen | grab | rock | samples from mineralized veins and mining dumps | Sila Massif |  |  |  | granodiorite |  | granodiorite | unknown | sphalerite | sp1 |  |  |  | chlorite-sericite |  | galena, chalcopyrite, quartz, fluorite, calcite | cutting and polishing | EPMA | JEOL-JXA 8230 | Micro-analyses Laboratory (LaMA) joint UNIFI-IGG CNR laboratory of Florence | 20 kV, 20 nA, 30 um | Astimex 42 | [20 empty] | 1431 | 100 |  |  |  |  | -60 | 60 |  |  |  |  | -240 | 240 | [8 empty] | 23600 | 120 | [26 empty] | -140 | 140 | [30 empty] | 331200 | 70 | [38 empty] | 639000 | 120 |  |  |  | 2025 | Ciccolella, A., Tursi, F., Festa, V., Ruggieri, G., Schingaro, E., Ventruti, G., Fregola, R.A., MVT-SHMS signature in basement-hosted Zn-Pb-(Cu-Fe) mineralization in the Sila Massif (Calabria, Italy): Evidence from trace elements and fluid inclusions data, Ore Geology Reviews, Volume 176, 2025, 106438, https://doi.org/10.1016/j.oregeorev.2024.106438. |  | ITA |  | 16.5192 | 39.5242 | [7 empty] | Coordinates given in manuscript | Includes data for chalcopyrite and galena | 2025-03-12
y | Fonte Argentila |  | Basin hydrothermal | Mississippi Valley-type (MVT) | unknown | Zn, Pb | Cu, Fe | Zn, Pb, Cu, Fe | Ciccolella et al., 2025 |  | FA17a_L4 | FA17a_L4 006 | mine | Fonte Argentila |  |  |  | unknown | mine waste specimen | grab | rock | samples from mineralized veins and mining dumps | Sila Massif |  |  |  | granodiorite |  | granodiorite | unknown | sphalerite | sp2 |  |  |  | chlorite-sericite |  | galena, chalcopyrite, quartz, fluorite, calcite | cutting and polishing | EPMA | JEOL-JXA 8230 | Micro-analyses Laboratory (LaMA) joint UNIFI-IGG CNR laboratory of Florence | 20 kV, 20 nA, 30 um | Astimex 42 | [20 empty] | 1180 | 100 |  |  |  |  | 85 | 60 |  |  |  |  | -240 | 240 | [8 empty] | 73600 | 120 | [26 empty] | 187 | 140 | [30 empty] | 333700 | 70 | [38 empty] | 585700 | 120 |  |  |  | 2025 | Ciccolella, A., Tursi, F., Festa, V., Ruggieri, G., Schingaro, E., Ventruti, G., Fregola, R.A., MVT-SHMS signature in basement-hosted Zn-Pb-(Cu-Fe) mineralization in the Sila Massif (Calabria, Italy): Evidence from trace elements and fluid inclusions data, Ore Geology Reviews, Volume 176, 2025, 106438, https://doi.org/10.1016/j.oregeorev.2024.106438. |  | ITA |  | 16.5192 | 39.5242 | [7 empty] | Coordinates given in manuscript | Includes data for chalcopyrite and galena | 2025-03-12
y | Fonte Argentila |  | Basin hydrothermal | Mississippi Valley-type (MVT) | unknown | Zn, Pb | Cu, Fe | Zn, Pb, Cu, Fe | Ciccolella et al., 2025 |  | FA17a_L4 | FA17a_L4 007 | mine | Fonte Argentila |  |  |  | unknown | mine waste specimen | grab | rock | samples from mineralized veins and mining dumps | Sila Massif |  |  |  | granodiorite |  | granodiorite | unknown | sphalerite | sp2 |  |  |  | chlorite-sericite |  | galena, chalcopyrite, quartz, fluorite, calcite | cutting and polishing | EPMA | JEOL-JXA 8230 | Micro-analyses Laboratory (LaMA) joint UNIFI-IGG CNR laboratory of Florence | 20 kV, 20 nA, 30 um | Astimex 42 | [20 empty] | 682 | 100 |  |  |  |  | 64 | 60 |  |  |  |  | 640 | 240 | [8 empty] | 87400 | 120 | [26 empty] | 168 | 140 | [30 empty] | 337000 | 70 | [38 empty] | 568500 | 120 |  |  |  | 2025 | Ciccolella, A., Tursi, F., Festa, V., Ruggieri, G., Schingaro, E., Ventruti, G., Fregola, R.A., MVT-SHMS signature in basement-hosted Zn-Pb-(Cu-Fe) mineralization in the Sila Massif (Calabria, Italy): Evidence from trace elements and fluid inclusions data, Ore Geology Reviews, Volume 176, 2025, 106438, https://doi.org/10.1016/j.oregeorev.2024.106438. |  | ITA |  | 16.5192 | 39.5242 | [7 empty] | Coordinates given in manuscript | Includes data for chalcopyrite and galena | 2025-03-12
y | Fonte Argentila |  | Basin hydrothermal | Mississippi Valley-type (MVT) | unknown | Zn, Pb | Cu, Fe | Zn, Pb, Cu, Fe | Ciccolella et al., 2025 |  | FA17a_L4 | FA17a_L4 010 | mine | Fonte Argentila |  |  |  | unknown | mine waste specimen | grab | rock | samples from mineralized veins and mining dumps | Sila Massif |  |  |  | granodiorite |  | granodiorite | unknown | sphalerite | sp1 |  |  |  | chlorite-sericite |  | galena, chalcopyrite, quartz, fluorite, calcite | cutting and polishing | EPMA | JEOL-JXA 8230 | Micro-analyses Laboratory (LaMA) joint UNIFI-IGG CNR laboratory of Florence | 20 kV, 20 nA, 30 um | Astimex 42 | [20 empty] | 1137 | 100 |  |  |  |  | -60 | 60 |  |  |  |  | -240 | 240 | [8 empty] | 27300 | 120 | [26 empty] | -140 | 140 | [30 empty] | 324800 | 70 | [38 empty] | 628300 | 120 |  |  |  | 2025 | Ciccolella, A., Tursi, F., Festa, V., Ruggieri, G., Schingaro, E., Ventruti, G., Fregola, R.A., MVT-SHMS signature in basement-hosted Zn-Pb-(Cu-Fe) mineralization in the Sila Massif (Calabria, Italy): Evidence from trace elements and fluid inclusions data, Ore Geology Reviews, Volume 176, 2025, 106438, https://doi.org/10.1016/j.oregeorev.2024.106438. |  | ITA |  | 16.5192 | 39.5242 | [7 empty] | Coordinates given in manuscript | Includes data for chalcopyrite and galena | 2025-03-12
y | Fonte Argentila |  | Basin hydrothermal | Mississippi Valley-type (MVT) | unknown | Zn, Pb | Cu, Fe | Zn, Pb, Cu, Fe | Ciccolella et al., 2025 |  | FA11d_L2 | FA11d_L2 sp 001 | mine | Fonte Argentila |  |  |  | unknown | mine waste specimen | grab | rock | samples from mineralized veins and mining dumps | Sila Massif |  |  |  | granodiorite |  | granodiorite | unknown | sphalerite | sp1 |  |  |  | chlorite-sericite |  | galena, chalcopyrite, quartz, fluorite, calcite | cutting and polishing | EPMA | JEOL-JXA 8230 | Micro-analyses Laboratory (LaMA) joint UNIFI-IGG CNR laboratory of Florence | 20 kV, 20 nA, 30 um | Astimex 42 | [20 empty] | 363 | 100 |  |  |  |  | 107 | 60 |  |  |  |  | -240 | 240 | [8 empty] | 58400 | 120 | [26 empty] | 308 | 140 | [30 empty] | 333600 | 70 | [38 empty] | 590500 | 120 |  |  |  | 2025 | Ciccolella, A., Tursi, F., Festa, V., Ruggieri, G., Schingaro, E., Ventruti, G., Fregola, R.A., MVT-SHMS signature in basement-hosted Zn-Pb-(Cu-Fe) mineralization in the Sila Massif (Calabria, Italy): Evidence from trace elements and fluid inclusions data, Ore Geology Reviews, Volume 176, 2025, 106438, https://doi.org/10.1016/j.oregeorev.2024.106438. |  | ITA |  | 16.5192 | 39.5242 | [7 empty] | Coordinates given in manuscript | Includes data for chalcopyrite and galena | 2025-03-12
y | Fonte Argentila |  | Basin hydrothermal | Mississippi Valley-type (MVT) | unknown | Zn, Pb | Cu, Fe | Zn, Pb, Cu, Fe | Ciccolella et al., 2025 |  | FA11d_L2 | FA11d_L2 sp 002 | mine | Fonte Argentila |  |  |  | unknown | mine waste specimen | grab | rock | samples from mineralized veins and mining dumps | Sila Massif |  |  |  | granodiorite |  | granodiorite | unknown | sphalerite | sp1 |  |  |  | chlorite-sericite |  | galena, chalcopyrite, quartz, fluorite, calcite | cutting and polishing | EPMA | JEOL-JXA 8230 | Micro-analyses Laboratory (LaMA) joint UNIFI-IGG CNR laboratory of Florence | 20 kV, 20 nA, 30 um | Astimex 42 | [20 empty] | -100 | 100 |  |  |  |  | 150 | 60 |  |  |  |  | -240 | 240 | [8 empty] | 69400 | 120 | [26 empty] | 388 | 140 | [30 empty] | 331300 | 70 | [38 empty] | 578700 | 120 |  |  |  | 2025 | Ciccolella, A., Tursi, F., Festa, V., Ruggieri, G., Schingaro, E., Ventruti, G., Fregola, R.A., MVT-SHMS signature in basement-hosted Zn-Pb-(Cu-Fe) mineralization in the Sila Massif (Calabria, Italy): Evidence from trace elements and fluid inclusions data, Ore Geology Reviews, Volume 176, 2025, 106438, https://doi.org/10.1016/j.oregeorev.2024.106438. |  | ITA |  | 16.5192 | 39.5242 | [7 empty] | Coordinates given in manuscript | Includes data for chalcopyrite and galena | 2025-03-12
y | Fonte Argentila |  | Basin hydrothermal | Mississippi Valley-type (MVT) | unknown | Zn, Pb | Cu, Fe | Zn, Pb, Cu, Fe | Ciccolella et al., 2025 |  | FA11d_L2 | FA11d_L2 sp 003 | mine | Fonte Argentila |  |  |  | unknown | mine waste specimen | grab | rock | samples from mineralized veins and mining dumps | Sila Massif |  |  |  | granodiorite |  | granodiorite | unknown | sphalerite | sp1 |  |  |  | chlorite-sericite |  | galena, chalcopyrite, quartz, fluorite, calcite | cutting and polishing | EPMA | JEOL-JXA 8230 | Micro-analyses Laboratory (LaMA) joint UNIFI-IGG CNR laboratory of Florence | 20 kV, 20 nA, 30 um | Astimex 42 | [20 empty] | 1929 | 100 |  |  |  |  | -60 | 60 |  |  |  |  | -240 | 240 | [8 empty] | 20100 | 120 | [26 empty] | 149 | 140 | [30 empty] | 328200 | 70 | [38 empty] | 633300 | 120 |  |  |  | 2025 | Ciccolella, A., Tursi, F., Festa, V., Ruggieri, G., Schingaro, E., Ventruti, G., Fregola, R.A., MVT-SHMS signature in basement-hosted Zn-Pb-(Cu-Fe) mineralization in the Sila Massif (Calabria, Italy): Evidence from trace elements and fluid inclusions data, Ore Geology Reviews, Volume 176, 2025, 106438, https://doi.org/10.1016/j.oregeorev.2024.106438. |  | ITA |  | 16.5192 | 39.5242 | [7 empty] | Coordinates given in manuscript | Includes data for chalcopyrite and galena | 2025-03-12
y | Fonte Argentila |  | Basin hydrothermal | Mississippi Valley-type (MVT) | unknown | Zn, Pb | Cu, Fe | Zn, Pb, Cu, Fe | Ciccolella et al., 2025 |  | FA11d_L2 | FA11d_L2 sp 004 | mine | Fonte Argentila |  |  |  | unknown | mine waste specimen | grab | rock | samples from mineralized veins and mining dumps | Sila Massif |  |  |  | granodiorite |  | granodiorite | unknown | sphalerite | sp1 |  |  |  | chlorite-sericite |  | galena, chalcopyrite, quartz, fluorite, calcite | cutting and polishing | EPMA | JEOL-JXA 8230 | Micro-analyses Laboratory (LaMA) joint UNIFI-IGG CNR laboratory of Florence | 20 kV, 20 nA, 30 um | Astimex 42 | [20 empty] | 2599 | 100 |  |  |  |  | -60 | 60 |  |  |  |  | -240 | 240 | [8 empty] | 22200 | 120 | [26 empty] | 431 | 140 | [30 empty] | 331300 | 70 | [38 empty] | 619700 | 120 |  |  |  | 2025 | Ciccolella, A., Tursi, F., Festa, V., Ruggieri, G., Schingaro, E., Ventruti, G., Fregola, R.A., MVT-SHMS signature in basement-hosted Zn-Pb-(Cu-Fe) mineralization in the Sila Massif (Calabria, Italy): Evidence from trace elements and fluid inclusions data, Ore Geology Reviews, Volume 176, 2025, 106438, https://doi.org/10.1016/j.oregeorev.2024.106438. |  | ITA |  | 16.5192 | 39.5242 | [7 empty] | Coordinates given in manuscript | Includes data for chalcopyrite and galena | 2025-03-12
y | Fonte Argentila |  | Basin hydrothermal | Mississippi Valley-type (MVT) | unknown | Zn, Pb | Cu, Fe | Zn, Pb, Cu, Fe | Ciccolella et al., 2025 |  | FA11d_L2 | FA11d_L2 sp 005 | mine | Fonte Argentila |  |  |  | unknown | mine waste specimen | grab | rock | samples from mineralized veins and mining dumps | Sila Massif |  |  |  | granodiorite |  | granodiorite | unknown | sphalerite | sp1 |  |  |  | chlorite-sericite |  | galena, chalcopyrite, quartz, fluorite, calcite | cutting and polishing | EPMA | JEOL-JXA 8230 | Micro-analyses Laboratory (LaMA) joint UNIFI-IGG CNR laboratory of Florence | 20 kV, 20 nA, 30 um | Astimex 42 | [20 empty] | -100 | 100 |  |  |  |  | 171 | 60 |  |  |  |  | -240 | 240 | [8 empty] | 74800 | 120 | [26 empty] | 323 | 140 | [30 empty] | 335400 | 70 | [38 empty] | 569300 | 120 |  |  |  | 2025 | Ciccolella, A., Tursi, F., Festa, V., Ruggieri, G., Schingaro, E., Ventruti, G., Fregola, R.A., MVT-SHMS signature in basement-hosted Zn-Pb-(Cu-Fe) mineralization in the Sila Massif (Calabria, Italy): Evidence from trace elements and fluid inclusions data, Ore Geology Reviews, Volume 176, 2025, 106438, https://doi.org/10.1016/j.oregeorev.2024.106438. |  | ITA |  | 16.5192 | 39.5242 | [7 empty] | Coordinates given in manuscript | Includes data for chalcopyrite and galena | 2025-03-12
y | Fonte Argentila |  | Basin hydrothermal | Mississippi Valley-type (MVT) | unknown | Zn, Pb | Cu, Fe | Zn, Pb, Cu, Fe | Ciccolella et al., 2025 |  | FA11d_L2 | FA11d_L2 sp 006 | mine | Fonte Argentila |  |  |  | unknown | mine waste specimen | grab | rock | samples from mineralized veins and mining dumps | Sila Massif |  |  |  | granodiorite |  | granodiorite | unknown | sphalerite | sp1 |  |  |  | chlorite-sericite |  | galena, chalcopyrite, quartz, fluorite, calcite | cutting and polishing | EPMA | JEOL-JXA 8230 | Micro-analyses Laboratory (LaMA) joint UNIFI-IGG CNR laboratory of Florence | 20 kV, 20 nA, 30 um | Astimex 42 | [20 empty] | 141 | 100 |  |  |  |  | 108 | 60 |  |  |  |  | -240 | 240 | [8 empty] | 63500 | 120 | [26 empty] | 138 | 140 | [30 empty] | 333200 | 70 | [38 empty] | 580400 | 120 |  |  |  | 2025 | Ciccolella, A., Tursi, F., Festa, V., Ruggieri, G., Schingaro, E., Ventruti, G., Fregola, R.A., MVT-SHMS signature in basement-hosted Zn-Pb-(Cu-Fe) mineralization in the Sila Massif (Calabria, Italy): Evidence from trace elements and fluid inclusions data, Ore Geology Reviews, Volume 176, 2025, 106438, https://doi.org/10.1016/j.oregeorev.2024.106438. |  | ITA |  | 16.5192 | 39.5242 | [7 empty] | Coordinates given in manuscript | Includes data for chalcopyrite and galena | 2025-03-12
y | Fonte Argentila |  | Basin hydrothermal | Mississippi Valley-type (MVT) | unknown | Zn, Pb | Cu, Fe | Zn, Pb, Cu, Fe | Ciccolella et al., 2025 |  | FA11d_L3 | FA11d_L3 sp 001 | mine | Fonte Argentila |  |  |  | unknown | mine waste specimen | grab | rock | samples from mineralized veins and mining dumps | Sila Massif |  |  |  | granodiorite |  | granodiorite | unknown | sphalerite | sp2 |  |  |  | chlorite-sericite |  | galena, chalcopyrite, quartz, fluorite, calcite | cutting and polishing | EPMA | JEOL-JXA 8230 | Micro-analyses Laboratory (LaMA) joint UNIFI-IGG CNR laboratory of Florence | 20 kV, 20 nA, 30 um | Astimex 42 | [20 empty] | -100 | 100 |  |  |  |  | 293 | 60 |  |  |  |  | 706 | 240 | [8 empty] | 112700 | 120 | [26 empty] | 531 | 140 | [30 empty] | 336400 | 70 | [38 empty] | 535600 | 120 |  |  |  | 2025 | Ciccolella, A., Tursi, F., Festa, V., Ruggieri, G., Schingaro, E., Ventruti, G., Fregola, R.A., MVT-SHMS signature in basement-hosted Zn-Pb-(Cu-Fe) mineralization in the Sila Massif (Calabria, Italy): Evidence from trace elements and fluid inclusions data, Ore Geology Reviews, Volume 176, 2025, 106438, https://doi.org/10.1016/j.oregeorev.2024.106438. |  | ITA |  | 16.5192 | 39.5242 | [7 empty] | Coordinates given in manuscript | Includes data for chalcopyrite and galena | 2025-03-12
y | Fonte Argentila |  | Basin hydrothermal | Mississippi Valley-type (MVT) | unknown | Zn, Pb | Cu, Fe | Zn, Pb, Cu, Fe | Ciccolella et al., 2025 |  | FA11d_L3 | FA11d_L3 sp 003 | mine | Fonte Argentila |  |  |  | unknown | mine waste specimen | grab | rock | samples from mineralized veins and mining dumps | Sila Massif |  |  |  | granodiorite |  | granodiorite | unknown | sphalerite | sp2 |  |  |  | chlorite-sericite |  | galena, chalcopyrite, quartz, fluorite, calcite | cutting and polishing | EPMA | JEOL-JXA 8230 | Micro-analyses Laboratory (LaMA) joint UNIFI-IGG CNR laboratory of Florence | 20 kV, 20 nA, 30 um | Astimex 42 | [20 empty] | -100 | 100 |  |  |  |  | 112 | 60 |  |  |  |  | -240 | 240 | [8 empty] | 43400 | 120 | [26 empty] | -140 | 140 | [30 empty] | 331300 | 70 | [38 empty] | 619600 | 120 |  |  |  | 2025 | Ciccolella, A., Tursi, F., Festa, V., Ruggieri, G., Schingaro, E., Ventruti, G., Fregola, R.A., MVT-SHMS signature in basement-hosted Zn-Pb-(Cu-Fe) mineralization in the Sila Massif (Calabria, Italy): Evidence from trace elements and fluid inclusions data, Ore Geology Reviews, Volume 176, 2025, 106438, https://doi.org/10.1016/j.oregeorev.2024.106438. |  | ITA |  | 16.5192 | 39.5242 | [7 empty] | Coordinates given in manuscript | Includes data for chalcopyrite and galena | 2025-03-12
y | Fonte Argentila |  | Basin hydrothermal | Mississippi Valley-type (MVT) | unknown | Zn, Pb | Cu, Fe | Zn, Pb, Cu, Fe | Ciccolella et al., 2025 |  | FA11d_L3 | FA11d_L3 sp 004 | mine | Fonte Argentila |  |  |  | unknown | mine waste specimen | grab | rock | samples from mineralized veins and mining dumps | Sila Massif |  |  |  | granodiorite |  | granodiorite | unknown | sphalerite | sp2 |  |  |  | chlorite-sericite |  | galena, chalcopyrite, quartz, fluorite, calcite | cutting and polishing | EPMA | JEOL-JXA 8230 | Micro-analyses Laboratory (LaMA) joint UNIFI-IGG CNR laboratory of Florence | 20 kV, 20 nA, 30 um | Astimex 42 | [20 empty] | 863 | 100 |  |  |  |  | 251 | 60 |  |  |  |  | -240 | 240 | [8 empty] | 91200 | 120 | [26 empty] | -140 | 140 | [30 empty] | 333000 | 70 | [38 empty] | 563100 | 120 |  |  |  | 2025 | Ciccolella, A., Tursi, F., Festa, V., Ruggieri, G., Schingaro, E., Ventruti, G., Fregola, R.A., MVT-SHMS signature in basement-hosted Zn-Pb-(Cu-Fe) mineralization in the Sila Massif (Calabria, Italy): Evidence from trace elements and fluid inclusions data, Ore Geology Reviews, Volume 176, 2025, 106438, https://doi.org/10.1016/j.oregeorev.2024.106438. |  | ITA |  | 16.5192 | 39.5242 | [7 empty] | Coordinates given in manuscript | Includes data for chalcopyrite and galena | 2025-03-12
y | Fonte Argentila |  | Basin hydrothermal | Mississippi Valley-type (MVT) | unknown | Zn, Pb | Cu, Fe | Zn, Pb, Cu, Fe | Ciccolella et al., 2025 |  | FA11d_L3 | FA11d_L3 sp 005 | mine | Fonte Argentila |  |  |  | unknown | mine waste specimen | grab | rock | samples from mineralized veins and mining dumps | Sila Massif |  |  |  | granodiorite |  | granodiorite | unknown | sphalerite | sp2 |  |  |  | chlorite-sericite |  | galena, chalcopyrite, quartz, fluorite, calcite | cutting and polishing | EPMA | JEOL-JXA 8230 | Micro-analyses Laboratory (LaMA) joint UNIFI-IGG CNR laboratory of Florence | 20 kV, 20 nA, 30 um | Astimex 42 | [20 empty] | -100 | 100 |  |  |  |  | 190 | 60 |  |  |  |  | 935 | 240 | [8 empty] | 80600 | 120 | [26 empty] | 329 | 140 | [30 empty] | 326100 | 70 | [38 empty] | 547100 | 120 |  |  |  | 2025 | Ciccolella, A., Tursi, F., Festa, V., Ruggieri, G., Schingaro, E., Ventruti, G., Fregola, R.A., MVT-SHMS signature in basement-hosted Zn-Pb-(Cu-Fe) mineralization in the Sila Massif (Calabria, Italy): Evidence from trace elements and fluid inclusions data, Ore Geology Reviews, Volume 176, 2025, 106438, https://doi.org/10.1016/j.oregeorev.2024.106438. |  | ITA |  | 16.5192 | 39.5242 | [7 empty] | Coordinates given in manuscript | Includes data for chalcopyrite and galena | 2025-03-12
y | Fonte Argentila |  | Basin hydrothermal | Mississippi Valley-type (MVT) | unknown | Zn, Pb | Cu, Fe | Zn, Pb, Cu, Fe | Ciccolella et al., 2025 |  | FA11d_L3 | FA11d_L3 sp 006 | mine | Fonte Argentila |  |  |  | unknown | mine waste specimen | grab | rock | samples from mineralized veins and mining dumps | Sila Massif |  |  |  | granodiorite |  | granodiorite | unknown | sphalerite | sp2 |  |  |  | chlorite-sericite |  | galena, chalcopyrite, quartz, fluorite, calcite | cutting and polishing | EPMA | JEOL-JXA 8230 | Micro-analyses Laboratory (LaMA) joint UNIFI-IGG CNR laboratory of Florence | 20 kV, 20 nA, 30 um | Astimex 42 | [20 empty] | 916 | 100 |  |  |  |  | 159 | 60 |  |  |  |  | 382 | 240 | [8 empty] | 80000 | 120 | [26 empty] | 375 | 140 | [30 empty] | 328000 | 70 | [38 empty] | 569800 | 120 |  |  |  | 2025 | Ciccolella, A., Tursi, F., Festa, V., Ruggieri, G., Schingaro, E., Ventruti, G., Fregola, R.A., MVT-SHMS signature in basement-hosted Zn-Pb-(Cu-Fe) mineralization in the Sila Massif (Calabria, Italy): Evidence from trace elements and fluid inclusions data, Ore Geology Reviews, Volume 176, 2025, 106438, https://doi.org/10.1016/j.oregeorev.2024.106438. |  | ITA |  | 16.5192 | 39.5242 | [7 empty] | Coordinates given in manuscript | Includes data for chalcopyrite and galena | 2025-03-12
y | Longobucco |  | Basin hydrothermal | Mississippi Valley-type (MVT) | unknown | Zn, Pb | Cu, Fe | Zn, Pb, Cu, Fe | Ciccolella et al., 2025 |  | LGB06c | LGB06c, sph, p.15 | mine | Longobucco |  |  |  | unknown | mine waste specimen | grab | rock | samples from mineralized veins and mining dumps | Sila Massif |  |  |  | granodiorite |  | granodiorite | unknown | sphalerite | Sp1 |  |  | Light Yellow | chlorite-sericite |  | galena, quartz, calcite | cutting and polishing | LA-ICPMS | Elmer ELAN DRC-e ICP mass spectrometer; New Wave UP193-FX excimer laser ablation system | Geological Institute of the Bulgarian Academy of Sciences | 35 um spot size; 6 Hz repetition rate; 5.8-6.0 J/cm2 energy density on sample; 120 second analysis time | NIST SRM 610 (glass); USGS Mass 1 (sulphide) standard | 24.5167 | [13 empty] | 0.25112 | [5 empty] | 2513.1428 | [5 empty] | 14.5065 | [5 empty] | 302.9785 | [9 empty] | 11183.7492 |  | 74.1701 |  |  |  | 90.1671 |  |  |  | 25.3546 |  |  |  | 1.3274 | [13 empty] | 9.9187 | [15 empty] | 16.6895 | [15 empty] | 319469.6798 |  | 30.0406 | [9 empty] | 22.0411 | [13 empty] | b.d.l. | [13 empty] | 647000 |  |  |  |  | 2025 | Ciccolella, A., Tursi, F., Festa, V., Ruggieri, G., Schingaro, E., Ventruti, G., Fregola, R.A., MVT-SHMS signature in basement-hosted Zn-Pb-(Cu-Fe) mineralization in the Sila Massif (Calabria, Italy): Evidence from trace elements and fluid inclusions data, Ore Geology Reviews, Volume 176, 2025, 106438, https://doi.org/10.1016/j.oregeorev.2024.106438. |  | ITA |  | 16.6009 | 39.4419 | [7 empty] | Coordinates given in manuscript | Includes data for chalcopyrite and galena | 2025-03-12
y | Longobucco |  | Basin hydrothermal | Mississippi Valley-type (MVT) | unknown | Zn, Pb | Cu, Fe | Zn, Pb, Cu, Fe | Ciccolella et al., 2025 |  | LGB06c | LGB06c, sph, p.14 | mine | Longobucco |  |  |  | unknown | mine waste specimen | grab | rock | samples from mineralized veins and mining dumps | Sila Massif |  |  |  | granodiorite |  | granodiorite | unknown | sphalerite | Sp1 |  |  | Light Yellow | chlorite-sericite |  | galena, quartz, calcite | cutting and polishing | LA-ICPMS | Elmer ELAN DRC-e ICP mass spectrometer; New Wave UP193-FX excimer laser ablation system | Geological Institute of the Bulgarian Academy of Sciences | 35 um spot size; 6 Hz repetition rate; 5.8-6.0 J/cm2 energy density on sample; 120 second analysis time | NIST SRM 610 (glass); USGS Mass 1 (sulphide) standard | 20.2208 | [13 empty] | b.d.l. | [5 empty] | 2328.3951 | [5 empty] | 10.5314 | [5 empty] | 350.087 | [9 empty] | 12182.0197 |  | 224.8033 |  |  |  | 64.1748 |  |  |  | 23.3295 |  |  |  | 0.29098 | [13 empty] | 15.6166 | [15 empty] | 9.0935 | [15 empty] | 325011.0993 |  | 18.7041 | [9 empty] | 3.4001 | [13 empty] | b.d.l. | [13 empty] | 647000 |  |  |  |  | 2025 | Ciccolella, A., Tursi, F., Festa, V., Ruggieri, G., Schingaro, E., Ventruti, G., Fregola, R.A., MVT-SHMS signature in basement-hosted Zn-Pb-(Cu-Fe) mineralization in the Sila Massif (Calabria, Italy): Evidence from trace elements and fluid inclusions data, Ore Geology Reviews, Volume 176, 2025, 106438, https://doi.org/10.1016/j.oregeorev.2024.106438. |  | ITA |  | 16.6009 | 39.4419 | [7 empty] | Coordinates given in manuscript | Includes data for chalcopyrite and galena | 2025-03-12
y | Longobucco |  | Basin hydrothermal | Mississippi Valley-type (MVT) | unknown | Zn, Pb | Cu, Fe | Zn, Pb, Cu, Fe | Ciccolella et al., 2025 |  | LGB06c | LGB06c, sph, p.16 | mine | Longobucco |  |  |  | unknown | mine waste specimen | grab | rock | samples from mineralized veins and mining dumps | Sila Massif |  |  |  | granodiorite |  | granodiorite | unknown | sphalerite | Sp1 |  |  | Light Yellow | chlorite-sericite |  | galena, quartz, calcite | cutting and polishing | LA-ICPMS | Elmer ELAN DRC-e ICP mass spectrometer; New Wave UP193-FX excimer laser ablation system | Geological Institute of the Bulgarian Academy of Sciences | 35 um spot size; 6 Hz repetition rate; 5.8-6.0 J/cm2 energy density on sample; 120 second analysis time | NIST SRM 610 (glass); USGS Mass 1 (sulphide) standard | 17.871 | [13 empty] | 0.24664 | [5 empty] | 2619.0813 | [5 empty] | 13.4538 | [5 empty] | 300.3248 | [9 empty] | 16283.2 |  | 132.0841 |  |  |  | 66.6295 |  |  |  | 26.3947 |  |  |  | 0.33592 | [13 empty] | 21.3089 | [15 empty] | 24.8525 | [15 empty] | 336410.3977 |  | 54.8007 | [9 empty] | 4.3149 | [13 empty] | b.d.l. | [13 empty] | 643500 |  |  |  |  | 2025 | Ciccolella, A., Tursi, F., Festa, V., Ruggieri, G., Schingaro, E., Ventruti, G., Fregola, R.A., MVT-SHMS signature in basement-hosted Zn-Pb-(Cu-Fe) mineralization in the Sila Massif (Calabria, Italy): Evidence from trace elements and fluid inclusions data, Ore Geology Reviews, Volume 176, 2025, 106438, https://doi.org/10.1016/j.oregeorev.2024.106438. |  | ITA |  | 16.6009 | 39.4419 | [7 empty] | Coordinates given in manuscript | Includes data for chalcopyrite and galena | 2025-03-12
y | Longobucco |  | Basin hydrothermal | Mississippi Valley-type (MVT) | unknown | Zn, Pb | Cu, Fe | Zn, Pb, Cu, Fe | Ciccolella et al., 2025 |  | LGB06c | LGB06c, sph, p.2 | mine | Longobucco |  |  |  | unknown | mine waste specimen | grab | rock | samples from mineralized veins and mining dumps | Sila Massif |  |  |  | granodiorite |  | granodiorite | unknown | sphalerite | Sp1 |  |  | Light Yellow | chlorite-sericite |  | galena, quartz, calcite | cutting and polishing | LA-ICPMS | Elmer ELAN DRC-e ICP mass spectrometer; New Wave UP193-FX excimer laser ablation system | Geological Institute of the Bulgarian Academy of Sciences | 35 um spot size; 6 Hz repetition rate; 5.8-6.0 J/cm2 energy density on sample; 120 second analysis time | NIST SRM 610 (glass); USGS Mass 1 (sulphide) standard | 42.2174 | [13 empty] | 0.26202 | [5 empty] | 2370.3185 | [5 empty] | 13.5143 | [5 empty] | 355.97 | [9 empty] | 14870.7242 |  | 258.0101 |  |  |  | 78.059 |  |  |  | 23.6528 |  |  |  | 1.6726 | [13 empty] | 16.7789 | [15 empty] | 29.436 | [15 empty] | 322182.0938 |  | 76.3768 | [9 empty] | 5.522 | [13 empty] | b.d.l. | [13 empty] | 643500 |  |  |  |  | 2025 | Ciccolella, A., Tursi, F., Festa, V., Ruggieri, G., Schingaro, E., Ventruti, G., Fregola, R.A., MVT-SHMS signature in basement-hosted Zn-Pb-(Cu-Fe) mineralization in the Sila Massif (Calabria, Italy): Evidence from trace elements and fluid inclusions data, Ore Geology Reviews, Volume 176, 2025, 106438, https://doi.org/10.1016/j.oregeorev.2024.106438. |  | ITA |  | 16.6009 | 39.4419 | [7 empty] | Coordinates given in manuscript | Includes data for chalcopyrite and galena | 2025-03-12
y | Longobucco |  | Basin hydrothermal | Mississippi Valley-type (MVT) | unknown | Zn, Pb | Cu, Fe | Zn, Pb, Cu, Fe | Ciccolella et al., 2025 |  | LGB06c | LGB06c, sph, p.1 | mine | Longobucco |  |  |  | unknown | mine waste specimen | grab | rock | samples from mineralized veins and mining dumps | Sila Massif |  |  |  | granodiorite |  | granodiorite | unknown | sphalerite | Sp1 |  |  | Light Yellow | chlorite-sericite |  | galena, quartz, calcite | cutting and polishing | LA-ICPMS | Elmer ELAN DRC-e ICP mass spectrometer; New Wave UP193-FX excimer laser ablation system | Geological Institute of the Bulgarian Academy of Sciences | 35 um spot size; 6 Hz repetition rate; 5.8-6.0 J/cm2 energy density on sample; 120 second analysis time | NIST SRM 610 (glass); USGS Mass 1 (sulphide) standard | 49.6787 | [13 empty] | 0.14831 | [5 empty] | 2989.6915 | [5 empty] | 17.3871 | [5 empty] | 671.5486 | [9 empty] | 16483.237 |  | 105.1776 |  |  |  | 233.7126 |  |  |  | 23.8486 |  |  |  | 1.1886 | [13 empty] | 15.9279 | [15 empty] | 80.1631 | [15 empty] | 317400.5003 |  | 156.7623 | [9 empty] | 26.2846 | [13 empty] | b.d.l. | [13 empty] | 640900 |  |  |  |  | 2025 | Ciccolella, A., Tursi, F., Festa, V., Ruggieri, G., Schingaro, E., Ventruti, G., Fregola, R.A., MVT-SHMS signature in basement-hosted Zn-Pb-(Cu-Fe) mineralization in the Sila Massif (Calabria, Italy): Evidence from trace elements and fluid inclusions data, Ore Geology Reviews, Volume 176, 2025, 106438, https://doi.org/10.1016/j.oregeorev.2024.106438. |  | ITA |  | 16.6009 | 39.4419 | [7 empty] | Coordinates given in manuscript | Includes data for chalcopyrite and galena | 2025-03-12
y | Longobucco |  | Basin hydrothermal | Mississippi Valley-type (MVT) | unknown | Zn, Pb | Cu, Fe | Zn, Pb, Cu, Fe | Ciccolella et al., 2025 |  | LGB06c | LGB06c, sph, p.3 | mine | Longobucco |  |  |  | unknown | mine waste specimen | grab | rock | samples from mineralized veins and mining dumps | Sila Massif |  |  |  | granodiorite |  | granodiorite | unknown | sphalerite | Sp1 |  |  | Light Yellow | chlorite-sericite |  | galena, quartz, calcite | cutting and polishing | LA-ICPMS | Elmer ELAN DRC-e ICP mass spectrometer; New Wave UP193-FX excimer laser ablation system | Geological Institute of the Bulgarian Academy of Sciences | 35 um spot size; 6 Hz repetition rate; 5.8-6.0 J/cm2 energy density on sample; 120 second analysis time | NIST SRM 610 (glass); USGS Mass 1 (sulphide) standard | 11.9752 | [13 empty] | 0.11109 | [5 empty] | 2335.076 | [5 empty] | 18.3984 | [5 empty] | 139.7938 | [9 empty] | 16954.2304 |  | 35.2674 |  |  |  | 44.1504 |  |  |  | 21.3611 |  |  |  | b.d.l. | [13 empty] | 24.3954 | [15 empty] | 12.0371 | [15 empty] | 325792.3792 |  | 21.6521 | [9 empty] | 2.4852 | [13 empty] | b.d.l. | [13 empty] | 640900 |  |  |  |  | 2025 | Ciccolella, A., Tursi, F., Festa, V., Ruggieri, G., Schingaro, E., Ventruti, G., Fregola, R.A., MVT-SHMS signature in basement-hosted Zn-Pb-(Cu-Fe) mineralization in the Sila Massif (Calabria, Italy): Evidence from trace elements and fluid inclusions data, Ore Geology Reviews, Volume 176, 2025, 106438, https://doi.org/10.1016/j.oregeorev.2024.106438. |  | ITA |  | 16.6009 | 39.4419 | [7 empty] | Coordinates given in manuscript | Includes data for chalcopyrite and galena | 2025-03-12
y | Longobucco |  | Basin hydrothermal | Mississippi Valley-type (MVT) | unknown | Zn, Pb | Cu, Fe | Zn, Pb, Cu, Fe | Ciccolella et al., 2025 |  | LGB06c | LGB06c, sph, p.5 | mine | Longobucco |  |  |  | unknown | mine waste specimen | grab | rock | samples from mineralized veins and mining dumps | Sila Massif |  |  |  | granodiorite |  | granodiorite | unknown | sphalerite | Sp1 |  |  | Yellow | chlorite-sericite |  | galena, quartz, calcite | cutting and polishing | LA-ICPMS | Elmer ELAN DRC-e ICP mass spectrometer; New Wave UP193-FX excimer laser ablation system | Geological Institute of the Bulgarian Academy of Sciences | 35 um spot size; 6 Hz repetition rate; 5.8-6.0 J/cm2 energy density on sample; 120 second analysis time | NIST SRM 610 (glass); USGS Mass 1 (sulphide) standard | 10.8038 | [13 empty] | b.d.l. | [5 empty] | 2843.6401 | [5 empty] | 23.2753 | [5 empty] | 206.0625 | [9 empty] | 21300.5486 |  | 153.9702 |  |  |  | 52.2559 |  |  |  | 19.387 |  |  |  | b.d.l. | [13 empty] | 30.9033 | [15 empty] | 11.3483 | [15 empty] | 330922.2721 |  | 20.6597 | [9 empty] | 2.0959 | [13 empty] | b.d.l. | [13 empty] | 638000 |  |  |  |  | 2025 | Ciccolella, A., Tursi, F., Festa, V., Ruggieri, G., Schingaro, E., Ventruti, G., Fregola, R.A., MVT-SHMS signature in basement-hosted Zn-Pb-(Cu-Fe) mineralization in the Sila Massif (Calabria, Italy): Evidence from trace elements and fluid inclusions data, Ore Geology Reviews, Volume 176, 2025, 106438, https://doi.org/10.1016/j.oregeorev.2024.106438. |  | ITA |  | 16.6009 | 39.4419 | [7 empty] | Coordinates given in manuscript | Includes data for chalcopyrite and galena | 2025-03-12
y | Longobucco |  | Basin hydrothermal | Mississippi Valley-type (MVT) | unknown | Zn, Pb | Cu, Fe | Zn, Pb, Cu, Fe | Ciccolella et al., 2025 |  | LGB06c | LGB06c, sph, p.6 | mine | Longobucco |  |  |  | unknown | mine waste specimen | grab | rock | samples from mineralized veins and mining dumps | Sila Massif |  |  |  | granodiorite |  | granodiorite | unknown | sphalerite | Sp1 |  |  | Yellow | chlorite-sericite |  | galena, quartz, calcite | cutting and polishing | LA-ICPMS | Elmer ELAN DRC-e ICP mass spectrometer; New Wave UP193-FX excimer laser ablation system | Geological Institute of the Bulgarian Academy of Sciences | 35 um spot size; 6 Hz repetition rate; 5.8-6.0 J/cm2 energy density on sample; 120 second analysis time | NIST SRM 610 (glass); USGS Mass 1 (sulphide) standard | 16.7364 | [13 empty] | 0.21628 | [5 empty] | 2795.3396 | [5 empty] | 18.2785 | [5 empty] | 950.8544 | [9 empty] | 18126.9445 |  | 185.1508 |  |  |  | 39.4184 |  |  |  | 15.8344 |  |  |  | 396.7357 | [13 empty] | 24.5289 | [15 empty] | 35.0109 | [15 empty] | 336445.3131 |  | 42.1472 | [9 empty] | 355.8712 | [13 empty] | b.d.l. | [13 empty] | 638000 |  |  |  |  | 2025 | Ciccolella, A., Tursi, F., Festa, V., Ruggieri, G., Schingaro, E., Ventruti, G., Fregola, R.A., MVT-SHMS signature in basement-hosted Zn-Pb-(Cu-Fe) mineralization in the Sila Massif (Calabria, Italy): Evidence from trace elements and fluid inclusions data, Ore Geology Reviews, Volume 176, 2025, 106438, https://doi.org/10.1016/j.oregeorev.2024.106438. |  | ITA |  | 16.6009 | 39.4419 | [7 empty] | Coordinates given in manuscript | Includes data for chalcopyrite and galena | 2025-03-12
y | Longobucco |  | Basin hydrothermal | Mississippi Valley-type (MVT) | unknown | Zn, Pb | Cu, Fe | Zn, Pb, Cu, Fe | Ciccolella et al., 2025 |  | LGB06c | LGB06c, sph, p.9 | mine | Longobucco |  |  |  | unknown | mine waste specimen | grab | rock | samples from mineralized veins and mining dumps | Sila Massif |  |  |  | granodiorite |  | granodiorite | unknown | sphalerite | Sp1 |  |  | Yellow | chlorite-sericite |  | galena, quartz, calcite | cutting and polishing | LA-ICPMS | Elmer ELAN DRC-e ICP mass spectrometer; New Wave UP193-FX excimer laser ablation system | Geological Institute of the Bulgarian Academy of Sciences | 35 um spot size; 6 Hz repetition rate; 5.8-6.0 J/cm2 energy density on sample; 120 second analysis time | NIST SRM 610 (glass); USGS Mass 1 (sulphide) standard | 8.0107 | [13 empty] | 0.13582 | [5 empty] | 2389.8473 | [5 empty] | 26.9058 | [5 empty] | 304.9444 | [9 empty] | 19941.7842 |  | 93.61 |  |  |  | 59.0893 |  |  |  | 21.6289 |  |  |  | 8.54 | [13 empty] | 19.7009 | [15 empty] | 7.2399 | [15 empty] | 323975.8602 |  | 12.753 | [9 empty] | 97.7351 | [13 empty] | b.d.l. | [13 empty] | 638000 |  |  |  |  | 2025 | Ciccolella, A., Tursi, F., Festa, V., Ruggieri, G., Schingaro, E., Ventruti, G., Fregola, R.A., MVT-SHMS signature in basement-hosted Zn-Pb-(Cu-Fe) mineralization in the Sila Massif (Calabria, Italy): Evidence from trace elements and fluid inclusions data, Ore Geology Reviews, Volume 176, 2025, 106438, https://doi.org/10.1016/j.oregeorev.2024.106438. |  | ITA |  | 16.6009 | 39.4419 | [7 empty] | Coordinates given in manuscript | Includes data for chalcopyrite and galena | 2025-03-12
y | Longobucco |  | Basin hydrothermal | Mississippi Valley-type (MVT) | unknown | Zn, Pb | Cu, Fe | Zn, Pb, Cu, Fe | Ciccolella et al., 2025 |  | LGB06c | LGB06c, sph, p.35 | mine | Longobucco |  |  |  | unknown | mine waste specimen | grab | rock | samples from mineralized veins and mining dumps | Sila Massif |  |  |  | granodiorite |  | granodiorite | unknown | sphalerite | Sp1 |  |  | Yellow | chlorite-sericite |  | galena, quartz, calcite | cutting and polishing | LA-ICPMS | Elmer ELAN DRC-e ICP mass spectrometer; New Wave UP193-FX excimer laser ablation system | Geological Institute of the Bulgarian Academy of Sciences | 35 um spot size; 6 Hz repetition rate; 5.8-6.0 J/cm2 energy density on sample; 120 second analysis time | NIST SRM 610 (glass); USGS Mass 1 (sulphide) standard | 12.8428 | [13 empty] | 0.18184 | [5 empty] | 1846.2527 | [5 empty] | 53.0972 | [5 empty] | 566.4073 | [9 empty] | 17971.2478 |  | 22.3657 |  |  |  | 318.1444 |  |  |  | 19.9261 |  |  |  | 0.3543 | [13 empty] | 43.4532 | [15 empty] | 6.9274 | [15 empty] | 297428.2465 |  | 13.0944 | [9 empty] | 7.334 | [13 empty] | 0.16418 | [13 empty] | 636800 |  |  |  |  | 2025 | Ciccolella, A., Tursi, F., Festa, V., Ruggieri, G., Schingaro, E., Ventruti, G., Fregola, R.A., MVT-SHMS signature in basement-hosted Zn-Pb-(Cu-Fe) mineralization in the Sila Massif (Calabria, Italy): Evidence from trace elements and fluid inclusions data, Ore Geology Reviews, Volume 176, 2025, 106438, https://doi.org/10.1016/j.oregeorev.2024.106438. |  | ITA |  | 16.6009 | 39.4419 | [7 empty] | Coordinates given in manuscript | Includes data for chalcopyrite and galena | 2025-03-12
y | Longobucco |  | Basin hydrothermal | Mississippi Valley-type (MVT) | unknown | Zn, Pb | Cu, Fe | Zn, Pb, Cu, Fe | Ciccolella et al., 2025 |  | LGB06c | LGB06c, sph, p.42 | mine | Longobucco |  |  |  | unknown | mine waste specimen | grab | rock | samples from mineralized veins and mining dumps | Sila Massif |  |  |  | granodiorite |  | granodiorite | unknown | sphalerite | Sp1 |  |  | Yellow | chlorite-sericite |  | galena, quartz, calcite | cutting and polishing | LA-ICPMS | Elmer ELAN DRC-e ICP mass spectrometer; New Wave UP193-FX excimer laser ablation system | Geological Institute of the Bulgarian Academy of Sciences | 35 um spot size; 6 Hz repetition rate; 5.8-6.0 J/cm2 energy density on sample; 120 second analysis time | NIST SRM 610 (glass); USGS Mass 1 (sulphide) standard | 9.7956 | [13 empty] | b.d.l. | [5 empty] | 4664.0638 | [5 empty] | 27.6108 | [5 empty] | 81.3133 | [9 empty] | 22700.3796 |  | 0.60264 |  |  |  | b.d.l. |  |  |  | 23.5087 |  |  |  | 2.2874 | [13 empty] | 46.6584 | [15 empty] | 1.8915 | [15 empty] | 299259.4772 |  | 2.9876 | [9 empty] | 2.8289 | [13 empty] | 0.11132 | [13 empty] | 636600 |  |  |  |  | 2025 | Ciccolella, A., Tursi, F., Festa, V., Ruggieri, G., Schingaro, E., Ventruti, G., Fregola, R.A., MVT-SHMS signature in basement-hosted Zn-Pb-(Cu-Fe) mineralization in the Sila Massif (Calabria, Italy): Evidence from trace elements and fluid inclusions data, Ore Geology Reviews, Volume 176, 2025, 106438, https://doi.org/10.1016/j.oregeorev.2024.106438. |  | ITA |  | 16.6009 | 39.4419 | [7 empty] | Coordinates given in manuscript | Includes data for chalcopyrite and galena | 2025-03-12
y | Longobucco |  | Basin hydrothermal | Mississippi Valley-type (MVT) | unknown | Zn, Pb | Cu, Fe | Zn, Pb, Cu, Fe | Ciccolella et al., 2025 |  | LGB06c | LGB06c, sph, p.39 | mine | Longobucco |  |  |  | unknown | mine waste specimen | grab | rock | samples from mineralized veins and mining dumps | Sila Massif |  |  |  | granodiorite |  | granodiorite | unknown | sphalerite | Sp1 |  |  | Yellow | chlorite-sericite |  | galena, quartz, calcite | cutting and polishing | LA-ICPMS | Elmer ELAN DRC-e ICP mass spectrometer; New Wave UP193-FX excimer laser ablation system | Geological Institute of the Bulgarian Academy of Sciences | 35 um spot size; 6 Hz repetition rate; 5.8-6.0 J/cm2 energy density on sample; 120 second analysis time | NIST SRM 610 (glass); USGS Mass 1 (sulphide) standard | 13.2565 | [13 empty] | 0.6153 | [5 empty] | 2177.1575 | [5 empty] | 36.0496 | [5 empty] | 826.4234 | [9 empty] | 23158.0039 |  | 136.5727 |  |  |  | 400.1955 |  |  |  | 18.3947 |  |  |  | b.d.l. | [13 empty] | 59.5763 | [15 empty] | 11.0421 | [15 empty] | 311924.7902 |  | 41.647 | [9 empty] | 1.8762 | [13 empty] | b.d.l. | [13 empty] | 636600 |  |  |  |  | 2025 | Ciccolella, A., Tursi, F., Festa, V., Ruggieri, G., Schingaro, E., Ventruti, G., Fregola, R.A., MVT-SHMS signature in basement-hosted Zn-Pb-(Cu-Fe) mineralization in the Sila Massif (Calabria, Italy): Evidence from trace elements and fluid inclusions data, Ore Geology Reviews, Volume 176, 2025, 106438, https://doi.org/10.1016/j.oregeorev.2024.106438. |  | ITA |  | 16.6009 | 39.4419 | [7 empty] | Coordinates given in manuscript | Includes data for chalcopyrite and galena | 2025-03-12
y | Longobucco |  | Basin hydrothermal | Mississippi Valley-type (MVT) | unknown | Zn, Pb | Cu, Fe | Zn, Pb, Cu, Fe | Ciccolella et al., 2025 |  | LGB06c | LGB06c, sph, p.38 | mine | Longobucco |  |  |  | unknown | mine waste specimen | grab | rock | samples from mineralized veins and mining dumps | Sila Massif |  |  |  | granodiorite |  | granodiorite | unknown | sphalerite | Sp1 |  |  | Yellow | chlorite-sericite |  | galena, quartz, calcite | cutting and polishing | LA-ICPMS | Elmer ELAN DRC-e ICP mass spectrometer; New Wave UP193-FX excimer laser ablation system | Geological Institute of the Bulgarian Academy of Sciences | 35 um spot size; 6 Hz repetition rate; 5.8-6.0 J/cm2 energy density on sample; 120 second analysis time | NIST SRM 610 (glass); USGS Mass 1 (sulphide) standard | 9.2199 | [13 empty] | 0.2061 | [5 empty] | 2049.3254 | [5 empty] | 29.5871 | [5 empty] | 499.1249 | [9 empty] | 22671.2868 |  | 203.9819 |  |  |  | 194.0849 |  |  |  | 17.7072 |  |  |  | 0.87914 | [13 empty] | 32.0696 | [15 empty] | 4.4024 | [15 empty] | 303162.5545 |  | 10.8768 | [9 empty] | 14.9972 | [13 empty] | 0.084001 | [13 empty] | 636600 |  |  |  |  | 2025 | Ciccolella, A., Tursi, F., Festa, V., Ruggieri, G., Schingaro, E., Ventruti, G., Fregola, R.A., MVT-SHMS signature in basement-hosted Zn-Pb-(Cu-Fe) mineralization in the Sila Massif (Calabria, Italy): Evidence from trace elements and fluid inclusions data, Ore Geology Reviews, Volume 176, 2025, 106438, https://doi.org/10.1016/j.oregeorev.2024.106438. |  | ITA |  | 16.6009 | 39.4419 | [7 empty] | Coordinates given in manuscript | Includes data for chalcopyrite and galena | 2025-03-12
y | Longobucco |  | Basin hydrothermal | Mississippi Valley-type (MVT) | unknown | Zn, Pb | Cu, Fe | Zn, Pb, Cu, Fe | Ciccolella et al., 2025 |  | LGB06c | LGB06c, sph, p.34 | mine | Longobucco |  |  |  | unknown | mine waste specimen | grab | rock | samples from mineralized veins and mining dumps | Sila Massif |  |  |  | granodiorite |  | granodiorite | unknown | sphalerite | Sp1 |  |  | Yellow | chlorite-sericite |  | galena, quartz, calcite | cutting and polishing | LA-ICPMS | Elmer ELAN DRC-e ICP mass spectrometer; New Wave UP193-FX excimer laser ablation system | Geological Institute of the Bulgarian Academy of Sciences | 35 um spot size; 6 Hz repetition rate; 5.8-6.0 J/cm2 energy density on sample; 120 second analysis time | NIST SRM 610 (glass); USGS Mass 1 (sulphide) standard | 14.7021 | [13 empty] | 0.88373 | [5 empty] | 2177.0826 | [5 empty] | 39.4034 | [5 empty] | 173.8164 | [9 empty] | 21422.3732 |  | 40.4812 |  |  |  | 23.5467 |  |  |  | 17.0925 |  |  |  | 19.5744 | [13 empty] | 46.4866 | [15 empty] | 27.0369 | [15 empty] | 298984.1562 |  | 14.3282 | [9 empty] | 48.7698 | [13 empty] | b.d.l. | [13 empty] | 636600 |  |  |  |  | 2025 | Ciccolella, A., Tursi, F., Festa, V., Ruggieri, G., Schingaro, E., Ventruti, G., Fregola, R.A., MVT-SHMS signature in basement-hosted Zn-Pb-(Cu-Fe) mineralization in the Sila Massif (Calabria, Italy): Evidence from trace elements and fluid inclusions data, Ore Geology Reviews, Volume 176, 2025, 106438, https://doi.org/10.1016/j.oregeorev.2024.106438. |  | ITA |  | 16.6009 | 39.4419 | [7 empty] | Coordinates given in manuscript | Includes data for chalcopyrite and galena | 2025-03-12
y | Longobucco |  | Basin hydrothermal | Mississippi Valley-type (MVT) | unknown | Zn, Pb | Cu, Fe | Zn, Pb, Cu, Fe | Ciccolella et al., 2025 |  | LGB06c | LGB06c, sph, p.40 | mine | Longobucco |  |  |  | unknown | mine waste specimen | grab | rock | samples from mineralized veins and mining dumps | Sila Massif |  |  |  | granodiorite |  | granodiorite | unknown | sphalerite | Sp1 |  |  | Yellow | chlorite-sericite |  | galena, quartz, calcite | cutting and polishing | LA-ICPMS | Elmer ELAN DRC-e ICP mass spectrometer; New Wave UP193-FX excimer laser ablation system | Geological Institute of the Bulgarian Academy of Sciences | 35 um spot size; 6 Hz repetition rate; 5.8-6.0 J/cm2 energy density on sample; 120 second analysis time | NIST SRM 610 (glass); USGS Mass 1 (sulphide) standard | 7.0733 | [13 empty] | 0.42569 | [5 empty] | 3249.8823 | [5 empty] | 31.3142 | [5 empty] | 613.0714 | [9 empty] | 24722.1336 |  | 121.492 |  |  |  | 266.4386 |  |  |  | 18.4206 |  |  |  | 0.17596 | [13 empty] | 35.2668 | [15 empty] | 4.6712 | [15 empty] | 304354.3721 |  | 19.7171 | [9 empty] | 4.738 | [13 empty] | b.d.l. | [13 empty] | 632300 |  |  |  |  | 2025 | Ciccolella, A., Tursi, F., Festa, V., Ruggieri, G., Schingaro, E., Ventruti, G., Fregola, R.A., MVT-SHMS signature in basement-hosted Zn-Pb-(Cu-Fe) mineralization in the Sila Massif (Calabria, Italy): Evidence from trace elements and fluid inclusions data, Ore Geology Reviews, Volume 176, 2025, 106438, https://doi.org/10.1016/j.oregeorev.2024.106438. |  | ITA |  | 16.6009 | 39.4419 | [7 empty] | Coordinates given in manuscript | Includes data for chalcopyrite and galena | 2025-03-12
y | Longobucco |  | Basin hydrothermal | Mississippi Valley-type (MVT) | unknown | Zn, Pb | Cu, Fe | Zn, Pb, Cu, Fe | Ciccolella et al., 2025 |  | LGB06c | LGB06c, sph, p.37 | mine | Longobucco |  |  |  | unknown | mine waste specimen | grab | rock | samples from mineralized veins and mining dumps | Sila Massif |  |  |  | granodiorite |  | granodiorite | unknown | sphalerite | Sp1 |  |  | Yellow | chlorite-sericite |  | galena, quartz, calcite | cutting and polishing | LA-ICPMS | Elmer ELAN DRC-e ICP mass spectrometer; New Wave UP193-FX excimer laser ablation system | Geological Institute of the Bulgarian Academy of Sciences | 35 um spot size; 6 Hz repetition rate; 5.8-6.0 J/cm2 energy density on sample; 120 second analysis time | NIST SRM 610 (glass); USGS Mass 1 (sulphide) standard | 6.6716 | [13 empty] | 0.11997 | [5 empty] | 4182.5908 | [5 empty] | 33.635 | [5 empty] | 140.4532 | [9 empty] | 26017.7111 |  | 15.2258 |  |  |  | 48.8061 |  |  |  | 18.7831 |  |  |  | b.d.l. | [13 empty] | 42.8147 | [15 empty] | 1.9441 | [15 empty] | 299865.1796 |  | 3.1645 | [9 empty] | 0.34918 | [13 empty] | 0.092946 | [13 empty] | 632300 |  |  |  |  | 2025 | Ciccolella, A., Tursi, F., Festa, V., Ruggieri, G., Schingaro, E., Ventruti, G., Fregola, R.A., MVT-SHMS signature in basement-hosted Zn-Pb-(Cu-Fe) mineralization in the Sila Massif (Calabria, Italy): Evidence from trace elements and fluid inclusions data, Ore Geology Reviews, Volume 176, 2025, 106438, https://doi.org/10.1016/j.oregeorev.2024.106438. |  | ITA |  | 16.6009 | 39.4419 | [7 empty] | Coordinates given in manuscript | Includes data for chalcopyrite and galena | 2025-03-12
y | Longobucco |  | Basin hydrothermal | Mississippi Valley-type (MVT) | unknown | Zn, Pb | Cu, Fe | Zn, Pb, Cu, Fe | Ciccolella et al., 2025 |  | LGB06c | LGB06c, sph, p.33 | mine | Longobucco |  |  |  | unknown | mine waste specimen | grab | rock | samples from mineralized veins and mining dumps | Sila Massif |  |  |  | granodiorite |  | granodiorite | unknown | sphalerite | Sp1 |  |  | Yellow | chlorite-sericite |  | galena, quartz, calcite | cutting and polishing | LA-ICPMS | Elmer ELAN DRC-e ICP mass spectrometer; New Wave UP193-FX excimer laser ablation system | Geological Institute of the Bulgarian Academy of Sciences | 35 um spot size; 6 Hz repetition rate; 5.8-6.0 J/cm2 energy density on sample; 120 second analysis time | NIST SRM 610 (glass); USGS Mass 1 (sulphide) standard | 7.2783 | [13 empty] | 1.3383 | [5 empty] | 3223.9853 | [5 empty] | 20.2846 | [5 empty] | 450.5631 | [9 empty] | 25769.5925 |  | 97.6744 |  |  |  | 176.6287 |  |  |  | 17.27 |  |  |  | 0.26251 | [13 empty] | 38.0974 | [15 empty] | 25.5698 | [15 empty] | 287900.5929 |  | 42.1771 | [9 empty] | 23.4159 | [13 empty] | b.d.l. | [13 empty] | 632300 |  |  |  |  | 2025 | Ciccolella, A., Tursi, F., Festa, V., Ruggieri, G., Schingaro, E., Ventruti, G., Fregola, R.A., MVT-SHMS signature in basement-hosted Zn-Pb-(Cu-Fe) mineralization in the Sila Massif (Calabria, Italy): Evidence from trace elements and fluid inclusions data, Ore Geology Reviews, Volume 176, 2025, 106438, https://doi.org/10.1016/j.oregeorev.2024.106438. |  | ITA |  | 16.6009 | 39.4419 | [7 empty] | Coordinates given in manuscript | Includes data for chalcopyrite and galena | 2025-03-12
y | Longobucco |  | Basin hydrothermal | Mississippi Valley-type (MVT) | unknown | Zn, Pb | Cu, Fe | Zn, Pb, Cu, Fe | Ciccolella et al., 2025 |  | LGB06c | LGB06c, sph, p.4 | mine | Longobucco |  |  |  | unknown | mine waste specimen | grab | rock | samples from mineralized veins and mining dumps | Sila Massif |  |  |  | granodiorite |  | granodiorite | unknown | sphalerite | Sp1 |  |  | Yellow | chlorite-sericite |  | galena, quartz, calcite | cutting and polishing | LA-ICPMS | Elmer ELAN DRC-e ICP mass spectrometer; New Wave UP193-FX excimer laser ablation system | Geological Institute of the Bulgarian Academy of Sciences | 35 um spot size; 6 Hz repetition rate; 5.8-6.0 J/cm2 energy density on sample; 120 second analysis time | NIST SRM 610 (glass); USGS Mass 1 (sulphide) standard | 8.7575 | [13 empty] | b.d.l. | [5 empty] | 2764.2981 | [5 empty] | 37.5189 | [5 empty] | 73.5233 | [9 empty] | 24338.2297 |  | 9.2303 |  |  |  | 21.7645 |  |  |  | 19.9869 |  |  |  | 3.1007 | [13 empty] | 29.6505 | [15 empty] | 3.4693 | [15 empty] | 321922.7179 |  | 6.1217 | [9 empty] | 7.0389 | [13 empty] | b.d.l. | [13 empty] | 629800 |  |  |  |  | 2025 | Ciccolella, A., Tursi, F., Festa, V., Ruggieri, G., Schingaro, E., Ventruti, G., Fregola, R.A., MVT-SHMS signature in basement-hosted Zn-Pb-(Cu-Fe) mineralization in the Sila Massif (Calabria, Italy): Evidence from trace elements and fluid inclusions data, Ore Geology Reviews, Volume 176, 2025, 106438, https://doi.org/10.1016/j.oregeorev.2024.106438. |  | ITA |  | 16.6009 | 39.4419 | [7 empty] | Coordinates given in manuscript | Includes data for chalcopyrite and galena | 2025-03-12
y | Longobucco |  | Basin hydrothermal | Mississippi Valley-type (MVT) | unknown | Zn, Pb | Cu, Fe | Zn, Pb, Cu, Fe | Ciccolella et al., 2025 |  | LGB06c | LGB06c, sph, p.10 | mine | Longobucco |  |  |  | unknown | mine waste specimen | grab | rock | samples from mineralized veins and mining dumps | Sila Massif |  |  |  | granodiorite |  | granodiorite | unknown | sphalerite | Sp1 |  |  | Yellow | chlorite-sericite |  | galena, quartz, calcite | cutting and polishing | LA-ICPMS | Elmer ELAN DRC-e ICP mass spectrometer; New Wave UP193-FX excimer laser ablation system | Geological Institute of the Bulgarian Academy of Sciences | 35 um spot size; 6 Hz repetition rate; 5.8-6.0 J/cm2 energy density on sample; 120 second analysis time | NIST SRM 610 (glass); USGS Mass 1 (sulphide) standard | 5.1034 | [13 empty] | b.d.l. | [5 empty] | 2103.7176 | [5 empty] | 77.8894 | [5 empty] | 543.8261 | [9 empty] | 28119.3492 |  | 50.5072 |  |  |  | 299.2413 |  |  |  | 18.359 |  |  |  | b.d.l. | [13 empty] | 36.52 | [15 empty] | 1.6568 | [15 empty] | 317888.4516 |  | 4.4664 | [9 empty] | b.d.l. | [13 empty] | b.d.l. | [13 empty] | 622400 |  |  |  |  | 2025 | Ciccolella, A., Tursi, F., Festa, V., Ruggieri, G., Schingaro, E., Ventruti, G., Fregola, R.A., MVT-SHMS signature in basement-hosted Zn-Pb-(Cu-Fe) mineralization in the Sila Massif (Calabria, Italy): Evidence from trace elements and fluid inclusions data, Ore Geology Reviews, Volume 176, 2025, 106438, https://doi.org/10.1016/j.oregeorev.2024.106438. |  | ITA |  | 16.6009 | 39.4419 | [7 empty] | Coordinates given in manuscript | Includes data for chalcopyrite and galena | 2025-03-12
y | Longobucco |  | Basin hydrothermal | Mississippi Valley-type (MVT) | unknown | Zn, Pb | Cu, Fe | Zn, Pb, Cu, Fe | Ciccolella et al., 2025 |  | LGB06c | LGB06c, sph, p.13 | mine | Longobucco |  |  |  | unknown | mine waste specimen | grab | rock | samples from mineralized veins and mining dumps | Sila Massif |  |  |  | granodiorite |  | granodiorite | unknown | sphalerite | Sp1 |  |  | Yellow | chlorite-sericite |  | galena, quartz, calcite | cutting and polishing | LA-ICPMS | Elmer ELAN DRC-e ICP mass spectrometer; New Wave UP193-FX excimer laser ablation system | Geological Institute of the Bulgarian Academy of Sciences | 35 um spot size; 6 Hz repetition rate; 5.8-6.0 J/cm2 energy density on sample; 120 second analysis time | NIST SRM 610 (glass); USGS Mass 1 (sulphide) standard | 28.2896 | [13 empty] | 0.65851 | [5 empty] | 2599.7719 | [5 empty] | 38.9083 | [5 empty] | 422.3882 | [9 empty] | 28870.0627 |  | 148.9244 |  |  |  | 157.111 |  |  |  | 19.0368 |  |  |  | b.d.l. | [13 empty] | 32.1233 | [15 empty] | 34.7316 | [15 empty] | 313539.6289 |  | 81.3481 | [9 empty] | b.d.l. | [13 empty] | 0.080795 | [13 empty] | 622400 |  |  |  |  | 2025 | Ciccolella, A., Tursi, F., Festa, V., Ruggieri, G., Schingaro, E., Ventruti, G., Fregola, R.A., MVT-SHMS signature in basement-hosted Zn-Pb-(Cu-Fe) mineralization in the Sila Massif (Calabria, Italy): Evidence from trace elements and fluid inclusions data, Ore Geology Reviews, Volume 176, 2025, 106438, https://doi.org/10.1016/j.oregeorev.2024.106438. |  | ITA |  | 16.6009 | 39.4419 | [7 empty] | Coordinates given in manuscript | Includes data for chalcopyrite and galena | 2025-03-12
y | Longobucco |  | Basin hydrothermal | Mississippi Valley-type (MVT) | unknown | Zn, Pb | Cu, Fe | Zn, Pb, Cu, Fe | Ciccolella et al., 2025 |  | LGB04h | LGB04h, sph, p.53 | mine | Longobucco |  |  |  | unknown | mine waste specimen | grab | rock | samples from mineralized veins and mining dumps | Sila Massif |  |  |  | granodiorite |  | granodiorite | unknown | sphalerite | Sp2 |  |  | Brown | chlorite-sericite |  | galena, quartz, calcite | cutting and polishing | LA-ICPMS | Elmer ELAN DRC-e ICP mass spectrometer; New Wave UP193-FX excimer laser ablation system | Geological Institute of the Bulgarian Academy of Sciences | 35 um spot size; 6 Hz repetition rate; 5.8-6.0 J/cm2 energy density on sample; 120 second analysis time | NIST SRM 610 (glass); USGS Mass 1 (sulphide) standard | 10.3632 | [13 empty] | 0.2027 | [5 empty] | 4503.2379 | [5 empty] | 134.3083 | [5 empty] | 242.5402 | [9 empty] | 31828.8705 |  | 97.225 |  |  |  | 55.5393 |  |  |  | 36.3158 |  |  |  | 1.4885 | [13 empty] | 150.4642 | [15 empty] | 87.7935 | [15 empty] | 323123.016 |  | 29.2636 | [9 empty] | 22.1421 | [13 empty] | 0.32606 | [13 empty] | 647000 |  |  |  |  | 2025 | Ciccolella, A., Tursi, F., Festa, V., Ruggieri, G., Schingaro, E., Ventruti, G., Fregola, R.A., MVT-SHMS signature in basement-hosted Zn-Pb-(Cu-Fe) mineralization in the Sila Massif (Calabria, Italy): Evidence from trace elements and fluid inclusions data, Ore Geology Reviews, Volume 176, 2025, 106438, https://doi.org/10.1016/j.oregeorev.2024.106438. |  | ITA |  | 16.6009 | 39.4419 | [7 empty] | Coordinates given in manuscript | Includes data for chalcopyrite and galena | 2025-03-12
y | Longobucco |  | Basin hydrothermal | Mississippi Valley-type (MVT) | unknown | Zn, Pb | Cu, Fe | Zn, Pb, Cu, Fe | Ciccolella et al., 2025 |  | LGB06c | LGB06c, sph, p.36 | mine | Longobucco |  |  |  | unknown | mine waste specimen | grab | rock | samples from mineralized veins and mining dumps | Sila Massif |  |  |  | granodiorite |  | granodiorite | unknown | sphalerite | Sp1 |  |  | Brown | chlorite-sericite |  | galena, quartz, calcite | cutting and polishing | LA-ICPMS | Elmer ELAN DRC-e ICP mass spectrometer; New Wave UP193-FX excimer laser ablation system | Geological Institute of the Bulgarian Academy of Sciences | 35 um spot size; 6 Hz repetition rate; 5.8-6.0 J/cm2 energy density on sample; 120 second analysis time | NIST SRM 610 (glass); USGS Mass 1 (sulphide) standard | 10.1381 | [13 empty] | 0.26453 | [5 empty] | 3613.6014 | [5 empty] | 50.3666 | [5 empty] | 271.7921 | [9 empty] | 30048.2689 |  | 27.1691 |  |  |  | 118.7356 |  |  |  | 19.0252 |  |  |  | 0.53277 | [13 empty] | 47.7428 | [15 empty] | 12.452 | [15 empty] | 300742.1719 |  | 14.1615 | [9 empty] | 4.957 | [13 empty] | b.d.l. | [13 empty] | 629800 |  |  |  |  | 2025 | Ciccolella, A., Tursi, F., Festa, V., Ruggieri, G., Schingaro, E., Ventruti, G., Fregola, R.A., MVT-SHMS signature in basement-hosted Zn-Pb-(Cu-Fe) mineralization in the Sila Massif (Calabria, Italy): Evidence from trace elements and fluid inclusions data, Ore Geology Reviews, Volume 176, 2025, 106438, https://doi.org/10.1016/j.oregeorev.2024.106438. |  | ITA |  | 16.6009 | 39.4419 | [7 empty] | Coordinates given in manuscript | Includes data for chalcopyrite and galena | 2025-03-12
y | Longobucco |  | Basin hydrothermal | Mississippi Valley-type (MVT) | unknown | Zn, Pb | Cu, Fe | Zn, Pb, Cu, Fe | Ciccolella et al., 2025 |  | LGB06c | LGB06c, sph, p.41 | mine | Longobucco |  |  |  | unknown | mine waste specimen | grab | rock | samples from mineralized veins and mining dumps | Sila Massif |  |  |  | granodiorite |  | granodiorite | unknown | sphalerite | Sp1 |  |  | Brown | chlorite-sericite |  | galena, quartz, calcite | cutting and polishing | LA-ICPMS | Elmer ELAN DRC-e ICP mass spectrometer; New Wave UP193-FX excimer laser ablation system | Geological Institute of the Bulgarian Academy of Sciences | 35 um spot size; 6 Hz repetition rate; 5.8-6.0 J/cm2 energy density on sample; 120 second analysis time | NIST SRM 610 (glass); USGS Mass 1 (sulphide) standard | 5.9711 | [13 empty] | 0.15005 | [5 empty] | 2809.4685 | [5 empty] | 50.5974 | [5 empty] | 271.0298 | [9 empty] | 32124.8794 |  | 41.2831 |  |  |  | 112.41 |  |  |  | 18.0992 |  |  |  | 0.24118 | [13 empty] | 39.9491 | [15 empty] | 3.5725 | [15 empty] | 312934.0975 |  | 8.1506 | [9 empty] | 4.0075 | [13 empty] | 0.096358 | [13 empty] | 623200 |  |  |  |  | 2025 | Ciccolella, A., Tursi, F., Festa, V., Ruggieri, G., Schingaro, E., Ventruti, G., Fregola, R.A., MVT-SHMS signature in basement-hosted Zn-Pb-(Cu-Fe) mineralization in the Sila Massif (Calabria, Italy): Evidence from trace elements and fluid inclusions data, Ore Geology Reviews, Volume 176, 2025, 106438, https://doi.org/10.1016/j.oregeorev.2024.106438. |  | ITA |  | 16.6009 | 39.4419 | [7 empty] | Coordinates given in manuscript | Includes data for chalcopyrite and galena | 2025-03-12
y | Longobucco |  | Basin hydrothermal | Mississippi Valley-type (MVT) | unknown | Zn, Pb | Cu, Fe | Zn, Pb, Cu, Fe | Ciccolella et al., 2025 |  | LGB06c | LGB06c, sph, p.8 | mine | Longobucco |  |  |  | unknown | mine waste specimen | grab | rock | samples from mineralized veins and mining dumps | Sila Massif |  |  |  | granodiorite |  | granodiorite | unknown | sphalerite | Sp1 |  |  | Brown | chlorite-sericite |  | galena, quartz, calcite | cutting and polishing | LA-ICPMS | Elmer ELAN DRC-e ICP mass spectrometer; New Wave UP193-FX excimer laser ablation system | Geological Institute of the Bulgarian Academy of Sciences | 35 um spot size; 6 Hz repetition rate; 5.8-6.0 J/cm2 energy density on sample; 120 second analysis time | NIST SRM 610 (glass); USGS Mass 1 (sulphide) standard | 8.5039 | [13 empty] | b.d.l. | [5 empty] | 2863.904 | [5 empty] | 20.9921 | [5 empty] | 237.4399 | [9 empty] | 30796.6268 |  | 77.5738 |  |  |  | 85.9379 |  |  |  | 13.6355 |  |  |  | 0.2345 | [13 empty] | 40.1161 | [15 empty] | 7.1167 | [15 empty] | 330035.9675 |  | 13.1069 | [9 empty] | 10.1322 | [13 empty] | b.d.l. | [13 empty] | 622400 |  |  |  |  | 2025 | Ciccolella, A., Tursi, F., Festa, V., Ruggieri, G., Schingaro, E., Ventruti, G., Fregola, R.A., MVT-SHMS signature in basement-hosted Zn-Pb-(Cu-Fe) mineralization in the Sila Massif (Calabria, Italy): Evidence from trace elements and fluid inclusions data, Ore Geology Reviews, Volume 176, 2025, 106438, https://doi.org/10.1016/j.oregeorev.2024.106438. |  | ITA |  | 16.6009 | 39.4419 | [7 empty] | Coordinates given in manuscript | Includes data for chalcopyrite and galena | 2025-03-12
y | Longobucco |  | Basin hydrothermal | Mississippi Valley-type (MVT) | unknown | Zn, Pb | Cu, Fe | Zn, Pb, Cu, Fe | Ciccolella et al., 2025 |  | LGB06c | LGB06c, sph, p.11 | mine | Longobucco |  |  |  | unknown | mine waste specimen | grab | rock | samples from mineralized veins and mining dumps | Sila Massif |  |  |  | granodiorite |  | granodiorite | unknown | sphalerite | Sp1 |  |  | Brown | chlorite-sericite |  | galena, quartz, calcite | cutting and polishing | LA-ICPMS | Elmer ELAN DRC-e ICP mass spectrometer; New Wave UP193-FX excimer laser ablation system | Geological Institute of the Bulgarian Academy of Sciences | 35 um spot size; 6 Hz repetition rate; 5.8-6.0 J/cm2 energy density on sample; 120 second analysis time | NIST SRM 610 (glass); USGS Mass 1 (sulphide) standard | 7.4766 | [13 empty] | b.d.l. | [5 empty] | 2364.2182 | [5 empty] | 51.6869 | [5 empty] | 326.0029 | [9 empty] | 32461.4295 |  | 147.6848 |  |  |  | 39.4965 |  |  |  | 19.6714 |  |  |  | 79.2261 | [13 empty] | 45.066 | [15 empty] | 5.2257 | [15 empty] | 317765.093 |  | 4.9825 | [9 empty] | 115.9624 | [13 empty] | b.d.l. | [13 empty] | 620900 |  |  |  |  | 2025 | Ciccolella, A., Tursi, F., Festa, V., Ruggieri, G., Schingaro, E., Ventruti, G., Fregola, R.A., MVT-SHMS signature in basement-hosted Zn-Pb-(Cu-Fe) mineralization in the Sila Massif (Calabria, Italy): Evidence from trace elements and fluid inclusions data, Ore Geology Reviews, Volume 176, 2025, 106438, https://doi.org/10.1016/j.oregeorev.2024.106438. |  | ITA |  | 16.6009 | 39.4419 | [7 empty] | Coordinates given in manuscript | Includes data for chalcopyrite and galena | 2025-03-12
y | Longobucco |  | Basin hydrothermal | Mississippi Valley-type (MVT) | unknown | Zn, Pb | Cu, Fe | Zn, Pb, Cu, Fe | Ciccolella et al., 2025 |  | LGB06c | LGB06c, sph, p.12 | mine | Longobucco |  |  |  | unknown | mine waste specimen | grab | rock | samples from mineralized veins and mining dumps | Sila Massif |  |  |  | granodiorite |  | granodiorite | unknown | sphalerite | Sp1 |  |  | Brown | chlorite-sericite |  | galena, quartz, calcite | cutting and polishing | LA-ICPMS | Elmer ELAN DRC-e ICP mass spectrometer; New Wave UP193-FX excimer laser ablation system | Geological Institute of the Bulgarian Academy of Sciences | 35 um spot size; 6 Hz repetition rate; 5.8-6.0 J/cm2 energy density on sample; 120 second analysis time | NIST SRM 610 (glass); USGS Mass 1 (sulphide) standard | 3.4592 | [13 empty] | 0.073711 | [5 empty] | 2689.5517 | [5 empty] | 56.2639 | [5 empty] | 295.1791 | [9 empty] | 37463.4979 |  | 275.3323 |  |  |  | 64.9724 |  |  |  | 18.3867 |  |  |  | 0.19002 | [13 empty] | 41.4348 | [15 empty] | 1.288 | [15 empty] | 316655.6351 |  | 1.7478 | [9 empty] | 20.6223 | [13 empty] | b.d.l. | [13 empty] | 620900 |  |  |  |  | 2025 | Ciccolella, A., Tursi, F., Festa, V., Ruggieri, G., Schingaro, E., Ventruti, G., Fregola, R.A., MVT-SHMS signature in basement-hosted Zn-Pb-(Cu-Fe) mineralization in the Sila Massif (Calabria, Italy): Evidence from trace elements and fluid inclusions data, Ore Geology Reviews, Volume 176, 2025, 106438, https://doi.org/10.1016/j.oregeorev.2024.106438. |  | ITA |  | 16.6009 | 39.4419 | [7 empty] | Coordinates given in manuscript | Includes data for chalcopyrite and galena | 2025-03-12
y | Longobucco |  | Basin hydrothermal | Mississippi Valley-type (MVT) | unknown | Zn, Pb | Cu, Fe | Zn, Pb, Cu, Fe | Ciccolella et al., 2025 |  | LGB06c | LGB06c, sph, p.25 | mine | Longobucco |  |  |  | unknown | mine waste specimen | grab | rock | samples from mineralized veins and mining dumps | Sila Massif |  |  |  | granodiorite |  | granodiorite | unknown | sphalerite | Sp2 |  |  | Brown | chlorite-sericite |  | galena, quartz, calcite | cutting and polishing | LA-ICPMS | Elmer ELAN DRC-e ICP mass spectrometer; New Wave UP193-FX excimer laser ablation system | Geological Institute of the Bulgarian Academy of Sciences | 35 um spot size; 6 Hz repetition rate; 5.8-6.0 J/cm2 energy density on sample; 120 second analysis time | NIST SRM 610 (glass); USGS Mass 1 (sulphide) standard | 5.6089 | [13 empty] | b.d.l. | [5 empty] | 3621.8221 | [5 empty] | 75.7054 | [5 empty] | 309.0995 | [9 empty] | 40011.814 |  | 11.5527 |  |  |  | 130.1698 |  |  |  | 15.5766 |  |  |  | 0.10956 | [13 empty] | 61.6489 | [15 empty] | 13.0801 | [15 empty] | 310380.1612 |  | 14.758 | [9 empty] | 0.69435 | [13 empty] | b.d.l. | [13 empty] | 620900 |  |  |  |  | 2025 | Ciccolella, A., Tursi, F., Festa, V., Ruggieri, G., Schingaro, E., Ventruti, G., Fregola, R.A., MVT-SHMS signature in basement-hosted Zn-Pb-(Cu-Fe) mineralization in the Sila Massif (Calabria, Italy): Evidence from trace elements and fluid inclusions data, Ore Geology Reviews, Volume 176, 2025, 106438, https://doi.org/10.1016/j.oregeorev.2024.106438. |  | ITA |  | 16.6009 | 39.4419 | [7 empty] | Coordinates given in manuscript | Includes data for chalcopyrite and galena | 2025-03-12
y | Longobucco |  | Basin hydrothermal | Mississippi Valley-type (MVT) | unknown | Zn, Pb | Cu, Fe | Zn, Pb, Cu, Fe | Ciccolella et al., 2025 |  | LGB06c | LGB06c, sph, p.21 | mine | Longobucco |  |  |  | unknown | mine waste specimen | grab | rock | samples from mineralized veins and mining dumps | Sila Massif |  |  |  | granodiorite |  | granodiorite | unknown | sphalerite | Sp2 |  |  | Brown | chlorite-sericite |  | galena, quartz, calcite | cutting and polishing | LA-ICPMS | Elmer ELAN DRC-e ICP mass spectrometer; New Wave UP193-FX excimer laser ablation system | Geological Institute of the Bulgarian Academy of Sciences | 35 um spot size; 6 Hz repetition rate; 5.8-6.0 J/cm2 energy density on sample; 120 second analysis time | NIST SRM 610 (glass); USGS Mass 1 (sulphide) standard | 9.8528 | [13 empty] | b.d.l. | [5 empty] | 2785.7825 | [5 empty] | 89.0558 | [5 empty] | 582.0885 | [9 empty] | 43025.4065 |  | 82.6697 |  |  |  | 283.3123 |  |  |  | 18.6426 |  |  |  | 3.2643 | [13 empty] | 95.5564 | [15 empty] | 12.9133 | [15 empty] | 296206.3689 |  | 24.3527 | [9 empty] | 6.0307 | [13 empty] | 0.19223 | [13 empty] | 616900 |  |  |  |  | 2025 | Ciccolella, A., Tursi, F., Festa, V., Ruggieri, G., Schingaro, E., Ventruti, G., Fregola, R.A., MVT-SHMS signature in basement-hosted Zn-Pb-(Cu-Fe) mineralization in the Sila Massif (Calabria, Italy): Evidence from trace elements and fluid inclusions data, Ore Geology Reviews, Volume 176, 2025, 106438, https://doi.org/10.1016/j.oregeorev.2024.106438. |  | ITA |  | 16.6009 | 39.4419 | [7 empty] | Coordinates given in manuscript | Includes data for chalcopyrite and galena | 2025-03-12
y | Longobucco |  | Basin hydrothermal | Mississippi Valley-type (MVT) | unknown | Zn, Pb | Cu, Fe | Zn, Pb, Cu, Fe | Ciccolella et al., 2025 |  | LGB06c | LGB06c, sph, p.30 | mine | Longobucco |  |  |  | unknown | mine waste specimen | grab | rock | samples from mineralized veins and mining dumps | Sila Massif |  |  |  | granodiorite |  | granodiorite | unknown | sphalerite | Sp2 |  |  | Brown | chlorite-sericite |  | galena, quartz, calcite | cutting and polishing | LA-ICPMS | Elmer ELAN DRC-e ICP mass spectrometer; New Wave UP193-FX excimer laser ablation system | Geological Institute of the Bulgarian Academy of Sciences | 35 um spot size; 6 Hz repetition rate; 5.8-6.0 J/cm2 energy density on sample; 120 second analysis time | NIST SRM 610 (glass); USGS Mass 1 (sulphide) standard | 13.0154 | [13 empty] | 0.33669 | [5 empty] | 2374.7373 | [5 empty] | 95.7735 | [5 empty] | 697.368 | [9 empty] | 40248.5452 |  | 12.7273 |  |  |  | 386.0107 |  |  |  | 14.1563 |  |  |  | 1.3881 | [13 empty] | 48.0958 | [15 empty] | 6.1935 | [15 empty] | 306477.4594 |  | 12.1924 | [9 empty] | 2.0128 | [13 empty] | b.d.l. | [13 empty] | 616900 |  |  |  |  | 2025 | Ciccolella, A., Tursi, F., Festa, V., Ruggieri, G., Schingaro, E., Ventruti, G., Fregola, R.A., MVT-SHMS signature in basement-hosted Zn-Pb-(Cu-Fe) mineralization in the Sila Massif (Calabria, Italy): Evidence from trace elements and fluid inclusions data, Ore Geology Reviews, Volume 176, 2025, 106438, https://doi.org/10.1016/j.oregeorev.2024.106438. |  | ITA |  | 16.6009 | 39.4419 | [7 empty] | Coordinates given in manuscript | Includes data for chalcopyrite and galena | 2025-03-12
y | Longobucco |  | Basin hydrothermal | Mississippi Valley-type (MVT) | unknown | Zn, Pb | Cu, Fe | Zn, Pb, Cu, Fe | Ciccolella et al., 2025 |  | LGB06c | LGB06c, sph, p.7 | mine | Longobucco |  |  |  | unknown | mine waste specimen | grab | rock | samples from mineralized veins and mining dumps | Sila Massif |  |  |  | granodiorite |  | granodiorite | unknown | sphalerite | Sp1 |  |  | Brown | chlorite-sericite |  | galena, quartz, calcite | cutting and polishing | LA-ICPMS | Elmer ELAN DRC-e ICP mass spectrometer; New Wave UP193-FX excimer laser ablation system | Geological Institute of the Bulgarian Academy of Sciences | 35 um spot size; 6 Hz repetition rate; 5.8-6.0 J/cm2 energy density on sample; 120 second analysis time | NIST SRM 610 (glass); USGS Mass 1 (sulphide) standard | 10.7781 | [13 empty] | 0.42987 | [5 empty] | 3855.374 | [5 empty] | 21.1645 | [5 empty] | 331.1166 | [9 empty] | 44312.9195 |  | 256.954 |  |  |  | 53.8581 |  |  |  | 13.8037 |  |  |  | b.d.l. | [13 empty] | 54.7105 | [15 empty] | 16.2424 | [15 empty] | 336738.9251 |  | 31.9149 | [9 empty] | 6.7679 | [13 empty] | 0.0897 | [13 empty] | 613600 |  |  |  |  | 2025 | Ciccolella, A., Tursi, F., Festa, V., Ruggieri, G., Schingaro, E., Ventruti, G., Fregola, R.A., MVT-SHMS signature in basement-hosted Zn-Pb-(Cu-Fe) mineralization in the Sila Massif (Calabria, Italy): Evidence from trace elements and fluid inclusions data, Ore Geology Reviews, Volume 176, 2025, 106438, https://doi.org/10.1016/j.oregeorev.2024.106438. |  | ITA |  | 16.6009 | 39.4419 | [7 empty] | Coordinates given in manuscript | Includes data for chalcopyrite and galena | 2025-03-12
y | Longobucco |  | Basin hydrothermal | Mississippi Valley-type (MVT) | unknown | Zn, Pb | Cu, Fe | Zn, Pb, Cu, Fe | Ciccolella et al., 2025 |  | LGB04h | LGB04h, sph, p.49 | mine | Longobucco |  |  |  | unknown | mine waste specimen | grab | rock | samples from mineralized veins and mining dumps | Sila Massif |  |  |  | granodiorite |  | granodiorite | unknown | sphalerite | Sp2 |  |  | Brown | chlorite-sericite |  | galena, quartz, calcite | cutting and polishing | LA-ICPMS | Elmer ELAN DRC-e ICP mass spectrometer; New Wave UP193-FX excimer laser ablation system | Geological Institute of the Bulgarian Academy of Sciences | 35 um spot size; 6 Hz repetition rate; 5.8-6.0 J/cm2 energy density on sample; 120 second analysis time | NIST SRM 610 (glass); USGS Mass 1 (sulphide) standard | 13.8766 | [13 empty] | b.d.l. | [5 empty] | 5222.9671 | [5 empty] | 85.8598 | [5 empty] | 249.4443 | [9 empty] | 44602.3913 |  | 72.2926 |  |  |  | 69.5741 |  |  |  | 21.6249 |  |  |  | b.d.l. | [13 empty] | 93.1252 | [15 empty] | 28.8023 | [15 empty] | 333724.0947 |  | 53.4801 | [9 empty] | 4.2883 | [13 empty] | b.d.l. | [13 empty] | 612000 |  |  |  |  | 2025 | Ciccolella, A., Tursi, F., Festa, V., Ruggieri, G., Schingaro, E., Ventruti, G., Fregola, R.A., MVT-SHMS signature in basement-hosted Zn-Pb-(Cu-Fe) mineralization in the Sila Massif (Calabria, Italy): Evidence from trace elements and fluid inclusions data, Ore Geology Reviews, Volume 176, 2025, 106438, https://doi.org/10.1016/j.oregeorev.2024.106438. |  | ITA |  | 16.6009 | 39.4419 | [7 empty] | Coordinates given in manuscript | Includes data for chalcopyrite and galena | 2025-03-12
y | Longobucco |  | Basin hydrothermal | Mississippi Valley-type (MVT) | unknown | Zn, Pb | Cu, Fe | Zn, Pb, Cu, Fe | Ciccolella et al., 2025 |  | LGB04h | LGB04h, sph, p.65 | mine | Longobucco |  |  |  | unknown | mine waste specimen | grab | rock | samples from mineralized veins and mining dumps | Sila Massif |  |  |  | granodiorite |  | granodiorite | unknown | sphalerite | Sp2 |  |  | Brown | chlorite-sericite |  | galena, quartz, calcite | cutting and polishing | LA-ICPMS | Elmer ELAN DRC-e ICP mass spectrometer; New Wave UP193-FX excimer laser ablation system | Geological Institute of the Bulgarian Academy of Sciences | 35 um spot size; 6 Hz repetition rate; 5.8-6.0 J/cm2 energy density on sample; 120 second analysis time | NIST SRM 610 (glass); USGS Mass 1 (sulphide) standard | 5.2294 | [13 empty] | b.d.l. | [5 empty] | 3476.7922 | [5 empty] | 67.3918 | [5 empty] | 197.0889 | [9 empty] | 44637.9576 |  | 101.855 |  |  |  | 20.4402 |  |  |  | 27.1763 |  |  |  | 0.27153 | [13 empty] | 296.2793 | [15 empty] | 30.7299 | [15 empty] | 331025.9456 |  | 18.1047 | [9 empty] | 2.5692 | [13 empty] | b.d.l. | [13 empty] | 612000 |  |  |  |  | 2025 | Ciccolella, A., Tursi, F., Festa, V., Ruggieri, G., Schingaro, E., Ventruti, G., Fregola, R.A., MVT-SHMS signature in basement-hosted Zn-Pb-(Cu-Fe) mineralization in the Sila Massif (Calabria, Italy): Evidence from trace elements and fluid inclusions data, Ore Geology Reviews, Volume 176, 2025, 106438, https://doi.org/10.1016/j.oregeorev.2024.106438. |  | ITA |  | 16.6009 | 39.4419 | [7 empty] | Coordinates given in manuscript | Includes data for chalcopyrite and galena | 2025-03-12
y | Longobucco |  | Basin hydrothermal | Mississippi Valley-type (MVT) | unknown | Zn, Pb | Cu, Fe | Zn, Pb, Cu, Fe | Ciccolella et al., 2025 |  | LGB04h | LGB04h, sph, p.66 | mine | Longobucco |  |  |  | unknown | mine waste specimen | grab | rock | samples from mineralized veins and mining dumps | Sila Massif |  |  |  | granodiorite |  | granodiorite | unknown | sphalerite | Sp2 |  |  | Brown | chlorite-sericite |  | galena, quartz, calcite | cutting and polishing | LA-ICPMS | Elmer ELAN DRC-e ICP mass spectrometer; New Wave UP193-FX excimer laser ablation system | Geological Institute of the Bulgarian Academy of Sciences | 35 um spot size; 6 Hz repetition rate; 5.8-6.0 J/cm2 energy density on sample; 120 second analysis time | NIST SRM 610 (glass); USGS Mass 1 (sulphide) standard | 8.7231 | [13 empty] | b.d.l. | [5 empty] | 2355.6848 | [5 empty] | 82.204 | [5 empty] | 157.814 | [9 empty] | 45938.9438 |  | 26.3168 |  |  |  | 47.2438 |  |  |  | 16.7712 |  |  |  | 0.19601 | [13 empty] | 78.0558 | [15 empty] | 7.7328 | [15 empty] | 334334.1382 |  | 6.9192 | [9 empty] | b.d.l. | [13 empty] | b.d.l. | [13 empty] | 612000 |  |  |  |  | 2025 | Ciccolella, A., Tursi, F., Festa, V., Ruggieri, G., Schingaro, E., Ventruti, G., Fregola, R.A., MVT-SHMS signature in basement-hosted Zn-Pb-(Cu-Fe) mineralization in the Sila Massif (Calabria, Italy): Evidence from trace elements and fluid inclusions data, Ore Geology Reviews, Volume 176, 2025, 106438, https://doi.org/10.1016/j.oregeorev.2024.106438. |  | ITA |  | 16.6009 | 39.4419 | [7 empty] | Coordinates given in manuscript | Includes data for chalcopyrite and galena | 2025-03-12
y | Longobucco |  | Basin hydrothermal | Mississippi Valley-type (MVT) | unknown | Zn, Pb | Cu, Fe | Zn, Pb, Cu, Fe | Ciccolella et al., 2025 |  | LGB04h | LGB04h, sph, p.56 | mine | Longobucco |  |  |  | unknown | mine waste specimen | grab | rock | samples from mineralized veins and mining dumps | Sila Massif |  |  |  | granodiorite |  | granodiorite | unknown | sphalerite | Sp2 |  |  | Brown | chlorite-sericite |  | galena, quartz, calcite | cutting and polishing | LA-ICPMS | Elmer ELAN DRC-e ICP mass spectrometer; New Wave UP193-FX excimer laser ablation system | Geological Institute of the Bulgarian Academy of Sciences | 35 um spot size; 6 Hz repetition rate; 5.8-6.0 J/cm2 energy density on sample; 120 second analysis time | NIST SRM 610 (glass); USGS Mass 1 (sulphide) standard | 19.1216 | [13 empty] | b.d.l. | [5 empty] | 3710.1646 | [5 empty] | 130.3669 | [5 empty] | 575.9943 | [9 empty] | 50021.3308 |  | 137.4621 |  |  |  | 231.9539 |  |  |  | 25.9563 |  |  |  | 3.3371 | [13 empty] | 89.5814 | [15 empty] | 7.067 | [15 empty] | 330992.6458 |  | 13.225 | [9 empty] | 43.0747 | [13 empty] | b.d.l. | [13 empty] | 600100 |  |  |  |  | 2025 | Ciccolella, A., Tursi, F., Festa, V., Ruggieri, G., Schingaro, E., Ventruti, G., Fregola, R.A., MVT-SHMS signature in basement-hosted Zn-Pb-(Cu-Fe) mineralization in the Sila Massif (Calabria, Italy): Evidence from trace elements and fluid inclusions data, Ore Geology Reviews, Volume 176, 2025, 106438, https://doi.org/10.1016/j.oregeorev.2024.106438. |  | ITA |  | 16.6009 | 39.4419 | [7 empty] | Coordinates given in manuscript | Includes data for chalcopyrite and galena | 2025-03-12
y | Longobucco |  | Basin hydrothermal | Mississippi Valley-type (MVT) | unknown | Zn, Pb | Cu, Fe | Zn, Pb, Cu, Fe | Ciccolella et al., 2025 |  | LGB04h | LGB04h, sph, p.57 | mine | Longobucco |  |  |  | unknown | mine waste specimen | grab | rock | samples from mineralized veins and mining dumps | Sila Massif |  |  |  | granodiorite |  | granodiorite | unknown | sphalerite | Sp2 |  |  | Brown | chlorite-sericite |  | galena, quartz, calcite | cutting and polishing | LA-ICPMS | Elmer ELAN DRC-e ICP mass spectrometer; New Wave UP193-FX excimer laser ablation system | Geological Institute of the Bulgarian Academy of Sciences | 35 um spot size; 6 Hz repetition rate; 5.8-6.0 J/cm2 energy density on sample; 120 second analysis time | NIST SRM 610 (glass); USGS Mass 1 (sulphide) standard | 17.8918 | [13 empty] | b.d.l. | [5 empty] | 3731.2644 | [5 empty] | 151.5718 | [5 empty] | 528.7289 | [9 empty] | 54474.69 |  | 183.0174 |  |  |  | 203.9791 |  |  |  | 20.1767 |  |  |  | 0.12337 | [13 empty] | 134.1017 | [15 empty] | 7.0657 | [15 empty] | 351095.108 |  | 10.1242 | [9 empty] | 2.1235 | [13 empty] | b.d.l. | [13 empty] | 600100 |  |  |  |  | 2025 | Ciccolella, A., Tursi, F., Festa, V., Ruggieri, G., Schingaro, E., Ventruti, G., Fregola, R.A., MVT-SHMS signature in basement-hosted Zn-Pb-(Cu-Fe) mineralization in the Sila Massif (Calabria, Italy): Evidence from trace elements and fluid inclusions data, Ore Geology Reviews, Volume 176, 2025, 106438, https://doi.org/10.1016/j.oregeorev.2024.106438. |  | ITA |  | 16.6009 | 39.4419 | [7 empty] | Coordinates given in manuscript | Includes data for chalcopyrite and galena | 2025-03-12
y | Longobucco |  | Basin hydrothermal | Mississippi Valley-type (MVT) | unknown | Zn, Pb | Cu, Fe | Zn, Pb, Cu, Fe | Ciccolella et al., 2025 |  | LGB06c | LGB06c, sph, p.24 | mine | Longobucco |  |  |  | unknown | mine waste specimen | grab | rock | samples from mineralized veins and mining dumps | Sila Massif |  |  |  | granodiorite |  | granodiorite | unknown | sphalerite | Sp2 |  |  | Brown | chlorite-sericite |  | galena, quartz, calcite | cutting and polishing | LA-ICPMS | Elmer ELAN DRC-e ICP mass spectrometer; New Wave UP193-FX excimer laser ablation system | Geological Institute of the Bulgarian Academy of Sciences | 35 um spot size; 6 Hz repetition rate; 5.8-6.0 J/cm2 energy density on sample; 120 second analysis time | NIST SRM 610 (glass); USGS Mass 1 (sulphide) standard | 7.2013 | [13 empty] | 0.71838 | [5 empty] | 3214.8855 | [5 empty] | 106.1317 | [5 empty] | 590.7468 | [9 empty] | 54361.6055 |  | 59.3667 |  |  |  | 287.7408 |  |  |  | 13.4599 |  |  |  | b.d.l. | [13 empty] | 64.1383 | [15 empty] | 9.6635 | [15 empty] | 330538.42 |  | 12.5868 | [9 empty] | b.d.l. | [13 empty] | b.d.l. | [13 empty] | 597400 |  |  |  |  | 2025 | Ciccolella, A., Tursi, F., Festa, V., Ruggieri, G., Schingaro, E., Ventruti, G., Fregola, R.A., MVT-SHMS signature in basement-hosted Zn-Pb-(Cu-Fe) mineralization in the Sila Massif (Calabria, Italy): Evidence from trace elements and fluid inclusions data, Ore Geology Reviews, Volume 176, 2025, 106438, https://doi.org/10.1016/j.oregeorev.2024.106438. |  | ITA |  | 16.6009 | 39.4419 | [7 empty] | Coordinates given in manuscript | Includes data for chalcopyrite and galena | 2025-03-12
y | Longobucco |  | Basin hydrothermal | Mississippi Valley-type (MVT) | unknown | Zn, Pb | Cu, Fe | Zn, Pb, Cu, Fe | Ciccolella et al., 2025 |  | LGB06c | LGB06c, sph, p.32 | mine | Longobucco |  |  |  | unknown | mine waste specimen | grab | rock | samples from mineralized veins and mining dumps | Sila Massif |  |  |  | granodiorite |  | granodiorite | unknown | sphalerite | Sp2 |  |  | Brown | chlorite-sericite |  | galena, quartz, calcite | cutting and polishing | LA-ICPMS | Elmer ELAN DRC-e ICP mass spectrometer; New Wave UP193-FX excimer laser ablation system | Geological Institute of the Bulgarian Academy of Sciences | 35 um spot size; 6 Hz repetition rate; 5.8-6.0 J/cm2 energy density on sample; 120 second analysis time | NIST SRM 610 (glass); USGS Mass 1 (sulphide) standard | 13.1196 | [13 empty] | 0.13863 | [5 empty] | 2913.4975 | [5 empty] | 137.2758 | [5 empty] | 563.7393 | [9 empty] | 49117.6753 |  | 102.3487 |  |  |  | 272.6395 |  |  |  | 12.714 |  |  |  | b.d.l. | [13 empty] | 68.3022 | [15 empty] | 2.1835 | [15 empty] | 304548.0652 |  | 6.0987 | [9 empty] | 1.1528 | [13 empty] | b.d.l. | [13 empty] | 597400 |  |  |  |  | 2025 | Ciccolella, A., Tursi, F., Festa, V., Ruggieri, G., Schingaro, E., Ventruti, G., Fregola, R.A., MVT-SHMS signature in basement-hosted Zn-Pb-(Cu-Fe) mineralization in the Sila Massif (Calabria, Italy): Evidence from trace elements and fluid inclusions data, Ore Geology Reviews, Volume 176, 2025, 106438, https://doi.org/10.1016/j.oregeorev.2024.106438. |  | ITA |  | 16.6009 | 39.4419 | [7 empty] | Coordinates given in manuscript | Includes data for chalcopyrite and galena | 2025-03-12
y | Longobucco |  | Basin hydrothermal | Mississippi Valley-type (MVT) | unknown | Zn, Pb | Cu, Fe | Zn, Pb, Cu, Fe | Ciccolella et al., 2025 |  | LGB04h | LGB04h, sph, p.51 | mine | Longobucco |  |  |  | unknown | mine waste specimen | grab | rock | samples from mineralized veins and mining dumps | Sila Massif |  |  |  | granodiorite |  | granodiorite | unknown | sphalerite | Sp2 |  |  | Brown | chlorite-sericite |  | galena, quartz, calcite | cutting and polishing | LA-ICPMS | Elmer ELAN DRC-e ICP mass spectrometer; New Wave UP193-FX excimer laser ablation system | Geological Institute of the Bulgarian Academy of Sciences | 35 um spot size; 6 Hz repetition rate; 5.8-6.0 J/cm2 energy density on sample; 120 second analysis time | NIST SRM 610 (glass); USGS Mass 1 (sulphide) standard | 14.2453 | [13 empty] | b.d.l. | [5 empty] | 4771.8782 | [5 empty] | 85.5469 | [5 empty] | 253.9289 | [9 empty] | 54511.6964 |  | 41.1305 |  |  |  | 110.3731 |  |  |  | 20.77 |  |  |  | b.d.l. | [13 empty] | 97.4301 | [15 empty] | 18.5933 | [15 empty] | 328599.9004 |  | 17.333 | [9 empty] | 1.311 | [13 empty] | b.d.l. | [13 empty] | 597300 |  |  |  |  | 2025 | Ciccolella, A., Tursi, F., Festa, V., Ruggieri, G., Schingaro, E., Ventruti, G., Fregola, R.A., MVT-SHMS signature in basement-hosted Zn-Pb-(Cu-Fe) mineralization in the Sila Massif (Calabria, Italy): Evidence from trace elements and fluid inclusions data, Ore Geology Reviews, Volume 176, 2025, 106438, https://doi.org/10.1016/j.oregeorev.2024.106438. |  | ITA |  | 16.6009 | 39.4419 | [7 empty] | Coordinates given in manuscript | Includes data for chalcopyrite and galena | 2025-03-12
y | Longobucco |  | Basin hydrothermal | Mississippi Valley-type (MVT) | unknown | Zn, Pb | Cu, Fe | Zn, Pb, Cu, Fe | Ciccolella et al., 2025 |  | LGB04h | LGB04h, sph, p.52 | mine | Longobucco |  |  |  | unknown | mine waste specimen | grab | rock | samples from mineralized veins and mining dumps | Sila Massif |  |  |  | granodiorite |  | granodiorite | unknown | sphalerite | Sp2 |  |  | Brown | chlorite-sericite |  | galena, quartz, calcite | cutting and polishing | LA-ICPMS | Elmer ELAN DRC-e ICP mass spectrometer; New Wave UP193-FX excimer laser ablation system | Geological Institute of the Bulgarian Academy of Sciences | 35 um spot size; 6 Hz repetition rate; 5.8-6.0 J/cm2 energy density on sample; 120 second analysis time | NIST SRM 610 (glass); USGS Mass 1 (sulphide) standard | 13.266 | [13 empty] | b.d.l. | [5 empty] | 2507.1137 | [5 empty] | 93.6645 | [5 empty] | 605.8544 | [9 empty] | 52674.1371 |  | 38.4345 |  |  |  | 337.7686 |  |  |  | 18.2376 |  |  |  | 0.074774 | [13 empty] | 78.9393 | [15 empty] | 4.6678 | [15 empty] | 311398.5975 |  | 12.547 | [9 empty] | 1.5184 | [13 empty] | 0.12296 | [13 empty] | 597300 |  |  |  |  | 2025 | Ciccolella, A., Tursi, F., Festa, V., Ruggieri, G., Schingaro, E., Ventruti, G., Fregola, R.A., MVT-SHMS signature in basement-hosted Zn-Pb-(Cu-Fe) mineralization in the Sila Massif (Calabria, Italy): Evidence from trace elements and fluid inclusions data, Ore Geology Reviews, Volume 176, 2025, 106438, https://doi.org/10.1016/j.oregeorev.2024.106438. |  | ITA |  | 16.6009 | 39.4419 | [7 empty] | Coordinates given in manuscript | Includes data for chalcopyrite and galena | 2025-03-12
y | Longobucco |  | Basin hydrothermal | Mississippi Valley-type (MVT) | unknown | Zn, Pb | Cu, Fe | Zn, Pb, Cu, Fe | Ciccolella et al., 2025 |  | LGB04h | LGB04h, sph, p.63 | mine | Longobucco |  |  |  | unknown | mine waste specimen | grab | rock | samples from mineralized veins and mining dumps | Sila Massif |  |  |  | granodiorite |  | granodiorite | unknown | sphalerite | Sp2 |  |  | Reddish Brown | chlorite-sericite |  | galena, quartz, calcite | cutting and polishing | LA-ICPMS | Elmer ELAN DRC-e ICP mass spectrometer; New Wave UP193-FX excimer laser ablation system | Geological Institute of the Bulgarian Academy of Sciences | 35 um spot size; 6 Hz repetition rate; 5.8-6.0 J/cm2 energy density on sample; 120 second analysis time | NIST SRM 610 (glass); USGS Mass 1 (sulphide) standard | 22.2514 | [13 empty] | b.d.l. | [5 empty] | 3647.2855 | [5 empty] | 67.913 | [5 empty] | 737.2474 | [9 empty] | 55384.545 |  | 332.6273 |  |  |  | 81.5296 |  |  |  | 15.8091 |  |  |  | 41.6138 | [13 empty] | 164.0856 | [15 empty] | 34.2983 | [15 empty] | 330032.2434 |  | 25.981 | [9 empty] | 318.472 | [13 empty] | 0.12079 | [13 empty] | 600100 |  |  |  |  | 2025 | Ciccolella, A., Tursi, F., Festa, V., Ruggieri, G., Schingaro, E., Ventruti, G., Fregola, R.A., MVT-SHMS signature in basement-hosted Zn-Pb-(Cu-Fe) mineralization in the Sila Massif (Calabria, Italy): Evidence from trace elements and fluid inclusions data, Ore Geology Reviews, Volume 176, 2025, 106438, https://doi.org/10.1016/j.oregeorev.2024.106438. |  | ITA |  | 16.6009 | 39.4419 | [7 empty] | Coordinates given in manuscript | Includes data for chalcopyrite and galena | 2025-03-12
y | Longobucco |  | Basin hydrothermal | Mississippi Valley-type (MVT) | unknown | Zn, Pb | Cu, Fe | Zn, Pb, Cu, Fe | Ciccolella et al., 2025 |  | LGB04h | LGB04h, sph, p.64 | mine | Longobucco |  |  |  | unknown | mine waste specimen | grab | rock | samples from mineralized veins and mining dumps | Sila Massif |  |  |  | granodiorite |  | granodiorite | unknown | sphalerite | Sp2 |  |  | Reddish Brown | chlorite-sericite |  | galena, quartz, calcite | cutting and polishing | LA-ICPMS | Elmer ELAN DRC-e ICP mass spectrometer; New Wave UP193-FX excimer laser ablation system | Geological Institute of the Bulgarian Academy of Sciences | 35 um spot size; 6 Hz repetition rate; 5.8-6.0 J/cm2 energy density on sample; 120 second analysis time | NIST SRM 610 (glass); USGS Mass 1 (sulphide) standard | 8.0123 | [13 empty] | b.d.l. | [5 empty] | 3684.7387 | [5 empty] | 74.9437 | [5 empty] | 252.2993 | [9 empty] | 58286.6166 |  | 155.6583 |  |  |  | 18.8781 |  |  |  | 15.5682 |  |  |  | 0.9771 | [13 empty] | 92.1375 | [15 empty] | 7.1639 | [15 empty] | 326740.8134 |  | 7.3414 | [9 empty] | 6.5312 | [13 empty] | b.d.l. | [13 empty] | 600100 |  |  |  |  | 2025 | Ciccolella, A., Tursi, F., Festa, V., Ruggieri, G., Schingaro, E., Ventruti, G., Fregola, R.A., MVT-SHMS signature in basement-hosted Zn-Pb-(Cu-Fe) mineralization in the Sila Massif (Calabria, Italy): Evidence from trace elements and fluid inclusions data, Ore Geology Reviews, Volume 176, 2025, 106438, https://doi.org/10.1016/j.oregeorev.2024.106438. |  | ITA |  | 16.6009 | 39.4419 | [7 empty] | Coordinates given in manuscript | Includes data for chalcopyrite and galena | 2025-03-12
y | Longobucco |  | Basin hydrothermal | Mississippi Valley-type (MVT) | unknown | Zn, Pb | Cu, Fe | Zn, Pb, Cu, Fe | Ciccolella et al., 2025 |  | LGB04h | LGB04h, sph, p.58 | mine | Longobucco |  |  |  | unknown | mine waste specimen | grab | rock | samples from mineralized veins and mining dumps | Sila Massif |  |  |  | granodiorite |  | granodiorite | unknown | sphalerite | Sp2 |  |  | Reddish Brown | chlorite-sericite |  | galena, quartz, calcite | cutting and polishing | LA-ICPMS | Elmer ELAN DRC-e ICP mass spectrometer; New Wave UP193-FX excimer laser ablation system | Geological Institute of the Bulgarian Academy of Sciences | 35 um spot size; 6 Hz repetition rate; 5.8-6.0 J/cm2 energy density on sample; 120 second analysis time | NIST SRM 610 (glass); USGS Mass 1 (sulphide) standard | 20.9183 | [13 empty] | b.d.l. | [5 empty] | 3058.541 | [5 empty] | 123.2298 | [5 empty] | 636.0751 | [9 empty] | 58635.4767 |  | 136.863 |  |  |  | 264.741 |  |  |  | 15.283 |  |  |  | 0.048804 | [13 empty] | 97.2853 | [15 empty] | 4.9859 | [15 empty] | 342945.6794 |  | 6.3505 | [9 empty] | 2.2254 | [13 empty] | b.d.l. | [13 empty] | 596900 |  |  |  |  | 2025 | Ciccolella, A., Tursi, F., Festa, V., Ruggieri, G., Schingaro, E., Ventruti, G., Fregola, R.A., MVT-SHMS signature in basement-hosted Zn-Pb-(Cu-Fe) mineralization in the Sila Massif (Calabria, Italy): Evidence from trace elements and fluid inclusions data, Ore Geology Reviews, Volume 176, 2025, 106438, https://doi.org/10.1016/j.oregeorev.2024.106438. |  | ITA |  | 16.6009 | 39.4419 | [7 empty] | Coordinates given in manuscript | Includes data for chalcopyrite and galena | 2025-03-12
y | Longobucco |  | Basin hydrothermal | Mississippi Valley-type (MVT) | unknown | Zn, Pb | Cu, Fe | Zn, Pb, Cu, Fe | Ciccolella et al., 2025 |  | LGB04h | LGB04h, sph, p.59 | mine | Longobucco |  |  |  | unknown | mine waste specimen | grab | rock | samples from mineralized veins and mining dumps | Sila Massif |  |  |  | granodiorite |  | granodiorite | unknown | sphalerite | Sp2 |  |  | Reddish Brown | chlorite-sericite |  | galena, quartz, calcite | cutting and polishing | LA-ICPMS | Elmer ELAN DRC-e ICP mass spectrometer; New Wave UP193-FX excimer laser ablation system | Geological Institute of the Bulgarian Academy of Sciences | 35 um spot size; 6 Hz repetition rate; 5.8-6.0 J/cm2 energy density on sample; 120 second analysis time | NIST SRM 610 (glass); USGS Mass 1 (sulphide) standard | 9.0766 | [13 empty] | 0.095316 | [5 empty] | 5078.7848 | [5 empty] | 70.9718 | [5 empty] | 164.679 | [9 empty] | 57450.9055 |  | 24.0381 |  |  |  | 21.0561 |  |  |  | 16.9767 |  |  |  | 0.23154 | [13 empty] | 139.7126 | [15 empty] | 47.9697 | [15 empty] | 328088.9995 |  | 23.4926 | [9 empty] | 1.3112 | [13 empty] | 0.20538 | [13 empty] | 596900 |  |  |  |  | 2025 | Ciccolella, A., Tursi, F., Festa, V., Ruggieri, G., Schingaro, E., Ventruti, G., Fregola, R.A., MVT-SHMS signature in basement-hosted Zn-Pb-(Cu-Fe) mineralization in the Sila Massif (Calabria, Italy): Evidence from trace elements and fluid inclusions data, Ore Geology Reviews, Volume 176, 2025, 106438, https://doi.org/10.1016/j.oregeorev.2024.106438. |  | ITA |  | 16.6009 | 39.4419 | [7 empty] | Coordinates given in manuscript | Includes data for chalcopyrite and galena | 2025-03-12
y | Longobucco |  | Basin hydrothermal | Mississippi Valley-type (MVT) | unknown | Zn, Pb | Cu, Fe | Zn, Pb, Cu, Fe | Ciccolella et al., 2025 |  | LGB04h | LGB04h, sph, p.60 | mine | Longobucco |  |  |  | unknown | mine waste specimen | grab | rock | samples from mineralized veins and mining dumps | Sila Massif |  |  |  | granodiorite |  | granodiorite | unknown | sphalerite | Sp2 |  |  | Reddish Brown | chlorite-sericite |  | galena, quartz, calcite | cutting and polishing | LA-ICPMS | Elmer ELAN DRC-e ICP mass spectrometer; New Wave UP193-FX excimer laser ablation system | Geological Institute of the Bulgarian Academy of Sciences | 35 um spot size; 6 Hz repetition rate; 5.8-6.0 J/cm2 energy density on sample; 120 second analysis time | NIST SRM 610 (glass); USGS Mass 1 (sulphide) standard | 12.909 | [13 empty] | 0.23678 | [5 empty] | 5329.223 | [5 empty] | 62.1243 | [5 empty] | 251.2784 | [9 empty] | 61105.8286 |  | 69.4047 |  |  |  | 30.6968 |  |  |  | 16.848 |  |  |  | 7.3458 | [13 empty] | 136.7742 | [15 empty] | 60.8872 | [15 empty] | 300614.1242 |  | 61.3587 | [9 empty] | 58.7698 | [13 empty] | b.d.l. | [13 empty] | 596900 |  |  |  |  | 2025 | Ciccolella, A., Tursi, F., Festa, V., Ruggieri, G., Schingaro, E., Ventruti, G., Fregola, R.A., MVT-SHMS signature in basement-hosted Zn-Pb-(Cu-Fe) mineralization in the Sila Massif (Calabria, Italy): Evidence from trace elements and fluid inclusions data, Ore Geology Reviews, Volume 176, 2025, 106438, https://doi.org/10.1016/j.oregeorev.2024.106438. |  | ITA |  | 16.6009 | 39.4419 | [7 empty] | Coordinates given in manuscript | Includes data for chalcopyrite and galena | 2025-03-12
y | Longobucco |  | Basin hydrothermal | Mississippi Valley-type (MVT) | unknown | Zn, Pb | Cu, Fe | Zn, Pb, Cu, Fe | Ciccolella et al., 2025 |  | LGB04h | LGB04h, sph, p.61 | mine | Longobucco |  |  |  | unknown | mine waste specimen | grab | rock | samples from mineralized veins and mining dumps | Sila Massif |  |  |  | granodiorite |  | granodiorite | unknown | sphalerite | Sp2 |  |  | Reddish Brown | chlorite-sericite |  | galena, quartz, calcite | cutting and polishing | LA-ICPMS | Elmer ELAN DRC-e ICP mass spectrometer; New Wave UP193-FX excimer laser ablation system | Geological Institute of the Bulgarian Academy of Sciences | 35 um spot size; 6 Hz repetition rate; 5.8-6.0 J/cm2 energy density on sample; 120 second analysis time | NIST SRM 610 (glass); USGS Mass 1 (sulphide) standard | 16.7653 | [13 empty] | b.d.l. | [5 empty] | 3277.203 | [5 empty] | 86.3955 | [5 empty] | 392.6362 | [9 empty] | 61838.3596 |  | 302.207 |  |  |  | 24.5615 |  |  |  | 13.9809 |  |  |  | 7.6028 | [13 empty] | 103.3996 | [15 empty] | 2.2463 | [15 empty] | 329674.3751 |  | 1.6985 | [9 empty] | 38.7876 | [13 empty] | b.d.l. | [13 empty] | 596900 |  |  |  |  | 2025 | Ciccolella, A., Tursi, F., Festa, V., Ruggieri, G., Schingaro, E., Ventruti, G., Fregola, R.A., MVT-SHMS signature in basement-hosted Zn-Pb-(Cu-Fe) mineralization in the Sila Massif (Calabria, Italy): Evidence from trace elements and fluid inclusions data, Ore Geology Reviews, Volume 176, 2025, 106438, https://doi.org/10.1016/j.oregeorev.2024.106438. |  | ITA |  | 16.6009 | 39.4419 | [7 empty] | Coordinates given in manuscript | Includes data for chalcopyrite and galena | 2025-03-12
y | Longobucco |  | Basin hydrothermal | Mississippi Valley-type (MVT) | unknown | Zn, Pb | Cu, Fe | Zn, Pb, Cu, Fe | Ciccolella et al., 2025 |  | LGB04h | LGB04h, sph, p.50 | mine | Longobucco |  |  |  | unknown | mine waste specimen | grab | rock | samples from mineralized veins and mining dumps | Sila Massif |  |  |  | granodiorite |  | granodiorite | unknown | sphalerite | Sp2 |  |  | Reddish Brown | chlorite-sericite |  | galena, quartz, calcite | cutting and polishing | LA-ICPMS | Elmer ELAN DRC-e ICP mass spectrometer; New Wave UP193-FX excimer laser ablation system | Geological Institute of the Bulgarian Academy of Sciences | 35 um spot size; 6 Hz repetition rate; 5.8-6.0 J/cm2 energy density on sample; 120 second analysis time | NIST SRM 610 (glass); USGS Mass 1 (sulphide) standard | 16.1675 | [13 empty] | 0.18461 | [5 empty] | 4296.5729 | [5 empty] | 100.7464 | [5 empty] | 520.0048 | [9 empty] | 60126.4464 |  | 68.6261 |  |  |  | 244.2047 |  |  |  | 18.6571 |  |  |  | 0.063865 | [13 empty] | 120.2621 | [15 empty] | 45.8953 | [15 empty] | 314143.9921 |  | 20.9543 | [9 empty] | 0.59085 | [13 empty] | 0.23949 | [13 empty] | 594500 |  |  |  |  | 2025 | Ciccolella, A., Tursi, F., Festa, V., Ruggieri, G., Schingaro, E., Ventruti, G., Fregola, R.A., MVT-SHMS signature in basement-hosted Zn-Pb-(Cu-Fe) mineralization in the Sila Massif (Calabria, Italy): Evidence from trace elements and fluid inclusions data, Ore Geology Reviews, Volume 176, 2025, 106438, https://doi.org/10.1016/j.oregeorev.2024.106438. |  | ITA |  | 16.6009 | 39.4419 | [7 empty] | Coordinates given in manuscript | Includes data for chalcopyrite and galena | 2025-03-12
y | Longobucco |  | Basin hydrothermal | Mississippi Valley-type (MVT) | unknown | Zn, Pb | Cu, Fe | Zn, Pb, Cu, Fe | Ciccolella et al., 2025 |  | LGB06c | LGB06c, sph, p.22 | mine | Longobucco |  |  |  | unknown | mine waste specimen | grab | rock | samples from mineralized veins and mining dumps | Sila Massif |  |  |  | granodiorite |  | granodiorite | unknown | sphalerite | Sp2 |  |  | Reddish Brown | chlorite-sericite |  | galena, quartz, calcite | cutting and polishing | LA-ICPMS | Elmer ELAN DRC-e ICP mass spectrometer; New Wave UP193-FX excimer laser ablation system | Geological Institute of the Bulgarian Academy of Sciences | 35 um spot size; 6 Hz repetition rate; 5.8-6.0 J/cm2 energy density on sample; 120 second analysis time | NIST SRM 610 (glass); USGS Mass 1 (sulphide) standard | 10.9965 | [13 empty] | 0.51099 | [5 empty] | 3558.2611 | [5 empty] | 89.7792 | [5 empty] | 407.289 | [9 empty] | 56398.7001 |  | 77.7024 |  |  |  | 155.2969 |  |  |  | 18.8768 |  |  |  | 0.19389 | [13 empty] | 132.7858 | [15 empty] | 14.9078 | [15 empty] | 301671.2072 |  | 16.2251 | [9 empty] | 3.1908 | [13 empty] | 0.60874 | [13 empty] | 593700 |  |  |  |  | 2025 | Ciccolella, A., Tursi, F., Festa, V., Ruggieri, G., Schingaro, E., Ventruti, G., Fregola, R.A., MVT-SHMS signature in basement-hosted Zn-Pb-(Cu-Fe) mineralization in the Sila Massif (Calabria, Italy): Evidence from trace elements and fluid inclusions data, Ore Geology Reviews, Volume 176, 2025, 106438, https://doi.org/10.1016/j.oregeorev.2024.106438. |  | ITA |  | 16.6009 | 39.4419 | [7 empty] | Coordinates given in manuscript | Includes data for chalcopyrite and galena | 2025-03-12
y | Longobucco |  | Basin hydrothermal | Mississippi Valley-type (MVT) | unknown | Zn, Pb | Cu, Fe | Zn, Pb, Cu, Fe | Ciccolella et al., 2025 |  | LGB06c | LGB06c, sph, p.23 | mine | Longobucco |  |  |  | unknown | mine waste specimen | grab | rock | samples from mineralized veins and mining dumps | Sila Massif |  |  |  | granodiorite |  | granodiorite | unknown | sphalerite | Sp2 |  |  | Reddish Brown | chlorite-sericite |  | galena, quartz, calcite | cutting and polishing | LA-ICPMS | Elmer ELAN DRC-e ICP mass spectrometer; New Wave UP193-FX excimer laser ablation system | Geological Institute of the Bulgarian Academy of Sciences | 35 um spot size; 6 Hz repetition rate; 5.8-6.0 J/cm2 energy density on sample; 120 second analysis time | NIST SRM 610 (glass); USGS Mass 1 (sulphide) standard | 6.8251 | [13 empty] | 0.38368 | [5 empty] | 4320.3318 | [5 empty] | 76.4914 | [5 empty] | 299.8514 | [9 empty] | 56235.6071 |  | 86.1409 |  |  |  | 84.5143 |  |  |  | 13.8836 |  |  |  | 2.4355 | [13 empty] | 160.9983 | [15 empty] | 24.9022 | [15 empty] | 320634.8931 |  | 23.7466 | [9 empty] | 5.2748 | [13 empty] | 0.66571 | [13 empty] | 593700 |  |  |  |  | 2025 | Ciccolella, A., Tursi, F., Festa, V., Ruggieri, G., Schingaro, E., Ventruti, G., Fregola, R.A., MVT-SHMS signature in basement-hosted Zn-Pb-(Cu-Fe) mineralization in the Sila Massif (Calabria, Italy): Evidence from trace elements and fluid inclusions data, Ore Geology Reviews, Volume 176, 2025, 106438, https://doi.org/10.1016/j.oregeorev.2024.106438. |  | ITA |  | 16.6009 | 39.4419 | [7 empty] | Coordinates given in manuscript | Includes data for chalcopyrite and galena | 2025-03-12
y | Longobucco |  | Basin hydrothermal | Mississippi Valley-type (MVT) | unknown | Zn, Pb | Cu, Fe | Zn, Pb, Cu, Fe | Ciccolella et al., 2025 |  | LGB06c | LGB06c, sph, p.31 | mine | Longobucco |  |  |  | unknown | mine waste specimen | grab | rock | samples from mineralized veins and mining dumps | Sila Massif |  |  |  | granodiorite |  | granodiorite | unknown | sphalerite | Sp2 |  |  | Reddish Brown | chlorite-sericite |  | galena, quartz, calcite | cutting and polishing | LA-ICPMS | Elmer ELAN DRC-e ICP mass spectrometer; New Wave UP193-FX excimer laser ablation system | Geological Institute of the Bulgarian Academy of Sciences | 35 um spot size; 6 Hz repetition rate; 5.8-6.0 J/cm2 energy density on sample; 120 second analysis time | NIST SRM 610 (glass); USGS Mass 1 (sulphide) standard | 10.1853 | [13 empty] | b.d.l. | [5 empty] | 4237.2585 | [5 empty] | 77.4414 | [5 empty] | 418.9351 | [9 empty] | 55293.5949 |  | 58.2417 |  |  |  | 183.6974 |  |  |  | 10.7561 |  |  |  | b.d.l. | [13 empty] | 73.7911 | [15 empty] | 24.8973 | [15 empty] | 301664.5276 |  | 36.1439 | [9 empty] | 0.89327 | [13 empty] | 0.068819 | [13 empty] | 593700 |  |  |  |  | 2025 | Ciccolella, A., Tursi, F., Festa, V., Ruggieri, G., Schingaro, E., Ventruti, G., Fregola, R.A., MVT-SHMS signature in basement-hosted Zn-Pb-(Cu-Fe) mineralization in the Sila Massif (Calabria, Italy): Evidence from trace elements and fluid inclusions data, Ore Geology Reviews, Volume 176, 2025, 106438, https://doi.org/10.1016/j.oregeorev.2024.106438. |  | ITA |  | 16.6009 | 39.4419 | [7 empty] | Coordinates given in manuscript | Includes data for chalcopyrite and galena | 2025-03-12
y | Longobucco |  | Basin hydrothermal | Mississippi Valley-type (MVT) | unknown | Zn, Pb | Cu, Fe | Zn, Pb, Cu, Fe | Ciccolella et al., 2025 |  | LGB06c | LGB06c, sph, p.27 | mine | Longobucco |  |  |  | unknown | mine waste specimen | grab | rock | samples from mineralized veins and mining dumps | Sila Massif |  |  |  | granodiorite |  | granodiorite | unknown | sphalerite | Sp2 |  |  | Reddish Brown | chlorite-sericite |  | galena, quartz, calcite | cutting and polishing | LA-ICPMS | Elmer ELAN DRC-e ICP mass spectrometer; New Wave UP193-FX excimer laser ablation system | Geological Institute of the Bulgarian Academy of Sciences | 35 um spot size; 6 Hz repetition rate; 5.8-6.0 J/cm2 energy density on sample; 120 second analysis time | NIST SRM 610 (glass); USGS Mass 1 (sulphide) standard | 14.656 | [13 empty] | b.d.l. | [5 empty] | 2856.8411 | [5 empty] | 104.9777 | [5 empty] | 680.4551 | [9 empty] | 57235.5821 |  | 33.9453 |  |  |  | 335.2365 |  |  |  | 11.1289 |  |  |  | b.d.l. | [13 empty] | 177.3929 | [15 empty] | 9.8143 | [15 empty] | 304042.2506 |  | 15.5572 | [9 empty] | 1.4598 | [13 empty] | 0.82272 | [13 empty] | 591500 |  |  |  |  | 2025 | Ciccolella, A., Tursi, F., Festa, V., Ruggieri, G., Schingaro, E., Ventruti, G., Fregola, R.A., MVT-SHMS signature in basement-hosted Zn-Pb-(Cu-Fe) mineralization in the Sila Massif (Calabria, Italy): Evidence from trace elements and fluid inclusions data, Ore Geology Reviews, Volume 176, 2025, 106438, https://doi.org/10.1016/j.oregeorev.2024.106438. |  | ITA |  | 16.6009 | 39.4419 | [7 empty] | Coordinates given in manuscript | Includes data for chalcopyrite and galena | 2025-03-12
y | Longobucco |  | Basin hydrothermal | Mississippi Valley-type (MVT) | unknown | Zn, Pb | Cu, Fe | Zn, Pb, Cu, Fe | Ciccolella et al., 2025 |  | LGB06c | LGB06c, sph, p.26 | mine | Longobucco |  |  |  | unknown | mine waste specimen | grab | rock | samples from mineralized veins and mining dumps | Sila Massif |  |  |  | granodiorite |  | granodiorite | unknown | sphalerite | Sp2 |  |  | Reddish Brown | chlorite-sericite |  | galena, quartz, calcite | cutting and polishing | LA-ICPMS | Elmer ELAN DRC-e ICP mass spectrometer; New Wave UP193-FX excimer laser ablation system | Geological Institute of the Bulgarian Academy of Sciences | 35 um spot size; 6 Hz repetition rate; 5.8-6.0 J/cm2 energy density on sample; 120 second analysis time | NIST SRM 610 (glass); USGS Mass 1 (sulphide) standard | 6.4929 | [13 empty] | b.d.l. | [5 empty] | 3164.5329 | [5 empty] | 111.3214 | [5 empty] | 492.803 | [9 empty] | 63251.4531 |  | 60.2949 |  |  |  | 242.7438 |  |  |  | 11.9603 |  |  |  | b.d.l. | [13 empty] | 122.9091 | [15 empty] | 9.8009 | [15 empty] | 301720.5807 |  | 8.6678 | [9 empty] | 0.37897 | [13 empty] | b.d.l. | [13 empty] | 589400 |  |  |  |  | 2025 | Ciccolella, A., Tursi, F., Festa, V., Ruggieri, G., Schingaro, E., Ventruti, G., Fregola, R.A., MVT-SHMS signature in basement-hosted Zn-Pb-(Cu-Fe) mineralization in the Sila Massif (Calabria, Italy): Evidence from trace elements and fluid inclusions data, Ore Geology Reviews, Volume 176, 2025, 106438, https://doi.org/10.1016/j.oregeorev.2024.106438. |  | ITA |  | 16.6009 | 39.4419 | [7 empty] | Coordinates given in manuscript | Includes data for chalcopyrite and galena | 2025-03-12
y | Longobucco |  | Basin hydrothermal | Mississippi Valley-type (MVT) | unknown | Zn, Pb | Cu, Fe | Zn, Pb, Cu, Fe | Ciccolella et al., 2025 |  | LGB04h | LGB04h, sph, p.44 | mine | Longobucco |  |  |  | unknown | mine waste specimen | grab | rock | samples from mineralized veins and mining dumps | Sila Massif |  |  |  | granodiorite |  | granodiorite | unknown | sphalerite | Sp2 |  |  | Dark Brown | chlorite-sericite |  | galena, quartz, calcite | cutting and polishing | LA-ICPMS | Elmer ELAN DRC-e ICP mass spectrometer; New Wave UP193-FX excimer laser ablation system | Geological Institute of the Bulgarian Academy of Sciences | 35 um spot size; 6 Hz repetition rate; 5.8-6.0 J/cm2 energy density on sample; 120 second analysis time | NIST SRM 610 (glass); USGS Mass 1 (sulphide) standard | 9.4873 | [13 empty] | 0.2709 | [5 empty] | 4388.4371 | [5 empty] | 99.2065 | [5 empty] | 363.6382 | [9 empty] | 71042.565 |  | 111.6071 |  |  |  | 115.1654 |  |  |  | 13.3755 |  |  |  | 0.19117 | [13 empty] | 160.1881 | [15 empty] | 36.0241 | [15 empty] | 325598.6123 |  | 29.3954 | [9 empty] | 1.334 | [13 empty] | b.d.l. | [13 empty] | 594500 |  |  |  |  | 2025 | Ciccolella, A., Tursi, F., Festa, V., Ruggieri, G., Schingaro, E., Ventruti, G., Fregola, R.A., MVT-SHMS signature in basement-hosted Zn-Pb-(Cu-Fe) mineralization in the Sila Massif (Calabria, Italy): Evidence from trace elements and fluid inclusions data, Ore Geology Reviews, Volume 176, 2025, 106438, https://doi.org/10.1016/j.oregeorev.2024.106438. |  | ITA |  | 16.6009 | 39.4419 | [7 empty] | Coordinates given in manuscript | Includes data for chalcopyrite and galena | 2025-03-12
y | Longobucco |  | Basin hydrothermal | Mississippi Valley-type (MVT) | unknown | Zn, Pb | Cu, Fe | Zn, Pb, Cu, Fe | Ciccolella et al., 2025 |  | LGB04h | LGB04h, sph, p.45 | mine | Longobucco |  |  |  | unknown | mine waste specimen | grab | rock | samples from mineralized veins and mining dumps | Sila Massif |  |  |  | granodiorite |  | granodiorite | unknown | sphalerite | Sp2 |  |  | Dark Brown | chlorite-sericite |  | galena, quartz, calcite | cutting and polishing | LA-ICPMS | Elmer ELAN DRC-e ICP mass spectrometer; New Wave UP193-FX excimer laser ablation system | Geological Institute of the Bulgarian Academy of Sciences | 35 um spot size; 6 Hz repetition rate; 5.8-6.0 J/cm2 energy density on sample; 120 second analysis time | NIST SRM 610 (glass); USGS Mass 1 (sulphide) standard | 8.2689 | [13 empty] | b.d.l. | [5 empty] | 3258.2851 | [5 empty] | 113.1484 | [5 empty] | 421.6898 | [9 empty] | 67234.9748 |  | 147.1308 |  |  |  | 153.9611 |  |  |  | 12.8496 |  |  |  | 0.048577 | [13 empty] | 110.5995 | [15 empty] | 6.0193 | [15 empty] | 325302.9987 |  | 15.6225 | [9 empty] | 1.0214 | [13 empty] | 0.080428 | [13 empty] | 594500 |  |  |  |  | 2025 | Ciccolella, A., Tursi, F., Festa, V., Ruggieri, G., Schingaro, E., Ventruti, G., Fregola, R.A., MVT-SHMS signature in basement-hosted Zn-Pb-(Cu-Fe) mineralization in the Sila Massif (Calabria, Italy): Evidence from trace elements and fluid inclusions data, Ore Geology Reviews, Volume 176, 2025, 106438, https://doi.org/10.1016/j.oregeorev.2024.106438. |  | ITA |  | 16.6009 | 39.4419 | [7 empty] | Coordinates given in manuscript | Includes data for chalcopyrite and galena | 2025-03-12
y | Longobucco |  | Basin hydrothermal | Mississippi Valley-type (MVT) | unknown | Zn, Pb | Cu, Fe | Zn, Pb, Cu, Fe | Ciccolella et al., 2025 |  | LGB04h | LGB04h, sph, p.62 | mine | Longobucco |  |  |  | unknown | mine waste specimen | grab | rock | samples from mineralized veins and mining dumps | Sila Massif |  |  |  | granodiorite |  | granodiorite | unknown | sphalerite | Sp2 |  |  | Dark Brown | chlorite-sericite |  | galena, quartz, calcite | cutting and polishing | LA-ICPMS | Elmer ELAN DRC-e ICP mass spectrometer; New Wave UP193-FX excimer laser ablation system | Geological Institute of the Bulgarian Academy of Sciences | 35 um spot size; 6 Hz repetition rate; 5.8-6.0 J/cm2 energy density on sample; 120 second analysis time | NIST SRM 610 (glass); USGS Mass 1 (sulphide) standard | 15.6235 | [13 empty] | b.d.l. | [5 empty] | 4659.8794 | [5 empty] | 100.7718 | [5 empty] | 1023.1898 | [9 empty] | 74785.8342 |  | 405.0703 |  |  |  | 138.379 |  |  |  | 15.3031 |  |  |  | 43.1573 | [13 empty] | 139.7487 | [15 empty] | 18.9975 | [15 empty] | 329826.1697 |  | 29.0758 | [9 empty] | 377.4186 | [13 empty] | b.d.l. | [13 empty] | 582200 |  |  |  |  | 2025 | Ciccolella, A., Tursi, F., Festa, V., Ruggieri, G., Schingaro, E., Ventruti, G., Fregola, R.A., MVT-SHMS signature in basement-hosted Zn-Pb-(Cu-Fe) mineralization in the Sila Massif (Calabria, Italy): Evidence from trace elements and fluid inclusions data, Ore Geology Reviews, Volume 176, 2025, 106438, https://doi.org/10.1016/j.oregeorev.2024.106438. |  | ITA |  | 16.6009 | 39.4419 | [7 empty] | Coordinates given in manuscript | Includes data for chalcopyrite and galena | 2025-03-12
y | Longobucco |  | Basin hydrothermal | Mississippi Valley-type (MVT) | unknown | Zn, Pb | Cu, Fe | Zn, Pb, Cu, Fe | Ciccolella et al., 2025 |  | LGB06c | LGB06c, sph, p.28 | mine | Longobucco |  |  |  | unknown | mine waste specimen | grab | rock | samples from mineralized veins and mining dumps | Sila Massif |  |  |  | granodiorite |  | granodiorite | unknown | sphalerite | Sp2 |  |  | Dark Brown | chlorite-sericite |  | galena, quartz, calcite | cutting and polishing | LA-ICPMS | Elmer ELAN DRC-e ICP mass spectrometer; New Wave UP193-FX excimer laser ablation system | Geological Institute of the Bulgarian Academy of Sciences | 35 um spot size; 6 Hz repetition rate; 5.8-6.0 J/cm2 energy density on sample; 120 second analysis time | NIST SRM 610 (glass); USGS Mass 1 (sulphide) standard | 15.6266 | [13 empty] | 0.46238 | [5 empty] | 4125.1406 | [5 empty] | 112.5675 | [5 empty] | 566.7799 | [9 empty] | 68034.8474 |  | 131.5349 |  |  |  | 195.6076 |  |  |  | 11.8623 |  |  |  | 0.064231 | [13 empty] | 201.6802 | [15 empty] | 19.0887 | [15 empty] | 306259.4057 |  | 31.4488 | [9 empty] | 1.2467 | [13 empty] | 0.80229 | [13 empty] | 581100 |  |  |  |  | 2025 | Ciccolella, A., Tursi, F., Festa, V., Ruggieri, G., Schingaro, E., Ventruti, G., Fregola, R.A., MVT-SHMS signature in basement-hosted Zn-Pb-(Cu-Fe) mineralization in the Sila Massif (Calabria, Italy): Evidence from trace elements and fluid inclusions data, Ore Geology Reviews, Volume 176, 2025, 106438, https://doi.org/10.1016/j.oregeorev.2024.106438. |  | ITA |  | 16.6009 | 39.4419 | [7 empty] | Coordinates given in manuscript | Includes data for chalcopyrite and galena | 2025-03-12
y | Longobucco |  | Basin hydrothermal | Mississippi Valley-type (MVT) | unknown | Zn, Pb | Cu, Fe | Zn, Pb, Cu, Fe | Ciccolella et al., 2025 |  | LGB06c | LGB06c, sph, p.29 | mine | Longobucco |  |  |  | unknown | mine waste specimen | grab | rock | samples from mineralized veins and mining dumps | Sila Massif |  |  |  | granodiorite |  | granodiorite | unknown | sphalerite | Sp2 |  |  | Dark Brown | chlorite-sericite |  | galena, quartz, calcite | cutting and polishing | LA-ICPMS | Elmer ELAN DRC-e ICP mass spectrometer; New Wave UP193-FX excimer laser ablation system | Geological Institute of the Bulgarian Academy of Sciences | 35 um spot size; 6 Hz repetition rate; 5.8-6.0 J/cm2 energy density on sample; 120 second analysis time | NIST SRM 610 (glass); USGS Mass 1 (sulphide) standard | 10.8009 | [13 empty] | 0.23901 | [5 empty] | 3469.3318 | [5 empty] | 113.0936 | [5 empty] | 565.0144 | [9 empty] | 65977.0533 |  | 174.28 |  |  |  | 208.0398 |  |  |  | 11.6502 |  |  |  | 1.0385 | [13 empty] | 103.3896 | [15 empty] | 8.42 | [15 empty] | 298258.8718 |  | 11.7099 | [9 empty] | 4.0816 | [13 empty] | 0.12133 | [13 empty] | 581100 |  |  |  |  | 2025 | Ciccolella, A., Tursi, F., Festa, V., Ruggieri, G., Schingaro, E., Ventruti, G., Fregola, R.A., MVT-SHMS signature in basement-hosted Zn-Pb-(Cu-Fe) mineralization in the Sila Massif (Calabria, Italy): Evidence from trace elements and fluid inclusions data, Ore Geology Reviews, Volume 176, 2025, 106438, https://doi.org/10.1016/j.oregeorev.2024.106438. |  | ITA |  | 16.6009 | 39.4419 | [7 empty] | Coordinates given in manuscript | Includes data for chalcopyrite and galena | 2025-03-12
y | Longobucco |  | Basin hydrothermal | Mississippi Valley-type (MVT) | unknown | Zn, Pb | Cu, Fe | Zn, Pb, Cu, Fe | Ciccolella et al., 2025 |  | LGB04h | LGB04h, sph, p.43 | mine | Longobucco |  |  |  | unknown | mine waste specimen | grab | rock | samples from mineralized veins and mining dumps | Sila Massif |  |  |  | granodiorite |  | granodiorite | unknown | sphalerite | Sp2 |  |  | Dark Brown | chlorite-sericite |  | galena, quartz, calcite | cutting and polishing | LA-ICPMS | Elmer ELAN DRC-e ICP mass spectrometer; New Wave UP193-FX excimer laser ablation system | Geological Institute of the Bulgarian Academy of Sciences | 35 um spot size; 6 Hz repetition rate; 5.8-6.0 J/cm2 energy density on sample; 120 second analysis time | NIST SRM 610 (glass); USGS Mass 1 (sulphide) standard | 12.5651 | [13 empty] | b.d.l. | [5 empty] | 3838.5909 | [5 empty] | 110.9263 | [5 empty] | 523.4802 | [9 empty] | 73913.7809 |  | 188.8744 |  |  |  | 206.5478 |  |  |  | 11.5037 |  |  |  | b.d.l. | [13 empty] | 120.3448 | [15 empty] | 2.4989 | [15 empty] | 327083.6571 |  | 3.029 | [9 empty] | 0.37347 | [13 empty] | b.d.l. | [13 empty] | 579000 |  |  |  |  | 2025 | Ciccolella, A., Tursi, F., Festa, V., Ruggieri, G., Schingaro, E., Ventruti, G., Fregola, R.A., MVT-SHMS signature in basement-hosted Zn-Pb-(Cu-Fe) mineralization in the Sila Massif (Calabria, Italy): Evidence from trace elements and fluid inclusions data, Ore Geology Reviews, Volume 176, 2025, 106438, https://doi.org/10.1016/j.oregeorev.2024.106438. |  | ITA |  | 16.6009 | 39.4419 | [7 empty] | Coordinates given in manuscript | Includes data for chalcopyrite and galena | 2025-03-12
y | Longobucco |  | Basin hydrothermal | Mississippi Valley-type (MVT) | unknown | Zn, Pb | Cu, Fe | Zn, Pb, Cu, Fe | Ciccolella et al., 2025 |  | LGB04h | LGB04h, sph, p.47 | mine | Longobucco |  |  |  | unknown | mine waste specimen | grab | rock | samples from mineralized veins and mining dumps | Sila Massif |  |  |  | granodiorite |  | granodiorite | unknown | sphalerite | Sp2 |  |  | Dark Brown | chlorite-sericite |  | galena, quartz, calcite | cutting and polishing | LA-ICPMS | Elmer ELAN DRC-e ICP mass spectrometer; New Wave UP193-FX excimer laser ablation system | Geological Institute of the Bulgarian Academy of Sciences | 35 um spot size; 6 Hz repetition rate; 5.8-6.0 J/cm2 energy density on sample; 120 second analysis time | NIST SRM 610 (glass); USGS Mass 1 (sulphide) standard | 12.7849 | [13 empty] | 0.10023 | [5 empty] | 4657.8249 | [5 empty] | 80.2292 | [5 empty] | 248.1945 | [9 empty] | 72430.8379 |  | 78.0525 |  |  |  | 95.9385 |  |  |  | 10.8364 |  |  |  | b.d.l. | [13 empty] | 137.3019 | [15 empty] | 6.2675 | [15 empty] | 322331.8901 |  | 4.3861 | [9 empty] | b.d.l. | [13 empty] | b.d.l. | [13 empty] | 579000 |  |  |  |  | 2025 | Ciccolella, A., Tursi, F., Festa, V., Ruggieri, G., Schingaro, E., Ventruti, G., Fregola, R.A., MVT-SHMS signature in basement-hosted Zn-Pb-(Cu-Fe) mineralization in the Sila Massif (Calabria, Italy): Evidence from trace elements and fluid inclusions data, Ore Geology Reviews, Volume 176, 2025, 106438, https://doi.org/10.1016/j.oregeorev.2024.106438. |  | ITA |  | 16.6009 | 39.4419 | [7 empty] | Coordinates given in manuscript | Includes data for chalcopyrite and galena | 2025-03-12
y | Longobucco |  | Basin hydrothermal | Mississippi Valley-type (MVT) | unknown | Zn, Pb | Cu, Fe | Zn, Pb, Cu, Fe | Ciccolella et al., 2025 |  | LGB04h | LGB04h, sph, p.54 | mine | Longobucco |  |  |  | unknown | mine waste specimen | grab | rock | samples from mineralized veins and mining dumps | Sila Massif |  |  |  | granodiorite |  | granodiorite | unknown | sphalerite | Sp2 |  |  | Dark Brown | chlorite-sericite |  | galena, quartz, calcite | cutting and polishing | LA-ICPMS | Elmer ELAN DRC-e ICP mass spectrometer; New Wave UP193-FX excimer laser ablation system | Geological Institute of the Bulgarian Academy of Sciences | 35 um spot size; 6 Hz repetition rate; 5.8-6.0 J/cm2 energy density on sample; 120 second analysis time | NIST SRM 610 (glass); USGS Mass 1 (sulphide) standard | 11.1518 | [13 empty] | b.d.l. | [5 empty] | 4853.673 | [5 empty] | 82.2756 | [5 empty] | 186.5911 | [9 empty] | 72197.0635 |  | 73.6655 |  |  |  | 58.9483 |  |  |  | 16.2261 |  |  |  | b.d.l. | [13 empty] | 147.7508 | [15 empty] | 27.5069 | [15 empty] | 332828.2159 |  | 31.5149 | [9 empty] | b.d.l. | [13 empty] | b.d.l. | [13 empty] | 579000 |  |  |  |  | 2025 | Ciccolella, A., Tursi, F., Festa, V., Ruggieri, G., Schingaro, E., Ventruti, G., Fregola, R.A., MVT-SHMS signature in basement-hosted Zn-Pb-(Cu-Fe) mineralization in the Sila Massif (Calabria, Italy): Evidence from trace elements and fluid inclusions data, Ore Geology Reviews, Volume 176, 2025, 106438, https://doi.org/10.1016/j.oregeorev.2024.106438. |  | ITA |  | 16.6009 | 39.4419 | [7 empty] | Coordinates given in manuscript | Includes data for chalcopyrite and galena | 2025-03-12
y | Longobucco |  | Basin hydrothermal | Mississippi Valley-type (MVT) | unknown | Zn, Pb | Cu, Fe | Zn, Pb, Cu, Fe | Ciccolella et al., 2025 |  | LGB04h | LGB04h, sph, p.46 | mine | Longobucco |  |  |  | unknown | mine waste specimen | grab | rock | samples from mineralized veins and mining dumps | Sila Massif |  |  |  | granodiorite |  | granodiorite | unknown | sphalerite | Sp2 |  |  | Dark Brown | chlorite-sericite |  | galena, quartz, calcite | cutting and polishing | LA-ICPMS | Elmer ELAN DRC-e ICP mass spectrometer; New Wave UP193-FX excimer laser ablation system | Geological Institute of the Bulgarian Academy of Sciences | 35 um spot size; 6 Hz repetition rate; 5.8-6.0 J/cm2 energy density on sample; 120 second analysis time | NIST SRM 610 (glass); USGS Mass 1 (sulphide) standard | 10.6278 | [13 empty] | b.d.l. | [5 empty] | 3428.6243 | [5 empty] | 120.6685 | [5 empty] | 603.2556 | [9 empty] | 83947.0192 |  | 219.5169 |  |  |  | 246.7546 |  |  |  | 10.4698 |  |  |  | 0.029028 | [13 empty] | 130.0606 | [15 empty] | 0.93444 | [15 empty] | 324234.9544 |  | 1.3909 | [9 empty] | 0.72979 | [13 empty] | b.d.l. | [13 empty] | 564900 |  |  |  |  | 2025 | Ciccolella, A., Tursi, F., Festa, V., Ruggieri, G., Schingaro, E., Ventruti, G., Fregola, R.A., MVT-SHMS signature in basement-hosted Zn-Pb-(Cu-Fe) mineralization in the Sila Massif (Calabria, Italy): Evidence from trace elements and fluid inclusions data, Ore Geology Reviews, Volume 176, 2025, 106438, https://doi.org/10.1016/j.oregeorev.2024.106438. |  | ITA |  | 16.6009 | 39.4419 | [7 empty] | Coordinates given in manuscript | Includes data for chalcopyrite and galena | 2025-03-12
y | Longobucco |  | Basin hydrothermal | Mississippi Valley-type (MVT) | unknown | Zn, Pb | Cu, Fe | Zn, Pb, Cu, Fe | Ciccolella et al., 2025 |  | LGB04h | LGB04h, sph, p.48 | mine | Longobucco |  |  |  | unknown | mine waste specimen | grab | rock | samples from mineralized veins and mining dumps | Sila Massif |  |  |  | granodiorite |  | granodiorite | unknown | sphalerite | Sp2 |  |  | Dark Brown | chlorite-sericite |  | galena, quartz, calcite | cutting and polishing | LA-ICPMS | Elmer ELAN DRC-e ICP mass spectrometer; New Wave UP193-FX excimer laser ablation system | Geological Institute of the Bulgarian Academy of Sciences | 35 um spot size; 6 Hz repetition rate; 5.8-6.0 J/cm2 energy density on sample; 120 second analysis time | NIST SRM 610 (glass); USGS Mass 1 (sulphide) standard | 7.6451 | [13 empty] | 0.10001 | [5 empty] | 4561.2865 | [5 empty] | 86.0146 | [5 empty] | 274.7538 | [9 empty] | 83423.0171 |  | 120.7991 |  |  |  | 74.8264 |  |  |  | 9.7911 |  |  |  | 0.11092 | [13 empty] | 145.0922 | [15 empty] | 13.6002 | [15 empty] | 323980.2466 |  | 15.7461 | [9 empty] | 1.2696 | [13 empty] | b.d.l. | [13 empty] | 564900 |  |  |  |  | 2025 | Ciccolella, A., Tursi, F., Festa, V., Ruggieri, G., Schingaro, E., Ventruti, G., Fregola, R.A., MVT-SHMS signature in basement-hosted Zn-Pb-(Cu-Fe) mineralization in the Sila Massif (Calabria, Italy): Evidence from trace elements and fluid inclusions data, Ore Geology Reviews, Volume 176, 2025, 106438, https://doi.org/10.1016/j.oregeorev.2024.106438. |  | ITA |  | 16.6009 | 39.4419 | [7 empty] | Coordinates given in manuscript | Includes data for chalcopyrite and galena | 2025-03-12
y | Longobucco |  | Basin hydrothermal | Mississippi Valley-type (MVT) | unknown | Zn, Pb | Cu, Fe | Zn, Pb, Cu, Fe | Ciccolella et al., 2025 |  | LGB04h | LGB04h, sph, p.55 | mine | Longobucco |  |  |  | unknown | mine waste specimen | grab | rock | samples from mineralized veins and mining dumps | Sila Massif |  |  |  | granodiorite |  | granodiorite | unknown | sphalerite | Sp2 |  |  | Dark Brown | chlorite-sericite |  | galena, quartz, calcite | cutting and polishing | LA-ICPMS | Elmer ELAN DRC-e ICP mass spectrometer; New Wave UP193-FX excimer laser ablation system | Geological Institute of the Bulgarian Academy of Sciences | 35 um spot size; 6 Hz repetition rate; 5.8-6.0 J/cm2 energy density on sample; 120 second analysis time | NIST SRM 610 (glass); USGS Mass 1 (sulphide) standard | 8.9466 | [13 empty] | b.d.l. | [5 empty] | 5272.0253 | [5 empty] | 87.7079 | [5 empty] | 362.667 | [9 empty] | 82373.4805 |  | 186.5685 |  |  |  | 92.1871 |  |  |  | 15.3658 |  |  |  | 1.5456 | [13 empty] | 157.6164 | [15 empty] | 16.1192 | [15 empty] | 354179.8576 |  | 19.9951 | [9 empty] | 26.2772 | [13 empty] | b.d.l. | [13 empty] | 557200 |  |  |  |  | 2025 | Ciccolella, A., Tursi, F., Festa, V., Ruggieri, G., Schingaro, E., Ventruti, G., Fregola, R.A., MVT-SHMS signature in basement-hosted Zn-Pb-(Cu-Fe) mineralization in the Sila Massif (Calabria, Italy): Evidence from trace elements and fluid inclusions data, Ore Geology Reviews, Volume 176, 2025, 106438, https://doi.org/10.1016/j.oregeorev.2024.106438. |  | ITA |  | 16.6009 | 39.4419 | [7 empty] | Coordinates given in manuscript | Includes data for chalcopyrite and galena | 2025-03-12
y | Fonte Argentila |  | Basin hydrothermal | Mississippi Valley-type (MVT) | unknown | Zn, Pb | Cu, Fe | Zn, Pb, Cu, Fe | Ciccolella et al., 2025 |  | FA17a | FA17a, Sph, p.73 | mine | Fonte Argentila |  |  |  | unknown | mine waste specimen | grab | rock | samples from mineralized veins and mining dumps | Sila Massif |  |  |  | granodiorite |  | granodiorite | unknown | sphalerite | Sp1 |  |  | Light Yellow | chlorite-sericite |  | galena, quartz, calcite | cutting and polishing | LA-ICPMS | Elmer ELAN DRC-e ICP mass spectrometer; New Wave UP193-FX excimer laser ablation system | Geological Institute of the Bulgarian Academy of Sciences | 35 um spot size; 6 Hz repetition rate; 5.8-6.0 J/cm2 energy density on sample; 120 second analysis time | NIST SRM 610 (glass); USGS Mass 1 (sulphide) standard | 7.3009 | [13 empty] | 0.1309 | [5 empty] | 1067.2541 | [5 empty] | 24.1056 | [5 empty] | 698.8992 | [9 empty] | 12985.2504 |  | 69.3211 |  |  |  | 378.1912 |  |  |  | 31.7534 |  |  |  | 0.083795 | [13 empty] | 21.8228 | [15 empty] | 3.8301 | [15 empty] | 318664.1846 |  | 13.0034 | [9 empty] | 0.90006 | [13 empty] | b.d.l | [13 empty] | 643900 |  |  |  |  | 2025 | Ciccolella, A., Tursi, F., Festa, V., Ruggieri, G., Schingaro, E., Ventruti, G., Fregola, R.A., MVT-SHMS signature in basement-hosted Zn-Pb-(Cu-Fe) mineralization in the Sila Massif (Calabria, Italy): Evidence from trace elements and fluid inclusions data, Ore Geology Reviews, Volume 176, 2025, 106438, https://doi.org/10.1016/j.oregeorev.2024.106438. |  | ITA |  | 16.5192 | 39.5242 | [7 empty] | Coordinates given in manuscript | Includes data for chalcopyrite and galena | 2025-03-12
y | Fonte Argentila |  | Basin hydrothermal | Mississippi Valley-type (MVT) | unknown | Zn, Pb | Cu, Fe | Zn, Pb, Cu, Fe | Ciccolella et al., 2025 |  | FA17a | FA17a, Sph, p.1 | mine | Fonte Argentila |  |  |  | unknown | mine waste specimen | grab | rock | samples from mineralized veins and mining dumps | Sila Massif |  |  |  | granodiorite |  | granodiorite | unknown | sphalerite | Sp1 |  |  | Light Yellow | chlorite-sericite |  | galena, quartz, calcite | cutting and polishing | LA-ICPMS | Elmer ELAN DRC-e ICP mass spectrometer; New Wave UP193-FX excimer laser ablation system | Geological Institute of the Bulgarian Academy of Sciences | 35 um spot size; 6 Hz repetition rate; 5.8-6.0 J/cm2 energy density on sample; 120 second analysis time | NIST SRM 610 (glass); USGS Mass 1 (sulphide) standard | 7.8988 | [13 empty] | b.d.l | [5 empty] | 2720.2235 | [5 empty] | 21.6566 | [5 empty] | 114.4692 | [9 empty] | 15194.0182 |  | 14.5845 |  |  |  | 48.7749 |  |  |  | 36.679 |  |  |  | 0.17751 | [13 empty] | 36.5526 | [15 empty] | 5.4946 | [15 empty] | 323287.5664 |  | 10.2887 | [9 empty] | 1.3865 | [13 empty] | b.d.l | [13 empty] | 643900 |  |  |  |  | 2025 | Ciccolella, A., Tursi, F., Festa, V., Ruggieri, G., Schingaro, E., Ventruti, G., Fregola, R.A., MVT-SHMS signature in basement-hosted Zn-Pb-(Cu-Fe) mineralization in the Sila Massif (Calabria, Italy): Evidence from trace elements and fluid inclusions data, Ore Geology Reviews, Volume 176, 2025, 106438, https://doi.org/10.1016/j.oregeorev.2024.106438. |  | ITA |  | 16.5192 | 39.5242 | [7 empty] | Coordinates given in manuscript | Includes data for chalcopyrite and galena | 2025-03-12
y | Fonte Argentila |  | Basin hydrothermal | Mississippi Valley-type (MVT) | unknown | Zn, Pb | Cu, Fe | Zn, Pb, Cu, Fe | Ciccolella et al., 2025 |  | FA17a | FA17a, Sph, p.71 | mine | Fonte Argentila |  |  |  | unknown | mine waste specimen | grab | rock | samples from mineralized veins and mining dumps | Sila Massif |  |  |  | granodiorite |  | granodiorite | unknown | sphalerite | Sp1 |  |  | Light Yellow | chlorite-sericite |  | galena, quartz, calcite | cutting and polishing | LA-ICPMS | Elmer ELAN DRC-e ICP mass spectrometer; New Wave UP193-FX excimer laser ablation system | Geological Institute of the Bulgarian Academy of Sciences | 35 um spot size; 6 Hz repetition rate; 5.8-6.0 J/cm2 energy density on sample; 120 second analysis time | NIST SRM 610 (glass); USGS Mass 1 (sulphide) standard | 8.2838 | [13 empty] | b.d.l | [5 empty] | 2384.619 | [5 empty] | 43.5246 | [5 empty] | 58.6286 | [9 empty] | 16362.1314 |  | 4.4442 |  |  |  | 9.762 |  |  |  | 49.7504 |  |  |  | 10.1021 | [13 empty] | 55.8463 | [15 empty] | 10.6945 | [15 empty] | 353317.7883 |  | 16.8764 | [9 empty] | 9.7117 | [13 empty] | b.d.l | [13 empty] | 643900 |  |  |  |  | 2025 | Ciccolella, A., Tursi, F., Festa, V., Ruggieri, G., Schingaro, E., Ventruti, G., Fregola, R.A., MVT-SHMS signature in basement-hosted Zn-Pb-(Cu-Fe) mineralization in the Sila Massif (Calabria, Italy): Evidence from trace elements and fluid inclusions data, Ore Geology Reviews, Volume 176, 2025, 106438, https://doi.org/10.1016/j.oregeorev.2024.106438. |  | ITA |  | 16.5192 | 39.5242 | [7 empty] | Coordinates given in manuscript | Includes data for chalcopyrite and galena | 2025-03-12
y | Fonte Argentila |  | Basin hydrothermal | Mississippi Valley-type (MVT) | unknown | Zn, Pb | Cu, Fe | Zn, Pb, Cu, Fe | Ciccolella et al., 2025 |  | FA17a | FA17a, Sph, p.70 | mine | Fonte Argentila |  |  |  | unknown | mine waste specimen | grab | rock | samples from mineralized veins and mining dumps | Sila Massif |  |  |  | granodiorite |  | granodiorite | unknown | sphalerite | Sp1 |  |  | Light Yellow | chlorite-sericite |  | galena, quartz, calcite | cutting and polishing | LA-ICPMS | Elmer ELAN DRC-e ICP mass spectrometer; New Wave UP193-FX excimer laser ablation system | Geological Institute of the Bulgarian Academy of Sciences | 35 um spot size; 6 Hz repetition rate; 5.8-6.0 J/cm2 energy density on sample; 120 second analysis time | NIST SRM 610 (glass); USGS Mass 1 (sulphide) standard | 2.0561 | [13 empty] | 0.26056 | [5 empty] | 3206.3326 | [5 empty] | 31.4202 | [5 empty] | 167.1484 | [9 empty] | 13296.1635 |  | 33.4894 |  |  |  | 71.5011 |  |  |  | 46.4898 |  |  |  | 20.5197 | [13 empty] | 29.8883 | [15 empty] | 5.3274 | [15 empty] | 346450.2581 |  | 3.9961 | [9 empty] | 0.66142 | [13 empty] | b.d.l | [13 empty] | 643900 |  |  |  |  | 2025 | Ciccolella, A., Tursi, F., Festa, V., Ruggieri, G., Schingaro, E., Ventruti, G., Fregola, R.A., MVT-SHMS signature in basement-hosted Zn-Pb-(Cu-Fe) mineralization in the Sila Massif (Calabria, Italy): Evidence from trace elements and fluid inclusions data, Ore Geology Reviews, Volume 176, 2025, 106438, https://doi.org/10.1016/j.oregeorev.2024.106438. |  | ITA |  | 16.5192 | 39.5242 | [7 empty] | Coordinates given in manuscript | Includes data for chalcopyrite and galena | 2025-03-12
y | Fonte Argentila |  | Basin hydrothermal | Mississippi Valley-type (MVT) | unknown | Zn, Pb | Cu, Fe | Zn, Pb, Cu, Fe | Ciccolella et al., 2025 |  | FA17a | FA17a, Sph, p.67 | mine | Fonte Argentila |  |  |  | unknown | mine waste specimen | grab | rock | samples from mineralized veins and mining dumps | Sila Massif |  |  |  | granodiorite |  | granodiorite | unknown | sphalerite | Sp1 |  |  | Light Yellow | chlorite-sericite |  | galena, quartz, calcite | cutting and polishing | LA-ICPMS | Elmer ELAN DRC-e ICP mass spectrometer; New Wave UP193-FX excimer laser ablation system | Geological Institute of the Bulgarian Academy of Sciences | 35 um spot size; 6 Hz repetition rate; 5.8-6.0 J/cm2 energy density on sample; 120 second analysis time | NIST SRM 610 (glass); USGS Mass 1 (sulphide) standard | 4.322 | [13 empty] | b.d.l | [5 empty] | 1277.4603 | [5 empty] | 37.5571 | [5 empty] | 148.4161 | [9 empty] | 14843.2058 |  | 32.736 |  |  |  | 48.6557 |  |  |  | 42.7753 |  |  |  | 4.3943 | [13 empty] | 32.0961 | [15 empty] | 4.5546 | [15 empty] | 354000.1059 |  | 7.8542 | [9 empty] | 26.2869 | [13 empty] | b.d.l | [13 empty] | 643900 |  |  |  |  | 2025 | Ciccolella, A., Tursi, F., Festa, V., Ruggieri, G., Schingaro, E., Ventruti, G., Fregola, R.A., MVT-SHMS signature in basement-hosted Zn-Pb-(Cu-Fe) mineralization in the Sila Massif (Calabria, Italy): Evidence from trace elements and fluid inclusions data, Ore Geology Reviews, Volume 176, 2025, 106438, https://doi.org/10.1016/j.oregeorev.2024.106438. |  | ITA |  | 16.5192 | 39.5242 | [7 empty] | Coordinates given in manuscript | Includes data for chalcopyrite and galena | 2025-03-12
y | Fonte Argentila |  | Basin hydrothermal | Mississippi Valley-type (MVT) | unknown | Zn, Pb | Cu, Fe | Zn, Pb, Cu, Fe | Ciccolella et al., 2025 |  | FA17a | FA17a, Sph, p.2 | mine | Fonte Argentila |  |  |  | unknown | mine waste specimen | grab | rock | samples from mineralized veins and mining dumps | Sila Massif |  |  |  | granodiorite |  | granodiorite | unknown | sphalerite | Sp1 |  |  | Light Yellow | chlorite-sericite |  | galena, quartz, calcite | cutting and polishing | LA-ICPMS | Elmer ELAN DRC-e ICP mass spectrometer; New Wave UP193-FX excimer laser ablation system | Geological Institute of the Bulgarian Academy of Sciences | 35 um spot size; 6 Hz repetition rate; 5.8-6.0 J/cm2 energy density on sample; 120 second analysis time | NIST SRM 610 (glass); USGS Mass 1 (sulphide) standard | 5.9742 | [13 empty] | b.d.l | [5 empty] | 1228.9095 | [5 empty] | 28.043 | [5 empty] | 111.3647 | [9 empty] | 16835.2025 |  | 16.2397 |  |  |  | 17.8343 |  |  |  | 44.6858 |  |  |  | 24.9274 | [13 empty] | 37.8351 | [15 empty] | 4.8694 | [15 empty] | 354817.5174 |  | 5.8864 | [9 empty] | 26.9325 | [13 empty] | b.d.l | [13 empty] | 643900 |  |  |  |  | 2025 | Ciccolella, A., Tursi, F., Festa, V., Ruggieri, G., Schingaro, E., Ventruti, G., Fregola, R.A., MVT-SHMS signature in basement-hosted Zn-Pb-(Cu-Fe) mineralization in the Sila Massif (Calabria, Italy): Evidence from trace elements and fluid inclusions data, Ore Geology Reviews, Volume 176, 2025, 106438, https://doi.org/10.1016/j.oregeorev.2024.106438. |  | ITA |  | 16.5192 | 39.5242 | [7 empty] | Coordinates given in manuscript | Includes data for chalcopyrite and galena | 2025-03-12
y | Fonte Argentila |  | Basin hydrothermal | Mississippi Valley-type (MVT) | unknown | Zn, Pb | Cu, Fe | Zn, Pb, Cu, Fe | Ciccolella et al., 2025 |  | FA17a | FA17a, Sph, p.3 | mine | Fonte Argentila |  |  |  | unknown | mine waste specimen | grab | rock | samples from mineralized veins and mining dumps | Sila Massif |  |  |  | granodiorite |  | granodiorite | unknown | sphalerite | Sp1 |  |  | Light Yellow | chlorite-sericite |  | galena, quartz, calcite | cutting and polishing | LA-ICPMS | Elmer ELAN DRC-e ICP mass spectrometer; New Wave UP193-FX excimer laser ablation system | Geological Institute of the Bulgarian Academy of Sciences | 35 um spot size; 6 Hz repetition rate; 5.8-6.0 J/cm2 energy density on sample; 120 second analysis time | NIST SRM 610 (glass); USGS Mass 1 (sulphide) standard | 25.5132 | [13 empty] | b.d.l | [5 empty] | 1453.5974 | [5 empty] | 19.5298 | [5 empty] | 447.3739 | [9 empty] | 14057.6409 |  | 62.8909 |  |  |  | 159.7925 |  |  |  | 47.1444 |  |  |  | 7.4622 | [13 empty] | 35.385 | [15 empty] | 15.5865 | [15 empty] | 332307.7306 |  | 76.0168 | [9 empty] | 20.6031 | [13 empty] | b.d.l | [13 empty] | 643900 |  |  |  |  | 2025 | Ciccolella, A., Tursi, F., Festa, V., Ruggieri, G., Schingaro, E., Ventruti, G., Fregola, R.A., MVT-SHMS signature in basement-hosted Zn-Pb-(Cu-Fe) mineralization in the Sila Massif (Calabria, Italy): Evidence from trace elements and fluid inclusions data, Ore Geology Reviews, Volume 176, 2025, 106438, https://doi.org/10.1016/j.oregeorev.2024.106438. |  | ITA |  | 16.5192 | 39.5242 | [7 empty] | Coordinates given in manuscript | Includes data for chalcopyrite and galena | 2025-03-12
y | Fonte Argentila |  | Basin hydrothermal | Mississippi Valley-type (MVT) | unknown | Zn, Pb | Cu, Fe | Zn, Pb, Cu, Fe | Ciccolella et al., 2025 |  | FA17a | FA17a, Sph, p.75 | mine | Fonte Argentila |  |  |  | unknown | mine waste specimen | grab | rock | samples from mineralized veins and mining dumps | Sila Massif |  |  |  | granodiorite |  | granodiorite | unknown | sphalerite | Sp1 |  |  | Yellow | chlorite-sericite |  | galena, quartz, calcite | cutting and polishing | LA-ICPMS | Elmer ELAN DRC-e ICP mass spectrometer; New Wave UP193-FX excimer laser ablation system | Geological Institute of the Bulgarian Academy of Sciences | 35 um spot size; 6 Hz repetition rate; 5.8-6.0 J/cm2 energy density on sample; 120 second analysis time | NIST SRM 610 (glass); USGS Mass 1 (sulphide) standard | 6.2036 | [13 empty] | b.d.l | [5 empty] | 3708.087 | [5 empty] | 17.2539 | [5 empty] | 50.2994 | [9 empty] | 19189.9985 |  | 1.7567 |  |  |  | 4.3641 |  |  |  | 42.9138 |  |  |  | b.d.l | [13 empty] | 60.4516 | [15 empty] | 6.5516 | [15 empty] | 340827.3733 |  | 6.9462 | [9 empty] | b.d.l | [13 empty] | b.d.l | [13 empty] | 643900 |  |  |  |  | 2025 | Ciccolella, A., Tursi, F., Festa, V., Ruggieri, G., Schingaro, E., Ventruti, G., Fregola, R.A., MVT-SHMS signature in basement-hosted Zn-Pb-(Cu-Fe) mineralization in the Sila Massif (Calabria, Italy): Evidence from trace elements and fluid inclusions data, Ore Geology Reviews, Volume 176, 2025, 106438, https://doi.org/10.1016/j.oregeorev.2024.106438. |  | ITA |  | 16.5192 | 39.5242 | [7 empty] | Coordinates given in manuscript | Includes data for chalcopyrite and galena | 2025-03-12
y | Fonte Argentila |  | Basin hydrothermal | Mississippi Valley-type (MVT) | unknown | Zn, Pb | Cu, Fe | Zn, Pb, Cu, Fe | Ciccolella et al., 2025 |  | FA17a | FA17a, Sph, p.76 | mine | Fonte Argentila |  |  |  | unknown | mine waste specimen | grab | rock | samples from mineralized veins and mining dumps | Sila Massif |  |  |  | granodiorite |  | granodiorite | unknown | sphalerite | Sp1 |  |  | Yellow | chlorite-sericite |  | galena, quartz, calcite | cutting and polishing | LA-ICPMS | Elmer ELAN DRC-e ICP mass spectrometer; New Wave UP193-FX excimer laser ablation system | Geological Institute of the Bulgarian Academy of Sciences | 35 um spot size; 6 Hz repetition rate; 5.8-6.0 J/cm2 energy density on sample; 120 second analysis time | NIST SRM 610 (glass); USGS Mass 1 (sulphide) standard | 4.0065 | [13 empty] | b.d.l | [5 empty] | 2010.3304 | [5 empty] | 23.3249 | [5 empty] | 90.1982 | [9 empty] | 27923.4681 |  | 36.2668 |  |  |  | 31.4222 |  |  |  | 29.9166 |  |  |  | b.d.l | [13 empty] | 55.8424 | [15 empty] | 3.7663 | [15 empty] | 338662.3754 |  | 5.0281 | [9 empty] | 0.39999 | [13 empty] | b.d.l | [13 empty] | 639000 |  |  |  |  | 2025 | Ciccolella, A., Tursi, F., Festa, V., Ruggieri, G., Schingaro, E., Ventruti, G., Fregola, R.A., MVT-SHMS signature in basement-hosted Zn-Pb-(Cu-Fe) mineralization in the Sila Massif (Calabria, Italy): Evidence from trace elements and fluid inclusions data, Ore Geology Reviews, Volume 176, 2025, 106438, https://doi.org/10.1016/j.oregeorev.2024.106438. |  | ITA |  | 16.5192 | 39.5242 | [7 empty] | Coordinates given in manuscript | Includes data for chalcopyrite and galena | 2025-03-12
y | Fonte Argentila |  | Basin hydrothermal | Mississippi Valley-type (MVT) | unknown | Zn, Pb | Cu, Fe | Zn, Pb, Cu, Fe | Ciccolella et al., 2025 |  | FA17a | FA17a, Sph, p.69 | mine | Fonte Argentila |  |  |  | unknown | mine waste specimen | grab | rock | samples from mineralized veins and mining dumps | Sila Massif |  |  |  | granodiorite |  | granodiorite | unknown | sphalerite | Sp1 |  |  | Yellow | chlorite-sericite |  | galena, quartz, calcite | cutting and polishing | LA-ICPMS | Elmer ELAN DRC-e ICP mass spectrometer; New Wave UP193-FX excimer laser ablation system | Geological Institute of the Bulgarian Academy of Sciences | 35 um spot size; 6 Hz repetition rate; 5.8-6.0 J/cm2 energy density on sample; 120 second analysis time | NIST SRM 610 (glass); USGS Mass 1 (sulphide) standard | 4.7185 | [13 empty] | b.d.l | [5 empty] | 1806.2565 | [5 empty] | 45.9752 | [5 empty] | 421.5741 | [9 empty] | 27523.4076 |  | 71.2191 |  |  |  | 191.3947 |  |  |  | 36.8403 |  |  |  | 0.19021 | [13 empty] | 59.0876 | [15 empty] | 6.6541 | [15 empty] | 359765.114 |  | 9.1373 | [9 empty] | 0.89271 | [13 empty] | b.d.l | [13 empty] | 639000 |  |  |  |  | 2025 | Ciccolella, A., Tursi, F., Festa, V., Ruggieri, G., Schingaro, E., Ventruti, G., Fregola, R.A., MVT-SHMS signature in basement-hosted Zn-Pb-(Cu-Fe) mineralization in the Sila Massif (Calabria, Italy): Evidence from trace elements and fluid inclusions data, Ore Geology Reviews, Volume 176, 2025, 106438, https://doi.org/10.1016/j.oregeorev.2024.106438. |  | ITA |  | 16.5192 | 39.5242 | [7 empty] | Coordinates given in manuscript | Includes data for chalcopyrite and galena | 2025-03-12
y | Fonte Argentila |  | Basin hydrothermal | Mississippi Valley-type (MVT) | unknown | Zn, Pb | Cu, Fe | Zn, Pb, Cu, Fe | Ciccolella et al., 2025 |  | FA04 | FA04, Sph, p.79 | mine | Fonte Argentila |  |  |  | unknown | mine waste specimen | grab | rock | samples from mineralized veins and mining dumps | Sila Massif |  |  |  | granodiorite |  | granodiorite | unknown | sphalerite | Sp2 |  |  | Yellow | chlorite-sericite |  | galena, quartz, calcite | cutting and polishing | LA-ICPMS | Elmer ELAN DRC-e ICP mass spectrometer; New Wave UP193-FX excimer laser ablation system | Geological Institute of the Bulgarian Academy of Sciences | 35 um spot size; 6 Hz repetition rate; 5.8-6.0 J/cm2 energy density on sample; 120 second analysis time | NIST SRM 610 (glass); USGS Mass 1 (sulphide) standard | 77.2729 | [13 empty] | 0.54508 | [5 empty] | 2248.5176 | [5 empty] | 50.5823 | [5 empty] | 307.2103 | [9 empty] | 22868.0281 |  | 5.1963 |  |  |  | 41.4651 |  |  |  | 27.4947 |  |  |  | 298.5312 | [13 empty] | 25.2364 | [15 empty] | 19.3835 | [15 empty] | 347306.6048 |  | 16.0364 | [9 empty] | 37.3843 | [13 empty] | b.d.l | [13 empty] | 620300 |  |  |  |  | 2025 | Ciccolella, A., Tursi, F., Festa, V., Ruggieri, G., Schingaro, E., Ventruti, G., Fregola, R.A., MVT-SHMS signature in basement-hosted Zn-Pb-(Cu-Fe) mineralization in the Sila Massif (Calabria, Italy): Evidence from trace elements and fluid inclusions data, Ore Geology Reviews, Volume 176, 2025, 106438, https://doi.org/10.1016/j.oregeorev.2024.106438. |  | ITA |  | 16.5192 | 39.5242 | [7 empty] | Coordinates given in manuscript | Includes data for chalcopyrite and galena | 2025-03-12
y | Fonte Argentila |  | Basin hydrothermal | Mississippi Valley-type (MVT) | unknown | Zn, Pb | Cu, Fe | Zn, Pb, Cu, Fe | Ciccolella et al., 2025 |  | FA04 | FA04, Sph, p.78 | mine | Fonte Argentila |  |  |  | unknown | mine waste specimen | grab | rock | samples from mineralized veins and mining dumps | Sila Massif |  |  |  | granodiorite |  | granodiorite | unknown | sphalerite | Sp2 |  |  | Yellow | chlorite-sericite |  | galena, quartz, calcite | cutting and polishing | LA-ICPMS | Elmer ELAN DRC-e ICP mass spectrometer; New Wave UP193-FX excimer laser ablation system | Geological Institute of the Bulgarian Academy of Sciences | 35 um spot size; 6 Hz repetition rate; 5.8-6.0 J/cm2 energy density on sample; 120 second analysis time | NIST SRM 610 (glass); USGS Mass 1 (sulphide) standard | 246.7764 | [13 empty] | 11.1989 | [5 empty] | 3691.4961 | [5 empty] | 42.2288 | [5 empty] | 760.6599 | [9 empty] | 30467.7963 |  | 42.1099 |  |  |  | 93.5388 |  |  |  | 28.27 |  |  |  | 128.5129 | [13 empty] | 33.8774 | [15 empty] | 141.5686 | [15 empty] | 349565.9059 |  | 189.0376 | [9 empty] | 87.5527 | [13 empty] | b.d.l | [13 empty] | 620300 |  |  |  |  | 2025 | Ciccolella, A., Tursi, F., Festa, V., Ruggieri, G., Schingaro, E., Ventruti, G., Fregola, R.A., MVT-SHMS signature in basement-hosted Zn-Pb-(Cu-Fe) mineralization in the Sila Massif (Calabria, Italy): Evidence from trace elements and fluid inclusions data, Ore Geology Reviews, Volume 176, 2025, 106438, https://doi.org/10.1016/j.oregeorev.2024.106438. |  | ITA |  | 16.5192 | 39.5242 | [7 empty] | Coordinates given in manuscript | Includes data for chalcopyrite and galena | 2025-03-12
y | Fonte Argentila |  | Basin hydrothermal | Mississippi Valley-type (MVT) | unknown | Zn, Pb | Cu, Fe | Zn, Pb, Cu, Fe | Ciccolella et al., 2025 |  | FA04 | FA04, Sph, p.83 | mine | Fonte Argentila |  |  |  | unknown | mine waste specimen | grab | rock | samples from mineralized veins and mining dumps | Sila Massif |  |  |  | granodiorite |  | granodiorite | unknown | sphalerite | Sp2 |  |  | Yellow | chlorite-sericite |  | galena, quartz, calcite | cutting and polishing | LA-ICPMS | Elmer ELAN DRC-e ICP mass spectrometer; New Wave UP193-FX excimer laser ablation system | Geological Institute of the Bulgarian Academy of Sciences | 35 um spot size; 6 Hz repetition rate; 5.8-6.0 J/cm2 energy density on sample; 120 second analysis time | NIST SRM 610 (glass); USGS Mass 1 (sulphide) standard | 15.2774 | [13 empty] | 0.24502 | [5 empty] | 3149.0833 | [5 empty] | 21.1686 | [5 empty] | 122.554 | [9 empty] | 32363.2081 |  | 19.9045 |  |  |  | 26.2641 |  |  |  | 26.9198 |  |  |  | b.d.l | [13 empty] | 35.8888 | [15 empty] | 6.7374 | [15 empty] | 307184.6058 |  | 4.7375 | [9 empty] | 8.9672 | [13 empty] | b.d.l | [13 empty] | 620300 |  |  |  |  | 2025 | Ciccolella, A., Tursi, F., Festa, V., Ruggieri, G., Schingaro, E., Ventruti, G., Fregola, R.A., MVT-SHMS signature in basement-hosted Zn-Pb-(Cu-Fe) mineralization in the Sila Massif (Calabria, Italy): Evidence from trace elements and fluid inclusions data, Ore Geology Reviews, Volume 176, 2025, 106438, https://doi.org/10.1016/j.oregeorev.2024.106438. |  | ITA |  | 16.5192 | 39.5242 | [7 empty] | Coordinates given in manuscript | Includes data for chalcopyrite and galena | 2025-03-12
y | Fonte Argentila |  | Basin hydrothermal | Mississippi Valley-type (MVT) | unknown | Zn, Pb | Cu, Fe | Zn, Pb, Cu, Fe | Ciccolella et al., 2025 |  | FA04 | FA04, Sph, p.84 | mine | Fonte Argentila |  |  |  | unknown | mine waste specimen | grab | rock | samples from mineralized veins and mining dumps | Sila Massif |  |  |  | granodiorite |  | granodiorite | unknown | sphalerite | Sp2 |  |  | Yellow | chlorite-sericite |  | galena, quartz, calcite | cutting and polishing | LA-ICPMS | Elmer ELAN DRC-e ICP mass spectrometer; New Wave UP193-FX excimer laser ablation system | Geological Institute of the Bulgarian Academy of Sciences | 35 um spot size; 6 Hz repetition rate; 5.8-6.0 J/cm2 energy density on sample; 120 second analysis time | NIST SRM 610 (glass); USGS Mass 1 (sulphide) standard | 34.6615 | [13 empty] | 0.97192 | [5 empty] | 3056.2128 | [5 empty] | 22.08 | [5 empty] | 184.7464 | [9 empty] | 32755.438 |  | 53.04 |  |  |  | 49.8887 |  |  |  | 26.7005 |  |  |  | 0.073512 | [13 empty] | 32.2988 | [15 empty] | 27.2302 | [15 empty] | 306318.9266 |  | 32.2188 | [9 empty] | 7.0162 | [13 empty] | b.d.l | [13 empty] | 620300 |  |  |  |  | 2025 | Ciccolella, A., Tursi, F., Festa, V., Ruggieri, G., Schingaro, E., Ventruti, G., Fregola, R.A., MVT-SHMS signature in basement-hosted Zn-Pb-(Cu-Fe) mineralization in the Sila Massif (Calabria, Italy): Evidence from trace elements and fluid inclusions data, Ore Geology Reviews, Volume 176, 2025, 106438, https://doi.org/10.1016/j.oregeorev.2024.106438. |  | ITA |  | 16.5192 | 39.5242 | [7 empty] | Coordinates given in manuscript | Includes data for chalcopyrite and galena | 2025-03-12
y | Fonte Argentila |  | Basin hydrothermal | Mississippi Valley-type (MVT) | unknown | Zn, Pb | Cu, Fe | Zn, Pb, Cu, Fe | Ciccolella et al., 2025 |  | FA04 | FA04, Sph, p.85 | mine | Fonte Argentila |  |  |  | unknown | mine waste specimen | grab | rock | samples from mineralized veins and mining dumps | Sila Massif |  |  |  | granodiorite |  | granodiorite | unknown | sphalerite | Sp2 |  |  | Yellow | chlorite-sericite |  | galena, quartz, calcite | cutting and polishing | LA-ICPMS | Elmer ELAN DRC-e ICP mass spectrometer; New Wave UP193-FX excimer laser ablation system | Geological Institute of the Bulgarian Academy of Sciences | 35 um spot size; 6 Hz repetition rate; 5.8-6.0 J/cm2 energy density on sample; 120 second analysis time | NIST SRM 610 (glass); USGS Mass 1 (sulphide) standard | 14.7439 | [13 empty] | b.d.l | [5 empty] | 3089.5063 | [5 empty] | 21.9095 | [5 empty] | 83.5671 | [9 empty] | 34507.3267 |  | 18.9276 |  |  |  | 23.9093 |  |  |  | 23.4894 |  |  |  | 0.091197 | [13 empty] | 35.8852 | [15 empty] | 5.6886 | [15 empty] | 308337.4021 |  | 1.6381 | [9 empty] | b.d.l | [13 empty] | b.d.l | [13 empty] | 620300 |  |  |  |  | 2025 | Ciccolella, A., Tursi, F., Festa, V., Ruggieri, G., Schingaro, E., Ventruti, G., Fregola, R.A., MVT-SHMS signature in basement-hosted Zn-Pb-(Cu-Fe) mineralization in the Sila Massif (Calabria, Italy): Evidence from trace elements and fluid inclusions data, Ore Geology Reviews, Volume 176, 2025, 106438, https://doi.org/10.1016/j.oregeorev.2024.106438. |  | ITA |  | 16.5192 | 39.5242 | [7 empty] | Coordinates given in manuscript | Includes data for chalcopyrite and galena | 2025-03-12
y | Fonte Argentila |  | Basin hydrothermal | Mississippi Valley-type (MVT) | unknown | Zn, Pb | Cu, Fe | Zn, Pb, Cu, Fe | Ciccolella et al., 2025 |  | FA04 | FA04, Sph, sp.4 | mine | Fonte Argentila |  |  |  | unknown | mine waste specimen | grab | rock | samples from mineralized veins and mining dumps | Sila Massif |  |  |  | granodiorite |  | granodiorite | unknown | sphalerite | Sp2 |  |  | Yellow | chlorite-sericite |  | galena, quartz, calcite | cutting and polishing | LA-ICPMS | Elmer ELAN DRC-e ICP mass spectrometer; New Wave UP193-FX excimer laser ablation system | Geological Institute of the Bulgarian Academy of Sciences | 35 um spot size; 6 Hz repetition rate; 5.8-6.0 J/cm2 energy density on sample; 120 second analysis time | NIST SRM 610 (glass); USGS Mass 1 (sulphide) standard | 43.0821 | [13 empty] | 0.56419 | [5 empty] | 2676.1941 | [5 empty] | 19.1827 | [5 empty] | 270.3804 | [9 empty] | 30519.3767 |  | 80.7778 |  |  |  | 73.4139 |  |  |  | 25.8946 |  |  |  | 0.13603 | [13 empty] | 29.4691 | [15 empty] | 14.1482 | [15 empty] | 312098.8219 |  | 13.9752 | [9 empty] | 16.7329 | [13 empty] | b.d.l | [13 empty] | 620300 |  |  |  |  | 2025 | Ciccolella, A., Tursi, F., Festa, V., Ruggieri, G., Schingaro, E., Ventruti, G., Fregola, R.A., MVT-SHMS signature in basement-hosted Zn-Pb-(Cu-Fe) mineralization in the Sila Massif (Calabria, Italy): Evidence from trace elements and fluid inclusions data, Ore Geology Reviews, Volume 176, 2025, 106438, https://doi.org/10.1016/j.oregeorev.2024.106438. |  | ITA |  | 16.5192 | 39.5242 | [7 empty] | Coordinates given in manuscript | Includes data for chalcopyrite and galena | 2025-03-12
y | Fonte Argentila |  | Basin hydrothermal | Mississippi Valley-type (MVT) | unknown | Zn, Pb | Cu, Fe | Zn, Pb, Cu, Fe | Ciccolella et al., 2025 |  | FA17a | FA17a, Sph, p.72 | mine | Fonte Argentila |  |  |  | unknown | mine waste specimen | grab | rock | samples from mineralized veins and mining dumps | Sila Massif |  |  |  | granodiorite |  | granodiorite | unknown | sphalerite | Sp2 |  |  | Brown | chlorite-sericite |  | galena, quartz, calcite | cutting and polishing | LA-ICPMS | Elmer ELAN DRC-e ICP mass spectrometer; New Wave UP193-FX excimer laser ablation system | Geological Institute of the Bulgarian Academy of Sciences | 35 um spot size; 6 Hz repetition rate; 5.8-6.0 J/cm2 energy density on sample; 120 second analysis time | NIST SRM 610 (glass); USGS Mass 1 (sulphide) standard | 12.5858 | [13 empty] | b.d.l | [5 empty] | 1996.9059 | [5 empty] | 44.7345 | [5 empty] | 579.9044 | [9 empty] | 53136.1864 |  | 116.5426 |  |  |  | 268.6619 |  |  |  | 22.8736 |  |  |  | b.d.l | [13 empty] | 126.4366 | [15 empty] | 7.5021 | [15 empty] | 348023.4693 |  | 11.6705 | [9 empty] | 0.63014 | [13 empty] | b.d.l | [13 empty] | 607700 |  |  |  |  | 2025 | Ciccolella, A., Tursi, F., Festa, V., Ruggieri, G., Schingaro, E., Ventruti, G., Fregola, R.A., MVT-SHMS signature in basement-hosted Zn-Pb-(Cu-Fe) mineralization in the Sila Massif (Calabria, Italy): Evidence from trace elements and fluid inclusions data, Ore Geology Reviews, Volume 176, 2025, 106438, https://doi.org/10.1016/j.oregeorev.2024.106438. |  | ITA |  | 16.5192 | 39.5242 | [7 empty] | Coordinates given in manuscript | Includes data for chalcopyrite and galena | 2025-03-12
y | Fonte Argentila |  | Basin hydrothermal | Mississippi Valley-type (MVT) | unknown | Zn, Pb | Cu, Fe | Zn, Pb, Cu, Fe | Ciccolella et al., 2025 |  | FA17a | FA17a, Sph, p.74 | mine | Fonte Argentila |  |  |  | unknown | mine waste specimen | grab | rock | samples from mineralized veins and mining dumps | Sila Massif |  |  |  | granodiorite |  | granodiorite | unknown | sphalerite | Sp2 |  |  | Brown | chlorite-sericite |  | galena, quartz, calcite | cutting and polishing | LA-ICPMS | Elmer ELAN DRC-e ICP mass spectrometer; New Wave UP193-FX excimer laser ablation system | Geological Institute of the Bulgarian Academy of Sciences | 35 um spot size; 6 Hz repetition rate; 5.8-6.0 J/cm2 energy density on sample; 120 second analysis time | NIST SRM 610 (glass); USGS Mass 1 (sulphide) standard | 15.7959 | [13 empty] | 0.14149 | [5 empty] | 1905.4916 | [5 empty] | 41.2055 | [5 empty] | 660.0999 | [9 empty] | 42528.8804 |  | 112.8485 |  |  |  | 298.4513 |  |  |  | 21.2317 |  |  |  | 0.091569 | [13 empty] | 98.6579 | [15 empty] | 13.9125 | [15 empty] | 380417.0781 |  | 16.6445 | [9 empty] | 1.9712 | [13 empty] | b.d.l | [13 empty] | 623600 |  |  |  |  | 2025 | Ciccolella, A., Tursi, F., Festa, V., Ruggieri, G., Schingaro, E., Ventruti, G., Fregola, R.A., MVT-SHMS signature in basement-hosted Zn-Pb-(Cu-Fe) mineralization in the Sila Massif (Calabria, Italy): Evidence from trace elements and fluid inclusions data, Ore Geology Reviews, Volume 176, 2025, 106438, https://doi.org/10.1016/j.oregeorev.2024.106438. |  | ITA |  | 16.5192 | 39.5242 | [7 empty] | Coordinates given in manuscript | Includes data for chalcopyrite and galena | 2025-03-12
y | Fonte Argentila |  | Basin hydrothermal | Mississippi Valley-type (MVT) | unknown | Zn, Pb | Cu, Fe | Zn, Pb, Cu, Fe | Ciccolella et al., 2025 |  | FA17a | FA17a, Sph, p.68 | mine | Fonte Argentila |  |  |  | unknown | mine waste specimen | grab | rock | samples from mineralized veins and mining dumps | Sila Massif |  |  |  | granodiorite |  | granodiorite | unknown | sphalerite | Sp2 |  |  | Brown | chlorite-sericite |  | galena, quartz, calcite | cutting and polishing | LA-ICPMS | Elmer ELAN DRC-e ICP mass spectrometer; New Wave UP193-FX excimer laser ablation system | Geological Institute of the Bulgarian Academy of Sciences | 35 um spot size; 6 Hz repetition rate; 5.8-6.0 J/cm2 energy density on sample; 120 second analysis time | NIST SRM 610 (glass); USGS Mass 1 (sulphide) standard | 30.2078 | [13 empty] | b.d.l | [5 empty] | 1000.8795 | [5 empty] | 18.6667 | [5 empty] | 609.5252 | [9 empty] | 38305.1684 |  | 57.6078 |  |  |  | 265.0275 |  |  |  | 33.3311 |  |  |  | 0.93341 | [13 empty] | 83.5939 | [15 empty] | 24.5978 | [15 empty] | 354772.1766 |  | 37.0892 | [9 empty] | 41.4121 | [13 empty] | b.d.l | [13 empty] | 623600 |  |  |  |  | 2025 | Ciccolella, A., Tursi, F., Festa, V., Ruggieri, G., Schingaro, E., Ventruti, G., Fregola, R.A., MVT-SHMS signature in basement-hosted Zn-Pb-(Cu-Fe) mineralization in the Sila Massif (Calabria, Italy): Evidence from trace elements and fluid inclusions data, Ore Geology Reviews, Volume 176, 2025, 106438, https://doi.org/10.1016/j.oregeorev.2024.106438. |  | ITA |  | 16.5192 | 39.5242 | [7 empty] | Coordinates given in manuscript | Includes data for chalcopyrite and galena | 2025-03-12
y | Fonte Argentila |  | Basin hydrothermal | Mississippi Valley-type (MVT) | unknown | Zn, Pb | Cu, Fe | Zn, Pb, Cu, Fe | Ciccolella et al., 2025 |  | FA04 | FA04, Sph, p.77 | mine | Fonte Argentila |  |  |  | unknown | mine waste specimen | grab | rock | samples from mineralized veins and mining dumps | Sila Massif |  |  |  | granodiorite |  | granodiorite | unknown | sphalerite | Sp2 |  |  | Brown | chlorite-sericite |  | galena, quartz, calcite | cutting and polishing | LA-ICPMS | Elmer ELAN DRC-e ICP mass spectrometer; New Wave UP193-FX excimer laser ablation system | Geological Institute of the Bulgarian Academy of Sciences | 35 um spot size; 6 Hz repetition rate; 5.8-6.0 J/cm2 energy density on sample; 120 second analysis time | NIST SRM 610 (glass); USGS Mass 1 (sulphide) standard | 90.5335 | [13 empty] | 0.99829 | [5 empty] | 4873.2381 | [5 empty] | 46.5287 | [5 empty] | 494.7949 | [9 empty] | 36078.9959 |  | 6.0214 |  |  |  | 59.3169 |  |  |  | 34.3306 |  |  |  | 10.789 | [13 empty] | 194.6621 | [15 empty] | 21.2693 | [15 empty] | 334760.6767 |  | 10.2788 | [9 empty] | 18.0147 | [13 empty] | b.d.l | [13 empty] | 620300 |  |  |  |  | 2025 | Ciccolella, A., Tursi, F., Festa, V., Ruggieri, G., Schingaro, E., Ventruti, G., Fregola, R.A., MVT-SHMS signature in basement-hosted Zn-Pb-(Cu-Fe) mineralization in the Sila Massif (Calabria, Italy): Evidence from trace elements and fluid inclusions data, Ore Geology Reviews, Volume 176, 2025, 106438, https://doi.org/10.1016/j.oregeorev.2024.106438. |  | ITA |  | 16.5192 | 39.5242 | [7 empty] | Coordinates given in manuscript | Includes data for chalcopyrite and galena | 2025-03-12
y | Fonte Argentila |  | Basin hydrothermal | Mississippi Valley-type (MVT) | unknown | Zn, Pb | Cu, Fe | Zn, Pb, Cu, Fe | Ciccolella et al., 2025 |  | FA04 | FA04, Sph, p.80 | mine | Fonte Argentila |  |  |  | unknown | mine waste specimen | grab | rock | samples from mineralized veins and mining dumps | Sila Massif |  |  |  | granodiorite |  | granodiorite | unknown | sphalerite | Sp2 |  |  | Brown | chlorite-sericite |  | galena, quartz, calcite | cutting and polishing | LA-ICPMS | Elmer ELAN DRC-e ICP mass spectrometer; New Wave UP193-FX excimer laser ablation system | Geological Institute of the Bulgarian Academy of Sciences | 35 um spot size; 6 Hz repetition rate; 5.8-6.0 J/cm2 energy density on sample; 120 second analysis time | NIST SRM 610 (glass); USGS Mass 1 (sulphide) standard | 107.0509 | [13 empty] | 23.6087 | [5 empty] | 4437.3892 | [5 empty] | 44.8921 | [5 empty] | 452.1876 | [9 empty] | 38553.5458 |  | 38.4988 |  |  |  | 100.9853 |  |  |  | 25.3368 |  |  |  | 95.15 | [13 empty] | 42.4384 | [15 empty] | 43.9862 | [15 empty] | 345727.8393 |  | 54.8468 | [9 empty] | 25.2732 | [13 empty] | b.d.l | [13 empty] | 620300 |  |  |  |  | 2025 | Ciccolella, A., Tursi, F., Festa, V., Ruggieri, G., Schingaro, E., Ventruti, G., Fregola, R.A., MVT-SHMS signature in basement-hosted Zn-Pb-(Cu-Fe) mineralization in the Sila Massif (Calabria, Italy): Evidence from trace elements and fluid inclusions data, Ore Geology Reviews, Volume 176, 2025, 106438, https://doi.org/10.1016/j.oregeorev.2024.106438. |  | ITA |  | 16.5192 | 39.5242 | [7 empty] | Coordinates given in manuscript | Includes data for chalcopyrite and galena | 2025-03-12
y | Fonte Argentila |  | Basin hydrothermal | Mississippi Valley-type (MVT) | unknown | Zn, Pb | Cu, Fe | Zn, Pb, Cu, Fe | Ciccolella et al., 2025 |  | FA04 | FA04, Sph, p.81 | mine | Fonte Argentila |  |  |  | unknown | mine waste specimen | grab | rock | samples from mineralized veins and mining dumps | Sila Massif |  |  |  | granodiorite |  | granodiorite | unknown | sphalerite | Sp2 |  |  | Brown | chlorite-sericite |  | galena, quartz, calcite | cutting and polishing | LA-ICPMS | Elmer ELAN DRC-e ICP mass spectrometer; New Wave UP193-FX excimer laser ablation system | Geological Institute of the Bulgarian Academy of Sciences | 35 um spot size; 6 Hz repetition rate; 5.8-6.0 J/cm2 energy density on sample; 120 second analysis time | NIST SRM 610 (glass); USGS Mass 1 (sulphide) standard | 317.3176 | [13 empty] | 5.3589 | [5 empty] | 7589.0938 | [5 empty] | 29.1243 | [5 empty] | 917.8471 | [9 empty] | 52879.7437 |  | 92.4201 |  |  |  | 37.7139 |  |  |  | 21.5505 |  |  |  | 64.6336 | [13 empty] | 71.2331 | [15 empty] | 190.7525 | [15 empty] | 365219.3134 |  | 174.0641 | [9 empty] | 155.8666 | [13 empty] | b.d.l | [13 empty] | 611600 |  |  |  |  | 2025 | Ciccolella, A., Tursi, F., Festa, V., Ruggieri, G., Schingaro, E., Ventruti, G., Fregola, R.A., MVT-SHMS signature in basement-hosted Zn-Pb-(Cu-Fe) mineralization in the Sila Massif (Calabria, Italy): Evidence from trace elements and fluid inclusions data, Ore Geology Reviews, Volume 176, 2025, 106438, https://doi.org/10.1016/j.oregeorev.2024.106438. |  | ITA |  | 16.5192 | 39.5242 | [7 empty] | Coordinates given in manuscript | Includes data for chalcopyrite and galena | 2025-03-12
y | Fonte Argentila |  | Basin hydrothermal | Mississippi Valley-type (MVT) | unknown | Zn, Pb | Cu, Fe | Zn, Pb, Cu, Fe | Ciccolella et al., 2025 |  | FA04 | FA04, Sph, p.82 | mine | Fonte Argentila |  |  |  | unknown | mine waste specimen | grab | rock | samples from mineralized veins and mining dumps | Sila Massif |  |  |  | granodiorite |  | granodiorite | unknown | sphalerite | Sp2 |  |  | Brown | chlorite-sericite |  | galena, quartz, calcite | cutting and polishing | LA-ICPMS | Elmer ELAN DRC-e ICP mass spectrometer; New Wave UP193-FX excimer laser ablation system | Geological Institute of the Bulgarian Academy of Sciences | 35 um spot size; 6 Hz repetition rate; 5.8-6.0 J/cm2 energy density on sample; 120 second analysis time | NIST SRM 610 (glass); USGS Mass 1 (sulphide) standard | 263.0252 | [13 empty] | 29.5815 | [5 empty] | 5227.9843 | [5 empty] | 39.5707 | [5 empty] | 630.6175 | [9 empty] | 35025.2069 |  | 68.3265 |  |  |  | 199.0385 |  |  |  | 20.4686 |  |  |  | 9.662 | [13 empty] | 44.1706 | [15 empty] | 76.1481 | [15 empty] | 302265.0594 |  | 95.2944 | [9 empty] | 8.8482 | [13 empty] | b.d.l | [13 empty] | 620300 |  |  |  |  | 2025 | Ciccolella, A., Tursi, F., Festa, V., Ruggieri, G., Schingaro, E., Ventruti, G., Fregola, R.A., MVT-SHMS signature in basement-hosted Zn-Pb-(Cu-Fe) mineralization in the Sila Massif (Calabria, Italy): Evidence from trace elements and fluid inclusions data, Ore Geology Reviews, Volume 176, 2025, 106438, https://doi.org/10.1016/j.oregeorev.2024.106438. |  | ITA |  | 16.5192 | 39.5242 | [7 empty] | Coordinates given in manuscript | Includes data for chalcopyrite and galena | 2025-03-12
y | Fonte Argentila |  | Basin hydrothermal | Mississippi Valley-type (MVT) | unknown | Zn, Pb | Cu, Fe | Zn, Pb, Cu, Fe | Ciccolella et al., 2025 |  | FA04 | FA04, Sph, p.86 | mine | Fonte Argentila |  |  |  | unknown | mine waste specimen | grab | rock | samples from mineralized veins and mining dumps | Sila Massif |  |  |  | granodiorite |  | granodiorite | unknown | sphalerite | Sp2 |  |  | Brown | chlorite-sericite |  | galena, quartz, calcite | cutting and polishing | LA-ICPMS | Elmer ELAN DRC-e ICP mass spectrometer; New Wave UP193-FX excimer laser ablation system | Geological Institute of the Bulgarian Academy of Sciences | 35 um spot size; 6 Hz repetition rate; 5.8-6.0 J/cm2 energy density on sample; 120 second analysis time | NIST SRM 610 (glass); USGS Mass 1 (sulphide) standard | 45.5663 | [13 empty] | 0.18917 | [5 empty] | 3098.2915 | [5 empty] | 21.1514 | [5 empty] | 210.2217 | [9 empty] | 36377.2599 |  | 31.9588 |  |  |  | 31.9371 |  |  |  | 23.9242 |  |  |  | 0.14509 | [13 empty] | 36.5637 | [15 empty] | 35.4215 | [15 empty] | 329292.6372 |  | 3.5796 | [9 empty] | 1.4783 | [13 empty] | b.d.l | [13 empty] | 620300 |  |  |  |  | 2025 | Ciccolella, A., Tursi, F., Festa, V., Ruggieri, G., Schingaro, E., Ventruti, G., Fregola, R.A., MVT-SHMS signature in basement-hosted Zn-Pb-(Cu-Fe) mineralization in the Sila Massif (Calabria, Italy): Evidence from trace elements and fluid inclusions data, Ore Geology Reviews, Volume 176, 2025, 106438, https://doi.org/10.1016/j.oregeorev.2024.106438. |  | ITA |  | 16.5192 | 39.5242 | [7 empty] | Coordinates given in manuscript | Includes data for chalcopyrite and galena | 2025-03-12
y | Fonte Argentila |  | Basin hydrothermal | Mississippi Valley-type (MVT) | unknown | Zn, Pb | Cu, Fe | Zn, Pb, Cu, Fe | Ciccolella et al., 2025 |  | FA04 | FA04, Sph, p.1 | mine | Fonte Argentila |  |  |  | unknown | mine waste specimen | grab | rock | samples from mineralized veins and mining dumps | Sila Massif |  |  |  | granodiorite |  | granodiorite | unknown | sphalerite | Sp2 |  |  | Brown | chlorite-sericite |  | galena, quartz, calcite | cutting and polishing | LA-ICPMS | Elmer ELAN DRC-e ICP mass spectrometer; New Wave UP193-FX excimer laser ablation system | Geological Institute of the Bulgarian Academy of Sciences | 35 um spot size; 6 Hz repetition rate; 5.8-6.0 J/cm2 energy density on sample; 120 second analysis time | NIST SRM 610 (glass); USGS Mass 1 (sulphide) standard | 102.9089 | [13 empty] | 1.3758 | [5 empty] | 3404.6475 | [5 empty] | 60.8873 | [5 empty] | 380.7157 | [9 empty] | 39827.2143 |  | 56.2728 |  |  |  | 162.4514 |  |  |  | 18.8931 |  |  |  | 6.3681 | [13 empty] | 40.8025 | [15 empty] | 13.2101 | [15 empty] | 312795.9668 |  | 20.3276 | [9 empty] | 29.2791 | [13 empty] | b.d.l | [13 empty] | 620300 |  |  |  |  | 2025 | Ciccolella, A., Tursi, F., Festa, V., Ruggieri, G., Schingaro, E., Ventruti, G., Fregola, R.A., MVT-SHMS signature in basement-hosted Zn-Pb-(Cu-Fe) mineralization in the Sila Massif (Calabria, Italy): Evidence from trace elements and fluid inclusions data, Ore Geology Reviews, Volume 176, 2025, 106438, https://doi.org/10.1016/j.oregeorev.2024.106438. |  | ITA |  | 16.5192 | 39.5242 | [7 empty] | Coordinates given in manuscript | Includes data for chalcopyrite and galena | 2025-03-12
y | Fonte Argentila |  | Basin hydrothermal | Mississippi Valley-type (MVT) | unknown | Zn, Pb | Cu, Fe | Zn, Pb, Cu, Fe | Ciccolella et al., 2025 |  | FA04 | FA04, Sph, p.2 | mine | Fonte Argentila |  |  |  | unknown | mine waste specimen | grab | rock | samples from mineralized veins and mining dumps | Sila Massif |  |  |  | granodiorite |  | granodiorite | unknown | sphalerite | Sp2 |  |  | Brown | chlorite-sericite |  | galena, quartz, calcite | cutting and polishing | LA-ICPMS | Elmer ELAN DRC-e ICP mass spectrometer; New Wave UP193-FX excimer laser ablation system | Geological Institute of the Bulgarian Academy of Sciences | 35 um spot size; 6 Hz repetition rate; 5.8-6.0 J/cm2 energy density on sample; 120 second analysis time | NIST SRM 610 (glass); USGS Mass 1 (sulphide) standard | 140.6207 | [13 empty] | 13.1639 | [5 empty] | 5900.6639 | [5 empty] | 27.3831 | [5 empty] | 999.2356 | [9 empty] | 42117.4742 |  | 16.9937 |  |  |  | 51.0992 |  |  |  | 16.6315 |  |  |  | 846.5037 | [13 empty] | 57.9443 | [15 empty] | 98.3062 | [15 empty] | 314947.9633 |  | 90.2068 | [9 empty] | 86.4327 | [13 empty] | b.d.l | [13 empty] | 620300 |  |  |  |  | 2025 | Ciccolella, A., Tursi, F., Festa, V., Ruggieri, G., Schingaro, E., Ventruti, G., Fregola, R.A., MVT-SHMS signature in basement-hosted Zn-Pb-(Cu-Fe) mineralization in the Sila Massif (Calabria, Italy): Evidence from trace elements and fluid inclusions data, Ore Geology Reviews, Volume 176, 2025, 106438, https://doi.org/10.1016/j.oregeorev.2024.106438. |  | ITA |  | 16.5192 | 39.5242 | [7 empty] | Coordinates given in manuscript | Includes data for chalcopyrite and galena | 2025-03-12
y | Fonte Argentila |  | Basin hydrothermal | Mississippi Valley-type (MVT) | unknown | Zn, Pb | Cu, Fe | Zn, Pb, Cu, Fe | Ciccolella et al., 2025 |  | FA04 | FA04, Sph, p.3 | mine | Fonte Argentila |  |  |  | unknown | mine waste specimen | grab | rock | samples from mineralized veins and mining dumps | Sila Massif |  |  |  | granodiorite |  | granodiorite | unknown | sphalerite | Sp2 |  |  | Brown | chlorite-sericite |  | galena, quartz, calcite | cutting and polishing | LA-ICPMS | Elmer ELAN DRC-e ICP mass spectrometer; New Wave UP193-FX excimer laser ablation system | Geological Institute of the Bulgarian Academy of Sciences | 35 um spot size; 6 Hz repetition rate; 5.8-6.0 J/cm2 energy density on sample; 120 second analysis time | NIST SRM 610 (glass); USGS Mass 1 (sulphide) standard | 179.5521 | [13 empty] | 7.3684 | [5 empty] | 6895.237 | [5 empty] | 33.3701 | [5 empty] | 251.7433 | [9 empty] | 45830.0878 |  | 13.3964 |  |  |  | 10.4669 |  |  |  | 18.3845 |  |  |  | 16.5011 | [13 empty] | 63.1262 | [15 empty] | 162.0012 | [15 empty] | 314421.4077 |  | 141.2683 | [9 empty] | 3.031 | [13 empty] | b.d.l | [13 empty] | 620300 |  |  |  |  | 2025 | Ciccolella, A., Tursi, F., Festa, V., Ruggieri, G., Schingaro, E., Ventruti, G., Fregola, R.A., MVT-SHMS signature in basement-hosted Zn-Pb-(Cu-Fe) mineralization in the Sila Massif (Calabria, Italy): Evidence from trace elements and fluid inclusions data, Ore Geology Reviews, Volume 176, 2025, 106438, https://doi.org/10.1016/j.oregeorev.2024.106438. |  | ITA |  | 16.5192 | 39.5242 | [7 empty] | Coordinates given in manuscript | Includes data for chalcopyrite and galena | 2025-03-12
y | Fonte Argentila |  | Basin hydrothermal | Mississippi Valley-type (MVT) | unknown | Zn, Pb | Cu, Fe | Zn, Pb, Cu, Fe | Ciccolella et al., 2025 |  | FA17a | FA17a, sph-a.1 | mine | Fonte Argentila |  |  |  | unknown | mine waste specimen | grab | rock | samples from mineralized veins and mining dumps | Sila Massif |  |  |  | granodiorite |  | granodiorite | unknown | sphalerite | Sp2 |  |  | Brown | chlorite-sericite |  | galena, quartz, calcite | cutting and polishing | LA-ICPMS | Elmer ELAN DRC-e ICP mass spectrometer; New Wave UP193-FX excimer laser ablation system | Geological Institute of the Bulgarian Academy of Sciences | 35 um spot size; 6 Hz repetition rate; 5.8-6.0 J/cm2 energy density on sample; 120 second analysis time | NIST SRM 610 (glass); USGS Mass 1 (sulphide) standard | 6.7427 | [13 empty] | b.d.l | [5 empty] | 1703.9789 | [5 empty] | 36.3522 | [5 empty] | 130.0812 | [9 empty] | 32458.9246 |  | 19.7407 |  |  |  | 45.4812 |  |  |  | 18.9715 |  |  |  | 0.087733 | [13 empty] | 109.1823 | [15 empty] | 17.7656 | [15 empty] | 289689.2491 |  | 13.3151 | [9 empty] | b.d.l | [13 empty] | b.d.l | [13 empty] | 629500 |  |  |  |  | 2025 | Ciccolella, A., Tursi, F., Festa, V., Ruggieri, G., Schingaro, E., Ventruti, G., Fregola, R.A., MVT-SHMS signature in basement-hosted Zn-Pb-(Cu-Fe) mineralization in the Sila Massif (Calabria, Italy): Evidence from trace elements and fluid inclusions data, Ore Geology Reviews, Volume 176, 2025, 106438, https://doi.org/10.1016/j.oregeorev.2024.106438. |  | ITA |  | 16.5192 | 39.5242 | [7 empty] | Coordinates given in manuscript | Includes data for chalcopyrite and galena | 2025-03-12
y | Fonte Argentila |  | Basin hydrothermal | Mississippi Valley-type (MVT) | unknown | Zn, Pb | Cu, Fe | Zn, Pb, Cu, Fe | Ciccolella et al., 2025 |  | FA17a | FA17a, sph-a.2 | mine | Fonte Argentila |  |  |  | unknown | mine waste specimen | grab | rock | samples from mineralized veins and mining dumps | Sila Massif |  |  |  | granodiorite |  | granodiorite | unknown | sphalerite | Sp2 |  |  | Reddish Brown | chlorite-sericite |  | galena, quartz, calcite | cutting and polishing | LA-ICPMS | Elmer ELAN DRC-e ICP mass spectrometer; New Wave UP193-FX excimer laser ablation system | Geological Institute of the Bulgarian Academy of Sciences | 35 um spot size; 6 Hz repetition rate; 5.8-6.0 J/cm2 energy density on sample; 120 second analysis time | NIST SRM 610 (glass); USGS Mass 1 (sulphide) standard | 7.539 | [13 empty] | b.d.l | [5 empty] | 2336.3662 | [5 empty] | 58.3092 | [5 empty] | 510.9794 | [9 empty] | 75062.2587 |  | 192.3159 |  |  |  | 197.3789 |  |  |  | 12.349 |  |  |  | 1.8938 | [13 empty] | 181.3324 | [15 empty] | 3.2522 | [15 empty] | 299257.0943 |  | 2.9156 | [9 empty] | 15.23 | [13 empty] | b.d.l | [13 empty] | 582100 |  |  |  |  | 2025 | Ciccolella, A., Tursi, F., Festa, V., Ruggieri, G., Schingaro, E., Ventruti, G., Fregola, R.A., MVT-SHMS signature in basement-hosted Zn-Pb-(Cu-Fe) mineralization in the Sila Massif (Calabria, Italy): Evidence from trace elements and fluid inclusions data, Ore Geology Reviews, Volume 176, 2025, 106438, https://doi.org/10.1016/j.oregeorev.2024.106438. |  | ITA |  | 16.5192 | 39.5242 | [7 empty] | Coordinates given in manuscript | Includes data for chalcopyrite and galena | 2025-03-12
y | Fonte Argentila |  | Basin hydrothermal | Mississippi Valley-type (MVT) | unknown | Zn, Pb | Cu, Fe | Zn, Pb, Cu, Fe | Ciccolella et al., 2025 |  | FA17a | FA17a, sph-a.3 | mine | Fonte Argentila |  |  |  | unknown | mine waste specimen | grab | rock | samples from mineralized veins and mining dumps | Sila Massif |  |  |  | granodiorite |  | granodiorite | unknown | sphalerite | Sp2 |  |  | Reddish Brown | chlorite-sericite |  | galena, quartz, calcite | cutting and polishing | LA-ICPMS | Elmer ELAN DRC-e ICP mass spectrometer; New Wave UP193-FX excimer laser ablation system | Geological Institute of the Bulgarian Academy of Sciences | 35 um spot size; 6 Hz repetition rate; 5.8-6.0 J/cm2 energy density on sample; 120 second analysis time | NIST SRM 610 (glass); USGS Mass 1 (sulphide) standard | 13.4277 | [13 empty] | b.d.l | [5 empty] | 1599.5893 | [5 empty] | 56.5431 | [5 empty] | 988.1306 | [9 empty] | 65173.6346 |  | 338.7942 |  |  |  | 397.9689 |  |  |  | 10.8324 |  |  |  | 0.14811 | [13 empty] | 150.0611 | [15 empty] | b.d.l | [15 empty] | 287474.4541 |  | b.d.l | [9 empty] | 4.4949 | [13 empty] | b.d.l | [13 empty] | 587900 |  |  |  |  | 2025 | Ciccolella, A., Tursi, F., Festa, V., Ruggieri, G., Schingaro, E., Ventruti, G., Fregola, R.A., MVT-SHMS signature in basement-hosted Zn-Pb-(Cu-Fe) mineralization in the Sila Massif (Calabria, Italy): Evidence from trace elements and fluid inclusions data, Ore Geology Reviews, Volume 176, 2025, 106438, https://doi.org/10.1016/j.oregeorev.2024.106438. |  | ITA |  | 16.5192 | 39.5242 | [7 empty] | Coordinates given in manuscript | Includes data for chalcopyrite and galena | 2025-03-12
y | Fonte Argentila |  | Basin hydrothermal | Mississippi Valley-type (MVT) | unknown | Zn, Pb | Cu, Fe | Zn, Pb, Cu, Fe | Ciccolella et al., 2025 |  | FA17a | FA17a, sph-a.4 | mine | Fonte Argentila |  |  |  | unknown | mine waste specimen | grab | rock | samples from mineralized veins and mining dumps | Sila Massif |  |  |  | granodiorite |  | granodiorite | unknown | sphalerite | Sp2 |  |  | Reddish Brown | chlorite-sericite |  | galena, quartz, calcite | cutting and polishing | LA-ICPMS | Elmer ELAN DRC-e ICP mass spectrometer; New Wave UP193-FX excimer laser ablation system | Geological Institute of the Bulgarian Academy of Sciences | 35 um spot size; 6 Hz repetition rate; 5.8-6.0 J/cm2 energy density on sample; 120 second analysis time | NIST SRM 610 (glass); USGS Mass 1 (sulphide) standard | 10.8561 | [13 empty] | b.d.l | [5 empty] | 1782.6062 | [5 empty] | 56.1244 | [5 empty] | 829.4247 | [9 empty] | 55055.4688 |  | 204.9499 |  |  |  | 378.5985 |  |  |  | 13.4944 |  |  |  | 0.9355 | [13 empty] | 119.3638 | [15 empty] | 1.6017 | [15 empty] | 270773.4576 |  | 2.7939 | [9 empty] | 2.1544 | [13 empty] | b.d.l | [13 empty] | 593000 |  |  |  |  | 2025 | Ciccolella, A., Tursi, F., Festa, V., Ruggieri, G., Schingaro, E., Ventruti, G., Fregola, R.A., MVT-SHMS signature in basement-hosted Zn-Pb-(Cu-Fe) mineralization in the Sila Massif (Calabria, Italy): Evidence from trace elements and fluid inclusions data, Ore Geology Reviews, Volume 176, 2025, 106438, https://doi.org/10.1016/j.oregeorev.2024.106438. |  | ITA |  | 16.5192 | 39.5242 | [7 empty] | Coordinates given in manuscript | Includes data for chalcopyrite and galena | 2025-03-12
y | Fonte Argentila |  | Basin hydrothermal | Mississippi Valley-type (MVT) | unknown | Zn, Pb | Cu, Fe | Zn, Pb, Cu, Fe | Ciccolella et al., 2025 |  | FA17a | FA17a, sph-a.5 | mine | Fonte Argentila |  |  |  | unknown | mine waste specimen | grab | rock | samples from mineralized veins and mining dumps | Sila Massif |  |  |  | granodiorite |  | granodiorite | unknown | sphalerite | Sp2 |  |  | Reddish Brown | chlorite-sericite |  | galena, quartz, calcite | cutting and polishing | LA-ICPMS | Elmer ELAN DRC-e ICP mass spectrometer; New Wave UP193-FX excimer laser ablation system | Geological Institute of the Bulgarian Academy of Sciences | 35 um spot size; 6 Hz repetition rate; 5.8-6.0 J/cm2 energy density on sample; 120 second analysis time | NIST SRM 610 (glass); USGS Mass 1 (sulphide) standard | 6.0519 | [13 empty] | b.d.l | [5 empty] | 1884.9754 | [5 empty] | 49.3569 | [5 empty] | 285.4898 | [9 empty] | 82229.028 |  | 41.0964 |  |  |  | 91.4565 |  |  |  | 8.7323 |  |  |  | b.d.l | [13 empty] | 220.8541 | [15 empty] | 1.1748 | [15 empty] | 295566.2332 |  | 1.6086 | [9 empty] | b.d.l | [13 empty] | b.d.l | [13 empty] | 572900 |  |  |  |  | 2025 | Ciccolella, A., Tursi, F., Festa, V., Ruggieri, G., Schingaro, E., Ventruti, G., Fregola, R.A., MVT-SHMS signature in basement-hosted Zn-Pb-(Cu-Fe) mineralization in the Sila Massif (Calabria, Italy): Evidence from trace elements and fluid inclusions data, Ore Geology Reviews, Volume 176, 2025, 106438, https://doi.org/10.1016/j.oregeorev.2024.106438. |  | ITA |  | 16.5192 | 39.5242 | [7 empty] | Coordinates given in manuscript | Includes data for chalcopyrite and galena | 2025-03-12
y | Fonte Argentila |  | Basin hydrothermal | Mississippi Valley-type (MVT) | unknown | Zn, Pb | Cu, Fe | Zn, Pb, Cu, Fe | Ciccolella et al., 2025 |  | FA17a | FA17a, sph-a.6 | mine | Fonte Argentila |  |  |  | unknown | mine waste specimen | grab | rock | samples from mineralized veins and mining dumps | Sila Massif |  |  |  | granodiorite |  | granodiorite | unknown | sphalerite | Sp2 |  |  | Reddish Brown | chlorite-sericite |  | galena, quartz, calcite | cutting and polishing | LA-ICPMS | Elmer ELAN DRC-e ICP mass spectrometer; New Wave UP193-FX excimer laser ablation system | Geological Institute of the Bulgarian Academy of Sciences | 35 um spot size; 6 Hz repetition rate; 5.8-6.0 J/cm2 energy density on sample; 120 second analysis time | NIST SRM 610 (glass); USGS Mass 1 (sulphide) standard | 9.9813 | [13 empty] | b.d.l | [5 empty] | 1569.4308 | [5 empty] | 37.8309 | [5 empty] | 348.9097 | [9 empty] | 65205.0939 |  | 18.4046 |  |  |  | 153.1174 |  |  |  | 12.9816 |  |  |  | 1.2125 | [13 empty] | 157.4211 | [15 empty] | 11.9594 | [15 empty] | 287149.2741 |  | 14.7177 | [9 empty] | b.d.l | [13 empty] | b.d.l | [13 empty] | 587900 |  |  |  |  | 2025 | Ciccolella, A., Tursi, F., Festa, V., Ruggieri, G., Schingaro, E., Ventruti, G., Fregola, R.A., MVT-SHMS signature in basement-hosted Zn-Pb-(Cu-Fe) mineralization in the Sila Massif (Calabria, Italy): Evidence from trace elements and fluid inclusions data, Ore Geology Reviews, Volume 176, 2025, 106438, https://doi.org/10.1016/j.oregeorev.2024.106438. |  | ITA |  | 16.5192 | 39.5242 | [7 empty] | Coordinates given in manuscript | Includes data for chalcopyrite and galena | 2025-03-12
y | Fonte Argentila |  | Basin hydrothermal | Mississippi Valley-type (MVT) | unknown | Zn, Pb | Cu, Fe | Zn, Pb, Cu, Fe | Ciccolella et al., 2025 |  | FA17a | FA17a, sph-a.7 | mine | Fonte Argentila |  |  |  | unknown | mine waste specimen | grab | rock | samples from mineralized veins and mining dumps | Sila Massif |  |  |  | granodiorite |  | granodiorite | unknown | sphalerite | Sp2 |  |  | Brown | chlorite-sericite |  | galena, quartz, calcite | cutting and polishing | LA-ICPMS | Elmer ELAN DRC-e ICP mass spectrometer; New Wave UP193-FX excimer laser ablation system | Geological Institute of the Bulgarian Academy of Sciences | 35 um spot size; 6 Hz repetition rate; 5.8-6.0 J/cm2 energy density on sample; 120 second analysis time | NIST SRM 610 (glass); USGS Mass 1 (sulphide) standard | 6.3302 | [13 empty] | b.d.l | [5 empty] | 1732.0445 | [5 empty] | 90.4526 | [5 empty] | 774.7634 | [9 empty] | 48478.8035 |  | 23.1099 |  |  |  | 377.9778 |  |  |  | 12.1806 |  |  |  | b.d.l | [13 empty] | 92.3407 | [15 empty] | 0.81725 | [15 empty] | 299144.1929 |  | 6.1634 | [9 empty] | b.d.l | [13 empty] | b.d.l | [13 empty] | 607700 |  |  |  |  | 2025 | Ciccolella, A., Tursi, F., Festa, V., Ruggieri, G., Schingaro, E., Ventruti, G., Fregola, R.A., MVT-SHMS signature in basement-hosted Zn-Pb-(Cu-Fe) mineralization in the Sila Massif (Calabria, Italy): Evidence from trace elements and fluid inclusions data, Ore Geology Reviews, Volume 176, 2025, 106438, https://doi.org/10.1016/j.oregeorev.2024.106438. |  | ITA |  | 16.5192 | 39.5242 | [7 empty] | Coordinates given in manuscript | Includes data for chalcopyrite and galena | 2025-03-12
y | Fonte Argentila |  | Basin hydrothermal | Mississippi Valley-type (MVT) | unknown | Zn, Pb | Cu, Fe | Zn, Pb, Cu, Fe | Ciccolella et al., 2025 |  | FA17a | FA17a_sp.1 | mine | Fonte Argentila |  |  |  | unknown | mine waste specimen | grab | rock | samples from mineralized veins and mining dumps | Sila Massif |  |  |  | granodiorite |  | granodiorite | unknown | sphalerite | Sp3 |  |  | Clear | chlorite-sericite |  | galena, quartz, calcite | cutting and polishing | LA-ICPMS | Elmer ELAN DRC-e ICP mass spectrometer; New Wave UP193-FX excimer laser ablation system | Geological Institute of the Bulgarian Academy of Sciences | 35 um spot size; 6 Hz repetition rate; 5.8-6.0 J/cm2 energy density on sample; 120 second analysis time | NIST SRM 610 (glass); USGS Mass 1 (sulphide) standard | 3.2824 | [13 empty] | b.d.l. | [5 empty] | 1701.7973 | [5 empty] | 9.5203 | [5 empty] | 66.4828 | [9 empty] | 6795.2977 |  | 23.8135 |  |  |  | 13.5145 |  |  |  | 41.9098 |  |  |  | 0.10548 | [13 empty] | 18.2939 | [15 empty] | 6.1731 | [15 empty] | 290777.0857 |  | 8.2752 | [9 empty] | b.d.l. | [13 empty] | b.d.l. | [13 empty] | 655400 |  |  |  |  | 2025 | Ciccolella, A., Tursi, F., Festa, V., Ruggieri, G., Schingaro, E., Ventruti, G., Fregola, R.A., MVT-SHMS signature in basement-hosted Zn-Pb-(Cu-Fe) mineralization in the Sila Massif (Calabria, Italy): Evidence from trace elements and fluid inclusions data, Ore Geology Reviews, Volume 176, 2025, 106438, https://doi.org/10.1016/j.oregeorev.2024.106438. |  | ITA |  | 16.5192 | 39.5242 | [7 empty] | Coordinates given in manuscript | Includes data for chalcopyrite and galena | 2025-03-12
y | Fonte Argentila |  | Basin hydrothermal | Mississippi Valley-type (MVT) | unknown | Zn, Pb | Cu, Fe | Zn, Pb, Cu, Fe | Ciccolella et al., 2025 |  | FA17a | FA17a_sp.2 | mine | Fonte Argentila |  |  |  | unknown | mine waste specimen | grab | rock | samples from mineralized veins and mining dumps | Sila Massif |  |  |  | granodiorite |  | granodiorite | unknown | sphalerite | Sp3 |  |  | Clear | chlorite-sericite |  | galena, quartz, calcite | cutting and polishing | LA-ICPMS | Elmer ELAN DRC-e ICP mass spectrometer; New Wave UP193-FX excimer laser ablation system | Geological Institute of the Bulgarian Academy of Sciences | 35 um spot size; 6 Hz repetition rate; 5.8-6.0 J/cm2 energy density on sample; 120 second analysis time | NIST SRM 610 (glass); USGS Mass 1 (sulphide) standard | 23.2089 | [13 empty] | b.d.l. | [5 empty] | 1665.4335 | [5 empty] | 3.7983 | [5 empty] | 80.9983 | [9 empty] | 2469.1833 |  | 10.5922 |  |  |  | 1.6651 |  |  |  | 40.4664 |  |  |  | 1.6944 | [13 empty] | 10.3557 | [15 empty] | 33.2461 | [15 empty] | 301280.023 |  | 67.0396 | [9 empty] | 8.7956 | [13 empty] | b.d.l. | [13 empty] | 660600 |  |  |  |  | 2025 | Ciccolella, A., Tursi, F., Festa, V., Ruggieri, G., Schingaro, E., Ventruti, G., Fregola, R.A., MVT-SHMS signature in basement-hosted Zn-Pb-(Cu-Fe) mineralization in the Sila Massif (Calabria, Italy): Evidence from trace elements and fluid inclusions data, Ore Geology Reviews, Volume 176, 2025, 106438, https://doi.org/10.1016/j.oregeorev.2024.106438. |  | ITA |  | 16.5192 | 39.5242 | [7 empty] | Coordinates given in manuscript | Includes data for chalcopyrite and galena | 2025-03-12
y | Fonte Argentila |  | Basin hydrothermal | Mississippi Valley-type (MVT) | unknown | Zn, Pb | Cu, Fe | Zn, Pb, Cu, Fe | Ciccolella et al., 2025 |  | FA17a | FA17a_sp.3 | mine | Fonte Argentila |  |  |  | unknown | mine waste specimen | grab | rock | samples from mineralized veins and mining dumps | Sila Massif |  |  |  | granodiorite |  | granodiorite | unknown | sphalerite | Sp3 |  |  | Clear | chlorite-sericite |  | galena, quartz, calcite | cutting and polishing | LA-ICPMS | Elmer ELAN DRC-e ICP mass spectrometer; New Wave UP193-FX excimer laser ablation system | Geological Institute of the Bulgarian Academy of Sciences | 35 um spot size; 6 Hz repetition rate; 5.8-6.0 J/cm2 energy density on sample; 120 second analysis time | NIST SRM 610 (glass); USGS Mass 1 (sulphide) standard | 3.5898 | [13 empty] | b.d.l. | [5 empty] | 1715.3093 | [5 empty] | 9.9148 | [5 empty] | 25.4868 | [9 empty] | 4422.5793 |  | 13.6287 |  |  |  | 1.3404 |  |  |  | 30.3597 |  |  |  | 0.080218 | [13 empty] | 14.6652 | [15 empty] | 9.2203 | [15 empty] | 310981.848 |  | 8.3952 | [9 empty] | 2.2175 | [13 empty] | b.d.l. | [13 empty] | 651600 |  |  |  |  | 2025 | Ciccolella, A., Tursi, F., Festa, V., Ruggieri, G., Schingaro, E., Ventruti, G., Fregola, R.A., MVT-SHMS signature in basement-hosted Zn-Pb-(Cu-Fe) mineralization in the Sila Massif (Calabria, Italy): Evidence from trace elements and fluid inclusions data, Ore Geology Reviews, Volume 176, 2025, 106438, https://doi.org/10.1016/j.oregeorev.2024.106438. |  | ITA |  | 16.5192 | 39.5242 | [7 empty] | Coordinates given in manuscript | Includes data for chalcopyrite and galena | 2025-03-12
y | Fonte Argentila |  | Basin hydrothermal | Mississippi Valley-type (MVT) | unknown | Zn, Pb | Cu, Fe | Zn, Pb, Cu, Fe | Ciccolella et al., 2025 |  | FA17a | FA17a_sp.4 | mine | Fonte Argentila |  |  |  | unknown | mine waste specimen | grab | rock | samples from mineralized veins and mining dumps | Sila Massif |  |  |  | granodiorite |  | granodiorite | unknown | sphalerite | Sp3 |  |  | Clear | chlorite-sericite |  | galena, quartz, calcite | cutting and polishing | LA-ICPMS | Elmer ELAN DRC-e ICP mass spectrometer; New Wave UP193-FX excimer laser ablation system | Geological Institute of the Bulgarian Academy of Sciences | 35 um spot size; 6 Hz repetition rate; 5.8-6.0 J/cm2 energy density on sample; 120 second analysis time | NIST SRM 610 (glass); USGS Mass 1 (sulphide) standard | 9.0126 | [13 empty] | b.d.l. | [5 empty] | 1307.8161 | [5 empty] | 35.8779 | [5 empty] | 201.1574 | [9 empty] | 10141.9283 |  | 9.2367 |  |  |  | 96.2623 |  |  |  | 20.8404 |  |  |  | 0.12523 | [13 empty] | 18.9464 | [15 empty] | 16.1233 | [15 empty] | 297440.779 |  | 10.7901 | [9 empty] | b.d.l. | [13 empty] | b.d.l. | [13 empty] | 641500 |  |  |  |  | 2025 | Ciccolella, A., Tursi, F., Festa, V., Ruggieri, G., Schingaro, E., Ventruti, G., Fregola, R.A., MVT-SHMS signature in basement-hosted Zn-Pb-(Cu-Fe) mineralization in the Sila Massif (Calabria, Italy): Evidence from trace elements and fluid inclusions data, Ore Geology Reviews, Volume 176, 2025, 106438, https://doi.org/10.1016/j.oregeorev.2024.106438. |  | ITA |  | 16.5192 | 39.5242 | [7 empty] | Coordinates given in manuscript | Includes data for chalcopyrite and galena | 2025-03-12
y | Fonte Argentila |  | Basin hydrothermal | Mississippi Valley-type (MVT) | unknown | Zn, Pb | Cu, Fe | Zn, Pb, Cu, Fe | Ciccolella et al., 2025 |  | FA17a | FA17a_sp.5 | mine | Fonte Argentila |  |  |  | unknown | mine waste specimen | grab | rock | samples from mineralized veins and mining dumps | Sila Massif |  |  |  | granodiorite |  | granodiorite | unknown | sphalerite | Sp3 |  |  | Clear | chlorite-sericite |  | galena, quartz, calcite | cutting and polishing | LA-ICPMS | Elmer ELAN DRC-e ICP mass spectrometer; New Wave UP193-FX excimer laser ablation system | Geological Institute of the Bulgarian Academy of Sciences | 35 um spot size; 6 Hz repetition rate; 5.8-6.0 J/cm2 energy density on sample; 120 second analysis time | NIST SRM 610 (glass); USGS Mass 1 (sulphide) standard | 8.3308 | [13 empty] | b.d.l. | [5 empty] | 2051.911 | [5 empty] | 36.4499 | [5 empty] | 275.9869 | [9 empty] | 16183.224 |  | 17.8791 |  |  |  | 122.8164 |  |  |  | 21.0764 |  |  |  | 0.2631 | [13 empty] | 37.6485 | [15 empty] | 20.9091 | [15 empty] | 297555.1859 |  | 19.6901 | [9 empty] | 1.3172 | [13 empty] | b.d.l. | [13 empty] | 648700 |  |  |  |  | 2025 | Ciccolella, A., Tursi, F., Festa, V., Ruggieri, G., Schingaro, E., Ventruti, G., Fregola, R.A., MVT-SHMS signature in basement-hosted Zn-Pb-(Cu-Fe) mineralization in the Sila Massif (Calabria, Italy): Evidence from trace elements and fluid inclusions data, Ore Geology Reviews, Volume 176, 2025, 106438, https://doi.org/10.1016/j.oregeorev.2024.106438. |  | ITA |  | 16.5192 | 39.5242 | [7 empty] | Coordinates given in manuscript | Includes data for chalcopyrite and galena | 2025-03-12