## Sheet1
Uploaded | deposit_name | deposit_local_id | deposit_environment | deposit_group | deposit_type | primary_commodities | secondary_commodities | all_commodities | deposit_source | sample_uid | sample_name | sample_local_id | feature_type | feature_name | feature_uid | top_depth_m | bottom_depth_m | sample_deposit_relation | sample_type | sampling_method | material_class | material_class_comments | province | strat_unit_name | strat_unit_uid | strat_grouping | earth_material_group | earth_material_qualifier | earth_material | metamorphic_grade | mineral | paragenetic_stage | mode_of_occurrence | texture | color | alteration | sample_description | associated_minerals | sample_preparation | analytical_method | instrument_type_model | laboratory_location/if reported | operating_conditions/if reported | standards_used/if reported | ag_ppm | ag_detection_limit | al_ppm | al_detection_limit | as_ppm | as_detection_limit | au_ppm | au_detection_limit | b_ppm | b_detection_limit | ba_ppm | ba_detection_limit | be_ppm | be_detection_limit | bi_ppm | bi_detection_limit | br_ppm | br_detection_limit | ca_ppm | ca_detection_limit | cd_ppm | cd_detection_limit | ce_ppm | ce_detection_limit | cl_ppm | cl_detection_limit | co_ppm | co_detection_limit | cr_ppm | cr_detection_limit | cs_ppm | cs_detection_limit | cu_ppm | cu_detection_limit | dy_ppm | dy_detection_limit | er_ppm | er_detection_limit | eu_ppm | eu_detection_limit | f_ppm | f_detection_limit | fe_ppm | fe_detection_limit | ga_ppm | ga_detection_limit | gd_ppm | gd_detection_limit | ge_ppm | ge_detection_limit | hf_ppm | hf_detection_limit | hg_ppm | hg_detection_limit | ho_ppm | ho_detection_limit | in_ppm | in_detection_limit | ir_ppm | ir_detection_limit | k_ppm | k_detection_limit | la_ppm | la_detection_limit | li_ppm | li_detection_limit | lu_ppm | lu_detection_limit | mg_ppm | mg_detection_limit | mn_ppm | mn_detection_limit | mo_ppm | mo_detection_limit | na_ppm | na_detection_limit | nb_ppm | nb_detection_limit | nd_ppm | nd_detection_limit | ni_ppm | ni_detection_limit | os_ppm | os_detection_limit | p_ppm | p_detection_limit | pb_ppm | pb_detection_limit | pd_ppm | pd_detection_limit | pr_ppm | pr_detection_limit | pt_ppm | pt_detection_limit | rb_ppm | rb_detection_limit | re_ppm | re_detection_limit | rh_ppm | rh_detection_limit | ru_ppm | ru_detection_limit | s_ppm | s_detection_limit | sb_ppm | sb_detection_limit | sc_ppm | sc_detection_limit | se_ppm | se_detection_limit | si_ppm | si_detection_limit | sm_ppm | sm_detection_limit | sn_ppm | sn_detection_limit | sr_ppm | sr_detection_limit | ta_ppm | ta_detection_limit | tb_ppm | tb_detection_limit | te_ppm | te_detection_limit | th_ppm | th_detection_limit | ti_ppm | ti_detection_limit | tl_ppm | tl_detection_limit | tm_ppm | tm_detection_limit | u_ppm | u_detection_limit | v_ppm | v_detection_limit | w_ppm | w_detection_limit | y_ppm | y_detection_limit | yb_ppm | yb_detection_limit | zn_ppm | zn_detection_limit | zr_ppm | zr_detection_limit | analysis_datetime | publication_date | sample_source | submitter | country | state | deposit_longitude_wgs84 | deposit_latitude_wgs84 | sample_longitude_wgs84 | sample_latitude_wgs84 | sample_easting | sample_northing | sample_utm_zone | sample_location_description | location_source | location_accuracy | comments | last_update
| Mount Isa Copper Operations, Black Star Mine | No. 5 and No. 9 Pb-Zn orebodies, 650 Cu orebody, 1100 Cu orebody, 3000 Cu orebody | Seafloor hydrothermal | Sedimentary Exhalative (SEDEX) | SEDEX zinc-lead-copper | Cu, Pb, Zn | Ag | Cu, Pb, Zn, Ag | Cave et al., 2020 |  | 201502192sph7-1 | 201502192sph7-1 | underground mine, open pit |  |  |  |  | ore material | drill core, polished section | drill core | mineral separate | [5 empty] | mineralisation |  |  |  | chalcopyrite, sphalerite, galena | Cu mineralisation stage, Pb-Zn mineralisation stage | replacement, vein infill, stratabound | coarse-grained, medium-grained, fine-grained, stratabound, discordant veins, replacement, infill |  |  |  | pyrite, pyrrhotite, arsenopyrite, siderite, dolomite, calcite, quartz, chlorite, K-feldspar, biotite, apatite, freibergite, tetrahedrite, cobaltite | Resin blocks containing each sample were produced following standard procedures and used for Mineral Liberation Analysis (MLA) mapping and subsequent LA-ICP-MS analyses | LA-ICPMS, EMPA, SEM-EDS | NWR213 solid state 213 nm laser ablation system coupled with an Agilent 7900 quadrupole ICP-MS; Cameca SXFive Electron Microprobe; Quanta600 SEM | Adelaide Microscopy | Ablation was conducted in an atmosphere of He (0.6 L/min) that was mixed with Ar (0.88 L/min) upon leaving the ablation cell; 70 µm diameter spot size with a 25:2 standard sample bracketing approach (2 standards analysed twice every 25 unknowns); MLA maps were acquired using the raster mode with an X-ray spectra collected every 4 µm | STDGL3 (CODES, University of Tasmania; Danyushevsky et al., 2011); GSD-1G | [42 empty] | 74300 | [59 empty] | 337100 | [39 empty] | 592500 |  |  |  |  | 2020 | Cave, B., et al. (2020), Ore Geology Reviews 124, 103647 |  | AUS | Queensland
| Mount Isa Copper Operations, Black Star Mine | No. 5 and No. 9 Pb-Zn orebodies, 650 Cu orebody, 1100 Cu orebody, 3000 Cu orebody | Seafloor hydrothermal | Sedimentary Exhalative (SEDEX) | SEDEX zinc-lead-copper | Cu, Pb, Zn | Ag | Cu, Pb, Zn, Ag | Cave et al., 2020 |  | 200501422sph6-1 | 200501422sph6-1 | underground mine, open pit |  |  |  |  | ore material | drill core, polished section | drill core | mineral separate | [5 empty] | mineralisation |  |  |  | chalcopyrite, sphalerite, galena | Cu mineralisation stage, Pb-Zn mineralisation stage | replacement, vein infill, stratabound | coarse-grained, medium-grained, fine-grained, stratabound, discordant veins, replacement, infill |  |  |  | pyrite, pyrrhotite, arsenopyrite, siderite, dolomite, calcite, quartz, chlorite, K-feldspar, biotite, apatite, freibergite, tetrahedrite, cobaltite | Resin blocks containing each sample were produced following standard procedures and used for Mineral Liberation Analysis (MLA) mapping and subsequent LA-ICP-MS analyses | LA-ICPMS, EMPA, SEM-EDS | NWR213 solid state 213 nm laser ablation system coupled with an Agilent 7900 quadrupole ICP-MS; Cameca SXFive Electron Microprobe; Quanta600 SEM | Adelaide Microscopy | Ablation was conducted in an atmosphere of He (0.6 L/min) that was mixed with Ar (0.88 L/min) upon leaving the ablation cell; 70 µm diameter spot size with a 25:2 standard sample bracketing approach (2 standards analysed twice every 25 unknowns); MLA maps were acquired using the raster mode with an X-ray spectra collected every 4 µm | STDGL3 (CODES, University of Tasmania; Danyushevsky et al., 2011); GSD-1G | [42 empty] | 31600 | [59 empty] | 342100 | [39 empty] | 637600 |  |  |  |  | 2020 | Cave, B., et al. (2020), Ore Geology Reviews 124, 103647 |  | AUS | Queensland
| Mount Isa Copper Operations, Black Star Mine | No. 5 and No. 9 Pb-Zn orebodies, 650 Cu orebody, 1100 Cu orebody, 3000 Cu orebody | Seafloor hydrothermal | Sedimentary Exhalative (SEDEX) | SEDEX zinc-lead-copper | Cu, Pb, Zn | Ag | Cu, Pb, Zn, Ag | Cave et al., 2020 |  | 200501422sph7-1 | 200501422sph7-1 | underground mine, open pit |  |  |  |  | ore material | drill core, polished section | drill core | mineral separate | [5 empty] | mineralisation |  |  |  | chalcopyrite, sphalerite, galena | Cu mineralisation stage, Pb-Zn mineralisation stage | replacement, vein infill, stratabound | coarse-grained, medium-grained, fine-grained, stratabound, discordant veins, replacement, infill |  |  |  | pyrite, pyrrhotite, arsenopyrite, siderite, dolomite, calcite, quartz, chlorite, K-feldspar, biotite, apatite, freibergite, tetrahedrite, cobaltite | Resin blocks containing each sample were produced following standard procedures and used for Mineral Liberation Analysis (MLA) mapping and subsequent LA-ICP-MS analyses | LA-ICPMS, EMPA, SEM-EDS | NWR213 solid state 213 nm laser ablation system coupled with an Agilent 7900 quadrupole ICP-MS; Cameca SXFive Electron Microprobe; Quanta600 SEM | Adelaide Microscopy | Ablation was conducted in an atmosphere of He (0.6 L/min) that was mixed with Ar (0.88 L/min) upon leaving the ablation cell; 70 µm diameter spot size with a 25:2 standard sample bracketing approach (2 standards analysed twice every 25 unknowns); MLA maps were acquired using the raster mode with an X-ray spectra collected every 4 µm | STDGL3 (CODES, University of Tasmania; Danyushevsky et al., 2011); GSD-1G | [42 empty] | 27800 | [59 empty] | 332300 | [39 empty] | 641500 |  |  |  |  | 2020 | Cave, B., et al. (2020), Ore Geology Reviews 124, 103647 |  | AUS | Queensland
| Mount Isa Copper Operations, Black Star Mine | No. 5 and No. 9 Pb-Zn orebodies, 650 Cu orebody, 1100 Cu orebody, 3000 Cu orebody | Seafloor hydrothermal | Sedimentary Exhalative (SEDEX) | SEDEX zinc-lead-copper | Cu, Pb, Zn | Ag | Cu, Pb, Zn, Ag | Cave et al., 2020 |  | 201008392sph6-1 | 201008392sph6-1 | underground mine, open pit |  |  |  |  | ore material | drill core, polished section | drill core | mineral separate | [5 empty] | mineralisation |  |  |  | chalcopyrite, sphalerite, galena | Cu mineralisation stage, Pb-Zn mineralisation stage | replacement, vein infill, stratabound | coarse-grained, medium-grained, fine-grained, stratabound, discordant veins, replacement, infill |  |  |  | pyrite, pyrrhotite, arsenopyrite, siderite, dolomite, calcite, quartz, chlorite, K-feldspar, biotite, apatite, freibergite, tetrahedrite, cobaltite | Resin blocks containing each sample were produced following standard procedures and used for Mineral Liberation Analysis (MLA) mapping and subsequent LA-ICP-MS analyses | LA-ICPMS, EMPA, SEM-EDS | NWR213 solid state 213 nm laser ablation system coupled with an Agilent 7900 quadrupole ICP-MS; Cameca SXFive Electron Microprobe; Quanta600 SEM | Adelaide Microscopy | Ablation was conducted in an atmosphere of He (0.6 L/min) that was mixed with Ar (0.88 L/min) upon leaving the ablation cell; 70 µm diameter spot size with a 25:2 standard sample bracketing approach (2 standards analysed twice every 25 unknowns); MLA maps were acquired using the raster mode with an X-ray spectra collected every 4 µm | STDGL3 (CODES, University of Tasmania; Danyushevsky et al., 2011); GSD-1G | [42 empty] | 70900 | [59 empty] | 361400 | [39 empty] | 596100 |  |  |  |  | 2020 | Cave, B., et al. (2020), Ore Geology Reviews 124, 103647 |  | AUS | Queensland
| Mount Isa Copper Operations, Black Star Mine | No. 5 and No. 9 Pb-Zn orebodies, 650 Cu orebody, 1100 Cu orebody, 3000 Cu orebody | Seafloor hydrothermal | Sedimentary Exhalative (SEDEX) | SEDEX zinc-lead-copper | Cu, Pb, Zn | Ag | Cu, Pb, Zn, Ag | Cave et al., 2020 |  | 201208592sph4-1 | 201208592sph4-1 | underground mine, open pit |  |  |  |  | ore material | drill core, polished section | drill core | mineral separate | [5 empty] | mineralisation |  |  |  | chalcopyrite, sphalerite, galena | Cu mineralisation stage, Pb-Zn mineralisation stage | replacement, vein infill, stratabound | coarse-grained, medium-grained, fine-grained, stratabound, discordant veins, replacement, infill |  |  |  | pyrite, pyrrhotite, arsenopyrite, siderite, dolomite, calcite, quartz, chlorite, K-feldspar, biotite, apatite, freibergite, tetrahedrite, cobaltite | Resin blocks containing each sample were produced following standard procedures and used for Mineral Liberation Analysis (MLA) mapping and subsequent LA-ICP-MS analyses | LA-ICPMS, EMPA, SEM-EDS | NWR213 solid state 213 nm laser ablation system coupled with an Agilent 7900 quadrupole ICP-MS; Cameca SXFive Electron Microprobe; Quanta600 SEM | Adelaide Microscopy | Ablation was conducted in an atmosphere of He (0.6 L/min) that was mixed with Ar (0.88 L/min) upon leaving the ablation cell; 70 µm diameter spot size with a 25:2 standard sample bracketing approach (2 standards analysed twice every 25 unknowns); MLA maps were acquired using the raster mode with an X-ray spectra collected every 4 µm | STDGL3 (CODES, University of Tasmania; Danyushevsky et al., 2011); GSD-1G | [42 empty] | 60500 | [59 empty] | 352900 | [39 empty] | 607000 |  |  |  |  | 2020 | Cave, B., et al. (2020), Ore Geology Reviews 124, 103647 |  | AUS | Queensland
| Mount Isa Copper Operations, Black Star Mine | No. 5 and No. 9 Pb-Zn orebodies, 650 Cu orebody, 1100 Cu orebody, 3000 Cu orebody | Seafloor hydrothermal | Sedimentary Exhalative (SEDEX) | SEDEX zinc-lead-copper | Cu, Pb, Zn | Ag | Cu, Pb, Zn, Ag | Cave et al., 2020 |  | 200206352sph5-1 | 200206352sph5-1 | underground mine, open pit |  |  |  |  | ore material | drill core, polished section | drill core | mineral separate | [5 empty] | mineralisation |  |  |  | chalcopyrite, sphalerite, galena | Cu mineralisation stage, Pb-Zn mineralisation stage | replacement, vein infill, stratabound | coarse-grained, medium-grained, fine-grained, stratabound, discordant veins, replacement, infill |  |  |  | pyrite, pyrrhotite, arsenopyrite, siderite, dolomite, calcite, quartz, chlorite, K-feldspar, biotite, apatite, freibergite, tetrahedrite, cobaltite | Resin blocks containing each sample were produced following standard procedures and used for Mineral Liberation Analysis (MLA) mapping and subsequent LA-ICP-MS analyses | LA-ICPMS, EMPA, SEM-EDS | NWR213 solid state 213 nm laser ablation system coupled with an Agilent 7900 quadrupole ICP-MS; Cameca SXFive Electron Microprobe; Quanta600 SEM | Adelaide Microscopy | Ablation was conducted in an atmosphere of He (0.6 L/min) that was mixed with Ar (0.88 L/min) upon leaving the ablation cell; 70 µm diameter spot size with a 25:2 standard sample bracketing approach (2 standards analysed twice every 25 unknowns); MLA maps were acquired using the raster mode with an X-ray spectra collected every 4 µm | STDGL3 (CODES, University of Tasmania; Danyushevsky et al., 2011); GSD-1G | [42 empty] | 67900 | [59 empty] | 354400 | [39 empty] | 599200 |  |  |  |  | 2020 | Cave, B., et al. (2020), Ore Geology Reviews 124, 103647 |  | AUS | Queensland
| Mount Isa Copper Operations, Black Star Mine | No. 5 and No. 9 Pb-Zn orebodies, 650 Cu orebody, 1100 Cu orebody, 3000 Cu orebody | Seafloor hydrothermal | Sedimentary Exhalative (SEDEX) | SEDEX zinc-lead-copper | Cu, Pb, Zn | Ag | Cu, Pb, Zn, Ag | Cave et al., 2020 |  | 200209162sph12-1 | 200209162sph12-1 | underground mine, open pit |  |  |  |  | ore material | drill core, polished section | drill core | mineral separate | [5 empty] | mineralisation |  |  |  | chalcopyrite, sphalerite, galena | Cu mineralisation stage, Pb-Zn mineralisation stage | replacement, vein infill, stratabound | coarse-grained, medium-grained, fine-grained, stratabound, discordant veins, replacement, infill |  |  |  | pyrite, pyrrhotite, arsenopyrite, siderite, dolomite, calcite, quartz, chlorite, K-feldspar, biotite, apatite, freibergite, tetrahedrite, cobaltite | Resin blocks containing each sample were produced following standard procedures and used for Mineral Liberation Analysis (MLA) mapping and subsequent LA-ICP-MS analyses | LA-ICPMS, EMPA, SEM-EDS | NWR213 solid state 213 nm laser ablation system coupled with an Agilent 7900 quadrupole ICP-MS; Cameca SXFive Electron Microprobe; Quanta600 SEM | Adelaide Microscopy | Ablation was conducted in an atmosphere of He (0.6 L/min) that was mixed with Ar (0.88 L/min) upon leaving the ablation cell; 70 µm diameter spot size with a 25:2 standard sample bracketing approach (2 standards analysed twice every 25 unknowns); MLA maps were acquired using the raster mode with an X-ray spectra collected every 4 µm | STDGL3 (CODES, University of Tasmania; Danyushevsky et al., 2011); GSD-1G | [42 empty] | 65100 | [59 empty] | 349100 | [39 empty] | 602100 |  |  |  |  | 2020 | Cave, B., et al. (2020), Ore Geology Reviews 124, 103647 |  | AUS | Queensland
| Mount Isa Copper Operations, Black Star Mine | No. 5 and No. 9 Pb-Zn orebodies, 650 Cu orebody, 1100 Cu orebody, 3000 Cu orebody | Seafloor hydrothermal | Sedimentary Exhalative (SEDEX) | SEDEX zinc-lead-copper | Cu, Pb, Zn | Ag | Cu, Pb, Zn, Ag | Cave et al., 2020 |  | Microprobe-1 | Microprobe-1 | underground mine, open pit |  |  |  |  | ore material | drill core, polished section | drill core | mineral separate | [5 empty] | mineralisation |  |  |  | chalcopyrite, sphalerite, galena | Cu mineralisation stage, Pb-Zn mineralisation stage | replacement, vein infill, stratabound | coarse-grained, medium-grained, fine-grained, stratabound, discordant veins, replacement, infill |  |  |  | pyrite, pyrrhotite, arsenopyrite, siderite, dolomite, calcite, quartz, chlorite, K-feldspar, biotite, apatite, freibergite, tetrahedrite, cobaltite | Resin blocks containing each sample were produced following standard procedures and used for Mineral Liberation Analysis (MLA) mapping and subsequent LA-ICP-MS analyses | LA-ICPMS, EMPA, SEM-EDS | NWR213 solid state 213 nm laser ablation system coupled with an Agilent 7900 quadrupole ICP-MS; Cameca SXFive Electron Microprobe; Quanta600 SEM | Adelaide Microscopy | Ablation was conducted in an atmosphere of He (0.6 L/min) that was mixed with Ar (0.88 L/min) upon leaving the ablation cell; 70 µm diameter spot size with a 25:2 standard sample bracketing approach (2 standards analysed twice every 25 unknowns); MLA maps were acquired using the raster mode with an X-ray spectra collected every 4 µm | STDGL3 (CODES, University of Tasmania; Danyushevsky et al., 2011); GSD-1G | [147 empty] | 2020 | Cave, B., et al. (2020), Ore Geology Reviews 124, 103647 |  | AUS | Queensland
| Mount Isa Copper Operations, Black Star Mine | No. 5 and No. 9 Pb-Zn orebodies, 650 Cu orebody, 1100 Cu orebody, 3000 Cu orebody | Seafloor hydrothermal | Sedimentary Exhalative (SEDEX) | SEDEX zinc-lead-copper | Cu, Pb, Zn | Ag | Cu, Pb, Zn, Ag | Cave et al., 2020 |  | 201502192sph7-2 | 201502192sph7-2 | underground mine, open pit |  |  |  |  | ore material | drill core, polished section | drill core | mineral separate | [5 empty] | mineralisation |  |  |  | chalcopyrite, sphalerite, galena | Cu mineralisation stage, Pb-Zn mineralisation stage | replacement, vein infill, stratabound | coarse-grained, medium-grained, fine-grained, stratabound, discordant veins, replacement, infill |  |  |  | pyrite, pyrrhotite, arsenopyrite, siderite, dolomite, calcite, quartz, chlorite, K-feldspar, biotite, apatite, freibergite, tetrahedrite, cobaltite | Resin blocks containing each sample were produced following standard procedures and used for Mineral Liberation Analysis (MLA) mapping and subsequent LA-ICP-MS analyses | LA-ICPMS, EMPA, SEM-EDS | NWR213 solid state 213 nm laser ablation system coupled with an Agilent 7900 quadrupole ICP-MS; Cameca SXFive Electron Microprobe; Quanta600 SEM | Adelaide Microscopy | Ablation was conducted in an atmosphere of He (0.6 L/min) that was mixed with Ar (0.88 L/min) upon leaving the ablation cell; 70 µm diameter spot size with a 25:2 standard sample bracketing approach (2 standards analysed twice every 25 unknowns); MLA maps were acquired using the raster mode with an X-ray spectra collected every 4 µm | STDGL3 (CODES, University of Tasmania; Danyushevsky et al., 2011); GSD-1G | [42 empty] | 75500 | [59 empty] | 338600 | [39 empty] | 586200 |  |  |  |  | 2020 | Cave, B., et al. (2020), Ore Geology Reviews 124, 103647 |  | AUS | Queensland
| Mount Isa Copper Operations, Black Star Mine | No. 5 and No. 9 Pb-Zn orebodies, 650 Cu orebody, 1100 Cu orebody, 3000 Cu orebody | Seafloor hydrothermal | Sedimentary Exhalative (SEDEX) | SEDEX zinc-lead-copper | Cu, Pb, Zn | Ag | Cu, Pb, Zn, Ag | Cave et al., 2020 |  | 200501422sph6-2 | 200501422sph6-2 | underground mine, open pit |  |  |  |  | ore material | drill core, polished section | drill core | mineral separate | [5 empty] | mineralisation |  |  |  | chalcopyrite, sphalerite, galena | Cu mineralisation stage, Pb-Zn mineralisation stage | replacement, vein infill, stratabound | coarse-grained, medium-grained, fine-grained, stratabound, discordant veins, replacement, infill |  |  |  | pyrite, pyrrhotite, arsenopyrite, siderite, dolomite, calcite, quartz, chlorite, K-feldspar, biotite, apatite, freibergite, tetrahedrite, cobaltite | Resin blocks containing each sample were produced following standard procedures and used for Mineral Liberation Analysis (MLA) mapping and subsequent LA-ICP-MS analyses | LA-ICPMS, EMPA, SEM-EDS | NWR213 solid state 213 nm laser ablation system coupled with an Agilent 7900 quadrupole ICP-MS; Cameca SXFive Electron Microprobe; Quanta600 SEM | Adelaide Microscopy | Ablation was conducted in an atmosphere of He (0.6 L/min) that was mixed with Ar (0.88 L/min) upon leaving the ablation cell; 70 µm diameter spot size with a 25:2 standard sample bracketing approach (2 standards analysed twice every 25 unknowns); MLA maps were acquired using the raster mode with an X-ray spectra collected every 4 µm | STDGL3 (CODES, University of Tasmania; Danyushevsky et al., 2011); GSD-1G | [42 empty] | 29300 | [59 empty] | 332000 | [39 empty] | 636100 |  |  |  |  | 2020 | Cave, B., et al. (2020), Ore Geology Reviews 124, 103647 |  | AUS | Queensland
| Mount Isa Copper Operations, Black Star Mine | No. 5 and No. 9 Pb-Zn orebodies, 650 Cu orebody, 1100 Cu orebody, 3000 Cu orebody | Seafloor hydrothermal | Sedimentary Exhalative (SEDEX) | SEDEX zinc-lead-copper | Cu, Pb, Zn | Ag | Cu, Pb, Zn, Ag | Cave et al., 2020 |  | 200501422sph7-2 | 200501422sph7-2 | underground mine, open pit |  |  |  |  | ore material | drill core, polished section | drill core | mineral separate | [5 empty] | mineralisation |  |  |  | chalcopyrite, sphalerite, galena | Cu mineralisation stage, Pb-Zn mineralisation stage | replacement, vein infill, stratabound | coarse-grained, medium-grained, fine-grained, stratabound, discordant veins, replacement, infill |  |  |  | pyrite, pyrrhotite, arsenopyrite, siderite, dolomite, calcite, quartz, chlorite, K-feldspar, biotite, apatite, freibergite, tetrahedrite, cobaltite | Resin blocks containing each sample were produced following standard procedures and used for Mineral Liberation Analysis (MLA) mapping and subsequent LA-ICP-MS analyses | LA-ICPMS, EMPA, SEM-EDS | NWR213 solid state 213 nm laser ablation system coupled with an Agilent 7900 quadrupole ICP-MS; Cameca SXFive Electron Microprobe; Quanta600 SEM | Adelaide Microscopy | Ablation was conducted in an atmosphere of He (0.6 L/min) that was mixed with Ar (0.88 L/min) upon leaving the ablation cell; 70 µm diameter spot size with a 25:2 standard sample bracketing approach (2 standards analysed twice every 25 unknowns); MLA maps were acquired using the raster mode with an X-ray spectra collected every 4 µm | STDGL3 (CODES, University of Tasmania; Danyushevsky et al., 2011); GSD-1G | [42 empty] | 32800 | [59 empty] | 331200 | [39 empty] | 629800 |  |  |  |  | 2020 | Cave, B., et al. (2020), Ore Geology Reviews 124, 103647 |  | AUS | Queensland
| Mount Isa Copper Operations, Black Star Mine | No. 5 and No. 9 Pb-Zn orebodies, 650 Cu orebody, 1100 Cu orebody, 3000 Cu orebody | Seafloor hydrothermal | Sedimentary Exhalative (SEDEX) | SEDEX zinc-lead-copper | Cu, Pb, Zn | Ag | Cu, Pb, Zn, Ag | Cave et al., 2020 |  | 201008392sph6-2 | 201008392sph6-2 | underground mine, open pit |  |  |  |  | ore material | drill core, polished section | drill core | mineral separate | [5 empty] | mineralisation |  |  |  | chalcopyrite, sphalerite, galena | Cu mineralisation stage, Pb-Zn mineralisation stage | replacement, vein infill, stratabound | coarse-grained, medium-grained, fine-grained, stratabound, discordant veins, replacement, infill |  |  |  | pyrite, pyrrhotite, arsenopyrite, siderite, dolomite, calcite, quartz, chlorite, K-feldspar, biotite, apatite, freibergite, tetrahedrite, cobaltite | Resin blocks containing each sample were produced following standard procedures and used for Mineral Liberation Analysis (MLA) mapping and subsequent LA-ICP-MS analyses | LA-ICPMS, EMPA, SEM-EDS | NWR213 solid state 213 nm laser ablation system coupled with an Agilent 7900 quadrupole ICP-MS; Cameca SXFive Electron Microprobe; Quanta600 SEM | Adelaide Microscopy | Ablation was conducted in an atmosphere of He (0.6 L/min) that was mixed with Ar (0.88 L/min) upon leaving the ablation cell; 70 µm diameter spot size with a 25:2 standard sample bracketing approach (2 standards analysed twice every 25 unknowns); MLA maps were acquired using the raster mode with an X-ray spectra collected every 4 µm | STDGL3 (CODES, University of Tasmania; Danyushevsky et al., 2011); GSD-1G | [42 empty] | 72900 | [59 empty] | 335600 | [39 empty] | 570400 |  |  |  |  | 2020 | Cave, B., et al. (2020), Ore Geology Reviews 124, 103647 |  | AUS | Queensland
| Mount Isa Copper Operations, Black Star Mine | No. 5 and No. 9 Pb-Zn orebodies, 650 Cu orebody, 1100 Cu orebody, 3000 Cu orebody | Seafloor hydrothermal | Sedimentary Exhalative (SEDEX) | SEDEX zinc-lead-copper | Cu, Pb, Zn | Ag | Cu, Pb, Zn, Ag | Cave et al., 2020 |  | 201208592sph4-2 | 201208592sph4-2 | underground mine, open pit |  |  |  |  | ore material | drill core, polished section | drill core | mineral separate | [5 empty] | mineralisation |  |  |  | chalcopyrite, sphalerite, galena | Cu mineralisation stage, Pb-Zn mineralisation stage | replacement, vein infill, stratabound | coarse-grained, medium-grained, fine-grained, stratabound, discordant veins, replacement, infill |  |  |  | pyrite, pyrrhotite, arsenopyrite, siderite, dolomite, calcite, quartz, chlorite, K-feldspar, biotite, apatite, freibergite, tetrahedrite, cobaltite | Resin blocks containing each sample were produced following standard procedures and used for Mineral Liberation Analysis (MLA) mapping and subsequent LA-ICP-MS analyses | LA-ICPMS, EMPA, SEM-EDS | NWR213 solid state 213 nm laser ablation system coupled with an Agilent 7900 quadrupole ICP-MS; Cameca SXFive Electron Microprobe; Quanta600 SEM | Adelaide Microscopy | Ablation was conducted in an atmosphere of He (0.6 L/min) that was mixed with Ar (0.88 L/min) upon leaving the ablation cell; 70 µm diameter spot size with a 25:2 standard sample bracketing approach (2 standards analysed twice every 25 unknowns); MLA maps were acquired using the raster mode with an X-ray spectra collected every 4 µm | STDGL3 (CODES, University of Tasmania; Danyushevsky et al., 2011); GSD-1G | [42 empty] | 56200 | [59 empty] | 335400 | [39 empty] | 601200 |  |  |  |  | 2020 | Cave, B., et al. (2020), Ore Geology Reviews 124, 103647 |  | AUS | Queensland
| Mount Isa Copper Operations, Black Star Mine | No. 5 and No. 9 Pb-Zn orebodies, 650 Cu orebody, 1100 Cu orebody, 3000 Cu orebody | Seafloor hydrothermal | Sedimentary Exhalative (SEDEX) | SEDEX zinc-lead-copper | Cu, Pb, Zn | Ag | Cu, Pb, Zn, Ag | Cave et al., 2020 |  | 200206352sph5-2 | 200206352sph5-2 | underground mine, open pit |  |  |  |  | ore material | drill core, polished section | drill core | mineral separate | [5 empty] | mineralisation |  |  |  | chalcopyrite, sphalerite, galena | Cu mineralisation stage, Pb-Zn mineralisation stage | replacement, vein infill, stratabound | coarse-grained, medium-grained, fine-grained, stratabound, discordant veins, replacement, infill |  |  |  | pyrite, pyrrhotite, arsenopyrite, siderite, dolomite, calcite, quartz, chlorite, K-feldspar, biotite, apatite, freibergite, tetrahedrite, cobaltite | Resin blocks containing each sample were produced following standard procedures and used for Mineral Liberation Analysis (MLA) mapping and subsequent LA-ICP-MS analyses | LA-ICPMS, EMPA, SEM-EDS | NWR213 solid state 213 nm laser ablation system coupled with an Agilent 7900 quadrupole ICP-MS; Cameca SXFive Electron Microprobe; Quanta600 SEM | Adelaide Microscopy | Ablation was conducted in an atmosphere of He (0.6 L/min) that was mixed with Ar (0.88 L/min) upon leaving the ablation cell; 70 µm diameter spot size with a 25:2 standard sample bracketing approach (2 standards analysed twice every 25 unknowns); MLA maps were acquired using the raster mode with an X-ray spectra collected every 4 µm | STDGL3 (CODES, University of Tasmania; Danyushevsky et al., 2011); GSD-1G | [42 empty] | 62500 | [59 empty] | 333300 | [39 empty] | 600000 |  |  |  |  | 2020 | Cave, B., et al. (2020), Ore Geology Reviews 124, 103647 |  | AUS | Queensland
| Mount Isa Copper Operations, Black Star Mine | No. 5 and No. 9 Pb-Zn orebodies, 650 Cu orebody, 1100 Cu orebody, 3000 Cu orebody | Seafloor hydrothermal | Sedimentary Exhalative (SEDEX) | SEDEX zinc-lead-copper | Cu, Pb, Zn | Ag | Cu, Pb, Zn, Ag | Cave et al., 2020 |  | 200209162sph12-2 | 200209162sph12-2 | underground mine, open pit |  |  |  |  | ore material | drill core, polished section | drill core | mineral separate | [5 empty] | mineralisation |  |  |  | chalcopyrite, sphalerite, galena | Cu mineralisation stage, Pb-Zn mineralisation stage | replacement, vein infill, stratabound | coarse-grained, medium-grained, fine-grained, stratabound, discordant veins, replacement, infill |  |  |  | pyrite, pyrrhotite, arsenopyrite, siderite, dolomite, calcite, quartz, chlorite, K-feldspar, biotite, apatite, freibergite, tetrahedrite, cobaltite | Resin blocks containing each sample were produced following standard procedures and used for Mineral Liberation Analysis (MLA) mapping and subsequent LA-ICP-MS analyses | LA-ICPMS, EMPA, SEM-EDS | NWR213 solid state 213 nm laser ablation system coupled with an Agilent 7900 quadrupole ICP-MS; Cameca SXFive Electron Microprobe; Quanta600 SEM | Adelaide Microscopy | Ablation was conducted in an atmosphere of He (0.6 L/min) that was mixed with Ar (0.88 L/min) upon leaving the ablation cell; 70 µm diameter spot size with a 25:2 standard sample bracketing approach (2 standards analysed twice every 25 unknowns); MLA maps were acquired using the raster mode with an X-ray spectra collected every 4 µm | STDGL3 (CODES, University of Tasmania; Danyushevsky et al., 2011); GSD-1G | [42 empty] | 67400 | [59 empty] | 335600 | [39 empty] | 596700 |  |  |  |  | 2020 | Cave, B., et al. (2020), Ore Geology Reviews 124, 103647 |  | AUS | Queensland
| Mount Isa Copper Operations, Black Star Mine | No. 5 and No. 9 Pb-Zn orebodies, 650 Cu orebody, 1100 Cu orebody, 3000 Cu orebody | Seafloor hydrothermal | Sedimentary Exhalative (SEDEX) | SEDEX zinc-lead-copper | Cu, Pb, Zn | Ag | Cu, Pb, Zn, Ag | Cave et al., 2020 |  | Difference (Normalised LA-ICP-MS/Microprobe)-1 | Difference (Normalised LA-ICP-MS/Microprobe)-1 | underground mine, open pit |  |  |  |  | ore material | drill core, polished section | drill core | mineral separate | [5 empty] | mineralisation |  |  |  | chalcopyrite, sphalerite, galena | Cu mineralisation stage, Pb-Zn mineralisation stage | replacement, vein infill, stratabound | coarse-grained, medium-grained, fine-grained, stratabound, discordant veins, replacement, infill |  |  |  | pyrite, pyrrhotite, arsenopyrite, siderite, dolomite, calcite, quartz, chlorite, K-feldspar, biotite, apatite, freibergite, tetrahedrite, cobaltite | Resin blocks containing each sample were produced following standard procedures and used for Mineral Liberation Analysis (MLA) mapping and subsequent LA-ICP-MS analyses | LA-ICPMS, EMPA, SEM-EDS | NWR213 solid state 213 nm laser ablation system coupled with an Agilent 7900 quadrupole ICP-MS; Cameca SXFive Electron Microprobe; Quanta600 SEM | Adelaide Microscopy | Ablation was conducted in an atmosphere of He (0.6 L/min) that was mixed with Ar (0.88 L/min) upon leaving the ablation cell; 70 µm diameter spot size with a 25:2 standard sample bracketing approach (2 standards analysed twice every 25 unknowns); MLA maps were acquired using the raster mode with an X-ray spectra collected every 4 µm | STDGL3 (CODES, University of Tasmania; Danyushevsky et al., 2011); GSD-1G | [147 empty] | 2020 | Cave, B., et al. (2020), Ore Geology Reviews 124, 103647 |  | AUS | Queensland
| Mount Isa Copper Operations, Black Star Mine | No. 5 and No. 9 Pb-Zn orebodies, 650 Cu orebody, 1100 Cu orebody, 3000 Cu orebody | Seafloor hydrothermal | Sedimentary Exhalative (SEDEX) | SEDEX zinc-lead-copper | Cu, Pb, Zn | Ag | Cu, Pb, Zn, Ag | Cave et al., 2020 |  | 201502192sph7-3 | 201502192sph7-3 | underground mine, open pit |  |  |  |  | ore material | drill core, polished section | drill core | mineral separate | [5 empty] | mineralisation |  |  |  | chalcopyrite, sphalerite, galena | Cu mineralisation stage, Pb-Zn mineralisation stage | replacement, vein infill, stratabound | coarse-grained, medium-grained, fine-grained, stratabound, discordant veins, replacement, infill |  |  |  | pyrite, pyrrhotite, arsenopyrite, siderite, dolomite, calcite, quartz, chlorite, K-feldspar, biotite, apatite, freibergite, tetrahedrite, cobaltite | Resin blocks containing each sample were produced following standard procedures and used for Mineral Liberation Analysis (MLA) mapping and subsequent LA-ICP-MS analyses | LA-ICPMS, EMPA, SEM-EDS | NWR213 solid state 213 nm laser ablation system coupled with an Agilent 7900 quadrupole ICP-MS; Cameca SXFive Electron Microprobe; Quanta600 SEM | Adelaide Microscopy | Ablation was conducted in an atmosphere of He (0.6 L/min) that was mixed with Ar (0.88 L/min) upon leaving the ablation cell; 70 µm diameter spot size with a 25:2 standard sample bracketing approach (2 standards analysed twice every 25 unknowns); MLA maps were acquired using the raster mode with an X-ray spectra collected every 4 µm | STDGL3 (CODES, University of Tasmania; Danyushevsky et al., 2011); GSD-1G | [42 empty] | 9841.0596 | [59 empty] | 9955.6999 | [39 empty] | 10107.4719 |  |  |  |  | 2020 | Cave, B., et al. (2020), Ore Geology Reviews 124, 103647 |  | AUS | Queensland
| Mount Isa Copper Operations, Black Star Mine | No. 5 and No. 9 Pb-Zn orebodies, 650 Cu orebody, 1100 Cu orebody, 3000 Cu orebody | Seafloor hydrothermal | Sedimentary Exhalative (SEDEX) | SEDEX zinc-lead-copper | Cu, Pb, Zn | Ag | Cu, Pb, Zn, Ag | Cave et al., 2020 |  | 200501422sph6-3 | 200501422sph6-3 | underground mine, open pit |  |  |  |  | ore material | drill core, polished section | drill core | mineral separate | [5 empty] | mineralisation |  |  |  | chalcopyrite, sphalerite, galena | Cu mineralisation stage, Pb-Zn mineralisation stage | replacement, vein infill, stratabound | coarse-grained, medium-grained, fine-grained, stratabound, discordant veins, replacement, infill |  |  |  | pyrite, pyrrhotite, arsenopyrite, siderite, dolomite, calcite, quartz, chlorite, K-feldspar, biotite, apatite, freibergite, tetrahedrite, cobaltite | Resin blocks containing each sample were produced following standard procedures and used for Mineral Liberation Analysis (MLA) mapping and subsequent LA-ICP-MS analyses | LA-ICPMS, EMPA, SEM-EDS | NWR213 solid state 213 nm laser ablation system coupled with an Agilent 7900 quadrupole ICP-MS; Cameca SXFive Electron Microprobe; Quanta600 SEM | Adelaide Microscopy | Ablation was conducted in an atmosphere of He (0.6 L/min) that was mixed with Ar (0.88 L/min) upon leaving the ablation cell; 70 µm diameter spot size with a 25:2 standard sample bracketing approach (2 standards analysed twice every 25 unknowns); MLA maps were acquired using the raster mode with an X-ray spectra collected every 4 µm | STDGL3 (CODES, University of Tasmania; Danyushevsky et al., 2011); GSD-1G | [42 empty] | 10784.9829 | [59 empty] | 10304.2169 | [39 empty] | 10023.5812 |  |  |  |  | 2020 | Cave, B., et al. (2020), Ore Geology Reviews 124, 103647 |  | AUS | Queensland
| Mount Isa Copper Operations, Black Star Mine | No. 5 and No. 9 Pb-Zn orebodies, 650 Cu orebody, 1100 Cu orebody, 3000 Cu orebody | Seafloor hydrothermal | Sedimentary Exhalative (SEDEX) | SEDEX zinc-lead-copper | Cu, Pb, Zn | Ag | Cu, Pb, Zn, Ag | Cave et al., 2020 |  | 200501422sph7-3 | 200501422sph7-3 | underground mine, open pit |  |  |  |  | ore material | drill core, polished section | drill core | mineral separate | [5 empty] | mineralisation |  |  |  | chalcopyrite, sphalerite, galena | Cu mineralisation stage, Pb-Zn mineralisation stage | replacement, vein infill, stratabound | coarse-grained, medium-grained, fine-grained, stratabound, discordant veins, replacement, infill |  |  |  | pyrite, pyrrhotite, arsenopyrite, siderite, dolomite, calcite, quartz, chlorite, K-feldspar, biotite, apatite, freibergite, tetrahedrite, cobaltite | Resin blocks containing each sample were produced following standard procedures and used for Mineral Liberation Analysis (MLA) mapping and subsequent LA-ICP-MS analyses | LA-ICPMS, EMPA, SEM-EDS | NWR213 solid state 213 nm laser ablation system coupled with an Agilent 7900 quadrupole ICP-MS; Cameca SXFive Electron Microprobe; Quanta600 SEM | Adelaide Microscopy | Ablation was conducted in an atmosphere of He (0.6 L/min) that was mixed with Ar (0.88 L/min) upon leaving the ablation cell; 70 µm diameter spot size with a 25:2 standard sample bracketing approach (2 standards analysed twice every 25 unknowns); MLA maps were acquired using the raster mode with an X-ray spectra collected every 4 µm | STDGL3 (CODES, University of Tasmania; Danyushevsky et al., 2011); GSD-1G | [42 empty] | 8475.6098 | [59 empty] | 10033.2126 | [39 empty] | 10185.7733 |  |  |  |  | 2020 | Cave, B., et al. (2020), Ore Geology Reviews 124, 103647 |  | AUS | Queensland
| Mount Isa Copper Operations, Black Star Mine | No. 5 and No. 9 Pb-Zn orebodies, 650 Cu orebody, 1100 Cu orebody, 3000 Cu orebody | Seafloor hydrothermal | Sedimentary Exhalative (SEDEX) | SEDEX zinc-lead-copper | Cu, Pb, Zn | Ag | Cu, Pb, Zn, Ag | Cave et al., 2020 |  | 201008392sph6-3 | 201008392sph6-3 | underground mine, open pit |  |  |  |  | ore material | drill core, polished section | drill core | mineral separate | [5 empty] | mineralisation |  |  |  | chalcopyrite, sphalerite, galena | Cu mineralisation stage, Pb-Zn mineralisation stage | replacement, vein infill, stratabound | coarse-grained, medium-grained, fine-grained, stratabound, discordant veins, replacement, infill |  |  |  | pyrite, pyrrhotite, arsenopyrite, siderite, dolomite, calcite, quartz, chlorite, K-feldspar, biotite, apatite, freibergite, tetrahedrite, cobaltite | Resin blocks containing each sample were produced following standard procedures and used for Mineral Liberation Analysis (MLA) mapping and subsequent LA-ICP-MS analyses | LA-ICPMS, EMPA, SEM-EDS | NWR213 solid state 213 nm laser ablation system coupled with an Agilent 7900 quadrupole ICP-MS; Cameca SXFive Electron Microprobe; Quanta600 SEM | Adelaide Microscopy | Ablation was conducted in an atmosphere of He (0.6 L/min) that was mixed with Ar (0.88 L/min) upon leaving the ablation cell; 70 µm diameter spot size with a 25:2 standard sample bracketing approach (2 standards analysed twice every 25 unknowns); MLA maps were acquired using the raster mode with an X-ray spectra collected every 4 µm | STDGL3 (CODES, University of Tasmania; Danyushevsky et al., 2011); GSD-1G | [42 empty] | 9725.6516 | [59 empty] | 10768.7723 | [39 empty] | 10450.561 |  |  |  |  | 2020 | Cave, B., et al. (2020), Ore Geology Reviews 124, 103647 |  | AUS | Queensland
| Mount Isa Copper Operations, Black Star Mine | No. 5 and No. 9 Pb-Zn orebodies, 650 Cu orebody, 1100 Cu orebody, 3000 Cu orebody | Seafloor hydrothermal | Sedimentary Exhalative (SEDEX) | SEDEX zinc-lead-copper | Cu, Pb, Zn | Ag | Cu, Pb, Zn, Ag | Cave et al., 2020 |  | 201208592sph4-3 | 201208592sph4-3 | underground mine, open pit |  |  |  |  | ore material | drill core, polished section | drill core | mineral separate | [5 empty] | mineralisation |  |  |  | chalcopyrite, sphalerite, galena | Cu mineralisation stage, Pb-Zn mineralisation stage | replacement, vein infill, stratabound | coarse-grained, medium-grained, fine-grained, stratabound, discordant veins, replacement, infill |  |  |  | pyrite, pyrrhotite, arsenopyrite, siderite, dolomite, calcite, quartz, chlorite, K-feldspar, biotite, apatite, freibergite, tetrahedrite, cobaltite | Resin blocks containing each sample were produced following standard procedures and used for Mineral Liberation Analysis (MLA) mapping and subsequent LA-ICP-MS analyses | LA-ICPMS, EMPA, SEM-EDS | NWR213 solid state 213 nm laser ablation system coupled with an Agilent 7900 quadrupole ICP-MS; Cameca SXFive Electron Microprobe; Quanta600 SEM | Adelaide Microscopy | Ablation was conducted in an atmosphere of He (0.6 L/min) that was mixed with Ar (0.88 L/min) upon leaving the ablation cell; 70 µm diameter spot size with a 25:2 standard sample bracketing approach (2 standards analysed twice every 25 unknowns); MLA maps were acquired using the raster mode with an X-ray spectra collected every 4 µm | STDGL3 (CODES, University of Tasmania; Danyushevsky et al., 2011); GSD-1G | [42 empty] | 10765.1246 | [59 empty] | 10521.7651 | [39 empty] | 10096.4737 |  |  |  |  | 2020 | Cave, B., et al. (2020), Ore Geology Reviews 124, 103647 |  | AUS | Queensland
| Mount Isa Copper Operations, Black Star Mine | No. 5 and No. 9 Pb-Zn orebodies, 650 Cu orebody, 1100 Cu orebody, 3000 Cu orebody | Seafloor hydrothermal | Sedimentary Exhalative (SEDEX) | SEDEX zinc-lead-copper | Cu, Pb, Zn | Ag | Cu, Pb, Zn, Ag | Cave et al., 2020 |  | 200206352sph5-3 | 200206352sph5-3 | underground mine, open pit |  |  |  |  | ore material | drill core, polished section | drill core | mineral separate | [5 empty] | mineralisation |  |  |  | chalcopyrite, sphalerite, galena | Cu mineralisation stage, Pb-Zn mineralisation stage | replacement, vein infill, stratabound | coarse-grained, medium-grained, fine-grained, stratabound, discordant veins, replacement, infill |  |  |  | pyrite, pyrrhotite, arsenopyrite, siderite, dolomite, calcite, quartz, chlorite, K-feldspar, biotite, apatite, freibergite, tetrahedrite, cobaltite | Resin blocks containing each sample were produced following standard procedures and used for Mineral Liberation Analysis (MLA) mapping and subsequent LA-ICP-MS analyses | LA-ICPMS, EMPA, SEM-EDS | NWR213 solid state 213 nm laser ablation system coupled with an Agilent 7900 quadrupole ICP-MS; Cameca SXFive Electron Microprobe; Quanta600 SEM | Adelaide Microscopy | Ablation was conducted in an atmosphere of He (0.6 L/min) that was mixed with Ar (0.88 L/min) upon leaving the ablation cell; 70 µm diameter spot size with a 25:2 standard sample bracketing approach (2 standards analysed twice every 25 unknowns); MLA maps were acquired using the raster mode with an X-ray spectra collected every 4 µm | STDGL3 (CODES, University of Tasmania; Danyushevsky et al., 2011); GSD-1G | [42 empty] | 10864 | [59 empty] | 10633.0633 | [39 empty] | 9986.6667 |  |  |  |  | 2020 | Cave, B., et al. (2020), Ore Geology Reviews 124, 103647 |  | AUS | Queensland
| Mount Isa Copper Operations, Black Star Mine | No. 5 and No. 9 Pb-Zn orebodies, 650 Cu orebody, 1100 Cu orebody, 3000 Cu orebody | Seafloor hydrothermal | Sedimentary Exhalative (SEDEX) | SEDEX zinc-lead-copper | Cu, Pb, Zn | Ag | Cu, Pb, Zn, Ag | Cave et al., 2020 |  | 200209162sph12-3 | 200209162sph12-3 | underground mine, open pit |  |  |  |  | ore material | drill core, polished section | drill core | mineral separate | [5 empty] | mineralisation |  |  |  | chalcopyrite, sphalerite, galena | Cu mineralisation stage, Pb-Zn mineralisation stage | replacement, vein infill, stratabound | coarse-grained, medium-grained, fine-grained, stratabound, discordant veins, replacement, infill |  |  |  | pyrite, pyrrhotite, arsenopyrite, siderite, dolomite, calcite, quartz, chlorite, K-feldspar, biotite, apatite, freibergite, tetrahedrite, cobaltite | Resin blocks containing each sample were produced following standard procedures and used for Mineral Liberation Analysis (MLA) mapping and subsequent LA-ICP-MS analyses | LA-ICPMS, EMPA, SEM-EDS | NWR213 solid state 213 nm laser ablation system coupled with an Agilent 7900 quadrupole ICP-MS; Cameca SXFive Electron Microprobe; Quanta600 SEM | Adelaide Microscopy | Ablation was conducted in an atmosphere of He (0.6 L/min) that was mixed with Ar (0.88 L/min) upon leaving the ablation cell; 70 µm diameter spot size with a 25:2 standard sample bracketing approach (2 standards analysed twice every 25 unknowns); MLA maps were acquired using the raster mode with an X-ray spectra collected every 4 µm | STDGL3 (CODES, University of Tasmania; Danyushevsky et al., 2011); GSD-1G | [42 empty] | 9658.7537 | [59 empty] | 10402.2646 | [39 empty] | 10090.4977 |  |  |  |  | 2020 | Cave, B., et al. (2020), Ore Geology Reviews 124, 103647 |  | AUS | Queensland
| Mount Isa Copper Operations, Black Star Mine | No. 5 and No. 9 Pb-Zn orebodies, 650 Cu orebody, 1100 Cu orebody, 3000 Cu orebody | Seafloor hydrothermal | Sedimentary Exhalative (SEDEX) | SEDEX zinc-lead-copper | Cu, Pb, Zn | Ag | Cu, Pb, Zn, Ag | Cave et al., 2020 |  | 268-2002063521sph1-5.d | 268-2002063521sph1-5.d-1 | underground mine, open pit |  |  |  |  | ore material | drill core, polished section | drill core | mineral separate | [5 empty] | mineralisation |  |  |  | chalcopyrite, sphalerite, galena | Cu mineralisation stage, Pb-Zn mineralisation stage | replacement, vein infill, stratabound | coarse-grained, medium-grained, fine-grained, stratabound, discordant veins, replacement, infill |  |  |  | pyrite, pyrrhotite, arsenopyrite, siderite, dolomite, calcite, quartz, chlorite, K-feldspar, biotite, apatite, freibergite, tetrahedrite, cobaltite | Resin blocks containing each sample were produced following standard procedures and used for Mineral Liberation Analysis (MLA) mapping and subsequent LA-ICP-MS analyses | LA-ICPMS, EMPA, SEM-EDS | NWR213 solid state 213 nm laser ablation system coupled with an Agilent 7900 quadrupole ICP-MS; Cameca SXFive Electron Microprobe; Quanta600 SEM | Adelaide Microscopy | Ablation was conducted in an atmosphere of He (0.6 L/min) that was mixed with Ar (0.88 L/min) upon leaving the ablation cell; 70 µm diameter spot size with a 25:2 standard sample bracketing approach (2 standards analysed twice every 25 unknowns); MLA maps were acquired using the raster mode with an X-ray spectra collected every 4 µm | STDGL3 (CODES, University of Tasmania; Danyushevsky et al., 2011); GSD-1G | 4.7462 |  | 4.1308 |  | 0.85987 | [9 empty] | 3.2034 | [5 empty] | 1913.6354 | [5 empty] | 499.9056 | [5 empty] | 4543.8304 | [9 empty] | 42150.56 |  | 0.21581 |  |  |  | 1.568 | [7 empty] | 108.4955 | [13 empty] | 59.6852 | [9 empty] | 0.40464 | [5 empty] | 19.3893 | [15 empty] | 355919.3285 |  | 8.9359 |  |  |  | 3.6249 | [5 empty] | 518.4519 | [7 empty] | 1.5174 | [5 empty] | 0.38357 | [13 empty] | 626422.1683 |  |  |  |  | 2020 | Cave, B., et al. (2020), Ore Geology Reviews 124, 103647 |  | AUS | Queensland
| Mount Isa Copper Operations, Black Star Mine | No. 5 and No. 9 Pb-Zn orebodies, 650 Cu orebody, 1100 Cu orebody, 3000 Cu orebody | Seafloor hydrothermal | Sedimentary Exhalative (SEDEX) | SEDEX zinc-lead-copper | Cu, Pb, Zn | Ag | Cu, Pb, Zn, Ag | Cave et al., 2020 |  | 272-2002063521sph5-1.d | 272-2002063521sph5-1.d-1 | underground mine, open pit |  |  |  |  | ore material | drill core, polished section | drill core | mineral separate | [5 empty] | mineralisation |  |  |  | chalcopyrite, sphalerite, galena | Cu mineralisation stage, Pb-Zn mineralisation stage | replacement, vein infill, stratabound | coarse-grained, medium-grained, fine-grained, stratabound, discordant veins, replacement, infill |  |  |  | pyrite, pyrrhotite, arsenopyrite, siderite, dolomite, calcite, quartz, chlorite, K-feldspar, biotite, apatite, freibergite, tetrahedrite, cobaltite | Resin blocks containing each sample were produced following standard procedures and used for Mineral Liberation Analysis (MLA) mapping and subsequent LA-ICP-MS analyses | LA-ICPMS, EMPA, SEM-EDS | NWR213 solid state 213 nm laser ablation system coupled with an Agilent 7900 quadrupole ICP-MS; Cameca SXFive Electron Microprobe; Quanta600 SEM | Adelaide Microscopy | Ablation was conducted in an atmosphere of He (0.6 L/min) that was mixed with Ar (0.88 L/min) upon leaving the ablation cell; 70 µm diameter spot size with a 25:2 standard sample bracketing approach (2 standards analysed twice every 25 unknowns); MLA maps were acquired using the raster mode with an X-ray spectra collected every 4 µm | STDGL3 (CODES, University of Tasmania; Danyushevsky et al., 2011); GSD-1G | 61.3252 |  | 22.0604 |  | 0.6521 | [9 empty] | 0.05411 | [5 empty] | 2330.9138 | [5 empty] | 58.1341 | [5 empty] | 17343.1087 | [9 empty] | 69372.4348 |  | 0.33854 |  |  |  | 0.56885 | [7 empty] | 1553.9425 | [13 empty] | 23.3508 | [9 empty] | 0.23587 | [5 empty] | 21.228 | [15 empty] | 361152.8957 |  | 9.3237 |  |  |  | 1.6649 | [5 empty] | 7.6587 | [7 empty] | 0.43011 | [5 empty] | 4.6618 | [13 empty] | 597670.2077 |  |  |  |  | 2020 | Cave, B., et al. (2020), Ore Geology Reviews 124, 103647 |  | AUS | Queensland
| Mount Isa Copper Operations, Black Star Mine | No. 5 and No. 9 Pb-Zn orebodies, 650 Cu orebody, 1100 Cu orebody, 3000 Cu orebody | Seafloor hydrothermal | Sedimentary Exhalative (SEDEX) | SEDEX zinc-lead-copper | Cu, Pb, Zn | Ag | Cu, Pb, Zn, Ag | Cave et al., 2020 |  | 273-2002063521sph5-2.d | 273-2002063521sph5-2.d-1 | underground mine, open pit |  |  |  |  | ore material | drill core, polished section | drill core | mineral separate | [5 empty] | mineralisation |  |  |  | chalcopyrite, sphalerite, galena | Cu mineralisation stage, Pb-Zn mineralisation stage | replacement, vein infill, stratabound | coarse-grained, medium-grained, fine-grained, stratabound, discordant veins, replacement, infill |  |  |  | pyrite, pyrrhotite, arsenopyrite, siderite, dolomite, calcite, quartz, chlorite, K-feldspar, biotite, apatite, freibergite, tetrahedrite, cobaltite | Resin blocks containing each sample were produced following standard procedures and used for Mineral Liberation Analysis (MLA) mapping and subsequent LA-ICP-MS analyses | LA-ICPMS, EMPA, SEM-EDS | NWR213 solid state 213 nm laser ablation system coupled with an Agilent 7900 quadrupole ICP-MS; Cameca SXFive Electron Microprobe; Quanta600 SEM | Adelaide Microscopy | Ablation was conducted in an atmosphere of He (0.6 L/min) that was mixed with Ar (0.88 L/min) upon leaving the ablation cell; 70 µm diameter spot size with a 25:2 standard sample bracketing approach (2 standards analysed twice every 25 unknowns); MLA maps were acquired using the raster mode with an X-ray spectra collected every 4 µm | STDGL3 (CODES, University of Tasmania; Danyushevsky et al., 2011); GSD-1G | 35.4111 |  | 1.1895 | [11 empty] | 0.016407 | [5 empty] | 2603.1919 | [5 empty] | 72.1894 | [5 empty] | 9092.0307 | [9 empty] | 68361.1329 |  | 0.27481 |  |  |  | 0.34181 | [7 empty] | 1617.4244 | [13 empty] | 31.3231 | [9 empty] | 0.2461 | [5 empty] | 11.4026 | [15 empty] | 350829.3338 |  | 3.5821 |  |  |  | 6.1525 | [5 empty] | 2.379 | [7 empty] | 0.61525 | [5 empty] | 0.61799 | [13 empty] | 598738.3529 |  |  |  |  | 2020 | Cave, B., et al. (2020), Ore Geology Reviews 124, 103647 |  | AUS | Queensland
| Mount Isa Copper Operations, Black Star Mine | No. 5 and No. 9 Pb-Zn orebodies, 650 Cu orebody, 1100 Cu orebody, 3000 Cu orebody | Seafloor hydrothermal | Sedimentary Exhalative (SEDEX) | SEDEX zinc-lead-copper | Cu, Pb, Zn | Ag | Cu, Pb, Zn, Ag | Cave et al., 2020 |  | 274-2002063521sph5-3.d | 274-2002063521sph5-3.d-1 | underground mine, open pit |  |  |  |  | ore material | drill core, polished section | drill core | mineral separate | [5 empty] | mineralisation |  |  |  | chalcopyrite, sphalerite, galena | Cu mineralisation stage, Pb-Zn mineralisation stage | replacement, vein infill, stratabound | coarse-grained, medium-grained, fine-grained, stratabound, discordant veins, replacement, infill |  |  |  | pyrite, pyrrhotite, arsenopyrite, siderite, dolomite, calcite, quartz, chlorite, K-feldspar, biotite, apatite, freibergite, tetrahedrite, cobaltite | Resin blocks containing each sample were produced following standard procedures and used for Mineral Liberation Analysis (MLA) mapping and subsequent LA-ICP-MS analyses | LA-ICPMS, EMPA, SEM-EDS | NWR213 solid state 213 nm laser ablation system coupled with an Agilent 7900 quadrupole ICP-MS; Cameca SXFive Electron Microprobe; Quanta600 SEM | Adelaide Microscopy | Ablation was conducted in an atmosphere of He (0.6 L/min) that was mixed with Ar (0.88 L/min) upon leaving the ablation cell; 70 µm diameter spot size with a 25:2 standard sample bracketing approach (2 standards analysed twice every 25 unknowns); MLA maps were acquired using the raster mode with an X-ray spectra collected every 4 µm | STDGL3 (CODES, University of Tasmania; Danyushevsky et al., 2011); GSD-1G | 27.4282 | [19 empty] | 2656.1489 | [5 empty] | 63.7183 | [5 empty] | 5065.7251 | [9 empty] | 61032.8325 |  | 0.27465 |  |  |  | 0.42723 | [7 empty] | 1599.0602 | [13 empty] | 26.0732 | [9 empty] | 0.42723 | [5 empty] | 6.8601 | [15 empty] | 349351.9334 |  | 1.6723 | [9 empty] | 2.0873 | [13 empty] | 0.45897 | [13 empty] | 606478.5619 |  |  |  |  | 2020 | Cave, B., et al. (2020), Ore Geology Reviews 124, 103647 |  | AUS | Queensland
| Mount Isa Copper Operations, Black Star Mine | No. 5 and No. 9 Pb-Zn orebodies, 650 Cu orebody, 1100 Cu orebody, 3000 Cu orebody | Seafloor hydrothermal | Sedimentary Exhalative (SEDEX) | SEDEX zinc-lead-copper | Cu, Pb, Zn | Ag | Cu, Pb, Zn, Ag | Cave et al., 2020 |  | 275-2002063521sph5-4.d | 275-2002063521sph5-4.d-1 | underground mine, open pit |  |  |  |  | ore material | drill core, polished section | drill core | mineral separate | [5 empty] | mineralisation |  |  |  | chalcopyrite, sphalerite, galena | Cu mineralisation stage, Pb-Zn mineralisation stage | replacement, vein infill, stratabound | coarse-grained, medium-grained, fine-grained, stratabound, discordant veins, replacement, infill |  |  |  | pyrite, pyrrhotite, arsenopyrite, siderite, dolomite, calcite, quartz, chlorite, K-feldspar, biotite, apatite, freibergite, tetrahedrite, cobaltite | Resin blocks containing each sample were produced following standard procedures and used for Mineral Liberation Analysis (MLA) mapping and subsequent LA-ICP-MS analyses | LA-ICPMS, EMPA, SEM-EDS | NWR213 solid state 213 nm laser ablation system coupled with an Agilent 7900 quadrupole ICP-MS; Cameca SXFive Electron Microprobe; Quanta600 SEM | Adelaide Microscopy | Ablation was conducted in an atmosphere of He (0.6 L/min) that was mixed with Ar (0.88 L/min) upon leaving the ablation cell; 70 µm diameter spot size with a 25:2 standard sample bracketing approach (2 standards analysed twice every 25 unknowns); MLA maps were acquired using the raster mode with an X-ray spectra collected every 4 µm | STDGL3 (CODES, University of Tasmania; Danyushevsky et al., 2011); GSD-1G | 36.3816 |  | 1.9253 | [11 empty] | 0.031256 | [5 empty] | 2647.9785 | [5 empty] | 70.1377 | [5 empty] | 6451.1657 | [9 empty] | 62511.2955 |  | 0.29755 |  |  |  | 0.51259 | [7 empty] | 1587.7869 | [13 empty] | 29.6304 | [9 empty] | 0.31256 | [5 empty] | 12.8648 | [15 empty] | 352688.729 |  | 3.9757 |  |  |  | 4.0007 | [5 empty] | 4.6383 | [7 empty] | 0.65012 | [5 empty] | 0.59886 | [13 empty] | 604916.9976 |  |  |  |  | 2020 | Cave, B., et al. (2020), Ore Geology Reviews 124, 103647 |  | AUS | Queensland
| Mount Isa Copper Operations, Black Star Mine | No. 5 and No. 9 Pb-Zn orebodies, 650 Cu orebody, 1100 Cu orebody, 3000 Cu orebody | Seafloor hydrothermal | Sedimentary Exhalative (SEDEX) | SEDEX zinc-lead-copper | Cu, Pb, Zn | Ag | Cu, Pb, Zn, Ag | Cave et al., 2020 |  | 277-2002063521sph5-6.d | 277-2002063521sph5-6.d-1 | underground mine, open pit |  |  |  |  | ore material | drill core, polished section | drill core | mineral separate | [5 empty] | mineralisation |  |  |  | chalcopyrite, sphalerite, galena | Cu mineralisation stage, Pb-Zn mineralisation stage | replacement, vein infill, stratabound | coarse-grained, medium-grained, fine-grained, stratabound, discordant veins, replacement, infill |  |  |  | pyrite, pyrrhotite, arsenopyrite, siderite, dolomite, calcite, quartz, chlorite, K-feldspar, biotite, apatite, freibergite, tetrahedrite, cobaltite | Resin blocks containing each sample were produced following standard procedures and used for Mineral Liberation Analysis (MLA) mapping and subsequent LA-ICP-MS analyses | LA-ICPMS, EMPA, SEM-EDS | NWR213 solid state 213 nm laser ablation system coupled with an Agilent 7900 quadrupole ICP-MS; Cameca SXFive Electron Microprobe; Quanta600 SEM | Adelaide Microscopy | Ablation was conducted in an atmosphere of He (0.6 L/min) that was mixed with Ar (0.88 L/min) upon leaving the ablation cell; 70 µm diameter spot size with a 25:2 standard sample bracketing approach (2 standards analysed twice every 25 unknowns); MLA maps were acquired using the raster mode with an X-ray spectra collected every 4 µm | STDGL3 (CODES, University of Tasmania; Danyushevsky et al., 2011); GSD-1G | 42.635 |  | 4.3967 |  | 0.29312 | [15 empty] | 2711.3226 | [5 empty] | 77.809 | [5 empty] | 8793.4786 | [9 empty] | 66617.2624 |  | 0.3131 |  |  |  | 0.25315 | [7 empty] | 1568.1704 | [13 empty] | 30.7905 | [9 empty] | 0.16788 | [5 empty] | 17.3205 | [15 empty] | 354270.6015 |  | 5.7957 |  |  |  | 4.2635 | [5 empty] | 8.4604 | [13 empty] | 0.50762 | [13 empty] | 600580.2427 |  |  |  |  | 2020 | Cave, B., et al. (2020), Ore Geology Reviews 124, 103647 |  | AUS | Queensland
| Mount Isa Copper Operations, Black Star Mine | No. 5 and No. 9 Pb-Zn orebodies, 650 Cu orebody, 1100 Cu orebody, 3000 Cu orebody | Seafloor hydrothermal | Sedimentary Exhalative (SEDEX) | SEDEX zinc-lead-copper | Cu, Pb, Zn | Ag | Cu, Pb, Zn, Ag | Cave et al., 2020 |  | 279-2002063521sph5-8.d | 279-2002063521sph5-8.d-1 | underground mine, open pit |  |  |  |  | ore material | drill core, polished section | drill core | mineral separate | [5 empty] | mineralisation |  |  |  | chalcopyrite, sphalerite, galena | Cu mineralisation stage, Pb-Zn mineralisation stage | replacement, vein infill, stratabound | coarse-grained, medium-grained, fine-grained, stratabound, discordant veins, replacement, infill |  |  |  | pyrite, pyrrhotite, arsenopyrite, siderite, dolomite, calcite, quartz, chlorite, K-feldspar, biotite, apatite, freibergite, tetrahedrite, cobaltite | Resin blocks containing each sample were produced following standard procedures and used for Mineral Liberation Analysis (MLA) mapping and subsequent LA-ICP-MS analyses | LA-ICPMS, EMPA, SEM-EDS | NWR213 solid state 213 nm laser ablation system coupled with an Agilent 7900 quadrupole ICP-MS; Cameca SXFive Electron Microprobe; Quanta600 SEM | Adelaide Microscopy | Ablation was conducted in an atmosphere of He (0.6 L/min) that was mixed with Ar (0.88 L/min) upon leaving the ablation cell; 70 µm diameter spot size with a 25:2 standard sample bracketing approach (2 standards analysed twice every 25 unknowns); MLA maps were acquired using the raster mode with an X-ray spectra collected every 4 µm | STDGL3 (CODES, University of Tasmania; Danyushevsky et al., 2011); GSD-1G | 16.0922 |  | 10.6857 | [11 empty] | 0.039435 | [5 empty] | 2611.6353 | [5 empty] | 68.4393 | [5 empty] | 2111.6973 | [9 empty] | 63605.3401 |  | 0.26969 |  |  |  | 0.38163 | [7 empty] | 1567.2356 | [13 empty] | 29.2457 | [15 empty] | 5.4955 | [15 empty] | 354663.3763 |  | 0.4834 | [9 empty] | 2.5569 | [7 empty] | 0.63605 | [5 empty] | 0.094136 | [13 empty] | 603761.459 |  |  |  |  | 2020 | Cave, B., et al. (2020), Ore Geology Reviews 124, 103647 |  | AUS | Queensland
| Mount Isa Copper Operations, Black Star Mine | No. 5 and No. 9 Pb-Zn orebodies, 650 Cu orebody, 1100 Cu orebody, 3000 Cu orebody | Seafloor hydrothermal | Sedimentary Exhalative (SEDEX) | SEDEX zinc-lead-copper | Cu, Pb, Zn | Ag | Cu, Pb, Zn, Ag | Cave et al., 2020 |  | 280-2002063521sph5-9.d | 280-2002063521sph5-9.d-1 | underground mine, open pit |  |  |  |  | ore material | drill core, polished section | drill core | mineral separate | [5 empty] | mineralisation |  |  |  | chalcopyrite, sphalerite, galena | Cu mineralisation stage, Pb-Zn mineralisation stage | replacement, vein infill, stratabound | coarse-grained, medium-grained, fine-grained, stratabound, discordant veins, replacement, infill |  |  |  | pyrite, pyrrhotite, arsenopyrite, siderite, dolomite, calcite, quartz, chlorite, K-feldspar, biotite, apatite, freibergite, tetrahedrite, cobaltite | Resin blocks containing each sample were produced following standard procedures and used for Mineral Liberation Analysis (MLA) mapping and subsequent LA-ICP-MS analyses | LA-ICPMS, EMPA, SEM-EDS | NWR213 solid state 213 nm laser ablation system coupled with an Agilent 7900 quadrupole ICP-MS; Cameca SXFive Electron Microprobe; Quanta600 SEM | Adelaide Microscopy | Ablation was conducted in an atmosphere of He (0.6 L/min) that was mixed with Ar (0.88 L/min) upon leaving the ablation cell; 70 µm diameter spot size with a 25:2 standard sample bracketing approach (2 standards analysed twice every 25 unknowns); MLA maps were acquired using the raster mode with an X-ray spectra collected every 4 µm | STDGL3 (CODES, University of Tasmania; Danyushevsky et al., 2011); GSD-1G | 40.1755 |  | 13.7022 | [11 empty] | 0.058534 | [5 empty] | 2693.8842 | [5 empty] | 54.0107 | [5 empty] | 10775.5366 | [9 empty] | 66515.658 |  | 0.30597 |  |  |  | 0.54543 | [7 empty] | 1592.3849 | [13 empty] | 24.3447 | [9 empty] | 0.55873 | [5 empty] | 12.2389 | [15 empty] | 368230.6829 |  | 2.5808 |  |  |  | 4.6561 | [5 empty] | 5.6139 | [13 empty] | 0.27138 | [13 empty] | 600687.558 |  |  |  |  | 2020 | Cave, B., et al. (2020), Ore Geology Reviews 124, 103647 |  | AUS | Queensland
| Mount Isa Copper Operations, Black Star Mine | No. 5 and No. 9 Pb-Zn orebodies, 650 Cu orebody, 1100 Cu orebody, 3000 Cu orebody | Seafloor hydrothermal | Sedimentary Exhalative (SEDEX) | SEDEX zinc-lead-copper | Cu, Pb, Zn | Ag | Cu, Pb, Zn, Ag | Cave et al., 2020 |  | 281-2002063521sph5-10.d | 281-2002063521sph5-10.d-1 | underground mine, open pit |  |  |  |  | ore material | drill core, polished section | drill core | mineral separate | [5 empty] | mineralisation |  |  |  | chalcopyrite, sphalerite, galena | Cu mineralisation stage, Pb-Zn mineralisation stage | replacement, vein infill, stratabound | coarse-grained, medium-grained, fine-grained, stratabound, discordant veins, replacement, infill |  |  |  | pyrite, pyrrhotite, arsenopyrite, siderite, dolomite, calcite, quartz, chlorite, K-feldspar, biotite, apatite, freibergite, tetrahedrite, cobaltite | Resin blocks containing each sample were produced following standard procedures and used for Mineral Liberation Analysis (MLA) mapping and subsequent LA-ICP-MS analyses | LA-ICPMS, EMPA, SEM-EDS | NWR213 solid state 213 nm laser ablation system coupled with an Agilent 7900 quadrupole ICP-MS; Cameca SXFive Electron Microprobe; Quanta600 SEM | Adelaide Microscopy | Ablation was conducted in an atmosphere of He (0.6 L/min) that was mixed with Ar (0.88 L/min) upon leaving the ablation cell; 70 µm diameter spot size with a 25:2 standard sample bracketing approach (2 standards analysed twice every 25 unknowns); MLA maps were acquired using the raster mode with an X-ray spectra collected every 4 µm | STDGL3 (CODES, University of Tasmania; Danyushevsky et al., 2011); GSD-1G | 104.9319 |  | 5.2539 |  | 0.87565 | [9 empty] | 0.030648 | [5 empty] | 2168.6907 | [5 empty] | 47.1391 | [5 empty] | 26415.4114 | [9 empty] | 72970.7496 |  | 0.26707 |  |  |  | 0.62755 | [7 empty] | 1765.8921 | [13 empty] | 20.5486 | [9 empty] | 0.64214 | [5 empty] | 35.3178 | [15 empty] | 377988.4829 |  | 25.8316 |  |  |  | 2.7729 | [5 empty] | 7.0782 | [13 empty] | 11.5732 | [13 empty] | 593869.639 |  |  |  |  | 2020 | Cave, B., et al. (2020), Ore Geology Reviews 124, 103647 |  | AUS | Queensland
| Mount Isa Copper Operations, Black Star Mine | No. 5 and No. 9 Pb-Zn orebodies, 650 Cu orebody, 1100 Cu orebody, 3000 Cu orebody | Seafloor hydrothermal | Sedimentary Exhalative (SEDEX) | SEDEX zinc-lead-copper | Cu, Pb, Zn | Ag | Cu, Pb, Zn, Ag | Cave et al., 2020 |  | 284-2002063521sph5-13.d | 284-2002063521sph5-13.d-1 | underground mine, open pit |  |  |  |  | ore material | drill core, polished section | drill core | mineral separate | [5 empty] | mineralisation |  |  |  | chalcopyrite, sphalerite, galena | Cu mineralisation stage, Pb-Zn mineralisation stage | replacement, vein infill, stratabound | coarse-grained, medium-grained, fine-grained, stratabound, discordant veins, replacement, infill |  |  |  | pyrite, pyrrhotite, arsenopyrite, siderite, dolomite, calcite, quartz, chlorite, K-feldspar, biotite, apatite, freibergite, tetrahedrite, cobaltite | Resin blocks containing each sample were produced following standard procedures and used for Mineral Liberation Analysis (MLA) mapping and subsequent LA-ICP-MS analyses | LA-ICPMS, EMPA, SEM-EDS | NWR213 solid state 213 nm laser ablation system coupled with an Agilent 7900 quadrupole ICP-MS; Cameca SXFive Electron Microprobe; Quanta600 SEM | Adelaide Microscopy | Ablation was conducted in an atmosphere of He (0.6 L/min) that was mixed with Ar (0.88 L/min) upon leaving the ablation cell; 70 µm diameter spot size with a 25:2 standard sample bracketing approach (2 standards analysed twice every 25 unknowns); MLA maps were acquired using the raster mode with an X-ray spectra collected every 4 µm | STDGL3 (CODES, University of Tasmania; Danyushevsky et al., 2011); GSD-1G | 19.1732 |  | 2.0678 |  | 0.36574 | [15 empty] | 2644.5815 | [5 empty] | 85.1049 | [5 empty] | 2982.1877 | [9 empty] | 70334.6146 |  | 0.34323 |  |  |  | 0.35167 | [7 empty] | 1633.1698 | [13 empty] | 40.6675 | [9 empty] | 0.2954 | [5 empty] | 5.5705 | [15 empty] | 352939.0959 |  | 1.0466 | [9 empty] | 1.7162 | [13 empty] | 0.30666 | [13 empty] | 596653.9458 |  |  |  |  | 2020 | Cave, B., et al. (2020), Ore Geology Reviews 124, 103647 |  | AUS | Queensland
| Mount Isa Copper Operations, Black Star Mine | No. 5 and No. 9 Pb-Zn orebodies, 650 Cu orebody, 1100 Cu orebody, 3000 Cu orebody | Seafloor hydrothermal | Sedimentary Exhalative (SEDEX) | SEDEX zinc-lead-copper | Cu, Pb, Zn | Ag | Cu, Pb, Zn, Ag | Cave et al., 2020 |  | 285-2002063521sph5-14.d | 285-2002063521sph5-14.d-1 | underground mine, open pit |  |  |  |  | ore material | drill core, polished section | drill core | mineral separate | [5 empty] | mineralisation |  |  |  | chalcopyrite, sphalerite, galena | Cu mineralisation stage, Pb-Zn mineralisation stage | replacement, vein infill, stratabound | coarse-grained, medium-grained, fine-grained, stratabound, discordant veins, replacement, infill |  |  |  | pyrite, pyrrhotite, arsenopyrite, siderite, dolomite, calcite, quartz, chlorite, K-feldspar, biotite, apatite, freibergite, tetrahedrite, cobaltite | Resin blocks containing each sample were produced following standard procedures and used for Mineral Liberation Analysis (MLA) mapping and subsequent LA-ICP-MS analyses | LA-ICPMS, EMPA, SEM-EDS | NWR213 solid state 213 nm laser ablation system coupled with an Agilent 7900 quadrupole ICP-MS; Cameca SXFive Electron Microprobe; Quanta600 SEM | Adelaide Microscopy | Ablation was conducted in an atmosphere of He (0.6 L/min) that was mixed with Ar (0.88 L/min) upon leaving the ablation cell; 70 µm diameter spot size with a 25:2 standard sample bracketing approach (2 standards analysed twice every 25 unknowns); MLA maps were acquired using the raster mode with an X-ray spectra collected every 4 µm | STDGL3 (CODES, University of Tasmania; Danyushevsky et al., 2011); GSD-1G | 15.6124 |  | 1.636 | [17 empty] | 2642.9613 | [5 empty] | 84.2814 | [5 empty] | 2665.5266 | [9 empty] | 70516.5771 |  | 0.37797 |  |  |  | 0.36669 | [7 empty] | 1575.3403 | [13 empty] | 43.5651 | [9 empty] | 0.1904 | [5 empty] | 3.5681 | [15 empty] | 348774.9905 |  | 0.51618 |  |  |  | 4.231 | [5 empty] | 1.0577 | [13 empty] | 0.040335 | [13 empty] | 596461.7555 |  |  |  |  | 2020 | Cave, B., et al. (2020), Ore Geology Reviews 124, 103647 |  | AUS | Queensland
| Mount Isa Copper Operations, Black Star Mine | No. 5 and No. 9 Pb-Zn orebodies, 650 Cu orebody, 1100 Cu orebody, 3000 Cu orebody | Seafloor hydrothermal | Sedimentary Exhalative (SEDEX) | SEDEX zinc-lead-copper | Cu, Pb, Zn | Ag | Cu, Pb, Zn, Ag | Cave et al., 2020 |  | 286-2002063521sph5-15.d | 286-2002063521sph5-15.d-1 | underground mine, open pit |  |  |  |  | ore material | drill core, polished section | drill core | mineral separate | [5 empty] | mineralisation |  |  |  | chalcopyrite, sphalerite, galena | Cu mineralisation stage, Pb-Zn mineralisation stage | replacement, vein infill, stratabound | coarse-grained, medium-grained, fine-grained, stratabound, discordant veins, replacement, infill |  |  |  | pyrite, pyrrhotite, arsenopyrite, siderite, dolomite, calcite, quartz, chlorite, K-feldspar, biotite, apatite, freibergite, tetrahedrite, cobaltite | Resin blocks containing each sample were produced following standard procedures and used for Mineral Liberation Analysis (MLA) mapping and subsequent LA-ICP-MS analyses | LA-ICPMS, EMPA, SEM-EDS | NWR213 solid state 213 nm laser ablation system coupled with an Agilent 7900 quadrupole ICP-MS; Cameca SXFive Electron Microprobe; Quanta600 SEM | Adelaide Microscopy | Ablation was conducted in an atmosphere of He (0.6 L/min) that was mixed with Ar (0.88 L/min) upon leaving the ablation cell; 70 µm diameter spot size with a 25:2 standard sample bracketing approach (2 standards analysed twice every 25 unknowns); MLA maps were acquired using the raster mode with an X-ray spectra collected every 4 µm | STDGL3 (CODES, University of Tasmania; Danyushevsky et al., 2011); GSD-1G | 41.8554 |  | 11.3164 |  | 0.46506 | [9 empty] | 0.038755 | [5 empty] | 2732.9995 | [5 empty] | 73.4794 | [5 empty] | 15036.9231 | [9 empty] | 77509.913 |  | 0.40925 |  |  |  | 0.46506 | [7 empty] | 1573.4512 | [13 empty] | 36.8947 | [9 empty] | 0.35655 | [5 empty] | 14.4323 | [15 empty] | 361041.1746 |  | 1.9532 |  |  |  | 2.7904 | [5 empty] | 5.4722 | [7 empty] | 0.43406 | [5 empty] | 0.12867 | [13 empty] | 589075.3386 |  |  |  |  | 2020 | Cave, B., et al. (2020), Ore Geology Reviews 124, 103647 |  | AUS | Queensland
| Mount Isa Copper Operations, Black Star Mine | No. 5 and No. 9 Pb-Zn orebodies, 650 Cu orebody, 1100 Cu orebody, 3000 Cu orebody | Seafloor hydrothermal | Sedimentary Exhalative (SEDEX) | SEDEX zinc-lead-copper | Cu, Pb, Zn | Ag | Cu, Pb, Zn, Ag | Cave et al., 2020 |  | 287-2002063521sph5-16.d | 287-2002063521sph5-16.d-1 | underground mine, open pit |  |  |  |  | ore material | drill core, polished section | drill core | mineral separate | [5 empty] | mineralisation |  |  |  | chalcopyrite, sphalerite, galena | Cu mineralisation stage, Pb-Zn mineralisation stage | replacement, vein infill, stratabound | coarse-grained, medium-grained, fine-grained, stratabound, discordant veins, replacement, infill |  |  |  | pyrite, pyrrhotite, arsenopyrite, siderite, dolomite, calcite, quartz, chlorite, K-feldspar, biotite, apatite, freibergite, tetrahedrite, cobaltite | Resin blocks containing each sample were produced following standard procedures and used for Mineral Liberation Analysis (MLA) mapping and subsequent LA-ICP-MS analyses | LA-ICPMS, EMPA, SEM-EDS | NWR213 solid state 213 nm laser ablation system coupled with an Agilent 7900 quadrupole ICP-MS; Cameca SXFive Electron Microprobe; Quanta600 SEM | Adelaide Microscopy | Ablation was conducted in an atmosphere of He (0.6 L/min) that was mixed with Ar (0.88 L/min) upon leaving the ablation cell; 70 µm diameter spot size with a 25:2 standard sample bracketing approach (2 standards analysed twice every 25 unknowns); MLA maps were acquired using the raster mode with an X-ray spectra collected every 4 µm | STDGL3 (CODES, University of Tasmania; Danyushevsky et al., 2011); GSD-1G | 19.0566 |  | 2.1203 | [17 empty] | 2636.1172 | [5 empty] | 68.2624 | [5 empty] | 1358.7833 | [9 empty] | 64642.4039 |  | 0.38527 |  |  |  | 0.4525 | [7 empty] | 1632.8671 | [13 empty] | 31.8041 | [9 empty] | 0.2715 | [5 empty] | 5.3653 | [15 empty] | 355403.9366 |  | 2.9865 | [9 empty] | 1.3316 | [13 empty] | 0.31287 | [13 empty] | 602666.104 |  |  |  |  | 2020 | Cave, B., et al. (2020), Ore Geology Reviews 124, 103647 |  | AUS | Queensland
| Mount Isa Copper Operations, Black Star Mine | No. 5 and No. 9 Pb-Zn orebodies, 650 Cu orebody, 1100 Cu orebody, 3000 Cu orebody | Seafloor hydrothermal | Sedimentary Exhalative (SEDEX) | SEDEX zinc-lead-copper | Cu, Pb, Zn | Ag | Cu, Pb, Zn, Ag | Cave et al., 2020 |  | 289-2002063521sph5-18.d | 289-2002063521sph5-18.d-1 | underground mine, open pit |  |  |  |  | ore material | drill core, polished section | drill core | mineral separate | [5 empty] | mineralisation |  |  |  | chalcopyrite, sphalerite, galena | Cu mineralisation stage, Pb-Zn mineralisation stage | replacement, vein infill, stratabound | coarse-grained, medium-grained, fine-grained, stratabound, discordant veins, replacement, infill |  |  |  | pyrite, pyrrhotite, arsenopyrite, siderite, dolomite, calcite, quartz, chlorite, K-feldspar, biotite, apatite, freibergite, tetrahedrite, cobaltite | Resin blocks containing each sample were produced following standard procedures and used for Mineral Liberation Analysis (MLA) mapping and subsequent LA-ICP-MS analyses | LA-ICPMS, EMPA, SEM-EDS | NWR213 solid state 213 nm laser ablation system coupled with an Agilent 7900 quadrupole ICP-MS; Cameca SXFive Electron Microprobe; Quanta600 SEM | Adelaide Microscopy | Ablation was conducted in an atmosphere of He (0.6 L/min) that was mixed with Ar (0.88 L/min) upon leaving the ablation cell; 70 µm diameter spot size with a 25:2 standard sample bracketing approach (2 standards analysed twice every 25 unknowns); MLA maps were acquired using the raster mode with an X-ray spectra collected every 4 µm | STDGL3 (CODES, University of Tasmania; Danyushevsky et al., 2011); GSD-1G | 15.6329 | [19 empty] | 2682.8193 | [5 empty] | 77.9623 | [5 empty] | 1433.8044 | [9 empty] | 67441.4103 |  | 0.32776 |  |  |  | 0.35069 | [7 empty] | 1622.6403 | [13 empty] | 38.1044 | [9 empty] | 0.13893 | [5 empty] | 3.5204 | [15 empty] | 345839.5518 |  | 0.87269 | [9 empty] | 0.76883 | [7 empty] | 0.53953 | [5 empty] | 0.13488 | [13 empty] | 599709.7712 |  |  |  |  | 2020 | Cave, B., et al. (2020), Ore Geology Reviews 124, 103647 |  | AUS | Queensland
| Mount Isa Copper Operations, Black Star Mine | No. 5 and No. 9 Pb-Zn orebodies, 650 Cu orebody, 1100 Cu orebody, 3000 Cu orebody | Seafloor hydrothermal | Sedimentary Exhalative (SEDEX) | SEDEX zinc-lead-copper | Cu, Pb, Zn | Ag | Cu, Pb, Zn, Ag | Cave et al., 2020 |  | 297-2002063521sph8-4.d | 297-2002063521sph8-4.d-1 | underground mine, open pit |  |  |  |  | ore material | drill core, polished section | drill core | mineral separate | [5 empty] | mineralisation |  |  |  | chalcopyrite, sphalerite, galena | Cu mineralisation stage, Pb-Zn mineralisation stage | replacement, vein infill, stratabound | coarse-grained, medium-grained, fine-grained, stratabound, discordant veins, replacement, infill |  |  |  | pyrite, pyrrhotite, arsenopyrite, siderite, dolomite, calcite, quartz, chlorite, K-feldspar, biotite, apatite, freibergite, tetrahedrite, cobaltite | Resin blocks containing each sample were produced following standard procedures and used for Mineral Liberation Analysis (MLA) mapping and subsequent LA-ICP-MS analyses | LA-ICPMS, EMPA, SEM-EDS | NWR213 solid state 213 nm laser ablation system coupled with an Agilent 7900 quadrupole ICP-MS; Cameca SXFive Electron Microprobe; Quanta600 SEM | Adelaide Microscopy | Ablation was conducted in an atmosphere of He (0.6 L/min) that was mixed with Ar (0.88 L/min) upon leaving the ablation cell; 70 µm diameter spot size with a 25:2 standard sample bracketing approach (2 standards analysed twice every 25 unknowns); MLA maps were acquired using the raster mode with an X-ray spectra collected every 4 µm | STDGL3 (CODES, University of Tasmania; Danyushevsky et al., 2011); GSD-1G | 22.8754 |  | 286.5713 | [11 empty] | 0.027652 | [5 empty] | 2232.2399 | [11 empty] | 296.6265 | [9 empty] | 62844.5913 |  | 0.12695 |  |  |  | 1.2066 | [7 empty] | 13.3608 | [13 empty] | 142.0288 | [15 empty] | 31.4223 | [15 empty] | 346776.4546 |  | 12.4181 |  |  |  | 3.2679 | [5 empty] | 0.5656 | [13 empty] | 5.5932 | [13 empty] | 604564.968 |  |  |  |  | 2020 | Cave, B., et al. (2020), Ore Geology Reviews 124, 103647 |  | AUS | Queensland
| Mount Isa Copper Operations, Black Star Mine | No. 5 and No. 9 Pb-Zn orebodies, 650 Cu orebody, 1100 Cu orebody, 3000 Cu orebody | Seafloor hydrothermal | Sedimentary Exhalative (SEDEX) | SEDEX zinc-lead-copper | Cu, Pb, Zn | Ag | Cu, Pb, Zn, Ag | Cave et al., 2020 |  | 298-2002063521sph8-5.d | 298-2002063521sph8-5.d-1 | underground mine, open pit |  |  |  |  | ore material | drill core, polished section | drill core | mineral separate | [5 empty] | mineralisation |  |  |  | chalcopyrite, sphalerite, galena | Cu mineralisation stage, Pb-Zn mineralisation stage | replacement, vein infill, stratabound | coarse-grained, medium-grained, fine-grained, stratabound, discordant veins, replacement, infill |  |  |  | pyrite, pyrrhotite, arsenopyrite, siderite, dolomite, calcite, quartz, chlorite, K-feldspar, biotite, apatite, freibergite, tetrahedrite, cobaltite | Resin blocks containing each sample were produced following standard procedures and used for Mineral Liberation Analysis (MLA) mapping and subsequent LA-ICP-MS analyses | LA-ICPMS, EMPA, SEM-EDS | NWR213 solid state 213 nm laser ablation system coupled with an Agilent 7900 quadrupole ICP-MS; Cameca SXFive Electron Microprobe; Quanta600 SEM | Adelaide Microscopy | Ablation was conducted in an atmosphere of He (0.6 L/min) that was mixed with Ar (0.88 L/min) upon leaving the ablation cell; 70 µm diameter spot size with a 25:2 standard sample bracketing approach (2 standards analysed twice every 25 unknowns); MLA maps were acquired using the raster mode with an X-ray spectra collected every 4 µm | STDGL3 (CODES, University of Tasmania; Danyushevsky et al., 2011); GSD-1G | 31.0928 |  | 10.268 |  | 2.3745 | [9 empty] | 0.032088 | [5 empty] | 1942.899 | [5 empty] | 0.25349 | [5 empty] | 288.7876 | [9 empty] | 80218.786 |  | 0.072197 |  |  |  | 0.46527 | [7 empty] | 14.3912 | [13 empty] | 1652.507 | [9 empty] | 0.54549 | [5 empty] | 63.3728 | [15 empty] | 356010.9722 |  | 32.4565 |  |  |  | 2.7274 | [5 empty] | 0.86636 | [13 empty] | 2.8397 | [13 empty] | 586214.2053 |  |  |  |  | 2020 | Cave, B., et al. (2020), Ore Geology Reviews 124, 103647 |  | AUS | Queensland
| Mount Isa Copper Operations, Black Star Mine | No. 5 and No. 9 Pb-Zn orebodies, 650 Cu orebody, 1100 Cu orebody, 3000 Cu orebody | Seafloor hydrothermal | Sedimentary Exhalative (SEDEX) | SEDEX zinc-lead-copper | Cu, Pb, Zn | Ag | Cu, Pb, Zn, Ag | Cave et al., 2020 |  | 300-2002063521sph8-7.d | 300-2002063521sph8-7.d-1 | underground mine, open pit |  |  |  |  | ore material | drill core, polished section | drill core | mineral separate | [5 empty] | mineralisation |  |  |  | chalcopyrite, sphalerite, galena | Cu mineralisation stage, Pb-Zn mineralisation stage | replacement, vein infill, stratabound | coarse-grained, medium-grained, fine-grained, stratabound, discordant veins, replacement, infill |  |  |  | pyrite, pyrrhotite, arsenopyrite, siderite, dolomite, calcite, quartz, chlorite, K-feldspar, biotite, apatite, freibergite, tetrahedrite, cobaltite | Resin blocks containing each sample were produced following standard procedures and used for Mineral Liberation Analysis (MLA) mapping and subsequent LA-ICP-MS analyses | LA-ICPMS, EMPA, SEM-EDS | NWR213 solid state 213 nm laser ablation system coupled with an Agilent 7900 quadrupole ICP-MS; Cameca SXFive Electron Microprobe; Quanta600 SEM | Adelaide Microscopy | Ablation was conducted in an atmosphere of He (0.6 L/min) that was mixed with Ar (0.88 L/min) upon leaving the ablation cell; 70 µm diameter spot size with a 25:2 standard sample bracketing approach (2 standards analysed twice every 25 unknowns); MLA maps were acquired using the raster mode with an X-ray spectra collected every 4 µm | STDGL3 (CODES, University of Tasmania; Danyushevsky et al., 2011); GSD-1G | 69.1407 |  | 420.1513 | [17 empty] | 2013.7777 | [5 empty] | 0.15332 | [5 empty] | 588.2118 | [9 empty] | 73710.7511 |  | 0.33022 |  |  |  | 1.8575 | [7 empty] | 15.0517 | [13 empty] | 5675.7278 | [9 empty] | 0.78133 | [5 empty] | 411.306 | [15 empty] | 375482.5661 |  | 56.4624 |  |  |  | 4.1278 | [5 empty] | 0.82556 | [13 empty] | 1.887 | [13 empty] | 593088.0435 |  |  |  |  | 2020 | Cave, B., et al. (2020), Ore Geology Reviews 124, 103647 |  | AUS | Queensland
| Mount Isa Copper Operations, Black Star Mine | No. 5 and No. 9 Pb-Zn orebodies, 650 Cu orebody, 1100 Cu orebody, 3000 Cu orebody | Seafloor hydrothermal | Sedimentary Exhalative (SEDEX) | SEDEX zinc-lead-copper | Cu, Pb, Zn | Ag | Cu, Pb, Zn, Ag | Cave et al., 2020 |  | 301-2002063521sph8-8.d | 301-2002063521sph8-8.d-1 | underground mine, open pit |  |  |  |  | ore material | drill core, polished section | drill core | mineral separate | [5 empty] | mineralisation |  |  |  | chalcopyrite, sphalerite, galena | Cu mineralisation stage, Pb-Zn mineralisation stage | replacement, vein infill, stratabound | coarse-grained, medium-grained, fine-grained, stratabound, discordant veins, replacement, infill |  |  |  | pyrite, pyrrhotite, arsenopyrite, siderite, dolomite, calcite, quartz, chlorite, K-feldspar, biotite, apatite, freibergite, tetrahedrite, cobaltite | Resin blocks containing each sample were produced following standard procedures and used for Mineral Liberation Analysis (MLA) mapping and subsequent LA-ICP-MS analyses | LA-ICPMS, EMPA, SEM-EDS | NWR213 solid state 213 nm laser ablation system coupled with an Agilent 7900 quadrupole ICP-MS; Cameca SXFive Electron Microprobe; Quanta600 SEM | Adelaide Microscopy | Ablation was conducted in an atmosphere of He (0.6 L/min) that was mixed with Ar (0.88 L/min) upon leaving the ablation cell; 70 µm diameter spot size with a 25:2 standard sample bracketing approach (2 standards analysed twice every 25 unknowns); MLA maps were acquired using the raster mode with an X-ray spectra collected every 4 µm | STDGL3 (CODES, University of Tasmania; Danyushevsky et al., 2011); GSD-1G | 52.0322 |  | 3811.6576 | [17 empty] | 2143.3011 | [5 empty] | 0.037814 | [5 empty] | 515.7838 | [9 empty] | 75628.1265 |  | 1.4672 |  |  |  | 8.4552 | [7 empty] | 12.6753 | [13 empty] | 99.5266 | [15 empty] | 99.8291 | [15 empty] | 353939.6321 |  | 53.3935 | [9 empty] | 0.69578 | [13 empty] | 3.494 | [13 empty] | 591062.8964 |  |  |  |  | 2020 | Cave, B., et al. (2020), Ore Geology Reviews 124, 103647 |  | AUS | Queensland
| Mount Isa Copper Operations, Black Star Mine | No. 5 and No. 9 Pb-Zn orebodies, 650 Cu orebody, 1100 Cu orebody, 3000 Cu orebody | Seafloor hydrothermal | Sedimentary Exhalative (SEDEX) | SEDEX zinc-lead-copper | Cu, Pb, Zn | Ag | Cu, Pb, Zn, Ag | Cave et al., 2020 |  | 304-2002063521sph8-11.d | 304-2002063521sph8-11.d-1 | underground mine, open pit |  |  |  |  | ore material | drill core, polished section | drill core | mineral separate | [5 empty] | mineralisation |  |  |  | chalcopyrite, sphalerite, galena | Cu mineralisation stage, Pb-Zn mineralisation stage | replacement, vein infill, stratabound | coarse-grained, medium-grained, fine-grained, stratabound, discordant veins, replacement, infill |  |  |  | pyrite, pyrrhotite, arsenopyrite, siderite, dolomite, calcite, quartz, chlorite, K-feldspar, biotite, apatite, freibergite, tetrahedrite, cobaltite | Resin blocks containing each sample were produced following standard procedures and used for Mineral Liberation Analysis (MLA) mapping and subsequent LA-ICP-MS analyses | LA-ICPMS, EMPA, SEM-EDS | NWR213 solid state 213 nm laser ablation system coupled with an Agilent 7900 quadrupole ICP-MS; Cameca SXFive Electron Microprobe; Quanta600 SEM | Adelaide Microscopy | Ablation was conducted in an atmosphere of He (0.6 L/min) that was mixed with Ar (0.88 L/min) upon leaving the ablation cell; 70 µm diameter spot size with a 25:2 standard sample bracketing approach (2 standards analysed twice every 25 unknowns); MLA maps were acquired using the raster mode with an X-ray spectra collected every 4 µm | STDGL3 (CODES, University of Tasmania; Danyushevsky et al., 2011); GSD-1G | 77.2602 |  | 20.8518 | [17 empty] | 2461.2365 | [5 empty] | 0.11209 | [5 empty] | 2844.524 | [9 empty] | 60265.3398 |  | 0.07955 |  |  |  | 0.39775 | [7 empty] | 15.6328 | [13 empty] | 72.3184 | [9 empty] | 0.31338 | [5 empty] | 2278.0298 | [15 empty] | 350262.1552 |  | 40.4983 |  |  |  | 3.2543 | [5 empty] | 0.39052 | [13 empty] | 1.6513 | [13 empty] | 607289.1938 |  |  |  |  | 2020 | Cave, B., et al. (2020), Ore Geology Reviews 124, 103647 |  | AUS | Queensland
| Mount Isa Copper Operations, Black Star Mine | No. 5 and No. 9 Pb-Zn orebodies, 650 Cu orebody, 1100 Cu orebody, 3000 Cu orebody | Seafloor hydrothermal | Sedimentary Exhalative (SEDEX) | SEDEX zinc-lead-copper | Cu, Pb, Zn | Ag | Cu, Pb, Zn, Ag | Cave et al., 2020 |  | 305-2002063521sph8-12.d | 305-2002063521sph8-12.d-1 | underground mine, open pit |  |  |  |  | ore material | drill core, polished section | drill core | mineral separate | [5 empty] | mineralisation |  |  |  | chalcopyrite, sphalerite, galena | Cu mineralisation stage, Pb-Zn mineralisation stage | replacement, vein infill, stratabound | coarse-grained, medium-grained, fine-grained, stratabound, discordant veins, replacement, infill |  |  |  | pyrite, pyrrhotite, arsenopyrite, siderite, dolomite, calcite, quartz, chlorite, K-feldspar, biotite, apatite, freibergite, tetrahedrite, cobaltite | Resin blocks containing each sample were produced following standard procedures and used for Mineral Liberation Analysis (MLA) mapping and subsequent LA-ICP-MS analyses | LA-ICPMS, EMPA, SEM-EDS | NWR213 solid state 213 nm laser ablation system coupled with an Agilent 7900 quadrupole ICP-MS; Cameca SXFive Electron Microprobe; Quanta600 SEM | Adelaide Microscopy | Ablation was conducted in an atmosphere of He (0.6 L/min) that was mixed with Ar (0.88 L/min) upon leaving the ablation cell; 70 µm diameter spot size with a 25:2 standard sample bracketing approach (2 standards analysed twice every 25 unknowns); MLA maps were acquired using the raster mode with an X-ray spectra collected every 4 µm | STDGL3 (CODES, University of Tasmania; Danyushevsky et al., 2011); GSD-1G | 93.2199 |  | 112.198 |  | 0.54905 | [15 empty] | 2431.3551 | [5 empty] | 0.26498 | [5 empty] | 3234.6453 | [9 empty] | 59679.8019 |  | 0.12175 |  |  |  | 0.97875 | [7 empty] | 15.3258 | [13 empty] | 66.9607 | [9 empty] | 0.37001 | [5 empty] | 787.7734 | [15 empty] | 349484.9199 |  | 53.115 |  |  |  | 3.3421 | [5 empty] | 0.48937 | [13 empty] | 2.1365 | [13 empty] | 607907.6436 |  |  |  |  | 2020 | Cave, B., et al. (2020), Ore Geology Reviews 124, 103647 |  | AUS | Queensland
| Mount Isa Copper Operations, Black Star Mine | No. 5 and No. 9 Pb-Zn orebodies, 650 Cu orebody, 1100 Cu orebody, 3000 Cu orebody | Seafloor hydrothermal | Sedimentary Exhalative (SEDEX) | SEDEX zinc-lead-copper | Cu, Pb, Zn | Ag | Cu, Pb, Zn, Ag | Cave et al., 2020 |  | 309-2002063521sph8-16.d | 309-2002063521sph8-16.d-1 | underground mine, open pit |  |  |  |  | ore material | drill core, polished section | drill core | mineral separate | [5 empty] | mineralisation |  |  |  | chalcopyrite, sphalerite, galena | Cu mineralisation stage, Pb-Zn mineralisation stage | replacement, vein infill, stratabound | coarse-grained, medium-grained, fine-grained, stratabound, discordant veins, replacement, infill |  |  |  | pyrite, pyrrhotite, arsenopyrite, siderite, dolomite, calcite, quartz, chlorite, K-feldspar, biotite, apatite, freibergite, tetrahedrite, cobaltite | Resin blocks containing each sample were produced following standard procedures and used for Mineral Liberation Analysis (MLA) mapping and subsequent LA-ICP-MS analyses | LA-ICPMS, EMPA, SEM-EDS | NWR213 solid state 213 nm laser ablation system coupled with an Agilent 7900 quadrupole ICP-MS; Cameca SXFive Electron Microprobe; Quanta600 SEM | Adelaide Microscopy | Ablation was conducted in an atmosphere of He (0.6 L/min) that was mixed with Ar (0.88 L/min) upon leaving the ablation cell; 70 µm diameter spot size with a 25:2 standard sample bracketing approach (2 standards analysed twice every 25 unknowns); MLA maps were acquired using the raster mode with an X-ray spectra collected every 4 µm | STDGL3 (CODES, University of Tasmania; Danyushevsky et al., 2011); GSD-1G | 38.6619 |  | 291.1577 |  | 0.66823 | [15 empty] | 2357.9004 | [5 empty] | 0.20286 | [5 empty] | 966.5483 | [9 empty] | 59663.4726 |  | 0.25894 |  |  |  | 1.1694 | [7 empty] | 13.472 | [13 empty] | 83.7675 | [9 empty] | 0.25059 | [5 empty] | 501.1732 | [15 empty] | 349031.3147 |  | 30.7864 |  |  |  | 4.4151 | [5 empty] | 0.45344 | [13 empty] | 1.7183 | [13 empty] | 607924.8908 |  |  |  |  | 2020 | Cave, B., et al. (2020), Ore Geology Reviews 124, 103647 |  | AUS | Queensland
| Mount Isa Copper Operations, Black Star Mine | No. 5 and No. 9 Pb-Zn orebodies, 650 Cu orebody, 1100 Cu orebody, 3000 Cu orebody | Seafloor hydrothermal | Sedimentary Exhalative (SEDEX) | SEDEX zinc-lead-copper | Cu, Pb, Zn | Ag | Cu, Pb, Zn, Ag | Cave et al., 2020 |  | 319-2002063521sph8-26.d | 319-2002063521sph8-26.d-1 | underground mine, open pit |  |  |  |  | ore material | drill core, polished section | drill core | mineral separate | [5 empty] | mineralisation |  |  |  | chalcopyrite, sphalerite, galena | Cu mineralisation stage, Pb-Zn mineralisation stage | replacement, vein infill, stratabound | coarse-grained, medium-grained, fine-grained, stratabound, discordant veins, replacement, infill |  |  |  | pyrite, pyrrhotite, arsenopyrite, siderite, dolomite, calcite, quartz, chlorite, K-feldspar, biotite, apatite, freibergite, tetrahedrite, cobaltite | Resin blocks containing each sample were produced following standard procedures and used for Mineral Liberation Analysis (MLA) mapping and subsequent LA-ICP-MS analyses | LA-ICPMS, EMPA, SEM-EDS | NWR213 solid state 213 nm laser ablation system coupled with an Agilent 7900 quadrupole ICP-MS; Cameca SXFive Electron Microprobe; Quanta600 SEM | Adelaide Microscopy | Ablation was conducted in an atmosphere of He (0.6 L/min) that was mixed with Ar (0.88 L/min) upon leaving the ablation cell; 70 µm diameter spot size with a 25:2 standard sample bracketing approach (2 standards analysed twice every 25 unknowns); MLA maps were acquired using the raster mode with an X-ray spectra collected every 4 µm | STDGL3 (CODES, University of Tasmania; Danyushevsky et al., 2011); GSD-1G | 46.7413 |  | 3.298 |  | 0.48902 | [15 empty] | 2392.7921 | [5 empty] | 1773.7048 | [5 empty] | 796.081 | [9 empty] | 56862.9313 |  | 0.060275 |  |  |  | 0.44353 | [7 empty] | 14.8185 | [13 empty] | 68.9179 | [15 empty] | 443.5309 | [15 empty] | 355507.0463 |  | 43.557 |  |  |  | 4.4353 | [5 empty] | 0.61412 | [13 empty] | 0.56408 | [13 empty] | 610882.8448 |  |  |  |  | 2020 | Cave, B., et al. (2020), Ore Geology Reviews 124, 103647 |  | AUS | Queensland
| Mount Isa Copper Operations, Black Star Mine | No. 5 and No. 9 Pb-Zn orebodies, 650 Cu orebody, 1100 Cu orebody, 3000 Cu orebody | Seafloor hydrothermal | Sedimentary Exhalative (SEDEX) | SEDEX zinc-lead-copper | Cu, Pb, Zn | Ag | Cu, Pb, Zn, Ag | Cave et al., 2020 |  | 329-200209162sph6-4.d | 329-200209162sph6-4.d-1 | underground mine, open pit |  |  |  |  | ore material | drill core, polished section | drill core | mineral separate | [5 empty] | mineralisation |  |  |  | chalcopyrite, sphalerite, galena | Cu mineralisation stage, Pb-Zn mineralisation stage | replacement, vein infill, stratabound | coarse-grained, medium-grained, fine-grained, stratabound, discordant veins, replacement, infill |  |  |  | pyrite, pyrrhotite, arsenopyrite, siderite, dolomite, calcite, quartz, chlorite, K-feldspar, biotite, apatite, freibergite, tetrahedrite, cobaltite | Resin blocks containing each sample were produced following standard procedures and used for Mineral Liberation Analysis (MLA) mapping and subsequent LA-ICP-MS analyses | LA-ICPMS, EMPA, SEM-EDS | NWR213 solid state 213 nm laser ablation system coupled with an Agilent 7900 quadrupole ICP-MS; Cameca SXFive Electron Microprobe; Quanta600 SEM | Adelaide Microscopy | Ablation was conducted in an atmosphere of He (0.6 L/min) that was mixed with Ar (0.88 L/min) upon leaving the ablation cell; 70 µm diameter spot size with a 25:2 standard sample bracketing approach (2 standards analysed twice every 25 unknowns); MLA maps were acquired using the raster mode with an X-ray spectra collected every 4 µm | STDGL3 (CODES, University of Tasmania; Danyushevsky et al., 2011); GSD-1G | 5.884 |  |  |  | 0.71401 | [9 empty] | 0.46146 | [5 empty] | 2332.4427 | [5 empty] | 131.2991 | [5 empty] | 388.7404 | [9 empty] | 66112.3211 |  | 0.047601 |  |  |  | 0.7669 | [7 empty] | 270.7961 | [13 empty] | 37.1551 | [15 empty] | 3.5833 | [15 empty] | 340346.229 |  | 0.29089 |  |  |  | 7.5368 | [5 empty] | 0.5289 | [13 empty] | 0.078013 | [13 empty] | 601113.5657 |  |  |  |  | 2020 | Cave, B., et al. (2020), Ore Geology Reviews 124, 103647 |  | AUS | Queensland
| Mount Isa Copper Operations, Black Star Mine | No. 5 and No. 9 Pb-Zn orebodies, 650 Cu orebody, 1100 Cu orebody, 3000 Cu orebody | Seafloor hydrothermal | Sedimentary Exhalative (SEDEX) | SEDEX zinc-lead-copper | Cu, Pb, Zn | Ag | Cu, Pb, Zn, Ag | Cave et al., 2020 |  | 330-200209162sph6-5.d | 330-200209162sph6-5.d-1 | underground mine, open pit |  |  |  |  | ore material | drill core, polished section | drill core | mineral separate | [5 empty] | mineralisation |  |  |  | chalcopyrite, sphalerite, galena | Cu mineralisation stage, Pb-Zn mineralisation stage | replacement, vein infill, stratabound | coarse-grained, medium-grained, fine-grained, stratabound, discordant veins, replacement, infill |  |  |  | pyrite, pyrrhotite, arsenopyrite, siderite, dolomite, calcite, quartz, chlorite, K-feldspar, biotite, apatite, freibergite, tetrahedrite, cobaltite | Resin blocks containing each sample were produced following standard procedures and used for Mineral Liberation Analysis (MLA) mapping and subsequent LA-ICP-MS analyses | LA-ICPMS, EMPA, SEM-EDS | NWR213 solid state 213 nm laser ablation system coupled with an Agilent 7900 quadrupole ICP-MS; Cameca SXFive Electron Microprobe; Quanta600 SEM | Adelaide Microscopy | Ablation was conducted in an atmosphere of He (0.6 L/min) that was mixed with Ar (0.88 L/min) upon leaving the ablation cell; 70 µm diameter spot size with a 25:2 standard sample bracketing approach (2 standards analysed twice every 25 unknowns); MLA maps were acquired using the raster mode with an X-ray spectra collected every 4 µm | STDGL3 (CODES, University of Tasmania; Danyushevsky et al., 2011); GSD-1G | 4.3344 |  |  |  | 97.002 | [9 empty] | 2.9469 | [5 empty] | 2377.1638 | [5 empty] | 135.8028 | [5 empty] | 563.5941 | [9 empty] | 61393.6921 |  | 0.03438 |  |  |  | 0.44204 | [7 empty] | 229.6124 | [13 empty] | 34.1349 | [15 empty] | 6.0166 | [15 empty] | 353996.0289 |  | 1.8909 |  |  |  | 4.4203 | [5 empty] | 0.63849 | [13 empty] | 0.14243 | [13 empty] | 606097.4191 |  |  |  |  | 2020 | Cave, B., et al. (2020), Ore Geology Reviews 124, 103647 |  | AUS | Queensland
| Mount Isa Copper Operations, Black Star Mine | No. 5 and No. 9 Pb-Zn orebodies, 650 Cu orebody, 1100 Cu orebody, 3000 Cu orebody | Seafloor hydrothermal | Sedimentary Exhalative (SEDEX) | SEDEX zinc-lead-copper | Cu, Pb, Zn | Ag | Cu, Pb, Zn, Ag | Cave et al., 2020 |  | 331-200209162sph6-6.d | 331-200209162sph6-6.d-1 | underground mine, open pit |  |  |  |  | ore material | drill core, polished section | drill core | mineral separate | [5 empty] | mineralisation |  |  |  | chalcopyrite, sphalerite, galena | Cu mineralisation stage, Pb-Zn mineralisation stage | replacement, vein infill, stratabound | coarse-grained, medium-grained, fine-grained, stratabound, discordant veins, replacement, infill |  |  |  | pyrite, pyrrhotite, arsenopyrite, siderite, dolomite, calcite, quartz, chlorite, K-feldspar, biotite, apatite, freibergite, tetrahedrite, cobaltite | Resin blocks containing each sample were produced following standard procedures and used for Mineral Liberation Analysis (MLA) mapping and subsequent LA-ICP-MS analyses | LA-ICPMS, EMPA, SEM-EDS | NWR213 solid state 213 nm laser ablation system coupled with an Agilent 7900 quadrupole ICP-MS; Cameca SXFive Electron Microprobe; Quanta600 SEM | Adelaide Microscopy | Ablation was conducted in an atmosphere of He (0.6 L/min) that was mixed with Ar (0.88 L/min) upon leaving the ablation cell; 70 µm diameter spot size with a 25:2 standard sample bracketing approach (2 standards analysed twice every 25 unknowns); MLA maps were acquired using the raster mode with an X-ray spectra collected every 4 µm | STDGL3 (CODES, University of Tasmania; Danyushevsky et al., 2011); GSD-1G | 5.2687 |  | 1.4067 |  | 2864.5595 | [9 empty] | 5.1409 | [5 empty] | 2390.1168 | [5 empty] | 203.5883 | [5 empty] | 657.3141 | [9 empty] | 63941.0604 |  | 0.057547 |  |  |  | 0.62662 | [7 empty] | 245.0221 | [13 empty] | 35.2955 | [15 empty] | 11.5094 | [15 empty] | 356151.7065 |  | 4.6805 |  |  |  | 4.2201 | [5 empty] | 1.266 | [7 empty] | 0.79287 | [5 empty] | 0.10231 | [13 empty] | 603406.8685 |  |  |  |  | 2020 | Cave, B., et al. (2020), Ore Geology Reviews 124, 103647 |  | AUS | Queensland
| Mount Isa Copper Operations, Black Star Mine | No. 5 and No. 9 Pb-Zn orebodies, 650 Cu orebody, 1100 Cu orebody, 3000 Cu orebody | Seafloor hydrothermal | Sedimentary Exhalative (SEDEX) | SEDEX zinc-lead-copper | Cu, Pb, Zn | Ag | Cu, Pb, Zn, Ag | Cave et al., 2020 |  | 333-200209162sph6-8.d | 333-200209162sph6-8.d-1 | underground mine, open pit |  |  |  |  | ore material | drill core, polished section | drill core | mineral separate | [5 empty] | mineralisation |  |  |  | chalcopyrite, sphalerite, galena | Cu mineralisation stage, Pb-Zn mineralisation stage | replacement, vein infill, stratabound | coarse-grained, medium-grained, fine-grained, stratabound, discordant veins, replacement, infill |  |  |  | pyrite, pyrrhotite, arsenopyrite, siderite, dolomite, calcite, quartz, chlorite, K-feldspar, biotite, apatite, freibergite, tetrahedrite, cobaltite | Resin blocks containing each sample were produced following standard procedures and used for Mineral Liberation Analysis (MLA) mapping and subsequent LA-ICP-MS analyses | LA-ICPMS, EMPA, SEM-EDS | NWR213 solid state 213 nm laser ablation system coupled with an Agilent 7900 quadrupole ICP-MS; Cameca SXFive Electron Microprobe; Quanta600 SEM | Adelaide Microscopy | Ablation was conducted in an atmosphere of He (0.6 L/min) that was mixed with Ar (0.88 L/min) upon leaving the ablation cell; 70 µm diameter spot size with a 25:2 standard sample bracketing approach (2 standards analysed twice every 25 unknowns); MLA maps were acquired using the raster mode with an X-ray spectra collected every 4 µm | STDGL3 (CODES, University of Tasmania; Danyushevsky et al., 2011); GSD-1G | 13.7304 |  | 21.3204 |  | 8.2013 | [9 empty] | 3.0559 | [5 empty] | 2306.8724 | [5 empty] | 135.8823 | [5 empty] | 7646.9338 | [9 empty] | 71068.158 |  | 0.19899 |  |  |  | 0.49748 | [7 empty] | 263.2365 | [13 empty] | 110.8663 | [9 empty] | 0.78175 | [5 empty] | 23.7368 | [15 empty] | 365858.8776 |  | 5.0316 | [9 empty] | 7.9596 | [7 empty] | 1.3929 | [5 empty] | 0.39514 | [13 empty] | 595879.1713 |  |  |  |  | 2020 | Cave, B., et al. (2020), Ore Geology Reviews 124, 103647 |  | AUS | Queensland
| Mount Isa Copper Operations, Black Star Mine | No. 5 and No. 9 Pb-Zn orebodies, 650 Cu orebody, 1100 Cu orebody, 3000 Cu orebody | Seafloor hydrothermal | Sedimentary Exhalative (SEDEX) | SEDEX zinc-lead-copper | Cu, Pb, Zn | Ag | Cu, Pb, Zn, Ag | Cave et al., 2020 |  | 334-200209162sph6-9.d | 334-200209162sph6-9.d-1 | underground mine, open pit |  |  |  |  | ore material | drill core, polished section | drill core | mineral separate | [5 empty] | mineralisation |  |  |  | chalcopyrite, sphalerite, galena | Cu mineralisation stage, Pb-Zn mineralisation stage | replacement, vein infill, stratabound | coarse-grained, medium-grained, fine-grained, stratabound, discordant veins, replacement, infill |  |  |  | pyrite, pyrrhotite, arsenopyrite, siderite, dolomite, calcite, quartz, chlorite, K-feldspar, biotite, apatite, freibergite, tetrahedrite, cobaltite | Resin blocks containing each sample were produced following standard procedures and used for Mineral Liberation Analysis (MLA) mapping and subsequent LA-ICP-MS analyses | LA-ICPMS, EMPA, SEM-EDS | NWR213 solid state 213 nm laser ablation system coupled with an Agilent 7900 quadrupole ICP-MS; Cameca SXFive Electron Microprobe; Quanta600 SEM | Adelaide Microscopy | Ablation was conducted in an atmosphere of He (0.6 L/min) that was mixed with Ar (0.88 L/min) upon leaving the ablation cell; 70 µm diameter spot size with a 25:2 standard sample bracketing approach (2 standards analysed twice every 25 unknowns); MLA maps were acquired using the raster mode with an X-ray spectra collected every 4 µm | STDGL3 (CODES, University of Tasmania; Danyushevsky et al., 2011); GSD-1G | 10.0878 |  | 1.2841 |  | 33.0963 | [9 empty] | 8.5388 | [5 empty] | 2299.5308 | [5 empty] | 141.7845 | [5 empty] | 4580.5277 | [9 empty] | 66192.5967 |  | 0.025815 |  |  |  | 0.3442 | [7 empty] | 221.0833 | [13 empty] | 142.976 | [9 empty] | 0.27801 | [5 empty] | 6.606 | [15 empty] | 355983.785 |  | 4.9512 |  |  |  | 4.6335 | [5 empty] | 0.68178 | [13 empty] | 0.372 | [13 empty] | 601028.778 |  |  |  |  | 2020 | Cave, B., et al. (2020), Ore Geology Reviews 124, 103647 |  | AUS | Queensland
| Mount Isa Copper Operations, Black Star Mine | No. 5 and No. 9 Pb-Zn orebodies, 650 Cu orebody, 1100 Cu orebody, 3000 Cu orebody | Seafloor hydrothermal | Sedimentary Exhalative (SEDEX) | SEDEX zinc-lead-copper | Cu, Pb, Zn | Ag | Cu, Pb, Zn, Ag | Cave et al., 2020 |  | 336-200209162sph6-11.d | 336-200209162sph6-11.d-1 | underground mine, open pit |  |  |  |  | ore material | drill core, polished section | drill core | mineral separate | [5 empty] | mineralisation |  |  |  | chalcopyrite, sphalerite, galena | Cu mineralisation stage, Pb-Zn mineralisation stage | replacement, vein infill, stratabound | coarse-grained, medium-grained, fine-grained, stratabound, discordant veins, replacement, infill |  |  |  | pyrite, pyrrhotite, arsenopyrite, siderite, dolomite, calcite, quartz, chlorite, K-feldspar, biotite, apatite, freibergite, tetrahedrite, cobaltite | Resin blocks containing each sample were produced following standard procedures and used for Mineral Liberation Analysis (MLA) mapping and subsequent LA-ICP-MS analyses | LA-ICPMS, EMPA, SEM-EDS | NWR213 solid state 213 nm laser ablation system coupled with an Agilent 7900 quadrupole ICP-MS; Cameca SXFive Electron Microprobe; Quanta600 SEM | Adelaide Microscopy | Ablation was conducted in an atmosphere of He (0.6 L/min) that was mixed with Ar (0.88 L/min) upon leaving the ablation cell; 70 µm diameter spot size with a 25:2 standard sample bracketing approach (2 standards analysed twice every 25 unknowns); MLA maps were acquired using the raster mode with an X-ray spectra collected every 4 µm | STDGL3 (CODES, University of Tasmania; Danyushevsky et al., 2011); GSD-1G | 20.1677 |  | 1839.1901 |  | 200.4083 | [9 empty] | 14.4979 | [5 empty] | 2500.0301 | [5 empty] | 132.4217 | [5 empty] | 4376.004 | [9 empty] | 63420.3477 |  | 0.56571 |  |  |  | 0.96399 | [7 empty] | 199.5204 | [13 empty] | 35.5154 | [15 empty] | 19.5335 | [15 empty] | 348938.7529 |  | 14.0793 |  |  |  | 4.6931 | [5 empty] | 2.9934 | [13 empty] | 0.62913 | [13 empty] | 603956.8494 |  |  |  |  | 2020 | Cave, B., et al. (2020), Ore Geology Reviews 124, 103647 |  | AUS | Queensland
| Mount Isa Copper Operations, Black Star Mine | No. 5 and No. 9 Pb-Zn orebodies, 650 Cu orebody, 1100 Cu orebody, 3000 Cu orebody | Seafloor hydrothermal | Sedimentary Exhalative (SEDEX) | SEDEX zinc-lead-copper | Cu, Pb, Zn | Ag | Cu, Pb, Zn, Ag | Cave et al., 2020 |  | 338-200209162sph6-13.d | 338-200209162sph6-13.d-1 | underground mine, open pit |  |  |  |  | ore material | drill core, polished section | drill core | mineral separate | [5 empty] | mineralisation |  |  |  | chalcopyrite, sphalerite, galena | Cu mineralisation stage, Pb-Zn mineralisation stage | replacement, vein infill, stratabound | coarse-grained, medium-grained, fine-grained, stratabound, discordant veins, replacement, infill |  |  |  | pyrite, pyrrhotite, arsenopyrite, siderite, dolomite, calcite, quartz, chlorite, K-feldspar, biotite, apatite, freibergite, tetrahedrite, cobaltite | Resin blocks containing each sample were produced following standard procedures and used for Mineral Liberation Analysis (MLA) mapping and subsequent LA-ICP-MS analyses | LA-ICPMS, EMPA, SEM-EDS | NWR213 solid state 213 nm laser ablation system coupled with an Agilent 7900 quadrupole ICP-MS; Cameca SXFive Electron Microprobe; Quanta600 SEM | Adelaide Microscopy | Ablation was conducted in an atmosphere of He (0.6 L/min) that was mixed with Ar (0.88 L/min) upon leaving the ablation cell; 70 µm diameter spot size with a 25:2 standard sample bracketing approach (2 standards analysed twice every 25 unknowns); MLA maps were acquired using the raster mode with an X-ray spectra collected every 4 µm | STDGL3 (CODES, University of Tasmania; Danyushevsky et al., 2011); GSD-1G | 1.9474 |  |  |  | 2.2926 | [9 empty] | 1.9598 | [5 empty] | 2417.0476 | [5 empty] | 137.0605 | [5 empty] | 427.6979 | [9 empty] | 61627.9353 |  | 0.061628 |  |  |  | 0.46837 | [7 empty] | 233.9396 | [13 empty] | 34.6349 | [15 empty] | 1.4544 | [15 empty] | 347581.5549 |  | 1.0107 | [9 empty] | 0.14667 | [13 empty] | 0.06286 | [13 empty] | 605850.0097 |  |  |  |  | 2020 | Cave, B., et al. (2020), Ore Geology Reviews 124, 103647 |  | AUS | Queensland
| Mount Isa Copper Operations, Black Star Mine | No. 5 and No. 9 Pb-Zn orebodies, 650 Cu orebody, 1100 Cu orebody, 3000 Cu orebody | Seafloor hydrothermal | Sedimentary Exhalative (SEDEX) | SEDEX zinc-lead-copper | Cu, Pb, Zn | Ag | Cu, Pb, Zn, Ag | Cave et al., 2020 |  | 340-200209162sph6-15.d | 340-200209162sph6-15.d-1 | underground mine, open pit |  |  |  |  | ore material | drill core, polished section | drill core | mineral separate | [5 empty] | mineralisation |  |  |  | chalcopyrite, sphalerite, galena | Cu mineralisation stage, Pb-Zn mineralisation stage | replacement, vein infill, stratabound | coarse-grained, medium-grained, fine-grained, stratabound, discordant veins, replacement, infill |  |  |  | pyrite, pyrrhotite, arsenopyrite, siderite, dolomite, calcite, quartz, chlorite, K-feldspar, biotite, apatite, freibergite, tetrahedrite, cobaltite | Resin blocks containing each sample were produced following standard procedures and used for Mineral Liberation Analysis (MLA) mapping and subsequent LA-ICP-MS analyses | LA-ICPMS, EMPA, SEM-EDS | NWR213 solid state 213 nm laser ablation system coupled with an Agilent 7900 quadrupole ICP-MS; Cameca SXFive Electron Microprobe; Quanta600 SEM | Adelaide Microscopy | Ablation was conducted in an atmosphere of He (0.6 L/min) that was mixed with Ar (0.88 L/min) upon leaving the ablation cell; 70 µm diameter spot size with a 25:2 standard sample bracketing approach (2 standards analysed twice every 25 unknowns); MLA maps were acquired using the raster mode with an X-ray spectra collected every 4 µm | STDGL3 (CODES, University of Tasmania; Danyushevsky et al., 2011); GSD-1G | 2.8955 |  |  |  | 4.7136 | [9 empty] | 3.2322 | [5 empty] | 2165.5669 | [5 empty] | 143.5631 | [5 empty] | 436.3456 | [9 empty] | 67337.2783 |  | 0.036362 |  |  |  | 0.40402 | [7 empty] | 236.0845 | [13 empty] | 482.1349 | [9 empty] | 0.18854 | [5 empty] | 5.3466 | [15 empty] | 357560.9479 |  | 1.7238 |  |  |  | 2.9628 | [5 empty] | 1.0774 | [13 empty] | 0.076764 | [13 empty] | 599819.7562 |  |  |  |  | 2020 | Cave, B., et al. (2020), Ore Geology Reviews 124, 103647 |  | AUS | Queensland
| Mount Isa Copper Operations, Black Star Mine | No. 5 and No. 9 Pb-Zn orebodies, 650 Cu orebody, 1100 Cu orebody, 3000 Cu orebody | Seafloor hydrothermal | Sedimentary Exhalative (SEDEX) | SEDEX zinc-lead-copper | Cu, Pb, Zn | Ag | Cu, Pb, Zn, Ag | Cave et al., 2020 |  | 341-200209162sph6-16.d | 341-200209162sph6-16.d-1 | underground mine, open pit |  |  |  |  | ore material | drill core, polished section | drill core | mineral separate | [5 empty] | mineralisation |  |  |  | chalcopyrite, sphalerite, galena | Cu mineralisation stage, Pb-Zn mineralisation stage | replacement, vein infill, stratabound | coarse-grained, medium-grained, fine-grained, stratabound, discordant veins, replacement, infill |  |  |  | pyrite, pyrrhotite, arsenopyrite, siderite, dolomite, calcite, quartz, chlorite, K-feldspar, biotite, apatite, freibergite, tetrahedrite, cobaltite | Resin blocks containing each sample were produced following standard procedures and used for Mineral Liberation Analysis (MLA) mapping and subsequent LA-ICP-MS analyses | LA-ICPMS, EMPA, SEM-EDS | NWR213 solid state 213 nm laser ablation system coupled with an Agilent 7900 quadrupole ICP-MS; Cameca SXFive Electron Microprobe; Quanta600 SEM | Adelaide Microscopy | Ablation was conducted in an atmosphere of He (0.6 L/min) that was mixed with Ar (0.88 L/min) upon leaving the ablation cell; 70 µm diameter spot size with a 25:2 standard sample bracketing approach (2 standards analysed twice every 25 unknowns); MLA maps were acquired using the raster mode with an X-ray spectra collected every 4 µm | STDGL3 (CODES, University of Tasmania; Danyushevsky et al., 2011); GSD-1G | 18.234 |  | 13.3481 |  | 1.6748 | [9 empty] | 12.177 | [5 empty] | 2570.1309 | [5 empty] | 130.5843 | [5 empty] | 9746.6013 | [9 empty] | 62962.5405 |  | 0.049111 |  |  |  | 0.40296 | [7 empty] | 186.7469 | [13 empty] | 27.8294 | [15 empty] | 23.0443 | [15 empty] | 363545.709 |  | 12.2273 |  |  |  | 3.6518 | [5 empty] | 3.1355 | [7 empty] | 0.68 | [5 empty] | 0.79836 | [13 empty] | 604440.389 |  |  |  |  | 2020 | Cave, B., et al. (2020), Ore Geology Reviews 124, 103647 |  | AUS | Queensland
| Mount Isa Copper Operations, Black Star Mine | No. 5 and No. 9 Pb-Zn orebodies, 650 Cu orebody, 1100 Cu orebody, 3000 Cu orebody | Seafloor hydrothermal | Sedimentary Exhalative (SEDEX) | SEDEX zinc-lead-copper | Cu, Pb, Zn | Ag | Cu, Pb, Zn, Ag | Cave et al., 2020 |  | 342-200209162sph6-17.d | 342-200209162sph6-17.d-1 | underground mine, open pit |  |  |  |  | ore material | drill core, polished section | drill core | mineral separate | [5 empty] | mineralisation |  |  |  | chalcopyrite, sphalerite, galena | Cu mineralisation stage, Pb-Zn mineralisation stage | replacement, vein infill, stratabound | coarse-grained, medium-grained, fine-grained, stratabound, discordant veins, replacement, infill |  |  |  | pyrite, pyrrhotite, arsenopyrite, siderite, dolomite, calcite, quartz, chlorite, K-feldspar, biotite, apatite, freibergite, tetrahedrite, cobaltite | Resin blocks containing each sample were produced following standard procedures and used for Mineral Liberation Analysis (MLA) mapping and subsequent LA-ICP-MS analyses | LA-ICPMS, EMPA, SEM-EDS | NWR213 solid state 213 nm laser ablation system coupled with an Agilent 7900 quadrupole ICP-MS; Cameca SXFive Electron Microprobe; Quanta600 SEM | Adelaide Microscopy | Ablation was conducted in an atmosphere of He (0.6 L/min) that was mixed with Ar (0.88 L/min) upon leaving the ablation cell; 70 µm diameter spot size with a 25:2 standard sample bracketing approach (2 standards analysed twice every 25 unknowns); MLA maps were acquired using the raster mode with an X-ray spectra collected every 4 µm | STDGL3 (CODES, University of Tasmania; Danyushevsky et al., 2011); GSD-1G | 0.22652 |  |  |  | 0.85107 | [9 empty] | 0.051064 | [5 empty] | 2419.6688 | [5 empty] | 132.2438 | [5 empty] | 143.5042 | [9 empty] | 65467.2294 |  | 0.043208 |  |  |  | 0.57611 | [7 empty] | 224.4217 | [13 empty] | 36.6616 | [9 empty] | 0.24877 | [5 empty] | 0.37055 | [15 empty] | 351951.8254 |  | 0.10344 | [9 empty] | 0.17676 | [7 empty] | 1.6367 | [5 empty] | 0.023568 | [13 empty] | 601794.9167 |  |  |  |  | 2020 | Cave, B., et al. (2020), Ore Geology Reviews 124, 103647 |  | AUS | Queensland
| Mount Isa Copper Operations, Black Star Mine | No. 5 and No. 9 Pb-Zn orebodies, 650 Cu orebody, 1100 Cu orebody, 3000 Cu orebody | Seafloor hydrothermal | Sedimentary Exhalative (SEDEX) | SEDEX zinc-lead-copper | Cu, Pb, Zn | Ag | Cu, Pb, Zn, Ag | Cave et al., 2020 |  | 344-200209162sph6-19.d | 344-200209162sph6-19.d-1 | underground mine, open pit |  |  |  |  | ore material | drill core, polished section | drill core | mineral separate | [5 empty] | mineralisation |  |  |  | chalcopyrite, sphalerite, galena | Cu mineralisation stage, Pb-Zn mineralisation stage | replacement, vein infill, stratabound | coarse-grained, medium-grained, fine-grained, stratabound, discordant veins, replacement, infill |  |  |  | pyrite, pyrrhotite, arsenopyrite, siderite, dolomite, calcite, quartz, chlorite, K-feldspar, biotite, apatite, freibergite, tetrahedrite, cobaltite | Resin blocks containing each sample were produced following standard procedures and used for Mineral Liberation Analysis (MLA) mapping and subsequent LA-ICP-MS analyses | LA-ICPMS, EMPA, SEM-EDS | NWR213 solid state 213 nm laser ablation system coupled with an Agilent 7900 quadrupole ICP-MS; Cameca SXFive Electron Microprobe; Quanta600 SEM | Adelaide Microscopy | Ablation was conducted in an atmosphere of He (0.6 L/min) that was mixed with Ar (0.88 L/min) upon leaving the ablation cell; 70 µm diameter spot size with a 25:2 standard sample bracketing approach (2 standards analysed twice every 25 unknowns); MLA maps were acquired using the raster mode with an X-ray spectra collected every 4 µm | STDGL3 (CODES, University of Tasmania; Danyushevsky et al., 2011); GSD-1G | 2.2882 |  |  |  | 0.68875 | [9 empty] | 2.5254 | [5 empty] | 2543.2576 | [5 empty] | 138.1318 | [5 empty] | 371.1575 | [9 empty] | 63772.7584 |  | 0.048467 |  |  |  | 0.47192 | [7 empty] | 190.1704 | [13 empty] | 36.7969 | [9 empty] | 0.1301 | [5 empty] | 1.9514 | [15 empty] | 344500.441 |  | 1.1058 |  |  |  | 2.13 | [5 empty] | 0.14158 | [13 empty] | 0.13903 | [13 empty] | 603584.6304 |  |  |  |  | 2020 | Cave, B., et al. (2020), Ore Geology Reviews 124, 103647 |  | AUS | Queensland
| Mount Isa Copper Operations, Black Star Mine | No. 5 and No. 9 Pb-Zn orebodies, 650 Cu orebody, 1100 Cu orebody, 3000 Cu orebody | Seafloor hydrothermal | Sedimentary Exhalative (SEDEX) | SEDEX zinc-lead-copper | Cu, Pb, Zn | Ag | Cu, Pb, Zn, Ag | Cave et al., 2020 |  | 348-200209162sph6-23.d | 348-200209162sph6-23.d-1 | underground mine, open pit |  |  |  |  | ore material | drill core, polished section | drill core | mineral separate | [5 empty] | mineralisation |  |  |  | chalcopyrite, sphalerite, galena | Cu mineralisation stage, Pb-Zn mineralisation stage | replacement, vein infill, stratabound | coarse-grained, medium-grained, fine-grained, stratabound, discordant veins, replacement, infill |  |  |  | pyrite, pyrrhotite, arsenopyrite, siderite, dolomite, calcite, quartz, chlorite, K-feldspar, biotite, apatite, freibergite, tetrahedrite, cobaltite | Resin blocks containing each sample were produced following standard procedures and used for Mineral Liberation Analysis (MLA) mapping and subsequent LA-ICP-MS analyses | LA-ICPMS, EMPA, SEM-EDS | NWR213 solid state 213 nm laser ablation system coupled with an Agilent 7900 quadrupole ICP-MS; Cameca SXFive Electron Microprobe; Quanta600 SEM | Adelaide Microscopy | Ablation was conducted in an atmosphere of He (0.6 L/min) that was mixed with Ar (0.88 L/min) upon leaving the ablation cell; 70 µm diameter spot size with a 25:2 standard sample bracketing approach (2 standards analysed twice every 25 unknowns); MLA maps were acquired using the raster mode with an X-ray spectra collected every 4 µm | STDGL3 (CODES, University of Tasmania; Danyushevsky et al., 2011); GSD-1G | 38.8139 |  | 2.8275 |  | 0.92536 | [9 empty] | 34.7012 | [5 empty] | 2636.0026 | [5 empty] | 129.2939 | [5 empty] | 14008.9852 | [9 empty] | 64261.4 |  | 0.041127 |  |  |  | 0.52694 | [7 empty] | 177.3615 | [13 empty] | 23.1341 | [9 empty] | 0.48839 | [5 empty] | 37.1431 | [15 empty] | 374901.0077 |  | 49.0957 |  |  |  | 4.1127 | [5 empty] | 2.8146 | [13 empty] | 7.2744 | [13 empty] | 603068.5233 |  |  |  |  | 2020 | Cave, B., et al. (2020), Ore Geology Reviews 124, 103647 |  | AUS | Queensland
| Mount Isa Copper Operations, Black Star Mine | No. 5 and No. 9 Pb-Zn orebodies, 650 Cu orebody, 1100 Cu orebody, 3000 Cu orebody | Seafloor hydrothermal | Sedimentary Exhalative (SEDEX) | SEDEX zinc-lead-copper | Cu, Pb, Zn | Ag | Cu, Pb, Zn, Ag | Cave et al., 2020 |  | 349-200209162sph6-24.d | 349-200209162sph6-24.d-1 | underground mine, open pit |  |  |  |  | ore material | drill core, polished section | drill core | mineral separate | [5 empty] | mineralisation |  |  |  | chalcopyrite, sphalerite, galena | Cu mineralisation stage, Pb-Zn mineralisation stage | replacement, vein infill, stratabound | coarse-grained, medium-grained, fine-grained, stratabound, discordant veins, replacement, infill |  |  |  | pyrite, pyrrhotite, arsenopyrite, siderite, dolomite, calcite, quartz, chlorite, K-feldspar, biotite, apatite, freibergite, tetrahedrite, cobaltite | Resin blocks containing each sample were produced following standard procedures and used for Mineral Liberation Analysis (MLA) mapping and subsequent LA-ICP-MS analyses | LA-ICPMS, EMPA, SEM-EDS | NWR213 solid state 213 nm laser ablation system coupled with an Agilent 7900 quadrupole ICP-MS; Cameca SXFive Electron Microprobe; Quanta600 SEM | Adelaide Microscopy | Ablation was conducted in an atmosphere of He (0.6 L/min) that was mixed with Ar (0.88 L/min) upon leaving the ablation cell; 70 µm diameter spot size with a 25:2 standard sample bracketing approach (2 standards analysed twice every 25 unknowns); MLA maps were acquired using the raster mode with an X-ray spectra collected every 4 µm | STDGL3 (CODES, University of Tasmania; Danyushevsky et al., 2011); GSD-1G | 3.5978 |  |  |  | 0.57412 | [9 empty] | 2.1689 | [5 empty] | 2519.7609 | [5 empty] | 136.0033 | [5 empty] | 1161.0038 | [9 empty] | 63791.4149 |  | 0.034447 |  |  |  | 0.66343 | [7 empty] | 184.8675 | [13 empty] | 38.2748 | [9 empty] | 0.29344 | [5 empty] | 3.9806 | [15 empty] | 362207.6536 |  | 2.692 |  |  |  | 4.2102 | [5 empty] | 1.85 | [13 empty] | 0.093135 | [13 empty] | 603564.9253 |  |  |  |  | 2020 | Cave, B., et al. (2020), Ore Geology Reviews 124, 103647 |  | AUS | Queensland
| Mount Isa Copper Operations, Black Star Mine | No. 5 and No. 9 Pb-Zn orebodies, 650 Cu orebody, 1100 Cu orebody, 3000 Cu orebody | Seafloor hydrothermal | Sedimentary Exhalative (SEDEX) | SEDEX zinc-lead-copper | Cu, Pb, Zn | Ag | Cu, Pb, Zn, Ag | Cave et al., 2020 |  | 350-200209162sph6-25.d | 350-200209162sph6-25.d-1 | underground mine, open pit |  |  |  |  | ore material | drill core, polished section | drill core | mineral separate | [5 empty] | mineralisation |  |  |  | chalcopyrite, sphalerite, galena | Cu mineralisation stage, Pb-Zn mineralisation stage | replacement, vein infill, stratabound | coarse-grained, medium-grained, fine-grained, stratabound, discordant veins, replacement, infill |  |  |  | pyrite, pyrrhotite, arsenopyrite, siderite, dolomite, calcite, quartz, chlorite, K-feldspar, biotite, apatite, freibergite, tetrahedrite, cobaltite | Resin blocks containing each sample were produced following standard procedures and used for Mineral Liberation Analysis (MLA) mapping and subsequent LA-ICP-MS analyses | LA-ICPMS, EMPA, SEM-EDS | NWR213 solid state 213 nm laser ablation system coupled with an Agilent 7900 quadrupole ICP-MS; Cameca SXFive Electron Microprobe; Quanta600 SEM | Adelaide Microscopy | Ablation was conducted in an atmosphere of He (0.6 L/min) that was mixed with Ar (0.88 L/min) upon leaving the ablation cell; 70 µm diameter spot size with a 25:2 standard sample bracketing approach (2 standards analysed twice every 25 unknowns); MLA maps were acquired using the raster mode with an X-ray spectra collected every 4 µm | STDGL3 (CODES, University of Tasmania; Danyushevsky et al., 2011); GSD-1G | 6.7395 |  | 18.2788 | [11 empty] | 8.642 | [5 empty] | 2503.071 | [5 empty] | 135.7851 | [5 empty] | 2300.3881 | [9 empty] | 62172.6516 |  | 0.03979 |  |  |  | 0.74607 | [7 empty] | 174.2078 | [13 empty] | 37.1792 | [9 empty] | 0.29843 | [5 empty] | 11.0667 | [15 empty] | 354881.4954 |  | 3.8423 |  |  |  | 5.8442 | [5 empty] | 3.979 | [13 empty] | 0.26237 | [13 empty] | 605274.676 |  |  |  |  | 2020 | Cave, B., et al. (2020), Ore Geology Reviews 124, 103647 |  | AUS | Queensland
| Mount Isa Copper Operations, Black Star Mine | No. 5 and No. 9 Pb-Zn orebodies, 650 Cu orebody, 1100 Cu orebody, 3000 Cu orebody | Seafloor hydrothermal | Sedimentary Exhalative (SEDEX) | SEDEX zinc-lead-copper | Cu, Pb, Zn | Ag | Cu, Pb, Zn, Ag | Cave et al., 2020 |  | 352-200209162sph6-27.d | 352-200209162sph6-27.d-1 | underground mine, open pit |  |  |  |  | ore material | drill core, polished section | drill core | mineral separate | [5 empty] | mineralisation |  |  |  | chalcopyrite, sphalerite, galena | Cu mineralisation stage, Pb-Zn mineralisation stage | replacement, vein infill, stratabound | coarse-grained, medium-grained, fine-grained, stratabound, discordant veins, replacement, infill |  |  |  | pyrite, pyrrhotite, arsenopyrite, siderite, dolomite, calcite, quartz, chlorite, K-feldspar, biotite, apatite, freibergite, tetrahedrite, cobaltite | Resin blocks containing each sample were produced following standard procedures and used for Mineral Liberation Analysis (MLA) mapping and subsequent LA-ICP-MS analyses | LA-ICPMS, EMPA, SEM-EDS | NWR213 solid state 213 nm laser ablation system coupled with an Agilent 7900 quadrupole ICP-MS; Cameca SXFive Electron Microprobe; Quanta600 SEM | Adelaide Microscopy | Ablation was conducted in an atmosphere of He (0.6 L/min) that was mixed with Ar (0.88 L/min) upon leaving the ablation cell; 70 µm diameter spot size with a 25:2 standard sample bracketing approach (2 standards analysed twice every 25 unknowns); MLA maps were acquired using the raster mode with an X-ray spectra collected every 4 µm | STDGL3 (CODES, University of Tasmania; Danyushevsky et al., 2011); GSD-1G | 9.0894 | [13 empty] | 4.9078 | [5 empty] | 2356.6876 | [5 empty] | 133.2957 | [5 empty] | 1721.8344 | [9 empty] | 58565.7949 |  | 0.096048 |  |  |  | 0.52709 | [7 empty] | 160.1189 | [13 empty] | 35.4909 | [9 empty] | 0.38653 | [5 empty] | 5.552 | [15 empty] | 351277.6377 |  | 3.1274 |  |  |  | 3.2797 | [5 empty] | 0.6208 | [13 empty] | 0.083163 | [13 empty] | 609084.2667 |  |  |  |  | 2020 | Cave, B., et al. (2020), Ore Geology Reviews 124, 103647 |  | AUS | Queensland
| Mount Isa Copper Operations, Black Star Mine | No. 5 and No. 9 Pb-Zn orebodies, 650 Cu orebody, 1100 Cu orebody, 3000 Cu orebody | Seafloor hydrothermal | Sedimentary Exhalative (SEDEX) | SEDEX zinc-lead-copper | Cu, Pb, Zn | Ag | Cu, Pb, Zn, Ag | Cave et al., 2020 |  | 358-200209162sph6-29.d | 358-200209162sph6-29.d-1 | underground mine, open pit |  |  |  |  | ore material | drill core, polished section | drill core | mineral separate | [5 empty] | mineralisation |  |  |  | chalcopyrite, sphalerite, galena | Cu mineralisation stage, Pb-Zn mineralisation stage | replacement, vein infill, stratabound | coarse-grained, medium-grained, fine-grained, stratabound, discordant veins, replacement, infill |  |  |  | pyrite, pyrrhotite, arsenopyrite, siderite, dolomite, calcite, quartz, chlorite, K-feldspar, biotite, apatite, freibergite, tetrahedrite, cobaltite | Resin blocks containing each sample were produced following standard procedures and used for Mineral Liberation Analysis (MLA) mapping and subsequent LA-ICP-MS analyses | LA-ICPMS, EMPA, SEM-EDS | NWR213 solid state 213 nm laser ablation system coupled with an Agilent 7900 quadrupole ICP-MS; Cameca SXFive Electron Microprobe; Quanta600 SEM | Adelaide Microscopy | Ablation was conducted in an atmosphere of He (0.6 L/min) that was mixed with Ar (0.88 L/min) upon leaving the ablation cell; 70 µm diameter spot size with a 25:2 standard sample bracketing approach (2 standards analysed twice every 25 unknowns); MLA maps were acquired using the raster mode with an X-ray spectra collected every 4 µm | STDGL3 (CODES, University of Tasmania; Danyushevsky et al., 2011); GSD-1G | 7.2597 |  |  |  | 0.44751 | [9 empty] | 5.5691 | [5 empty] | 2509.8161 | [5 empty] | 132.2657 | [5 empty] | 3629.8479 | [9 empty] | 62154.9299 |  | 0.048481 |  |  |  | 0.55939 | [7 empty] | 179.6277 | [13 empty] | 32.8178 | [9 empty] | 0.33564 | [5 empty] | 4.1768 | [15 empty] | 356520.6776 |  | 4.4752 |  |  |  | 3.4807 | [5 empty] | 0.50967 | [13 empty] | 0.27597 | [13 empty] | 605293.3938 |  |  |  |  | 2020 | Cave, B., et al. (2020), Ore Geology Reviews 124, 103647 |  | AUS | Queensland
| Mount Isa Copper Operations, Black Star Mine | No. 5 and No. 9 Pb-Zn orebodies, 650 Cu orebody, 1100 Cu orebody, 3000 Cu orebody | Seafloor hydrothermal | Sedimentary Exhalative (SEDEX) | SEDEX zinc-lead-copper | Cu, Pb, Zn | Ag | Cu, Pb, Zn, Ag | Cave et al., 2020 |  | 359-200209162sph6-30.d | 359-200209162sph6-30.d-1 | underground mine, open pit |  |  |  |  | ore material | drill core, polished section | drill core | mineral separate | [5 empty] | mineralisation |  |  |  | chalcopyrite, sphalerite, galena | Cu mineralisation stage, Pb-Zn mineralisation stage | replacement, vein infill, stratabound | coarse-grained, medium-grained, fine-grained, stratabound, discordant veins, replacement, infill |  |  |  | pyrite, pyrrhotite, arsenopyrite, siderite, dolomite, calcite, quartz, chlorite, K-feldspar, biotite, apatite, freibergite, tetrahedrite, cobaltite | Resin blocks containing each sample were produced following standard procedures and used for Mineral Liberation Analysis (MLA) mapping and subsequent LA-ICP-MS analyses | LA-ICPMS, EMPA, SEM-EDS | NWR213 solid state 213 nm laser ablation system coupled with an Agilent 7900 quadrupole ICP-MS; Cameca SXFive Electron Microprobe; Quanta600 SEM | Adelaide Microscopy | Ablation was conducted in an atmosphere of He (0.6 L/min) that was mixed with Ar (0.88 L/min) upon leaving the ablation cell; 70 µm diameter spot size with a 25:2 standard sample bracketing approach (2 standards analysed twice every 25 unknowns); MLA maps were acquired using the raster mode with an X-ray spectra collected every 4 µm | STDGL3 (CODES, University of Tasmania; Danyushevsky et al., 2011); GSD-1G | 15.0368 |  | 3.1054 | [11 empty] | 1.6442 | [5 empty] | 2636.3513 | [5 empty] | 130.4283 | [5 empty] | 27131.6993 | [9 empty] | 81721.9858 |  | 0.052302 |  |  |  | 0.5884 | [7 empty] | 186.8165 | [13 empty] | 32.6888 | [9 empty] | 0.31054 | [5 empty] | 5.1321 | [15 empty] | 385564.329 |  | 1.1441 | [9 empty] | 2.991 | [13 empty] | 0.10787 | [13 empty] | 584626.5138 |  |  |  |  | 2020 | Cave, B., et al. (2020), Ore Geology Reviews 124, 103647 |  | AUS | Queensland
| Mount Isa Copper Operations, Black Star Mine | No. 5 and No. 9 Pb-Zn orebodies, 650 Cu orebody, 1100 Cu orebody, 3000 Cu orebody | Seafloor hydrothermal | Sedimentary Exhalative (SEDEX) | SEDEX zinc-lead-copper | Cu, Pb, Zn | Ag | Cu, Pb, Zn, Ag | Cave et al., 2020 |  | 361-200209162sph6-32.d | 361-200209162sph6-32.d-1 | underground mine, open pit |  |  |  |  | ore material | drill core, polished section | drill core | mineral separate | [5 empty] | mineralisation |  |  |  | chalcopyrite, sphalerite, galena | Cu mineralisation stage, Pb-Zn mineralisation stage | replacement, vein infill, stratabound | coarse-grained, medium-grained, fine-grained, stratabound, discordant veins, replacement, infill |  |  |  | pyrite, pyrrhotite, arsenopyrite, siderite, dolomite, calcite, quartz, chlorite, K-feldspar, biotite, apatite, freibergite, tetrahedrite, cobaltite | Resin blocks containing each sample were produced following standard procedures and used for Mineral Liberation Analysis (MLA) mapping and subsequent LA-ICP-MS analyses | LA-ICPMS, EMPA, SEM-EDS | NWR213 solid state 213 nm laser ablation system coupled with an Agilent 7900 quadrupole ICP-MS; Cameca SXFive Electron Microprobe; Quanta600 SEM | Adelaide Microscopy | Ablation was conducted in an atmosphere of He (0.6 L/min) that was mixed with Ar (0.88 L/min) upon leaving the ablation cell; 70 µm diameter spot size with a 25:2 standard sample bracketing approach (2 standards analysed twice every 25 unknowns); MLA maps were acquired using the raster mode with an X-ray spectra collected every 4 µm | STDGL3 (CODES, University of Tasmania; Danyushevsky et al., 2011); GSD-1G | 2.7026 | [13 empty] | 1.8274 | [5 empty] | 2415.5764 | [5 empty] | 134.2273 | [5 empty] | 1866.0553 | [9 empty] | 64346.7338 |  | 0.06306 |  |  |  | 0.56625 | [7 empty] | 198.0592 | [13 empty] | 36.6776 | [9 empty] | 0.21878 | [5 empty] | 3.0372 | [15 empty] | 360599.0961 |  | 0.87512 |  |  |  | 3.0886 | [5 empty] | 0.13642 | [13 empty] | 0.21878 | [13 empty] | 602978.3931 |  |  |  |  | 2020 | Cave, B., et al. (2020), Ore Geology Reviews 124, 103647 |  | AUS | Queensland
| Mount Isa Copper Operations, Black Star Mine | No. 5 and No. 9 Pb-Zn orebodies, 650 Cu orebody, 1100 Cu orebody, 3000 Cu orebody | Seafloor hydrothermal | Sedimentary Exhalative (SEDEX) | SEDEX zinc-lead-copper | Cu, Pb, Zn | Ag | Cu, Pb, Zn, Ag | Cave et al., 2020 |  | 365-200209162sph6-36.d | 365-200209162sph6-36.d-1 | underground mine, open pit |  |  |  |  | ore material | drill core, polished section | drill core | mineral separate | [5 empty] | mineralisation |  |  |  | chalcopyrite, sphalerite, galena | Cu mineralisation stage, Pb-Zn mineralisation stage | replacement, vein infill, stratabound | coarse-grained, medium-grained, fine-grained, stratabound, discordant veins, replacement, infill |  |  |  | pyrite, pyrrhotite, arsenopyrite, siderite, dolomite, calcite, quartz, chlorite, K-feldspar, biotite, apatite, freibergite, tetrahedrite, cobaltite | Resin blocks containing each sample were produced following standard procedures and used for Mineral Liberation Analysis (MLA) mapping and subsequent LA-ICP-MS analyses | LA-ICPMS, EMPA, SEM-EDS | NWR213 solid state 213 nm laser ablation system coupled with an Agilent 7900 quadrupole ICP-MS; Cameca SXFive Electron Microprobe; Quanta600 SEM | Adelaide Microscopy | Ablation was conducted in an atmosphere of He (0.6 L/min) that was mixed with Ar (0.88 L/min) upon leaving the ablation cell; 70 µm diameter spot size with a 25:2 standard sample bracketing approach (2 standards analysed twice every 25 unknowns); MLA maps were acquired using the raster mode with an X-ray spectra collected every 4 µm | STDGL3 (CODES, University of Tasmania; Danyushevsky et al., 2011); GSD-1G | 0.85417 |  | 4.9179 | [11 empty] | 1.5789 | [5 empty] | 2474.493 | [5 empty] | 134.0782 | [5 empty] | 192.8344 | [9 empty] | 64709.5445 |  | 0.042708 |  |  |  | 0.59533 | [7 empty] | 202.9291 | [13 empty] | 35.2408 | [9 empty] | 0.62121 | [5 empty] | 8.6711 | [15 empty] | 359267.3913 |  | 0.29766 |  |  |  | 5.4356 | [5 empty] | 0.98359 | [13 empty] | 0.044002 | [13 empty] | 602595.1895 |  |  |  |  | 2020 | Cave, B., et al. (2020), Ore Geology Reviews 124, 103647 |  | AUS | Queensland
| Mount Isa Copper Operations, Black Star Mine | No. 5 and No. 9 Pb-Zn orebodies, 650 Cu orebody, 1100 Cu orebody, 3000 Cu orebody | Seafloor hydrothermal | Sedimentary Exhalative (SEDEX) | SEDEX zinc-lead-copper | Cu, Pb, Zn | Ag | Cu, Pb, Zn, Ag | Cave et al., 2020 |  | 366-200209162sph6-37.d | 366-200209162sph6-37.d-1 | underground mine, open pit |  |  |  |  | ore material | drill core, polished section | drill core | mineral separate | [5 empty] | mineralisation |  |  |  | chalcopyrite, sphalerite, galena | Cu mineralisation stage, Pb-Zn mineralisation stage | replacement, vein infill, stratabound | coarse-grained, medium-grained, fine-grained, stratabound, discordant veins, replacement, infill |  |  |  | pyrite, pyrrhotite, arsenopyrite, siderite, dolomite, calcite, quartz, chlorite, K-feldspar, biotite, apatite, freibergite, tetrahedrite, cobaltite | Resin blocks containing each sample were produced following standard procedures and used for Mineral Liberation Analysis (MLA) mapping and subsequent LA-ICP-MS analyses | LA-ICPMS, EMPA, SEM-EDS | NWR213 solid state 213 nm laser ablation system coupled with an Agilent 7900 quadrupole ICP-MS; Cameca SXFive Electron Microprobe; Quanta600 SEM | Adelaide Microscopy | Ablation was conducted in an atmosphere of He (0.6 L/min) that was mixed with Ar (0.88 L/min) upon leaving the ablation cell; 70 µm diameter spot size with a 25:2 standard sample bracketing approach (2 standards analysed twice every 25 unknowns); MLA maps were acquired using the raster mode with an X-ray spectra collected every 4 µm | STDGL3 (CODES, University of Tasmania; Danyushevsky et al., 2011); GSD-1G | 11.185 | [13 empty] | 5.2473 | [5 empty] | 2714.769 | [5 empty] | 129.5246 | [5 empty] | 12980.0755 | [9 empty] | 69042.9547 |  | 0.035902 |  |  |  | 0.63519 | [7 empty] | 178.8213 | [13 empty] | 31.6217 | [9 empty] | 0.22094 | [5 empty] | 6.7938 | [15 empty] | 378355.3915 |  | 5.3577 |  |  |  | 3.8664 | [5 empty] | 1.8089 | [13 empty] | 0.72771 | [13 empty] | 598018.2073 |  |  |  |  | 2020 | Cave, B., et al. (2020), Ore Geology Reviews 124, 103647 |  | AUS | Queensland
| Mount Isa Copper Operations, Black Star Mine | No. 5 and No. 9 Pb-Zn orebodies, 650 Cu orebody, 1100 Cu orebody, 3000 Cu orebody | Seafloor hydrothermal | Sedimentary Exhalative (SEDEX) | SEDEX zinc-lead-copper | Cu, Pb, Zn | Ag | Cu, Pb, Zn, Ag | Cave et al., 2020 |  | 371-200209162sph12-5.d | 371-200209162sph12-5.d-1 | underground mine, open pit |  |  |  |  | ore material | drill core, polished section | drill core | mineral separate | [5 empty] | mineralisation |  |  |  | chalcopyrite, sphalerite, galena | Cu mineralisation stage, Pb-Zn mineralisation stage | replacement, vein infill, stratabound | coarse-grained, medium-grained, fine-grained, stratabound, discordant veins, replacement, infill |  |  |  | pyrite, pyrrhotite, arsenopyrite, siderite, dolomite, calcite, quartz, chlorite, K-feldspar, biotite, apatite, freibergite, tetrahedrite, cobaltite | Resin blocks containing each sample were produced following standard procedures and used for Mineral Liberation Analysis (MLA) mapping and subsequent LA-ICP-MS analyses | LA-ICPMS, EMPA, SEM-EDS | NWR213 solid state 213 nm laser ablation system coupled with an Agilent 7900 quadrupole ICP-MS; Cameca SXFive Electron Microprobe; Quanta600 SEM | Adelaide Microscopy | Ablation was conducted in an atmosphere of He (0.6 L/min) that was mixed with Ar (0.88 L/min) upon leaving the ablation cell; 70 µm diameter spot size with a 25:2 standard sample bracketing approach (2 standards analysed twice every 25 unknowns); MLA maps were acquired using the raster mode with an X-ray spectra collected every 4 µm | STDGL3 (CODES, University of Tasmania; Danyushevsky et al., 2011); GSD-1G | 85.343 |  | 79.3099 |  | 188.5338 | [15 empty] | 2997.687 | [5 empty] | 10.7967 | [5 empty] | 115.8854 | [9 empty] | 62844.5913 |  | 0.2187 |  |  |  | 0.71014 | [7 empty] | 105.7046 | [13 empty] | 114.3772 | [9 empty] | 0.36073 | [5 empty] | 304.1678 | [15 empty] | 345016.806 |  | 119.5304 |  |  |  | 0.94267 | [5 empty] | 2.0613 | [13 empty] | 3.8599 | [13 empty] | 604564.968 |  |  |  |  | 2020 | Cave, B., et al. (2020), Ore Geology Reviews 124, 103647 |  | AUS | Queensland
| Mount Isa Copper Operations, Black Star Mine | No. 5 and No. 9 Pb-Zn orebodies, 650 Cu orebody, 1100 Cu orebody, 3000 Cu orebody | Seafloor hydrothermal | Sedimentary Exhalative (SEDEX) | SEDEX zinc-lead-copper | Cu, Pb, Zn | Ag | Cu, Pb, Zn, Ag | Cave et al., 2020 |  | 372-200209162sph12-6.d | 372-200209162sph12-6.d-1 | underground mine, open pit |  |  |  |  | ore material | drill core, polished section | drill core | mineral separate | [5 empty] | mineralisation |  |  |  | chalcopyrite, sphalerite, galena | Cu mineralisation stage, Pb-Zn mineralisation stage | replacement, vein infill, stratabound | coarse-grained, medium-grained, fine-grained, stratabound, discordant veins, replacement, infill |  |  |  | pyrite, pyrrhotite, arsenopyrite, siderite, dolomite, calcite, quartz, chlorite, K-feldspar, biotite, apatite, freibergite, tetrahedrite, cobaltite | Resin blocks containing each sample were produced following standard procedures and used for Mineral Liberation Analysis (MLA) mapping and subsequent LA-ICP-MS analyses | LA-ICPMS, EMPA, SEM-EDS | NWR213 solid state 213 nm laser ablation system coupled with an Agilent 7900 quadrupole ICP-MS; Cameca SXFive Electron Microprobe; Quanta600 SEM | Adelaide Microscopy | Ablation was conducted in an atmosphere of He (0.6 L/min) that was mixed with Ar (0.88 L/min) upon leaving the ablation cell; 70 µm diameter spot size with a 25:2 standard sample bracketing approach (2 standards analysed twice every 25 unknowns); MLA maps were acquired using the raster mode with an X-ray spectra collected every 4 µm | STDGL3 (CODES, University of Tasmania; Danyushevsky et al., 2011); GSD-1G | 82.3181 |  | 13.9368 |  | 174.5352 | [15 empty] | 3133.8179 | [5 empty] | 11.0713 | [5 empty] | 187.5602 | [9 empty] | 65125.0595 |  | 0.18365 |  |  |  | 0.38163 | [7 empty] | 109.9311 | [13 empty] | 86.6163 | [9 empty] | 0.51449 | [5 empty] | 1276.4512 | [15 empty] | 351284.5709 |  | 114.6201 |  |  |  | 1.3286 | [5 empty] | 1.8756 | [7 empty] | 0.24748 | [5 empty] | 3.2445 | [13 empty] | 602156.3193 |  |  |  |  | 2020 | Cave, B., et al. (2020), Ore Geology Reviews 124, 103647 |  | AUS | Queensland
| Mount Isa Copper Operations, Black Star Mine | No. 5 and No. 9 Pb-Zn orebodies, 650 Cu orebody, 1100 Cu orebody, 3000 Cu orebody | Seafloor hydrothermal | Sedimentary Exhalative (SEDEX) | SEDEX zinc-lead-copper | Cu, Pb, Zn | Ag | Cu, Pb, Zn, Ag | Cave et al., 2020 |  | 374-200209162sph12-8.d | 374-200209162sph12-8.d-1 | underground mine, open pit |  |  |  |  | ore material | drill core, polished section | drill core | mineral separate | [5 empty] | mineralisation |  |  |  | chalcopyrite, sphalerite, galena | Cu mineralisation stage, Pb-Zn mineralisation stage | replacement, vein infill, stratabound | coarse-grained, medium-grained, fine-grained, stratabound, discordant veins, replacement, infill |  |  |  | pyrite, pyrrhotite, arsenopyrite, siderite, dolomite, calcite, quartz, chlorite, K-feldspar, biotite, apatite, freibergite, tetrahedrite, cobaltite | Resin blocks containing each sample were produced following standard procedures and used for Mineral Liberation Analysis (MLA) mapping and subsequent LA-ICP-MS analyses | LA-ICPMS, EMPA, SEM-EDS | NWR213 solid state 213 nm laser ablation system coupled with an Agilent 7900 quadrupole ICP-MS; Cameca SXFive Electron Microprobe; Quanta600 SEM | Adelaide Microscopy | Ablation was conducted in an atmosphere of He (0.6 L/min) that was mixed with Ar (0.88 L/min) upon leaving the ablation cell; 70 µm diameter spot size with a 25:2 standard sample bracketing approach (2 standards analysed twice every 25 unknowns); MLA maps were acquired using the raster mode with an X-ray spectra collected every 4 µm | STDGL3 (CODES, University of Tasmania; Danyushevsky et al., 2011); GSD-1G | 74.2343 |  | 0.36509 |  | 482.7261 | [15 empty] | 3193.8347 | [5 empty] | 18.9304 | [5 empty] | 3948.3477 | [9 empty] | 67608.6929 |  | 0.17713 |  |  |  | 0.39348 | [7 empty] | 111.1487 | [13 empty] | 76.3978 | [9 empty] | 0.51383 | [5 empty] | 3055.9129 | [15 empty] | 347508.6815 |  | 96.8156 |  |  |  | 1.1629 | [5 empty] | 1.0263 | [13 empty] | 2.6394 | [13 empty] | 599533.0859 |  |  |  |  | 2020 | Cave, B., et al. (2020), Ore Geology Reviews 124, 103647 |  | AUS | Queensland
| Mount Isa Copper Operations, Black Star Mine | No. 5 and No. 9 Pb-Zn orebodies, 650 Cu orebody, 1100 Cu orebody, 3000 Cu orebody | Seafloor hydrothermal | Sedimentary Exhalative (SEDEX) | SEDEX zinc-lead-copper | Cu, Pb, Zn | Ag | Cu, Pb, Zn, Ag | Cave et al., 2020 |  | 375-200209162sph12-9.d | 375-200209162sph12-9.d-1 | underground mine, open pit |  |  |  |  | ore material | drill core, polished section | drill core | mineral separate | [5 empty] | mineralisation |  |  |  | chalcopyrite, sphalerite, galena | Cu mineralisation stage, Pb-Zn mineralisation stage | replacement, vein infill, stratabound | coarse-grained, medium-grained, fine-grained, stratabound, discordant veins, replacement, infill |  |  |  | pyrite, pyrrhotite, arsenopyrite, siderite, dolomite, calcite, quartz, chlorite, K-feldspar, biotite, apatite, freibergite, tetrahedrite, cobaltite | Resin blocks containing each sample were produced following standard procedures and used for Mineral Liberation Analysis (MLA) mapping and subsequent LA-ICP-MS analyses | LA-ICPMS, EMPA, SEM-EDS | NWR213 solid state 213 nm laser ablation system coupled with an Agilent 7900 quadrupole ICP-MS; Cameca SXFive Electron Microprobe; Quanta600 SEM | Adelaide Microscopy | Ablation was conducted in an atmosphere of He (0.6 L/min) that was mixed with Ar (0.88 L/min) upon leaving the ablation cell; 70 µm diameter spot size with a 25:2 standard sample bracketing approach (2 standards analysed twice every 25 unknowns); MLA maps were acquired using the raster mode with an X-ray spectra collected every 4 µm | STDGL3 (CODES, University of Tasmania; Danyushevsky et al., 2011); GSD-1G | 58.4367 |  | 1.265 |  | 6.3249 | [15 empty] | 3145.9582 | [5 empty] | 7.7686 | [5 empty] | 2089.9722 | [9 empty] | 68749.087 |  | 0.1815 |  |  |  | 0.32312 | [7 empty] | 109.861 | [13 empty] | 94.5987 | [9 empty] | 0.068749 | [5 empty] | 1278.733 | [15 empty] | 346082.904 |  | 79.3364 |  |  |  | 0.74249 | [5 empty] | 0.86074 | [13 empty] | 2.5561 | [13 empty] | 598328.5926 |  |  |  |  | 2020 | Cave, B., et al. (2020), Ore Geology Reviews 124, 103647 |  | AUS | Queensland
| Mount Isa Copper Operations, Black Star Mine | No. 5 and No. 9 Pb-Zn orebodies, 650 Cu orebody, 1100 Cu orebody, 3000 Cu orebody | Seafloor hydrothermal | Sedimentary Exhalative (SEDEX) | SEDEX zinc-lead-copper | Cu, Pb, Zn | Ag | Cu, Pb, Zn, Ag | Cave et al., 2020 |  | 376-200209162sph12-10.d | 376-200209162sph12-10.d-1 | underground mine, open pit |  |  |  |  | ore material | drill core, polished section | drill core | mineral separate | [5 empty] | mineralisation |  |  |  | chalcopyrite, sphalerite, galena | Cu mineralisation stage, Pb-Zn mineralisation stage | replacement, vein infill, stratabound | coarse-grained, medium-grained, fine-grained, stratabound, discordant veins, replacement, infill |  |  |  | pyrite, pyrrhotite, arsenopyrite, siderite, dolomite, calcite, quartz, chlorite, K-feldspar, biotite, apatite, freibergite, tetrahedrite, cobaltite | Resin blocks containing each sample were produced following standard procedures and used for Mineral Liberation Analysis (MLA) mapping and subsequent LA-ICP-MS analyses | LA-ICPMS, EMPA, SEM-EDS | NWR213 solid state 213 nm laser ablation system coupled with an Agilent 7900 quadrupole ICP-MS; Cameca SXFive Electron Microprobe; Quanta600 SEM | Adelaide Microscopy | Ablation was conducted in an atmosphere of He (0.6 L/min) that was mixed with Ar (0.88 L/min) upon leaving the ablation cell; 70 µm diameter spot size with a 25:2 standard sample bracketing approach (2 standards analysed twice every 25 unknowns); MLA maps were acquired using the raster mode with an X-ray spectra collected every 4 µm | STDGL3 (CODES, University of Tasmania; Danyushevsky et al., 2011); GSD-1G | 7.7897 |  | 2.592 |  | 19.5085 | [15 empty] | 3208.6662 | [5 empty] | 8.7856 | [5 empty] | 410.6329 | [9 empty] | 68211.4417 |  | 0.24147 |  |  |  | 0.36016 | [7 empty] | 106.0006 | [13 empty] | 69.9849 | [9 empty] | 0.08049 | [5 empty] | 92.7676 | [15 empty] | 343649.2431 |  | 10.2726 |  |  |  | 1.5143 | [5 empty] | 0.33151 | [7 empty] | 0.36834 | [5 empty] | 0.26193 | [13 empty] | 598896.4579 |  |  |  |  | 2020 | Cave, B., et al. (2020), Ore Geology Reviews 124, 103647 |  | AUS | Queensland
| Mount Isa Copper Operations, Black Star Mine | No. 5 and No. 9 Pb-Zn orebodies, 650 Cu orebody, 1100 Cu orebody, 3000 Cu orebody | Seafloor hydrothermal | Sedimentary Exhalative (SEDEX) | SEDEX zinc-lead-copper | Cu, Pb, Zn | Ag | Cu, Pb, Zn, Ag | Cave et al., 2020 |  | 384-200209162sph12-13.d | 384-200209162sph12-13.d-1 | underground mine, open pit |  |  |  |  | ore material | drill core, polished section | drill core | mineral separate | [5 empty] | mineralisation |  |  |  | chalcopyrite, sphalerite, galena | Cu mineralisation stage, Pb-Zn mineralisation stage | replacement, vein infill, stratabound | coarse-grained, medium-grained, fine-grained, stratabound, discordant veins, replacement, infill |  |  |  | pyrite, pyrrhotite, arsenopyrite, siderite, dolomite, calcite, quartz, chlorite, K-feldspar, biotite, apatite, freibergite, tetrahedrite, cobaltite | Resin blocks containing each sample were produced following standard procedures and used for Mineral Liberation Analysis (MLA) mapping and subsequent LA-ICP-MS analyses | LA-ICPMS, EMPA, SEM-EDS | NWR213 solid state 213 nm laser ablation system coupled with an Agilent 7900 quadrupole ICP-MS; Cameca SXFive Electron Microprobe; Quanta600 SEM | Adelaide Microscopy | Ablation was conducted in an atmosphere of He (0.6 L/min) that was mixed with Ar (0.88 L/min) upon leaving the ablation cell; 70 µm diameter spot size with a 25:2 standard sample bracketing approach (2 standards analysed twice every 25 unknowns); MLA maps were acquired using the raster mode with an X-ray spectra collected every 4 µm | STDGL3 (CODES, University of Tasmania; Danyushevsky et al., 2011); GSD-1G | 16.0527 |  | 3.2105 |  | 0.26522 | [9 empty] | 0.020938 | [5 empty] | 3412.9422 | [5 empty] | 6.5886 | [5 empty] | 194.0282 | [9 empty] | 69794.3181 |  | 0.24288 |  |  |  | 0.48856 | [7 empty] | 107.2041 | [13 empty] | 73.284 | [15 empty] | 1451.7218 | [15 empty] | 349111.1791 |  | 19.1236 |  |  |  | 3.3501 | [5 empty] | 0.43273 | [13 empty] | 0.26801 | [13 empty] | 597224.6112 |  |  |  |  | 2020 | Cave, B., et al. (2020), Ore Geology Reviews 124, 103647 |  | AUS | Queensland
| Mount Isa Copper Operations, Black Star Mine | No. 5 and No. 9 Pb-Zn orebodies, 650 Cu orebody, 1100 Cu orebody, 3000 Cu orebody | Seafloor hydrothermal | Sedimentary Exhalative (SEDEX) | SEDEX zinc-lead-copper | Cu, Pb, Zn | Ag | Cu, Pb, Zn, Ag | Cave et al., 2020 |  | 390-200209162sph12-19.d | 390-200209162sph12-19.d-1 | underground mine, open pit |  |  |  |  | ore material | drill core, polished section | drill core | mineral separate | [5 empty] | mineralisation |  |  |  | chalcopyrite, sphalerite, galena | Cu mineralisation stage, Pb-Zn mineralisation stage | replacement, vein infill, stratabound | coarse-grained, medium-grained, fine-grained, stratabound, discordant veins, replacement, infill |  |  |  | pyrite, pyrrhotite, arsenopyrite, siderite, dolomite, calcite, quartz, chlorite, K-feldspar, biotite, apatite, freibergite, tetrahedrite, cobaltite | Resin blocks containing each sample were produced following standard procedures and used for Mineral Liberation Analysis (MLA) mapping and subsequent LA-ICP-MS analyses | LA-ICPMS, EMPA, SEM-EDS | NWR213 solid state 213 nm laser ablation system coupled with an Agilent 7900 quadrupole ICP-MS; Cameca SXFive Electron Microprobe; Quanta600 SEM | Adelaide Microscopy | Ablation was conducted in an atmosphere of He (0.6 L/min) that was mixed with Ar (0.88 L/min) upon leaving the ablation cell; 70 µm diameter spot size with a 25:2 standard sample bracketing approach (2 standards analysed twice every 25 unknowns); MLA maps were acquired using the raster mode with an X-ray spectra collected every 4 µm | STDGL3 (CODES, University of Tasmania; Danyushevsky et al., 2011); GSD-1G | 12.7064 |  | 80.6959 |  | 4.355 | [15 empty] | 3162.51 | [5 empty] | 5.1107 | [5 empty] | 72.7544 | [9 empty] | 64044.3496 |  | 0.12553 |  |  |  | 0.2946 | [7 empty] | 106.3136 | [13 empty] | 89.6621 | [9 empty] | 0.21135 | [5 empty] | 195.9757 | [15 empty] | 347504.6412 |  | 21.1731 | [9 empty] | 0.64044 | [13 empty] | 1.0759 | [13 empty] | 603297.7736 |  |  |  |  | 2020 | Cave, B., et al. (2020), Ore Geology Reviews 124, 103647 |  | AUS | Queensland
| Mount Isa Copper Operations, Black Star Mine | No. 5 and No. 9 Pb-Zn orebodies, 650 Cu orebody, 1100 Cu orebody, 3000 Cu orebody | Seafloor hydrothermal | Sedimentary Exhalative (SEDEX) | SEDEX zinc-lead-copper | Cu, Pb, Zn | Ag | Cu, Pb, Zn, Ag | Cave et al., 2020 |  | 393-200209162sph12-22.d | 393-200209162sph12-22.d-1 | underground mine, open pit |  |  |  |  | ore material | drill core, polished section | drill core | mineral separate | [5 empty] | mineralisation |  |  |  | chalcopyrite, sphalerite, galena | Cu mineralisation stage, Pb-Zn mineralisation stage | replacement, vein infill, stratabound | coarse-grained, medium-grained, fine-grained, stratabound, discordant veins, replacement, infill |  |  |  | pyrite, pyrrhotite, arsenopyrite, siderite, dolomite, calcite, quartz, chlorite, K-feldspar, biotite, apatite, freibergite, tetrahedrite, cobaltite | Resin blocks containing each sample were produced following standard procedures and used for Mineral Liberation Analysis (MLA) mapping and subsequent LA-ICP-MS analyses | LA-ICPMS, EMPA, SEM-EDS | NWR213 solid state 213 nm laser ablation system coupled with an Agilent 7900 quadrupole ICP-MS; Cameca SXFive Electron Microprobe; Quanta600 SEM | Adelaide Microscopy | Ablation was conducted in an atmosphere of He (0.6 L/min) that was mixed with Ar (0.88 L/min) upon leaving the ablation cell; 70 µm diameter spot size with a 25:2 standard sample bracketing approach (2 standards analysed twice every 25 unknowns); MLA maps were acquired using the raster mode with an X-ray spectra collected every 4 µm | STDGL3 (CODES, University of Tasmania; Danyushevsky et al., 2011); GSD-1G | 62.1975 |  | 3.1307 |  | 14.8221 | [15 empty] | 3136.1951 | [5 empty] | 8.5193 | [5 empty] | 2438.0315 | [9 empty] | 69262.2593 |  | 0.16484 |  |  |  | 0.40172 | [7 empty] | 106.9409 | [13 empty] | 84.6385 | [9 empty] | 0.16484 | [5 empty] | 3047.5394 | [15 empty] | 352406.3751 |  | 82.2836 |  |  |  | 2.3549 | [5 empty] | 0.70509 | [13 empty] | 2.064 | [13 empty] | 597786.576 |  |  |  |  | 2020 | Cave, B., et al. (2020), Ore Geology Reviews 124, 103647 |  | AUS | Queensland
| Mount Isa Copper Operations, Black Star Mine | No. 5 and No. 9 Pb-Zn orebodies, 650 Cu orebody, 1100 Cu orebody, 3000 Cu orebody | Seafloor hydrothermal | Sedimentary Exhalative (SEDEX) | SEDEX zinc-lead-copper | Cu, Pb, Zn | Ag | Cu, Pb, Zn, Ag | Cave et al., 2020 |  | 400-200209162sph12-29.d | 400-200209162sph12-29.d-1 | underground mine, open pit |  |  |  |  | ore material | drill core, polished section | drill core | mineral separate | [5 empty] | mineralisation |  |  |  | chalcopyrite, sphalerite, galena | Cu mineralisation stage, Pb-Zn mineralisation stage | replacement, vein infill, stratabound | coarse-grained, medium-grained, fine-grained, stratabound, discordant veins, replacement, infill |  |  |  | pyrite, pyrrhotite, arsenopyrite, siderite, dolomite, calcite, quartz, chlorite, K-feldspar, biotite, apatite, freibergite, tetrahedrite, cobaltite | Resin blocks containing each sample were produced following standard procedures and used for Mineral Liberation Analysis (MLA) mapping and subsequent LA-ICP-MS analyses | LA-ICPMS, EMPA, SEM-EDS | NWR213 solid state 213 nm laser ablation system coupled with an Agilent 7900 quadrupole ICP-MS; Cameca SXFive Electron Microprobe; Quanta600 SEM | Adelaide Microscopy | Ablation was conducted in an atmosphere of He (0.6 L/min) that was mixed with Ar (0.88 L/min) upon leaving the ablation cell; 70 µm diameter spot size with a 25:2 standard sample bracketing approach (2 standards analysed twice every 25 unknowns); MLA maps were acquired using the raster mode with an X-ray spectra collected every 4 µm | STDGL3 (CODES, University of Tasmania; Danyushevsky et al., 2011); GSD-1G | 61.3974 |  | 12.9804 |  | 5.4518 | [15 empty] | 3280.1544 | [5 empty] | 7.1782 | [5 empty] | 144.0828 | [9 empty] | 64902.1458 |  | 0.13759 |  |  |  | 0.41537 | [7 empty] | 111.8913 | [13 empty] | 56.5947 | [15 empty] | 241.436 | [15 empty] | 352418.6517 |  | 80.6085 |  |  |  | 2.8557 | [5 empty] | 0.70743 | [7 empty] | 0.4673 | [5 empty] | 2.1807 | [13 empty] | 602391.7625 |  |  |  |  | 2020 | Cave, B., et al. (2020), Ore Geology Reviews 124, 103647 |  | AUS | Queensland
| Mount Isa Copper Operations, Black Star Mine | No. 5 and No. 9 Pb-Zn orebodies, 650 Cu orebody, 1100 Cu orebody, 3000 Cu orebody | Seafloor hydrothermal | Sedimentary Exhalative (SEDEX) | SEDEX zinc-lead-copper | Cu, Pb, Zn | Ag | Cu, Pb, Zn, Ag | Cave et al., 2020 |  | 403-200209162sph12-32.d | 403-200209162sph12-32.d-1 | underground mine, open pit |  |  |  |  | ore material | drill core, polished section | drill core | mineral separate | [5 empty] | mineralisation |  |  |  | chalcopyrite, sphalerite, galena | Cu mineralisation stage, Pb-Zn mineralisation stage | replacement, vein infill, stratabound | coarse-grained, medium-grained, fine-grained, stratabound, discordant veins, replacement, infill |  |  |  | pyrite, pyrrhotite, arsenopyrite, siderite, dolomite, calcite, quartz, chlorite, K-feldspar, biotite, apatite, freibergite, tetrahedrite, cobaltite | Resin blocks containing each sample were produced following standard procedures and used for Mineral Liberation Analysis (MLA) mapping and subsequent LA-ICP-MS analyses | LA-ICPMS, EMPA, SEM-EDS | NWR213 solid state 213 nm laser ablation system coupled with an Agilent 7900 quadrupole ICP-MS; Cameca SXFive Electron Microprobe; Quanta600 SEM | Adelaide Microscopy | Ablation was conducted in an atmosphere of He (0.6 L/min) that was mixed with Ar (0.88 L/min) upon leaving the ablation cell; 70 µm diameter spot size with a 25:2 standard sample bracketing approach (2 standards analysed twice every 25 unknowns); MLA maps were acquired using the raster mode with an X-ray spectra collected every 4 µm | STDGL3 (CODES, University of Tasmania; Danyushevsky et al., 2011); GSD-1G | 75.2718 |  | 0.90824 |  | 6.0964 | [15 empty] | 3000.92 | [5 empty] | 7.8009 | [5 empty] | 120.3105 | [9 empty] | 62208.1254 |  | 0.12317 |  |  |  | 0.32348 | [7 empty] | 110.8549 | [13 empty] | 51.8816 | [9 empty] | 0.1493 | [5 empty] | 858.4721 | [15 empty] | 349112 |  | 116.3292 |  |  |  | 3.7325 | [5 empty] | 1.3188 | [7 empty] | 0.67185 | [5 empty] | 3.098 | [13 empty] | 605237.2082 |  |  |  |  | 2020 | Cave, B., et al. (2020), Ore Geology Reviews 124, 103647 |  | AUS | Queensland
| Mount Isa Copper Operations, Black Star Mine | No. 5 and No. 9 Pb-Zn orebodies, 650 Cu orebody, 1100 Cu orebody, 3000 Cu orebody | Seafloor hydrothermal | Sedimentary Exhalative (SEDEX) | SEDEX zinc-lead-copper | Cu, Pb, Zn | Ag | Cu, Pb, Zn, Ag | Cave et al., 2020 |  | 411-201502192sph7-2.d | 411-201502192sph7-2.d-1 | underground mine, open pit |  |  |  |  | ore material | drill core, polished section | drill core | mineral separate | [5 empty] | mineralisation |  |  |  | chalcopyrite, sphalerite, galena | Cu mineralisation stage, Pb-Zn mineralisation stage | replacement, vein infill, stratabound | coarse-grained, medium-grained, fine-grained, stratabound, discordant veins, replacement, infill |  |  |  | pyrite, pyrrhotite, arsenopyrite, siderite, dolomite, calcite, quartz, chlorite, K-feldspar, biotite, apatite, freibergite, tetrahedrite, cobaltite | Resin blocks containing each sample were produced following standard procedures and used for Mineral Liberation Analysis (MLA) mapping and subsequent LA-ICP-MS analyses | LA-ICPMS, EMPA, SEM-EDS | NWR213 solid state 213 nm laser ablation system coupled with an Agilent 7900 quadrupole ICP-MS; Cameca SXFive Electron Microprobe; Quanta600 SEM | Adelaide Microscopy | Ablation was conducted in an atmosphere of He (0.6 L/min) that was mixed with Ar (0.88 L/min) upon leaving the ablation cell; 70 µm diameter spot size with a 25:2 standard sample bracketing approach (2 standards analysed twice every 25 unknowns); MLA maps were acquired using the raster mode with an X-ray spectra collected every 4 µm | STDGL3 (CODES, University of Tasmania; Danyushevsky et al., 2011); GSD-1G | 16.4683 |  | 7.3694 |  | 0.17446 | [9 empty] | 0.07219 | [5 empty] | 2221.3428 | [5 empty] | 114.0901 | [5 empty] | 244.092 | [9 empty] | 75197.7941 |  | 0.61662 |  |  |  | 0.42863 | [7 empty] | 375.6882 | [13 empty] | 70.3551 | [9 empty] | 0.11129 | [5 empty] | 3.7148 | [15 empty] | 340495.6115 |  | 0.35193 |  |  |  | 4.5269 | [5 empty] | 0.5309 | [7 empty] | 0.23311 | [5 empty] | 0.4933 | [13 empty] | 591517.4169 |  |  |  |  | 2020 | Cave, B., et al. (2020), Ore Geology Reviews 124, 103647 |  | AUS | Queensland
| Mount Isa Copper Operations, Black Star Mine | No. 5 and No. 9 Pb-Zn orebodies, 650 Cu orebody, 1100 Cu orebody, 3000 Cu orebody | Seafloor hydrothermal | Sedimentary Exhalative (SEDEX) | SEDEX zinc-lead-copper | Cu, Pb, Zn | Ag | Cu, Pb, Zn, Ag | Cave et al., 2020 |  | 412-201502192sph7-3.d | 412-201502192sph7-3.d-1 | underground mine, open pit |  |  |  |  | ore material | drill core, polished section | drill core | mineral separate | [5 empty] | mineralisation |  |  |  | chalcopyrite, sphalerite, galena | Cu mineralisation stage, Pb-Zn mineralisation stage | replacement, vein infill, stratabound | coarse-grained, medium-grained, fine-grained, stratabound, discordant veins, replacement, infill |  |  |  | pyrite, pyrrhotite, arsenopyrite, siderite, dolomite, calcite, quartz, chlorite, K-feldspar, biotite, apatite, freibergite, tetrahedrite, cobaltite | Resin blocks containing each sample were produced following standard procedures and used for Mineral Liberation Analysis (MLA) mapping and subsequent LA-ICP-MS analyses | LA-ICPMS, EMPA, SEM-EDS | NWR213 solid state 213 nm laser ablation system coupled with an Agilent 7900 quadrupole ICP-MS; Cameca SXFive Electron Microprobe; Quanta600 SEM | Adelaide Microscopy | Ablation was conducted in an atmosphere of He (0.6 L/min) that was mixed with Ar (0.88 L/min) upon leaving the ablation cell; 70 µm diameter spot size with a 25:2 standard sample bracketing approach (2 standards analysed twice every 25 unknowns); MLA maps were acquired using the raster mode with an X-ray spectra collected every 4 µm | STDGL3 (CODES, University of Tasmania; Danyushevsky et al., 2011); GSD-1G | 4.8225 |  | 2.3563 |  | 0.20421 | [15 empty] | 2180.3511 | [5 empty] | 110.5884 | [5 empty] | 186.9321 | [9 empty] | 78542.9066 |  | 0.57493 |  |  |  | 0.37544 | [7 empty] | 279.1415 | [13 empty] | 79.4854 | [9 empty] | 0.087968 | [5 empty] | 0.58593 | [15 empty] | 340562.0431 |  | 0.95822 |  |  |  | 4.3199 | [5 empty] | 0.56394 | [7 empty] | 0.34559 | [5 empty] | 0.1098 | [13 empty] | 587984.2825 |  |  |  |  | 2020 | Cave, B., et al. (2020), Ore Geology Reviews 124, 103647 |  | AUS | Queensland
| Mount Isa Copper Operations, Black Star Mine | No. 5 and No. 9 Pb-Zn orebodies, 650 Cu orebody, 1100 Cu orebody, 3000 Cu orebody | Seafloor hydrothermal | Sedimentary Exhalative (SEDEX) | SEDEX zinc-lead-copper | Cu, Pb, Zn | Ag | Cu, Pb, Zn, Ag | Cave et al., 2020 |  | 413-201502192sph7-4.d | 413-201502192sph7-4.d-1 | underground mine, open pit |  |  |  |  | ore material | drill core, polished section | drill core | mineral separate | [5 empty] | mineralisation |  |  |  | chalcopyrite, sphalerite, galena | Cu mineralisation stage, Pb-Zn mineralisation stage | replacement, vein infill, stratabound | coarse-grained, medium-grained, fine-grained, stratabound, discordant veins, replacement, infill |  |  |  | pyrite, pyrrhotite, arsenopyrite, siderite, dolomite, calcite, quartz, chlorite, K-feldspar, biotite, apatite, freibergite, tetrahedrite, cobaltite | Resin blocks containing each sample were produced following standard procedures and used for Mineral Liberation Analysis (MLA) mapping and subsequent LA-ICP-MS analyses | LA-ICPMS, EMPA, SEM-EDS | NWR213 solid state 213 nm laser ablation system coupled with an Agilent 7900 quadrupole ICP-MS; Cameca SXFive Electron Microprobe; Quanta600 SEM | Adelaide Microscopy | Ablation was conducted in an atmosphere of He (0.6 L/min) that was mixed with Ar (0.88 L/min) upon leaving the ablation cell; 70 µm diameter spot size with a 25:2 standard sample bracketing approach (2 standards analysed twice every 25 unknowns); MLA maps were acquired using the raster mode with an X-ray spectra collected every 4 µm | STDGL3 (CODES, University of Tasmania; Danyushevsky et al., 2011); GSD-1G | 11.1173 |  | 4.0129 |  | 0.098094 | [9 empty] | 0.073422 | [5 empty] | 2247.2447 | [5 empty] | 121.7258 | [5 empty] | 1530.8611 | [9 empty] | 74313.6471 |  | 1.9024 |  |  |  | 0.38049 | [7 empty] | 747.5953 | [13 empty] | 66.6445 | [9 empty] | 0.13079 | [5 empty] | 6.6585 | [15 empty] | 336640.8211 |  | 6.1086 |  |  |  | 2.1848 | [5 empty] | 10.7903 | [7 empty] | 0.28239 | [5 empty] | 1.6171 | [13 empty] | 592451.26 |  |  |  |  | 2020 | Cave, B., et al. (2020), Ore Geology Reviews 124, 103647 |  | AUS | Queensland
| Mount Isa Copper Operations, Black Star Mine | No. 5 and No. 9 Pb-Zn orebodies, 650 Cu orebody, 1100 Cu orebody, 3000 Cu orebody | Seafloor hydrothermal | Sedimentary Exhalative (SEDEX) | SEDEX zinc-lead-copper | Cu, Pb, Zn | Ag | Cu, Pb, Zn, Ag | Cave et al., 2020 |  | 414-201502192sph7-5.d | 414-201502192sph7-5.d-1 | underground mine, open pit |  |  |  |  | ore material | drill core, polished section | drill core | mineral separate | [5 empty] | mineralisation |  |  |  | chalcopyrite, sphalerite, galena | Cu mineralisation stage, Pb-Zn mineralisation stage | replacement, vein infill, stratabound | coarse-grained, medium-grained, fine-grained, stratabound, discordant veins, replacement, infill |  |  |  | pyrite, pyrrhotite, arsenopyrite, siderite, dolomite, calcite, quartz, chlorite, K-feldspar, biotite, apatite, freibergite, tetrahedrite, cobaltite | Resin blocks containing each sample were produced following standard procedures and used for Mineral Liberation Analysis (MLA) mapping and subsequent LA-ICP-MS analyses | LA-ICPMS, EMPA, SEM-EDS | NWR213 solid state 213 nm laser ablation system coupled with an Agilent 7900 quadrupole ICP-MS; Cameca SXFive Electron Microprobe; Quanta600 SEM | Adelaide Microscopy | Ablation was conducted in an atmosphere of He (0.6 L/min) that was mixed with Ar (0.88 L/min) upon leaving the ablation cell; 70 µm diameter spot size with a 25:2 standard sample bracketing approach (2 standards analysed twice every 25 unknowns); MLA maps were acquired using the raster mode with an X-ray spectra collected every 4 µm | STDGL3 (CODES, University of Tasmania; Danyushevsky et al., 2011); GSD-1G | 7.6781 |  | 0.50625 |  | 0.094218 | [15 empty] | 2352.6374 | [5 empty] | 115.171 | [5 empty] | 407.528 | [9 empty] | 70311.9353 |  | 0.75937 |  |  |  | 0.46687 | [7 empty] | 634.9168 | [13 empty] | 55.2652 | [9 empty] | 0.087187 | [5 empty] | 1.4962 | [15 empty] | 339044.1518 |  | 3.1359 |  |  |  | 3.5578 | [5 empty] | 2.8547 | [13 empty] | 0.53156 | [13 empty] | 596677.8999 |  |  |  |  | 2020 | Cave, B., et al. (2020), Ore Geology Reviews 124, 103647 |  | AUS | Queensland
| Mount Isa Copper Operations, Black Star Mine | No. 5 and No. 9 Pb-Zn orebodies, 650 Cu orebody, 1100 Cu orebody, 3000 Cu orebody | Seafloor hydrothermal | Sedimentary Exhalative (SEDEX) | SEDEX zinc-lead-copper | Cu, Pb, Zn | Ag | Cu, Pb, Zn, Ag | Cave et al., 2020 |  | 415-201502192sph7-6.d | 415-201502192sph7-6.d-1 | underground mine, open pit |  |  |  |  | ore material | drill core, polished section | drill core | mineral separate | [5 empty] | mineralisation |  |  |  | chalcopyrite, sphalerite, galena | Cu mineralisation stage, Pb-Zn mineralisation stage | replacement, vein infill, stratabound | coarse-grained, medium-grained, fine-grained, stratabound, discordant veins, replacement, infill |  |  |  | pyrite, pyrrhotite, arsenopyrite, siderite, dolomite, calcite, quartz, chlorite, K-feldspar, biotite, apatite, freibergite, tetrahedrite, cobaltite | Resin blocks containing each sample were produced following standard procedures and used for Mineral Liberation Analysis (MLA) mapping and subsequent LA-ICP-MS analyses | LA-ICPMS, EMPA, SEM-EDS | NWR213 solid state 213 nm laser ablation system coupled with an Agilent 7900 quadrupole ICP-MS; Cameca SXFive Electron Microprobe; Quanta600 SEM | Adelaide Microscopy | Ablation was conducted in an atmosphere of He (0.6 L/min) that was mixed with Ar (0.88 L/min) upon leaving the ablation cell; 70 µm diameter spot size with a 25:2 standard sample bracketing approach (2 standards analysed twice every 25 unknowns); MLA maps were acquired using the raster mode with an X-ray spectra collected every 4 µm | STDGL3 (CODES, University of Tasmania; Danyushevsky et al., 2011); GSD-1G | 2.4815 |  | 1.5059 |  | 0.17568 | [15 empty] | 2217.9977 | [5 empty] | 114.0371 | [5 empty] | 213.4862 | [9 empty] | 78429.9061 |  | 2.5976 |  |  |  | 0.43293 | [7 empty] | 346.5033 | [13 empty] | 79.3554 | [9 empty] | 0.10039 | [5 empty] | 5.4587 | [15 empty] | 341954.3907 |  | 0.62587 |  |  |  | 2.3843 | [5 empty] | 0.26666 | [7 empty] | 0.15686 | [5 empty] | 0.57724 | [13 empty] | 588103.6345 |  |  |  |  | 2020 | Cave, B., et al. (2020), Ore Geology Reviews 124, 103647 |  | AUS | Queensland
| Mount Isa Copper Operations, Black Star Mine | No. 5 and No. 9 Pb-Zn orebodies, 650 Cu orebody, 1100 Cu orebody, 3000 Cu orebody | Seafloor hydrothermal | Sedimentary Exhalative (SEDEX) | SEDEX zinc-lead-copper | Cu, Pb, Zn | Ag | Cu, Pb, Zn, Ag | Cave et al., 2020 |  | 416-201502192sph7-7.d | 416-201502192sph7-7.d-1 | underground mine, open pit |  |  |  |  | ore material | drill core, polished section | drill core | mineral separate | [5 empty] | mineralisation |  |  |  | chalcopyrite, sphalerite, galena | Cu mineralisation stage, Pb-Zn mineralisation stage | replacement, vein infill, stratabound | coarse-grained, medium-grained, fine-grained, stratabound, discordant veins, replacement, infill |  |  |  | pyrite, pyrrhotite, arsenopyrite, siderite, dolomite, calcite, quartz, chlorite, K-feldspar, biotite, apatite, freibergite, tetrahedrite, cobaltite | Resin blocks containing each sample were produced following standard procedures and used for Mineral Liberation Analysis (MLA) mapping and subsequent LA-ICP-MS analyses | LA-ICPMS, EMPA, SEM-EDS | NWR213 solid state 213 nm laser ablation system coupled with an Agilent 7900 quadrupole ICP-MS; Cameca SXFive Electron Microprobe; Quanta600 SEM | Adelaide Microscopy | Ablation was conducted in an atmosphere of He (0.6 L/min) that was mixed with Ar (0.88 L/min) upon leaving the ablation cell; 70 µm diameter spot size with a 25:2 standard sample bracketing approach (2 standards analysed twice every 25 unknowns); MLA maps were acquired using the raster mode with an X-ray spectra collected every 4 µm | STDGL3 (CODES, University of Tasmania; Danyushevsky et al., 2011); GSD-1G | 9.4197 |  | 0.74555 |  | 0.18065 | [15 empty] | 2249.5477 | [5 empty] | 115.9901 | [5 empty] | 301.5168 | [9 empty] | 71687.3067 |  | 0.28818 |  |  |  | 0.38854 | [7 empty] | 489.7677 | [13 empty] | 60.0883 | [9 empty] | 0.12617 | [5 empty] | 3.1256 | [15 empty] | 343668.9481 |  | 0.29535 |  |  |  | 2.3657 | [5 empty] | 0.31256 | [13 empty] | 0.63085 | [13 empty] | 595225.2216 |  |  |  |  | 2020 | Cave, B., et al. (2020), Ore Geology Reviews 124, 103647 |  | AUS | Queensland
| Mount Isa Copper Operations, Black Star Mine | No. 5 and No. 9 Pb-Zn orebodies, 650 Cu orebody, 1100 Cu orebody, 3000 Cu orebody | Seafloor hydrothermal | Sedimentary Exhalative (SEDEX) | SEDEX zinc-lead-copper | Cu, Pb, Zn | Ag | Cu, Pb, Zn, Ag | Cave et al., 2020 |  | 418-201502192sph7-9.d | 418-201502192sph7-9.d-1 | underground mine, open pit |  |  |  |  | ore material | drill core, polished section | drill core | mineral separate | [5 empty] | mineralisation |  |  |  | chalcopyrite, sphalerite, galena | Cu mineralisation stage, Pb-Zn mineralisation stage | replacement, vein infill, stratabound | coarse-grained, medium-grained, fine-grained, stratabound, discordant veins, replacement, infill |  |  |  | pyrite, pyrrhotite, arsenopyrite, siderite, dolomite, calcite, quartz, chlorite, K-feldspar, biotite, apatite, freibergite, tetrahedrite, cobaltite | Resin blocks containing each sample were produced following standard procedures and used for Mineral Liberation Analysis (MLA) mapping and subsequent LA-ICP-MS analyses | LA-ICPMS, EMPA, SEM-EDS | NWR213 solid state 213 nm laser ablation system coupled with an Agilent 7900 quadrupole ICP-MS; Cameca SXFive Electron Microprobe; Quanta600 SEM | Adelaide Microscopy | Ablation was conducted in an atmosphere of He (0.6 L/min) that was mixed with Ar (0.88 L/min) upon leaving the ablation cell; 70 µm diameter spot size with a 25:2 standard sample bracketing approach (2 standards analysed twice every 25 unknowns); MLA maps were acquired using the raster mode with an X-ray spectra collected every 4 µm | STDGL3 (CODES, University of Tasmania; Danyushevsky et al., 2011); GSD-1G | 5.7627 |  |  |  | 0.11683 | [15 empty] | 2262.4486 | [5 empty] | 113.3593 | [5 empty] | 1420.9377 | [9 empty] | 78940.9856 |  | 0.64416 |  |  |  | 0.39786 | [7 empty] | 231.7707 | [13 empty] | 76.0991 | [9 empty] | 0.10104 | [5 empty] | 0.9315 | [15 empty] | 339288.3561 |  | 0.27629 |  |  |  | 4.1365 | [5 empty] | 3.8365 | [13 empty] | 0.095361 | [13 empty] | 587563.8283 |  |  |  |  | 2020 | Cave, B., et al. (2020), Ore Geology Reviews 124, 103647 |  | AUS | Queensland
| Mount Isa Copper Operations, Black Star Mine | No. 5 and No. 9 Pb-Zn orebodies, 650 Cu orebody, 1100 Cu orebody, 3000 Cu orebody | Seafloor hydrothermal | Sedimentary Exhalative (SEDEX) | SEDEX zinc-lead-copper | Cu, Pb, Zn | Ag | Cu, Pb, Zn, Ag | Cave et al., 2020 |  | 419-201502192sph7-10.d | 419-201502192sph7-10.d-1 | underground mine, open pit |  |  |  |  | ore material | drill core, polished section | drill core | mineral separate | [5 empty] | mineralisation |  |  |  | chalcopyrite, sphalerite, galena | Cu mineralisation stage, Pb-Zn mineralisation stage | replacement, vein infill, stratabound | coarse-grained, medium-grained, fine-grained, stratabound, discordant veins, replacement, infill |  |  |  | pyrite, pyrrhotite, arsenopyrite, siderite, dolomite, calcite, quartz, chlorite, K-feldspar, biotite, apatite, freibergite, tetrahedrite, cobaltite | Resin blocks containing each sample were produced following standard procedures and used for Mineral Liberation Analysis (MLA) mapping and subsequent LA-ICP-MS analyses | LA-ICPMS, EMPA, SEM-EDS | NWR213 solid state 213 nm laser ablation system coupled with an Agilent 7900 quadrupole ICP-MS; Cameca SXFive Electron Microprobe; Quanta600 SEM | Adelaide Microscopy | Ablation was conducted in an atmosphere of He (0.6 L/min) that was mixed with Ar (0.88 L/min) upon leaving the ablation cell; 70 µm diameter spot size with a 25:2 standard sample bracketing approach (2 standards analysed twice every 25 unknowns); MLA maps were acquired using the raster mode with an X-ray spectra collected every 4 µm | STDGL3 (CODES, University of Tasmania; Danyushevsky et al., 2011); GSD-1G | 13.0671 |  | 0.45877 | [17 empty] | 2187.864 | [5 empty] | 110.3582 | [5 empty] | 457.1892 | [9 empty] | 79098.48 |  | 0.3243 |  |  |  | 0.43346 | [7 empty] | 255.0135 | [13 empty] | 80.8545 | [9 empty] | 0.12339 | [5 empty] | 3.8916 | [15 empty] | 338383.2974 |  | 0.27526 |  |  |  | 3.9707 | [5 empty] | 0.38126 | [13 empty] | 0.49041 | [13 empty] | 587397.4814 |  |  |  |  | 2020 | Cave, B., et al. (2020), Ore Geology Reviews 124, 103647 |  | AUS | Queensland
| Mount Isa Copper Operations, Black Star Mine | No. 5 and No. 9 Pb-Zn orebodies, 650 Cu orebody, 1100 Cu orebody, 3000 Cu orebody | Seafloor hydrothermal | Sedimentary Exhalative (SEDEX) | SEDEX zinc-lead-copper | Cu, Pb, Zn | Ag | Cu, Pb, Zn, Ag | Cave et al., 2020 |  | 420-201502192sph7-11.d | 420-201502192sph7-11.d-1 | underground mine, open pit |  |  |  |  | ore material | drill core, polished section | drill core | mineral separate | [5 empty] | mineralisation |  |  |  | chalcopyrite, sphalerite, galena | Cu mineralisation stage, Pb-Zn mineralisation stage | replacement, vein infill, stratabound | coarse-grained, medium-grained, fine-grained, stratabound, discordant veins, replacement, infill |  |  |  | pyrite, pyrrhotite, arsenopyrite, siderite, dolomite, calcite, quartz, chlorite, K-feldspar, biotite, apatite, freibergite, tetrahedrite, cobaltite | Resin blocks containing each sample were produced following standard procedures and used for Mineral Liberation Analysis (MLA) mapping and subsequent LA-ICP-MS analyses | LA-ICPMS, EMPA, SEM-EDS | NWR213 solid state 213 nm laser ablation system coupled with an Agilent 7900 quadrupole ICP-MS; Cameca SXFive Electron Microprobe; Quanta600 SEM | Adelaide Microscopy | Ablation was conducted in an atmosphere of He (0.6 L/min) that was mixed with Ar (0.88 L/min) upon leaving the ablation cell; 70 µm diameter spot size with a 25:2 standard sample bracketing approach (2 standards analysed twice every 25 unknowns); MLA maps were acquired using the raster mode with an X-ray spectra collected every 4 µm | STDGL3 (CODES, University of Tasmania; Danyushevsky et al., 2011); GSD-1G | 11.3488 |  | 0.61931 |  | 0.20747 | [9 empty] | 0.04521 | [5 empty] | 2241.8979 | [5 empty] | 110.7015 | [5 empty] | 1842.4437 | [9 empty] | 77413.6023 |  | 0.34217 |  |  |  | 0.48461 | [7 empty] | 242.1497 | [13 empty] | 75.7105 | [9 empty] | 0.085155 | [5 empty] | 2.0251 | [15 empty] | 334581.5893 |  | 3.9171 |  |  |  | 4.0255 | [5 empty] | 4.5055 | [7 empty] | 0.24772 | [5 empty] | 0.47842 | [13 empty] | 589177.0626 |  |  |  |  | 2020 | Cave, B., et al. (2020), Ore Geology Reviews 124, 103647 |  | AUS | Queensland
| Mount Isa Copper Operations, Black Star Mine | No. 5 and No. 9 Pb-Zn orebodies, 650 Cu orebody, 1100 Cu orebody, 3000 Cu orebody | Seafloor hydrothermal | Sedimentary Exhalative (SEDEX) | SEDEX zinc-lead-copper | Cu, Pb, Zn | Ag | Cu, Pb, Zn, Ag | Cave et al., 2020 |  | 421-201502192sph7-12.d | 421-201502192sph7-12.d-1 | underground mine, open pit |  |  |  |  | ore material | drill core, polished section | drill core | mineral separate | [5 empty] | mineralisation |  |  |  | chalcopyrite, sphalerite, galena | Cu mineralisation stage, Pb-Zn mineralisation stage | replacement, vein infill, stratabound | coarse-grained, medium-grained, fine-grained, stratabound, discordant veins, replacement, infill |  |  |  | pyrite, pyrrhotite, arsenopyrite, siderite, dolomite, calcite, quartz, chlorite, K-feldspar, biotite, apatite, freibergite, tetrahedrite, cobaltite | Resin blocks containing each sample were produced following standard procedures and used for Mineral Liberation Analysis (MLA) mapping and subsequent LA-ICP-MS analyses | LA-ICPMS, EMPA, SEM-EDS | NWR213 solid state 213 nm laser ablation system coupled with an Agilent 7900 quadrupole ICP-MS; Cameca SXFive Electron Microprobe; Quanta600 SEM | Adelaide Microscopy | Ablation was conducted in an atmosphere of He (0.6 L/min) that was mixed with Ar (0.88 L/min) upon leaving the ablation cell; 70 µm diameter spot size with a 25:2 standard sample bracketing approach (2 standards analysed twice every 25 unknowns); MLA maps were acquired using the raster mode with an X-ray spectra collected every 4 µm | STDGL3 (CODES, University of Tasmania; Danyushevsky et al., 2011); GSD-1G | 4.3335 |  | 0.90088 | [11 empty] | 0.015066 | [5 empty] | 2253.7438 | [5 empty] | 111.2116 | [5 empty] | 543.6322 | [9 empty] | 77661.7434 |  | 0.42403 |  |  |  | 0.46908 | [7 empty] | 256.905 | [13 empty] | 79.6809 | [9 empty] | 0.068342 | [5 empty] | 1.0251 | [15 empty] | 337051.9663 |  | 1.3094 |  |  |  | 3.7278 | [5 empty] | 3.6812 | [13 empty] | 0.15377 | [13 empty] | 588914.9741 |  |  |  |  | 2020 | Cave, B., et al. (2020), Ore Geology Reviews 124, 103647 |  | AUS | Queensland
| Mount Isa Copper Operations, Black Star Mine | No. 5 and No. 9 Pb-Zn orebodies, 650 Cu orebody, 1100 Cu orebody, 3000 Cu orebody | Seafloor hydrothermal | Sedimentary Exhalative (SEDEX) | SEDEX zinc-lead-copper | Cu, Pb, Zn | Ag | Cu, Pb, Zn, Ag | Cave et al., 2020 |  | 422-201502192sph7-13.d | 422-201502192sph7-13.d-1 | underground mine, open pit |  |  |  |  | ore material | drill core, polished section | drill core | mineral separate | [5 empty] | mineralisation |  |  |  | chalcopyrite, sphalerite, galena | Cu mineralisation stage, Pb-Zn mineralisation stage | replacement, vein infill, stratabound | coarse-grained, medium-grained, fine-grained, stratabound, discordant veins, replacement, infill |  |  |  | pyrite, pyrrhotite, arsenopyrite, siderite, dolomite, calcite, quartz, chlorite, K-feldspar, biotite, apatite, freibergite, tetrahedrite, cobaltite | Resin blocks containing each sample were produced following standard procedures and used for Mineral Liberation Analysis (MLA) mapping and subsequent LA-ICP-MS analyses | LA-ICPMS, EMPA, SEM-EDS | NWR213 solid state 213 nm laser ablation system coupled with an Agilent 7900 quadrupole ICP-MS; Cameca SXFive Electron Microprobe; Quanta600 SEM | Adelaide Microscopy | Ablation was conducted in an atmosphere of He (0.6 L/min) that was mixed with Ar (0.88 L/min) upon leaving the ablation cell; 70 µm diameter spot size with a 25:2 standard sample bracketing approach (2 standards analysed twice every 25 unknowns); MLA maps were acquired using the raster mode with an X-ray spectra collected every 4 µm | STDGL3 (CODES, University of Tasmania; Danyushevsky et al., 2011); GSD-1G | 2.6342 |  | 0.51261 |  | 0.14097 | [15 empty] | 2319.5585 | [5 empty] | 116.9035 | [5 empty] | 344.5876 | [9 empty] | 71195.7795 |  | 0.98108 |  |  |  | 0.40297 | [7 empty] | 365.9463 | [13 empty] | 56.2447 | [9 empty] | 0.13242 | [5 empty] | 1.7229 | [15 empty] | 332057.1156 |  | 2.0362 |  |  |  | 3.1326 | [5 empty] | 1.4937 | [13 empty] | 0.3987 | [13 empty] | 595744.3765 |  |  |  |  | 2020 | Cave, B., et al. (2020), Ore Geology Reviews 124, 103647 |  | AUS | Queensland
| Mount Isa Copper Operations, Black Star Mine | No. 5 and No. 9 Pb-Zn orebodies, 650 Cu orebody, 1100 Cu orebody, 3000 Cu orebody | Seafloor hydrothermal | Sedimentary Exhalative (SEDEX) | SEDEX zinc-lead-copper | Cu, Pb, Zn | Ag | Cu, Pb, Zn, Ag | Cave et al., 2020 |  | 423-201502192sph7-14.d | 423-201502192sph7-14.d-1 | underground mine, open pit |  |  |  |  | ore material | drill core, polished section | drill core | mineral separate | [5 empty] | mineralisation |  |  |  | chalcopyrite, sphalerite, galena | Cu mineralisation stage, Pb-Zn mineralisation stage | replacement, vein infill, stratabound | coarse-grained, medium-grained, fine-grained, stratabound, discordant veins, replacement, infill |  |  |  | pyrite, pyrrhotite, arsenopyrite, siderite, dolomite, calcite, quartz, chlorite, K-feldspar, biotite, apatite, freibergite, tetrahedrite, cobaltite | Resin blocks containing each sample were produced following standard procedures and used for Mineral Liberation Analysis (MLA) mapping and subsequent LA-ICP-MS analyses | LA-ICPMS, EMPA, SEM-EDS | NWR213 solid state 213 nm laser ablation system coupled with an Agilent 7900 quadrupole ICP-MS; Cameca SXFive Electron Microprobe; Quanta600 SEM | Adelaide Microscopy | Ablation was conducted in an atmosphere of He (0.6 L/min) that was mixed with Ar (0.88 L/min) upon leaving the ablation cell; 70 µm diameter spot size with a 25:2 standard sample bracketing approach (2 standards analysed twice every 25 unknowns); MLA maps were acquired using the raster mode with an X-ray spectra collected every 4 µm | STDGL3 (CODES, University of Tasmania; Danyushevsky et al., 2011); GSD-1G | 11.3463 |  | 0.97569 | [17 empty] | 2195.3008 | [5 empty] | 109.1985 | [5 empty] | 203.0063 | [9 empty] | 78684.616 |  | 0.48312 |  |  |  | 0.37926 | [7 empty] | 253.8366 | [13 empty] | 81.5173 | [9 empty] | 0.12747 | [5 empty] | 4.9414 | [15 empty] | 331419.6025 |  | 0.19199 |  |  |  | 3.6352 | [5 empty] | 0.33992 | [13 empty] | 0.35251 | [13 empty] | 587834.6079 |  |  |  |  | 2020 | Cave, B., et al. (2020), Ore Geology Reviews 124, 103647 |  | AUS | Queensland
| Mount Isa Copper Operations, Black Star Mine | No. 5 and No. 9 Pb-Zn orebodies, 650 Cu orebody, 1100 Cu orebody, 3000 Cu orebody | Seafloor hydrothermal | Sedimentary Exhalative (SEDEX) | SEDEX zinc-lead-copper | Cu, Pb, Zn | Ag | Cu, Pb, Zn, Ag | Cave et al., 2020 |  | 424-201502192sph7-15.d | 424-201502192sph7-15.d-1 | underground mine, open pit |  |  |  |  | ore material | drill core, polished section | drill core | mineral separate | [5 empty] | mineralisation |  |  |  | chalcopyrite, sphalerite, galena | Cu mineralisation stage, Pb-Zn mineralisation stage | replacement, vein infill, stratabound | coarse-grained, medium-grained, fine-grained, stratabound, discordant veins, replacement, infill |  |  |  | pyrite, pyrrhotite, arsenopyrite, siderite, dolomite, calcite, quartz, chlorite, K-feldspar, biotite, apatite, freibergite, tetrahedrite, cobaltite | Resin blocks containing each sample were produced following standard procedures and used for Mineral Liberation Analysis (MLA) mapping and subsequent LA-ICP-MS analyses | LA-ICPMS, EMPA, SEM-EDS | NWR213 solid state 213 nm laser ablation system coupled with an Agilent 7900 quadrupole ICP-MS; Cameca SXFive Electron Microprobe; Quanta600 SEM | Adelaide Microscopy | Ablation was conducted in an atmosphere of He (0.6 L/min) that was mixed with Ar (0.88 L/min) upon leaving the ablation cell; 70 µm diameter spot size with a 25:2 standard sample bracketing approach (2 standards analysed twice every 25 unknowns); MLA maps were acquired using the raster mode with an X-ray spectra collected every 4 µm | STDGL3 (CODES, University of Tasmania; Danyushevsky et al., 2011); GSD-1G | 6.224 |  | 0.79356 |  | 0.098028 | [15 empty] | 2229.7563 | [5 empty] | 112.966 | [5 empty] | 180.3411 | [9 empty] | 77800.2881 |  | 0.47769 |  |  |  | 0.4668 | [7 empty] | 273.7014 | [13 empty] | 77.3335 | [9 empty] | 0.10892 | [5 empty] | 3.6099 | [15 empty] | 342010.0666 |  | 0.56172 |  |  |  | 2.7541 | [5 empty] | 3.6566 | [13 empty] | 0.29253 | [13 empty] | 588768.642 |  |  |  |  | 2020 | Cave, B., et al. (2020), Ore Geology Reviews 124, 103647 |  | AUS | Queensland
| Mount Isa Copper Operations, Black Star Mine | No. 5 and No. 9 Pb-Zn orebodies, 650 Cu orebody, 1100 Cu orebody, 3000 Cu orebody | Seafloor hydrothermal | Sedimentary Exhalative (SEDEX) | SEDEX zinc-lead-copper | Cu, Pb, Zn | Ag | Cu, Pb, Zn, Ag | Cave et al., 2020 |  | 425-201502192sph7-16.d | 425-201502192sph7-16.d-1 | underground mine, open pit |  |  |  |  | ore material | drill core, polished section | drill core | mineral separate | [5 empty] | mineralisation |  |  |  | chalcopyrite, sphalerite, galena | Cu mineralisation stage, Pb-Zn mineralisation stage | replacement, vein infill, stratabound | coarse-grained, medium-grained, fine-grained, stratabound, discordant veins, replacement, infill |  |  |  | pyrite, pyrrhotite, arsenopyrite, siderite, dolomite, calcite, quartz, chlorite, K-feldspar, biotite, apatite, freibergite, tetrahedrite, cobaltite | Resin blocks containing each sample were produced following standard procedures and used for Mineral Liberation Analysis (MLA) mapping and subsequent LA-ICP-MS analyses | LA-ICPMS, EMPA, SEM-EDS | NWR213 solid state 213 nm laser ablation system coupled with an Agilent 7900 quadrupole ICP-MS; Cameca SXFive Electron Microprobe; Quanta600 SEM | Adelaide Microscopy | Ablation was conducted in an atmosphere of He (0.6 L/min) that was mixed with Ar (0.88 L/min) upon leaving the ablation cell; 70 µm diameter spot size with a 25:2 standard sample bracketing approach (2 standards analysed twice every 25 unknowns); MLA maps were acquired using the raster mode with an X-ray spectra collected every 4 µm | STDGL3 (CODES, University of Tasmania; Danyushevsky et al., 2011); GSD-1G | 2.82 |  | 0.4577 |  | 0.1063 | [15 empty] | 2319.5202 | [5 empty] | 118.2645 | [5 empty] | 259.1189 | [9 empty] | 73823.0478 |  | 0.37355 |  |  |  | 0.39126 | [7 empty] | 424.4825 | [13 empty] | 63.8717 | [9 empty] | 0.1004 | [5 empty] | 0.502 | [15 empty] | 340619.5426 |  | 1.565 |  |  |  | 2.7905 | [5 empty] | 0.39274 | [13 empty] | 0.055367 | [13 empty] | 592969.4349 |  |  |  |  | 2020 | Cave, B., et al. (2020), Ore Geology Reviews 124, 103647 |  | AUS | Queensland
| Mount Isa Copper Operations, Black Star Mine | No. 5 and No. 9 Pb-Zn orebodies, 650 Cu orebody, 1100 Cu orebody, 3000 Cu orebody | Seafloor hydrothermal | Sedimentary Exhalative (SEDEX) | SEDEX zinc-lead-copper | Cu, Pb, Zn | Ag | Cu, Pb, Zn, Ag | Cave et al., 2020 |  | 426-201502192sph7-17.d | 426-201502192sph7-17.d-1 | underground mine, open pit |  |  |  |  | ore material | drill core, polished section | drill core | mineral separate | [5 empty] | mineralisation |  |  |  | chalcopyrite, sphalerite, galena | Cu mineralisation stage, Pb-Zn mineralisation stage | replacement, vein infill, stratabound | coarse-grained, medium-grained, fine-grained, stratabound, discordant veins, replacement, infill |  |  |  | pyrite, pyrrhotite, arsenopyrite, siderite, dolomite, calcite, quartz, chlorite, K-feldspar, biotite, apatite, freibergite, tetrahedrite, cobaltite | Resin blocks containing each sample were produced following standard procedures and used for Mineral Liberation Analysis (MLA) mapping and subsequent LA-ICP-MS analyses | LA-ICPMS, EMPA, SEM-EDS | NWR213 solid state 213 nm laser ablation system coupled with an Agilent 7900 quadrupole ICP-MS; Cameca SXFive Electron Microprobe; Quanta600 SEM | Adelaide Microscopy | Ablation was conducted in an atmosphere of He (0.6 L/min) that was mixed with Ar (0.88 L/min) upon leaving the ablation cell; 70 µm diameter spot size with a 25:2 standard sample bracketing approach (2 standards analysed twice every 25 unknowns); MLA maps were acquired using the raster mode with an X-ray spectra collected every 4 µm | STDGL3 (CODES, University of Tasmania; Danyushevsky et al., 2011); GSD-1G | 3.8904 |  | 0.76558 | [17 empty] | 2184.2583 | [5 empty] | 110.9316 | [5 empty] | 224.988 | [9 empty] | 78120.8247 |  | 0.96401 |  |  |  | 0.4281 | [7 empty] | 321.3891 | [13 empty] | 81.0425 | [9 empty] | 0.070309 | [5 empty] | 0.37967 | [15 empty] | 336700.7544 |  | 0.079683 |  |  |  | 2.9217 | [5 empty] | 0.3078 | [27 empty] | 588430.0888 |  |  |  |  | 2020 | Cave, B., et al. (2020), Ore Geology Reviews 124, 103647 |  | AUS | Queensland
| Mount Isa Copper Operations, Black Star Mine | No. 5 and No. 9 Pb-Zn orebodies, 650 Cu orebody, 1100 Cu orebody, 3000 Cu orebody | Seafloor hydrothermal | Sedimentary Exhalative (SEDEX) | SEDEX zinc-lead-copper | Cu, Pb, Zn | Ag | Cu, Pb, Zn, Ag | Cave et al., 2020 |  | 427-201502192sph7-18.d | 427-201502192sph7-18.d-1 | underground mine, open pit |  |  |  |  | ore material | drill core, polished section | drill core | mineral separate | [5 empty] | mineralisation |  |  |  | chalcopyrite, sphalerite, galena | Cu mineralisation stage, Pb-Zn mineralisation stage | replacement, vein infill, stratabound | coarse-grained, medium-grained, fine-grained, stratabound, discordant veins, replacement, infill |  |  |  | pyrite, pyrrhotite, arsenopyrite, siderite, dolomite, calcite, quartz, chlorite, K-feldspar, biotite, apatite, freibergite, tetrahedrite, cobaltite | Resin blocks containing each sample were produced following standard procedures and used for Mineral Liberation Analysis (MLA) mapping and subsequent LA-ICP-MS analyses | LA-ICPMS, EMPA, SEM-EDS | NWR213 solid state 213 nm laser ablation system coupled with an Agilent 7900 quadrupole ICP-MS; Cameca SXFive Electron Microprobe; Quanta600 SEM | Adelaide Microscopy | Ablation was conducted in an atmosphere of He (0.6 L/min) that was mixed with Ar (0.88 L/min) upon leaving the ablation cell; 70 µm diameter spot size with a 25:2 standard sample bracketing approach (2 standards analysed twice every 25 unknowns); MLA maps were acquired using the raster mode with an X-ray spectra collected every 4 µm | STDGL3 (CODES, University of Tasmania; Danyushevsky et al., 2011); GSD-1G | 15.369 |  | 0.78697 | [11 empty] | 0.097213 | [5 empty] | 2234.3622 | [5 empty] | 113.4155 | [5 empty] | 888.8071 | [9 empty] | 77153.3902 |  | 1.2082 |  |  |  | 0.32867 | [7 empty] | 426.5039 | [13 empty] | 75.8572 | [9 empty] | 0.097213 | [5 empty] | 1.4073 | [15 empty] | 334537.0997 |  | 11.0329 |  |  |  | 2.9936 | [5 empty] | 8.8418 | [13 empty] | 0.8348 | [13 empty] | 589451.9008 |  |  |  |  | 2020 | Cave, B., et al. (2020), Ore Geology Reviews 124, 103647 |  | AUS | Queensland
| Mount Isa Copper Operations, Black Star Mine | No. 5 and No. 9 Pb-Zn orebodies, 650 Cu orebody, 1100 Cu orebody, 3000 Cu orebody | Seafloor hydrothermal | Sedimentary Exhalative (SEDEX) | SEDEX zinc-lead-copper | Cu, Pb, Zn | Ag | Cu, Pb, Zn, Ag | Cave et al., 2020 |  | 429-201502192sph7-19.d | 429-201502192sph7-19.d-1 | underground mine, open pit |  |  |  |  | ore material | drill core, polished section | drill core | mineral separate | [5 empty] | mineralisation |  |  |  | chalcopyrite, sphalerite, galena | Cu mineralisation stage, Pb-Zn mineralisation stage | replacement, vein infill, stratabound | coarse-grained, medium-grained, fine-grained, stratabound, discordant veins, replacement, infill |  |  |  | pyrite, pyrrhotite, arsenopyrite, siderite, dolomite, calcite, quartz, chlorite, K-feldspar, biotite, apatite, freibergite, tetrahedrite, cobaltite | Resin blocks containing each sample were produced following standard procedures and used for Mineral Liberation Analysis (MLA) mapping and subsequent LA-ICP-MS analyses | LA-ICPMS, EMPA, SEM-EDS | NWR213 solid state 213 nm laser ablation system coupled with an Agilent 7900 quadrupole ICP-MS; Cameca SXFive Electron Microprobe; Quanta600 SEM | Adelaide Microscopy | Ablation was conducted in an atmosphere of He (0.6 L/min) that was mixed with Ar (0.88 L/min) upon leaving the ablation cell; 70 µm diameter spot size with a 25:2 standard sample bracketing approach (2 standards analysed twice every 25 unknowns); MLA maps were acquired using the raster mode with an X-ray spectra collected every 4 µm | STDGL3 (CODES, University of Tasmania; Danyushevsky et al., 2011); GSD-1G | 7.5455 |  | 1.1562 |  | 0.11562 | [9 empty] | 0.096753 | [5 empty] | 2294.0725 | [5 empty] | 115.16 | [5 empty] | 401.6148 | [9 empty] | 76063.4126 |  | 1.1912 |  |  |  | 0.32555 | [7 empty] | 399.9414 | [13 empty] | 69.8871 | [9 empty] | 0.045638 | [5 empty] | 1.8057 | [15 empty] | 335439.6496 |  | 0.62676 |  |  |  | 4.4117 | [5 empty] | 2.4797 | [7 empty] | 0.21298 | [5 empty] | 0.24797 | [13 empty] | 590603.1438 |  |  |  |  | 2020 | Cave, B., et al. (2020), Ore Geology Reviews 124, 103647 |  | AUS | Queensland
| Mount Isa Copper Operations, Black Star Mine | No. 5 and No. 9 Pb-Zn orebodies, 650 Cu orebody, 1100 Cu orebody, 3000 Cu orebody | Seafloor hydrothermal | Sedimentary Exhalative (SEDEX) | SEDEX zinc-lead-copper | Cu, Pb, Zn | Ag | Cu, Pb, Zn, Ag | Cave et al., 2020 |  | 430-201502192sph7-20.d | 430-201502192sph7-20.d-1 | underground mine, open pit |  |  |  |  | ore material | drill core, polished section | drill core | mineral separate | [5 empty] | mineralisation |  |  |  | chalcopyrite, sphalerite, galena | Cu mineralisation stage, Pb-Zn mineralisation stage | replacement, vein infill, stratabound | coarse-grained, medium-grained, fine-grained, stratabound, discordant veins, replacement, infill |  |  |  | pyrite, pyrrhotite, arsenopyrite, siderite, dolomite, calcite, quartz, chlorite, K-feldspar, biotite, apatite, freibergite, tetrahedrite, cobaltite | Resin blocks containing each sample were produced following standard procedures and used for Mineral Liberation Analysis (MLA) mapping and subsequent LA-ICP-MS analyses | LA-ICPMS, EMPA, SEM-EDS | NWR213 solid state 213 nm laser ablation system coupled with an Agilent 7900 quadrupole ICP-MS; Cameca SXFive Electron Microprobe; Quanta600 SEM | Adelaide Microscopy | Ablation was conducted in an atmosphere of He (0.6 L/min) that was mixed with Ar (0.88 L/min) upon leaving the ablation cell; 70 µm diameter spot size with a 25:2 standard sample bracketing approach (2 standards analysed twice every 25 unknowns); MLA maps were acquired using the raster mode with an X-ray spectra collected every 4 µm | STDGL3 (CODES, University of Tasmania; Danyushevsky et al., 2011); GSD-1G | 13.7909 |  | 0.49659 | [11 empty] | 0.057462 | [5 empty] | 2342.4716 | [5 empty] | 117.762 | [5 empty] | 517.8693 | [9 empty] | 70940.9933 |  | 1.6529 |  |  |  | 0.40862 | [7 empty] | 502.9716 | [13 empty] | 56.5258 | [9 empty] | 0.080873 | [5 empty] | 4.3132 | [15 empty] | 333848.3145 |  | 5.1787 |  |  |  | 3.7882 | [5 empty] | 4.9091 | [13 empty] | 0.94351 | [13 empty] | 596013.4837 |  |  |  |  | 2020 | Cave, B., et al. (2020), Ore Geology Reviews 124, 103647 |  | AUS | Queensland
| Mount Isa Copper Operations, Black Star Mine | No. 5 and No. 9 Pb-Zn orebodies, 650 Cu orebody, 1100 Cu orebody, 3000 Cu orebody | Seafloor hydrothermal | Sedimentary Exhalative (SEDEX) | SEDEX zinc-lead-copper | Cu, Pb, Zn | Ag | Cu, Pb, Zn, Ag | Cave et al., 2020 |  | 431-201502192sph7-21.d | 431-201502192sph7-21.d-1 | underground mine, open pit |  |  |  |  | ore material | drill core, polished section | drill core | mineral separate | [5 empty] | mineralisation |  |  |  | chalcopyrite, sphalerite, galena | Cu mineralisation stage, Pb-Zn mineralisation stage | replacement, vein infill, stratabound | coarse-grained, medium-grained, fine-grained, stratabound, discordant veins, replacement, infill |  |  |  | pyrite, pyrrhotite, arsenopyrite, siderite, dolomite, calcite, quartz, chlorite, K-feldspar, biotite, apatite, freibergite, tetrahedrite, cobaltite | Resin blocks containing each sample were produced following standard procedures and used for Mineral Liberation Analysis (MLA) mapping and subsequent LA-ICP-MS analyses | LA-ICPMS, EMPA, SEM-EDS | NWR213 solid state 213 nm laser ablation system coupled with an Agilent 7900 quadrupole ICP-MS; Cameca SXFive Electron Microprobe; Quanta600 SEM | Adelaide Microscopy | Ablation was conducted in an atmosphere of He (0.6 L/min) that was mixed with Ar (0.88 L/min) upon leaving the ablation cell; 70 µm diameter spot size with a 25:2 standard sample bracketing approach (2 standards analysed twice every 25 unknowns); MLA maps were acquired using the raster mode with an X-ray spectra collected every 4 µm | STDGL3 (CODES, University of Tasmania; Danyushevsky et al., 2011); GSD-1G | 4.7647 |  | 1.5606 |  | 0.14225 | [15 empty] | 2277.3972 | [5 empty] | 116.4249 | [5 empty] | 426.753 | [9 empty] | 69053.8869 |  | 0.29141 |  |  |  | 0.4157 | [7 empty] | 524.3952 | [13 empty] | 51.5833 | [9 empty] | 0.10082 | [5 empty] | 1.2029 | [15 empty] | 333115.9504 |  | 2.845 |  |  |  | 1.9059 | [5 empty] | 1.515 | [13 empty] | 0.14363 | [13 empty] | 598006.6605 |  |  |  |  | 2020 | Cave, B., et al. (2020), Ore Geology Reviews 124, 103647 |  | AUS | Queensland
| Mount Isa Copper Operations, Black Star Mine | No. 5 and No. 9 Pb-Zn orebodies, 650 Cu orebody, 1100 Cu orebody, 3000 Cu orebody | Seafloor hydrothermal | Sedimentary Exhalative (SEDEX) | SEDEX zinc-lead-copper | Cu, Pb, Zn | Ag | Cu, Pb, Zn, Ag | Cave et al., 2020 |  | 432-201502192sph7-22.d | 432-201502192sph7-22.d-1 | underground mine, open pit |  |  |  |  | ore material | drill core, polished section | drill core | mineral separate | [5 empty] | mineralisation |  |  |  | chalcopyrite, sphalerite, galena | Cu mineralisation stage, Pb-Zn mineralisation stage | replacement, vein infill, stratabound | coarse-grained, medium-grained, fine-grained, stratabound, discordant veins, replacement, infill |  |  |  | pyrite, pyrrhotite, arsenopyrite, siderite, dolomite, calcite, quartz, chlorite, K-feldspar, biotite, apatite, freibergite, tetrahedrite, cobaltite | Resin blocks containing each sample were produced following standard procedures and used for Mineral Liberation Analysis (MLA) mapping and subsequent LA-ICP-MS analyses | LA-ICPMS, EMPA, SEM-EDS | NWR213 solid state 213 nm laser ablation system coupled with an Agilent 7900 quadrupole ICP-MS; Cameca SXFive Electron Microprobe; Quanta600 SEM | Adelaide Microscopy | Ablation was conducted in an atmosphere of He (0.6 L/min) that was mixed with Ar (0.88 L/min) upon leaving the ablation cell; 70 µm diameter spot size with a 25:2 standard sample bracketing approach (2 standards analysed twice every 25 unknowns); MLA maps were acquired using the raster mode with an X-ray spectra collected every 4 µm | STDGL3 (CODES, University of Tasmania; Danyushevsky et al., 2011); GSD-1G | 2.1827 |  | 0.8263 | [17 empty] | 2193.6047 | [5 empty] | 113.1881 | [5 empty] | 275.9545 | [9 empty] | 77953.2594 |  | 0.80604 |  |  |  | 0.45525 | [7 empty] | 312.5926 | [13 empty] | 76.4877 | [9 empty] | 0.079512 | [5 empty] | 1.1069 | [15 empty] | 327715.5025 |  | 0.042095 |  |  |  | 3.2273 | [5 empty] | 0.36482 | [27 empty] | 588607.0725 |  |  |  |  | 2020 | Cave, B., et al. (2020), Ore Geology Reviews 124, 103647 |  | AUS | Queensland
| Mount Isa Copper Operations, Black Star Mine | No. 5 and No. 9 Pb-Zn orebodies, 650 Cu orebody, 1100 Cu orebody, 3000 Cu orebody | Seafloor hydrothermal | Sedimentary Exhalative (SEDEX) | SEDEX zinc-lead-copper | Cu, Pb, Zn | Ag | Cu, Pb, Zn, Ag | Cave et al., 2020 |  | 433-201502192sph7-23.d | 433-201502192sph7-23.d-1 | underground mine, open pit |  |  |  |  | ore material | drill core, polished section | drill core | mineral separate | [5 empty] | mineralisation |  |  |  | chalcopyrite, sphalerite, galena | Cu mineralisation stage, Pb-Zn mineralisation stage | replacement, vein infill, stratabound | coarse-grained, medium-grained, fine-grained, stratabound, discordant veins, replacement, infill |  |  |  | pyrite, pyrrhotite, arsenopyrite, siderite, dolomite, calcite, quartz, chlorite, K-feldspar, biotite, apatite, freibergite, tetrahedrite, cobaltite | Resin blocks containing each sample were produced following standard procedures and used for Mineral Liberation Analysis (MLA) mapping and subsequent LA-ICP-MS analyses | LA-ICPMS, EMPA, SEM-EDS | NWR213 solid state 213 nm laser ablation system coupled with an Agilent 7900 quadrupole ICP-MS; Cameca SXFive Electron Microprobe; Quanta600 SEM | Adelaide Microscopy | Ablation was conducted in an atmosphere of He (0.6 L/min) that was mixed with Ar (0.88 L/min) upon leaving the ablation cell; 70 µm diameter spot size with a 25:2 standard sample bracketing approach (2 standards analysed twice every 25 unknowns); MLA maps were acquired using the raster mode with an X-ray spectra collected every 4 µm | STDGL3 (CODES, University of Tasmania; Danyushevsky et al., 2011); GSD-1G | 6.4105 |  | 2.0102 | [17 empty] | 2184.3066 | [5 empty] | 112.5076 | [5 empty] | 552.408 | [9 empty] | 79141.5421 |  | 0.64738 |  |  |  | 0.44319 | [7 empty] | 304.6949 | [13 empty] | 81.405 | [9 empty] | 0.13612 | [5 empty] | 2.58 | [15 empty] | 331761.3446 |  | 0.98135 |  |  |  | 2.3268 | [5 empty] | 1.0652 | [7 empty] | 0.15195 | [5 empty] | 0.66479 | [13 empty] | 587351.9989 |  |  |  |  | 2020 | Cave, B., et al. (2020), Ore Geology Reviews 124, 103647 |  | AUS | Queensland
| Mount Isa Copper Operations, Black Star Mine | No. 5 and No. 9 Pb-Zn orebodies, 650 Cu orebody, 1100 Cu orebody, 3000 Cu orebody | Seafloor hydrothermal | Sedimentary Exhalative (SEDEX) | SEDEX zinc-lead-copper | Cu, Pb, Zn | Ag | Cu, Pb, Zn, Ag | Cave et al., 2020 |  | 434-201502192sph7-24.d | 434-201502192sph7-24.d-1 | underground mine, open pit |  |  |  |  | ore material | drill core, polished section | drill core | mineral separate | [5 empty] | mineralisation |  |  |  | chalcopyrite, sphalerite, galena | Cu mineralisation stage, Pb-Zn mineralisation stage | replacement, vein infill, stratabound | coarse-grained, medium-grained, fine-grained, stratabound, discordant veins, replacement, infill |  |  |  | pyrite, pyrrhotite, arsenopyrite, siderite, dolomite, calcite, quartz, chlorite, K-feldspar, biotite, apatite, freibergite, tetrahedrite, cobaltite | Resin blocks containing each sample were produced following standard procedures and used for Mineral Liberation Analysis (MLA) mapping and subsequent LA-ICP-MS analyses | LA-ICPMS, EMPA, SEM-EDS | NWR213 solid state 213 nm laser ablation system coupled with an Agilent 7900 quadrupole ICP-MS; Cameca SXFive Electron Microprobe; Quanta600 SEM | Adelaide Microscopy | Ablation was conducted in an atmosphere of He (0.6 L/min) that was mixed with Ar (0.88 L/min) upon leaving the ablation cell; 70 µm diameter spot size with a 25:2 standard sample bracketing approach (2 standards analysed twice every 25 unknowns); MLA maps were acquired using the raster mode with an X-ray spectra collected every 4 µm | STDGL3 (CODES, University of Tasmania; Danyushevsky et al., 2011); GSD-1G | 5.0175 |  | 1.4024 |  | 0.11687 | [15 empty] | 2214.2443 | [5 empty] | 114.9973 | [5 empty] | 378.6498 | [9 empty] | 77911.4803 |  | 0.9474 |  |  |  | 0.43942 | [7 empty] | 393.7646 | [13 empty] | 76.0104 | [9 empty] | 0.057654 | [5 empty] | 1.3089 | [15 empty] | 337668.3558 |  | 2.3997 |  |  |  | 3.9735 | [5 empty] | 4.4098 | [7 empty] | 0.17141 | [5 empty] | 0.26646 | [13 empty] | 588651.1999 |  |  |  |  | 2020 | Cave, B., et al. (2020), Ore Geology Reviews 124, 103647 |  | AUS | Queensland
| Mount Isa Copper Operations, Black Star Mine | No. 5 and No. 9 Pb-Zn orebodies, 650 Cu orebody, 1100 Cu orebody, 3000 Cu orebody | Seafloor hydrothermal | Sedimentary Exhalative (SEDEX) | SEDEX zinc-lead-copper | Cu, Pb, Zn | Ag | Cu, Pb, Zn, Ag | Cave et al., 2020 |  | 435-201502192sph7-25.d | 435-201502192sph7-25.d-1 | underground mine, open pit |  |  |  |  | ore material | drill core, polished section | drill core | mineral separate | [5 empty] | mineralisation |  |  |  | chalcopyrite, sphalerite, galena | Cu mineralisation stage, Pb-Zn mineralisation stage | replacement, vein infill, stratabound | coarse-grained, medium-grained, fine-grained, stratabound, discordant veins, replacement, infill |  |  |  | pyrite, pyrrhotite, arsenopyrite, siderite, dolomite, calcite, quartz, chlorite, K-feldspar, biotite, apatite, freibergite, tetrahedrite, cobaltite | Resin blocks containing each sample were produced following standard procedures and used for Mineral Liberation Analysis (MLA) mapping and subsequent LA-ICP-MS analyses | LA-ICPMS, EMPA, SEM-EDS | NWR213 solid state 213 nm laser ablation system coupled with an Agilent 7900 quadrupole ICP-MS; Cameca SXFive Electron Microprobe; Quanta600 SEM | Adelaide Microscopy | Ablation was conducted in an atmosphere of He (0.6 L/min) that was mixed with Ar (0.88 L/min) upon leaving the ablation cell; 70 µm diameter spot size with a 25:2 standard sample bracketing approach (2 standards analysed twice every 25 unknowns); MLA maps were acquired using the raster mode with an X-ray spectra collected every 4 µm | STDGL3 (CODES, University of Tasmania; Danyushevsky et al., 2011); GSD-1G | 17.1054 |  | 2.6801 |  | 0.11036 | [9 empty] | 0.054863 | [5 empty] | 2260.7537 | [5 empty] | 114.3462 | [5 empty] | 4177.8224 | [9 empty] | 78826.8376 |  | 1.0216 |  |  |  | 0.40832 | [7 empty] | 307.8976 | [13 empty] | 70.9757 | [9 empty] | 0.15608 | [5 empty] | 4.7138 | [15 empty] | 338640.0943 |  | 4.9819 |  |  |  | 2.2387 | [5 empty] | 14.1415 | [7 empty] | 0.19549 | [5 empty] | 1.1934 | [13 empty] | 587684.3923 |  |  |  |  | 2020 | Cave, B., et al. (2020), Ore Geology Reviews 124, 103647 |  | AUS | Queensland
| Mount Isa Copper Operations, Black Star Mine | No. 5 and No. 9 Pb-Zn orebodies, 650 Cu orebody, 1100 Cu orebody, 3000 Cu orebody | Seafloor hydrothermal | Sedimentary Exhalative (SEDEX) | SEDEX zinc-lead-copper | Cu, Pb, Zn | Ag | Cu, Pb, Zn, Ag | Cave et al., 2020 |  | 440-201502192sph7-26.d | 440-201502192sph7-26.d-1 | underground mine, open pit |  |  |  |  | ore material | drill core, polished section | drill core | mineral separate | [5 empty] | mineralisation |  |  |  | chalcopyrite, sphalerite, galena | Cu mineralisation stage, Pb-Zn mineralisation stage | replacement, vein infill, stratabound | coarse-grained, medium-grained, fine-grained, stratabound, discordant veins, replacement, infill |  |  |  | pyrite, pyrrhotite, arsenopyrite, siderite, dolomite, calcite, quartz, chlorite, K-feldspar, biotite, apatite, freibergite, tetrahedrite, cobaltite | Resin blocks containing each sample were produced following standard procedures and used for Mineral Liberation Analysis (MLA) mapping and subsequent LA-ICP-MS analyses | LA-ICPMS, EMPA, SEM-EDS | NWR213 solid state 213 nm laser ablation system coupled with an Agilent 7900 quadrupole ICP-MS; Cameca SXFive Electron Microprobe; Quanta600 SEM | Adelaide Microscopy | Ablation was conducted in an atmosphere of He (0.6 L/min) that was mixed with Ar (0.88 L/min) upon leaving the ablation cell; 70 µm diameter spot size with a 25:2 standard sample bracketing approach (2 standards analysed twice every 25 unknowns); MLA maps were acquired using the raster mode with an X-ray spectra collected every 4 µm | STDGL3 (CODES, University of Tasmania; Danyushevsky et al., 2011); GSD-1G | 3.2486 | [19 empty] | 2272.3708 | [5 empty] | 119.3166 | [5 empty] | 306.1865 | [9 empty] | 68651.6862 |  | 0.21831 |  |  |  | 0.37209 | [7 empty] | 515.4369 | [13 empty] | 49.0585 | [9 empty] | 0.16888 | [5 empty] | 0.57667 | [15 empty] | 340649.6671 |  | 0.21282 |  |  |  | 4.5173 | [5 empty] | 0.25813 | [7 empty] | 0.21968 | [19 empty] | 598431.4681 |  |  |  |  | 2020 | Cave, B., et al. (2020), Ore Geology Reviews 124, 103647 |  | AUS | Queensland
| Mount Isa Copper Operations, Black Star Mine | No. 5 and No. 9 Pb-Zn orebodies, 650 Cu orebody, 1100 Cu orebody, 3000 Cu orebody | Seafloor hydrothermal | Sedimentary Exhalative (SEDEX) | SEDEX zinc-lead-copper | Cu, Pb, Zn | Ag | Cu, Pb, Zn, Ag | Cave et al., 2020 |  | 441-201502192sph7-27.d | 441-201502192sph7-27.d-1 | underground mine, open pit |  |  |  |  | ore material | drill core, polished section | drill core | mineral separate | [5 empty] | mineralisation |  |  |  | chalcopyrite, sphalerite, galena | Cu mineralisation stage, Pb-Zn mineralisation stage | replacement, vein infill, stratabound | coarse-grained, medium-grained, fine-grained, stratabound, discordant veins, replacement, infill |  |  |  | pyrite, pyrrhotite, arsenopyrite, siderite, dolomite, calcite, quartz, chlorite, K-feldspar, biotite, apatite, freibergite, tetrahedrite, cobaltite | Resin blocks containing each sample were produced following standard procedures and used for Mineral Liberation Analysis (MLA) mapping and subsequent LA-ICP-MS analyses | LA-ICPMS, EMPA, SEM-EDS | NWR213 solid state 213 nm laser ablation system coupled with an Agilent 7900 quadrupole ICP-MS; Cameca SXFive Electron Microprobe; Quanta600 SEM | Adelaide Microscopy | Ablation was conducted in an atmosphere of He (0.6 L/min) that was mixed with Ar (0.88 L/min) upon leaving the ablation cell; 70 µm diameter spot size with a 25:2 standard sample bracketing approach (2 standards analysed twice every 25 unknowns); MLA maps were acquired using the raster mode with an X-ray spectra collected every 4 µm | STDGL3 (CODES, University of Tasmania; Danyushevsky et al., 2011); GSD-1G | 2.6712 |  | 0.99346 |  | 0.13293 | [15 empty] | 2296.1616 | [5 empty] | 117.3967 | [5 empty] | 314.2705 | [9 empty] | 69962.2669 |  | 0.52612 |  |  |  | 0.48134 | [7 empty] | 535.3513 | [13 empty] | 52.8635 | [9 empty] | 0.065765 | [5 empty] | 0.81156 | [15 empty] | 339876.6926 |  | 0.10214 |  |  |  | 4.2397 | [5 empty] | 0.32323 | [7 empty] | 0.15392 | [19 empty] | 597047.2224 |  |  |  |  | 2020 | Cave, B., et al. (2020), Ore Geology Reviews 124, 103647 |  | AUS | Queensland
| Mount Isa Copper Operations, Black Star Mine | No. 5 and No. 9 Pb-Zn orebodies, 650 Cu orebody, 1100 Cu orebody, 3000 Cu orebody | Seafloor hydrothermal | Sedimentary Exhalative (SEDEX) | SEDEX zinc-lead-copper | Cu, Pb, Zn | Ag | Cu, Pb, Zn, Ag | Cave et al., 2020 |  | 442-201502192sph7-28.d | 442-201502192sph7-28.d-1 | underground mine, open pit |  |  |  |  | ore material | drill core, polished section | drill core | mineral separate | [5 empty] | mineralisation |  |  |  | chalcopyrite, sphalerite, galena | Cu mineralisation stage, Pb-Zn mineralisation stage | replacement, vein infill, stratabound | coarse-grained, medium-grained, fine-grained, stratabound, discordant veins, replacement, infill |  |  |  | pyrite, pyrrhotite, arsenopyrite, siderite, dolomite, calcite, quartz, chlorite, K-feldspar, biotite, apatite, freibergite, tetrahedrite, cobaltite | Resin blocks containing each sample were produced following standard procedures and used for Mineral Liberation Analysis (MLA) mapping and subsequent LA-ICP-MS analyses | LA-ICPMS, EMPA, SEM-EDS | NWR213 solid state 213 nm laser ablation system coupled with an Agilent 7900 quadrupole ICP-MS; Cameca SXFive Electron Microprobe; Quanta600 SEM | Adelaide Microscopy | Ablation was conducted in an atmosphere of He (0.6 L/min) that was mixed with Ar (0.88 L/min) upon leaving the ablation cell; 70 µm diameter spot size with a 25:2 standard sample bracketing approach (2 standards analysed twice every 25 unknowns); MLA maps were acquired using the raster mode with an X-ray spectra collected every 4 µm | STDGL3 (CODES, University of Tasmania; Danyushevsky et al., 2011); GSD-1G | 3.7663 |  | 3.3728 |  | 0.16723 | [15 empty] | 2290.6918 | [5 empty] | 115.4059 | [5 empty] | 327.1614 | [9 empty] | 70266.6205 |  | 0.3162 |  |  |  | 0.70548 | [7 empty] | 533.0426 | [13 empty] | 52.7702 | [9 empty] | 0.094157 | [5 empty] | 2.7263 | [15 empty] | 336717.6454 |  | 1.359 |  |  |  | 4.3003 | [5 empty] | 3.7944 | [13 empty] | 0.30917 | [13 empty] | 596725.7617 |  |  |  |  | 2020 | Cave, B., et al. (2020), Ore Geology Reviews 124, 103647 |  | AUS | Queensland
| Mount Isa Copper Operations, Black Star Mine | No. 5 and No. 9 Pb-Zn orebodies, 650 Cu orebody, 1100 Cu orebody, 3000 Cu orebody | Seafloor hydrothermal | Sedimentary Exhalative (SEDEX) | SEDEX zinc-lead-copper | Cu, Pb, Zn | Ag | Cu, Pb, Zn, Ag | Cave et al., 2020 |  | 443-201502192sph7-29.d | 443-201502192sph7-29.d-1 | underground mine, open pit |  |  |  |  | ore material | drill core, polished section | drill core | mineral separate | [5 empty] | mineralisation |  |  |  | chalcopyrite, sphalerite, galena | Cu mineralisation stage, Pb-Zn mineralisation stage | replacement, vein infill, stratabound | coarse-grained, medium-grained, fine-grained, stratabound, discordant veins, replacement, infill |  |  |  | pyrite, pyrrhotite, arsenopyrite, siderite, dolomite, calcite, quartz, chlorite, K-feldspar, biotite, apatite, freibergite, tetrahedrite, cobaltite | Resin blocks containing each sample were produced following standard procedures and used for Mineral Liberation Analysis (MLA) mapping and subsequent LA-ICP-MS analyses | LA-ICPMS, EMPA, SEM-EDS | NWR213 solid state 213 nm laser ablation system coupled with an Agilent 7900 quadrupole ICP-MS; Cameca SXFive Electron Microprobe; Quanta600 SEM | Adelaide Microscopy | Ablation was conducted in an atmosphere of He (0.6 L/min) that was mixed with Ar (0.88 L/min) upon leaving the ablation cell; 70 µm diameter spot size with a 25:2 standard sample bracketing approach (2 standards analysed twice every 25 unknowns); MLA maps were acquired using the raster mode with an X-ray spectra collected every 4 µm | STDGL3 (CODES, University of Tasmania; Danyushevsky et al., 2011); GSD-1G | 168.389 |  | 4.7838 |  | 0.17358 | [9 empty] | 0.03089 | [5 empty] | 2305.7818 | [5 empty] | 119.7312 | [5 empty] | 370.2645 | [9 empty] | 68339.7082 |  | 0.40184 |  |  |  | 0.44284 | [7 empty] | 557.1053 | [13 empty] | 49.7923 | [9 empty] | 0.082008 | [5 empty] | 3.745 | [15 empty] | 341561.8615 |  | 2.7746 |  |  |  | 3.95 | [5 empty] | 3.5537 | [7 empty] | 0.15035 | [5 empty] | 0.28293 | [13 empty] | 598760.9818 |  |  |  |  | 2020 | Cave, B., et al. (2020), Ore Geology Reviews 124, 103647 |  | AUS | Queensland
| Mount Isa Copper Operations, Black Star Mine | No. 5 and No. 9 Pb-Zn orebodies, 650 Cu orebody, 1100 Cu orebody, 3000 Cu orebody | Seafloor hydrothermal | Sedimentary Exhalative (SEDEX) | SEDEX zinc-lead-copper | Cu, Pb, Zn | Ag | Cu, Pb, Zn, Ag | Cave et al., 2020 |  | 444-201502192sph7-30.d | 444-201502192sph7-30.d-1 | underground mine, open pit |  |  |  |  | ore material | drill core, polished section | drill core | mineral separate | [5 empty] | mineralisation |  |  |  | chalcopyrite, sphalerite, galena | Cu mineralisation stage, Pb-Zn mineralisation stage | replacement, vein infill, stratabound | coarse-grained, medium-grained, fine-grained, stratabound, discordant veins, replacement, infill |  |  |  | pyrite, pyrrhotite, arsenopyrite, siderite, dolomite, calcite, quartz, chlorite, K-feldspar, biotite, apatite, freibergite, tetrahedrite, cobaltite | Resin blocks containing each sample were produced following standard procedures and used for Mineral Liberation Analysis (MLA) mapping and subsequent LA-ICP-MS analyses | LA-ICPMS, EMPA, SEM-EDS | NWR213 solid state 213 nm laser ablation system coupled with an Agilent 7900 quadrupole ICP-MS; Cameca SXFive Electron Microprobe; Quanta600 SEM | Adelaide Microscopy | Ablation was conducted in an atmosphere of He (0.6 L/min) that was mixed with Ar (0.88 L/min) upon leaving the ablation cell; 70 µm diameter spot size with a 25:2 standard sample bracketing approach (2 standards analysed twice every 25 unknowns); MLA maps were acquired using the raster mode with an X-ray spectra collected every 4 µm | STDGL3 (CODES, University of Tasmania; Danyushevsky et al., 2011); GSD-1G | 2.2781 |  | 1.5265 | [17 empty] | 2273.7747 | [5 empty] | 118.4863 | [5 empty] | 321.4396 | [9 empty] | 72691.0067 |  | 0.50448 |  |  |  | 0.35619 | [7 empty] | 541.6934 | [13 empty] | 58.618 | [9 empty] | 0.11049 | [5 empty] | 1.3084 | [15 empty] | 341356.9675 |  | 0.41143 |  |  |  | 3.6491 | [5 empty] | 0.93044 | [7 empty] | 0.18173 | [19 empty] | 594165.1057 |  |  |  |  | 2020 | Cave, B., et al. (2020), Ore Geology Reviews 124, 103647 |  | AUS | Queensland
| Mount Isa Copper Operations, Black Star Mine | No. 5 and No. 9 Pb-Zn orebodies, 650 Cu orebody, 1100 Cu orebody, 3000 Cu orebody | Seafloor hydrothermal | Sedimentary Exhalative (SEDEX) | SEDEX zinc-lead-copper | Cu, Pb, Zn | Ag | Cu, Pb, Zn, Ag | Cave et al., 2020 |  | 445-201502192sph7-31.d | 445-201502192sph7-31.d-1 | underground mine, open pit |  |  |  |  | ore material | drill core, polished section | drill core | mineral separate | [5 empty] | mineralisation |  |  |  | chalcopyrite, sphalerite, galena | Cu mineralisation stage, Pb-Zn mineralisation stage | replacement, vein infill, stratabound | coarse-grained, medium-grained, fine-grained, stratabound, discordant veins, replacement, infill |  |  |  | pyrite, pyrrhotite, arsenopyrite, siderite, dolomite, calcite, quartz, chlorite, K-feldspar, biotite, apatite, freibergite, tetrahedrite, cobaltite | Resin blocks containing each sample were produced following standard procedures and used for Mineral Liberation Analysis (MLA) mapping and subsequent LA-ICP-MS analyses | LA-ICPMS, EMPA, SEM-EDS | NWR213 solid state 213 nm laser ablation system coupled with an Agilent 7900 quadrupole ICP-MS; Cameca SXFive Electron Microprobe; Quanta600 SEM | Adelaide Microscopy | Ablation was conducted in an atmosphere of He (0.6 L/min) that was mixed with Ar (0.88 L/min) upon leaving the ablation cell; 70 µm diameter spot size with a 25:2 standard sample bracketing approach (2 standards analysed twice every 25 unknowns); MLA maps were acquired using the raster mode with an X-ray spectra collected every 4 µm | STDGL3 (CODES, University of Tasmania; Danyushevsky et al., 2011); GSD-1G | 3.9565 |  | 0.73243 |  | 0.088445 | [15 empty] | 2372.8133 | [5 empty] | 117.1896 | [5 empty] | 328.0756 | [9 empty] | 69097.6505 |  | 0.68545 |  |  |  | 0.36898 | [7 empty] | 544.0749 | [13 empty] | 46.2816 | [9 empty] | 0.096737 | [5 empty] | 0.52514 | [15 empty] | 340513.2217 | [5 empty] | 3.2476 | [5 empty] | 0.30127 | [27 empty] | 597960.4371 |  |  |  |  | 2020 | Cave, B., et al. (2020), Ore Geology Reviews 124, 103647 |  | AUS | Queensland
| Mount Isa Copper Operations, Black Star Mine | No. 5 and No. 9 Pb-Zn orebodies, 650 Cu orebody, 1100 Cu orebody, 3000 Cu orebody | Seafloor hydrothermal | Sedimentary Exhalative (SEDEX) | SEDEX zinc-lead-copper | Cu, Pb, Zn | Ag | Cu, Pb, Zn, Ag | Cave et al., 2020 |  | 446-201502192sph7-32.d | 446-201502192sph7-32.d-1 | underground mine, open pit |  |  |  |  | ore material | drill core, polished section | drill core | mineral separate | [5 empty] | mineralisation |  |  |  | chalcopyrite, sphalerite, galena | Cu mineralisation stage, Pb-Zn mineralisation stage | replacement, vein infill, stratabound | coarse-grained, medium-grained, fine-grained, stratabound, discordant veins, replacement, infill |  |  |  | pyrite, pyrrhotite, arsenopyrite, siderite, dolomite, calcite, quartz, chlorite, K-feldspar, biotite, apatite, freibergite, tetrahedrite, cobaltite | Resin blocks containing each sample were produced following standard procedures and used for Mineral Liberation Analysis (MLA) mapping and subsequent LA-ICP-MS analyses | LA-ICPMS, EMPA, SEM-EDS | NWR213 solid state 213 nm laser ablation system coupled with an Agilent 7900 quadrupole ICP-MS; Cameca SXFive Electron Microprobe; Quanta600 SEM | Adelaide Microscopy | Ablation was conducted in an atmosphere of He (0.6 L/min) that was mixed with Ar (0.88 L/min) upon leaving the ablation cell; 70 µm diameter spot size with a 25:2 standard sample bracketing approach (2 standards analysed twice every 25 unknowns); MLA maps were acquired using the raster mode with an X-ray spectra collected every 4 µm | STDGL3 (CODES, University of Tasmania; Danyushevsky et al., 2011); GSD-1G | 2.6989 |  | 0.57186 |  | 0.16877 | [15 empty] | 2339.0298 | [5 empty] | 116.7423 | [5 empty] | 322.7498 | [9 empty] | 69738.5142 |  | 0.72528 |  |  |  | 0.55651 | [7 empty] | 540.4735 | [13 empty] | 50.0723 | [9 empty] | 0.10461 | [5 empty] | 0.97634 | [15 empty] | 336976.5007 |  | 0.02929 |  |  |  | 3.459 | [5 empty] | 0.35288 | [7 empty] | 0.22316 | [19 empty] | 597283.5517 |  |  |  |  | 2020 | Cave, B., et al. (2020), Ore Geology Reviews 124, 103647 |  | AUS | Queensland
| Mount Isa Copper Operations, Black Star Mine | No. 5 and No. 9 Pb-Zn orebodies, 650 Cu orebody, 1100 Cu orebody, 3000 Cu orebody | Seafloor hydrothermal | Sedimentary Exhalative (SEDEX) | SEDEX zinc-lead-copper | Cu, Pb, Zn | Ag | Cu, Pb, Zn, Ag | Cave et al., 2020 |  | 447-201502192sph7-33.d | 447-201502192sph7-33.d-1 | underground mine, open pit |  |  |  |  | ore material | drill core, polished section | drill core | mineral separate | [5 empty] | mineralisation |  |  |  | chalcopyrite, sphalerite, galena | Cu mineralisation stage, Pb-Zn mineralisation stage | replacement, vein infill, stratabound | coarse-grained, medium-grained, fine-grained, stratabound, discordant veins, replacement, infill |  |  |  | pyrite, pyrrhotite, arsenopyrite, siderite, dolomite, calcite, quartz, chlorite, K-feldspar, biotite, apatite, freibergite, tetrahedrite, cobaltite | Resin blocks containing each sample were produced following standard procedures and used for Mineral Liberation Analysis (MLA) mapping and subsequent LA-ICP-MS analyses | LA-ICPMS, EMPA, SEM-EDS | NWR213 solid state 213 nm laser ablation system coupled with an Agilent 7900 quadrupole ICP-MS; Cameca SXFive Electron Microprobe; Quanta600 SEM | Adelaide Microscopy | Ablation was conducted in an atmosphere of He (0.6 L/min) that was mixed with Ar (0.88 L/min) upon leaving the ablation cell; 70 µm diameter spot size with a 25:2 standard sample bracketing approach (2 standards analysed twice every 25 unknowns); MLA maps were acquired using the raster mode with an X-ray spectra collected every 4 µm | STDGL3 (CODES, University of Tasmania; Danyushevsky et al., 2011); GSD-1G | 5.6671 |  | 0.77343 |  | 0.12656 | [15 empty] | 2342.7937 | [5 empty] | 118.4053 | [5 empty] | 359.9971 | [9 empty] | 70311.9353 |  | 0.78187 |  |  |  | 0.48796 | [7 empty] | 545.3394 | [13 empty] | 53.4511 | [9 empty] | 0.135 | [5 empty] | 3.389 | [15 empty] | 336372.2983 |  | 2.039 |  |  |  | 4.064 | [5 empty] | 5.0343 | [13 empty] | 0.37547 | [13 empty] | 596677.8999 |  |  |  |  | 2020 | Cave, B., et al. (2020), Ore Geology Reviews 124, 103647 |  | AUS | Queensland
| Mount Isa Copper Operations, Black Star Mine | No. 5 and No. 9 Pb-Zn orebodies, 650 Cu orebody, 1100 Cu orebody, 3000 Cu orebody | Seafloor hydrothermal | Sedimentary Exhalative (SEDEX) | SEDEX zinc-lead-copper | Cu, Pb, Zn | Ag | Cu, Pb, Zn, Ag | Cave et al., 2020 |  | 448-201502192sph7-34.d | 448-201502192sph7-34.d-1 | underground mine, open pit |  |  |  |  | ore material | drill core, polished section | drill core | mineral separate | [5 empty] | mineralisation |  |  |  | chalcopyrite, sphalerite, galena | Cu mineralisation stage, Pb-Zn mineralisation stage | replacement, vein infill, stratabound | coarse-grained, medium-grained, fine-grained, stratabound, discordant veins, replacement, infill |  |  |  | pyrite, pyrrhotite, arsenopyrite, siderite, dolomite, calcite, quartz, chlorite, K-feldspar, biotite, apatite, freibergite, tetrahedrite, cobaltite | Resin blocks containing each sample were produced following standard procedures and used for Mineral Liberation Analysis (MLA) mapping and subsequent LA-ICP-MS analyses | LA-ICPMS, EMPA, SEM-EDS | NWR213 solid state 213 nm laser ablation system coupled with an Agilent 7900 quadrupole ICP-MS; Cameca SXFive Electron Microprobe; Quanta600 SEM | Adelaide Microscopy | Ablation was conducted in an atmosphere of He (0.6 L/min) that was mixed with Ar (0.88 L/min) upon leaving the ablation cell; 70 µm diameter spot size with a 25:2 standard sample bracketing approach (2 standards analysed twice every 25 unknowns); MLA maps were acquired using the raster mode with an X-ray spectra collected every 4 µm | STDGL3 (CODES, University of Tasmania; Danyushevsky et al., 2011); GSD-1G | 11.3883 |  | 2.0336 | [17 empty] | 2345.442 | [5 empty] | 114.8318 | [5 empty] | 550.4332 | [9 empty] | 67787.3424 |  | 0.71448 |  |  |  | 0.44333 | [7 empty] | 574.7011 | [13 empty] | 43.167 | [9 empty] | 0.11659 | [5 empty] | 9.9919 | [15 empty] | 329039.7599 |  | 1.4208 |  |  |  | 3.3351 | [5 empty] | 0.82972 | [7 empty] | 0.24403 | [5 empty] | 0.48265 | [13 empty] | 599344.3949 |  |  |  |  | 2020 | Cave, B., et al. (2020), Ore Geology Reviews 124, 103647 |  | AUS | Queensland
| Mount Isa Copper Operations, Black Star Mine | No. 5 and No. 9 Pb-Zn orebodies, 650 Cu orebody, 1100 Cu orebody, 3000 Cu orebody | Seafloor hydrothermal | Sedimentary Exhalative (SEDEX) | SEDEX zinc-lead-copper | Cu, Pb, Zn | Ag | Cu, Pb, Zn, Ag | Cave et al., 2020 |  | 449-201502192sph7-35.d | 449-201502192sph7-35.d-1 | underground mine, open pit |  |  |  |  | ore material | drill core, polished section | drill core | mineral separate | [5 empty] | mineralisation |  |  |  | chalcopyrite, sphalerite, galena | Cu mineralisation stage, Pb-Zn mineralisation stage | replacement, vein infill, stratabound | coarse-grained, medium-grained, fine-grained, stratabound, discordant veins, replacement, infill |  |  |  | pyrite, pyrrhotite, arsenopyrite, siderite, dolomite, calcite, quartz, chlorite, K-feldspar, biotite, apatite, freibergite, tetrahedrite, cobaltite | Resin blocks containing each sample were produced following standard procedures and used for Mineral Liberation Analysis (MLA) mapping and subsequent LA-ICP-MS analyses | LA-ICPMS, EMPA, SEM-EDS | NWR213 solid state 213 nm laser ablation system coupled with an Agilent 7900 quadrupole ICP-MS; Cameca SXFive Electron Microprobe; Quanta600 SEM | Adelaide Microscopy | Ablation was conducted in an atmosphere of He (0.6 L/min) that was mixed with Ar (0.88 L/min) upon leaving the ablation cell; 70 µm diameter spot size with a 25:2 standard sample bracketing approach (2 standards analysed twice every 25 unknowns); MLA maps were acquired using the raster mode with an X-ray spectra collected every 4 µm | STDGL3 (CODES, University of Tasmania; Danyushevsky et al., 2011); GSD-1G | 2.9911 |  | 0.3721 | [17 empty] | 2264.0925 | [5 empty] | 115.7807 | [5 empty] | 320.4364 | [9 empty] | 71557.9186 |  | 0.60681 |  |  |  | 0.28623 | [7 empty] | 536.6844 | [13 empty] | 56.9601 | [9 empty] | 0.10161 | [5 empty] | 0.88446 | [15 empty] | 333459.9005 |  | 0.55958 |  |  |  | 2.7478 | [5 empty] | 0.3535 | [13 empty] | 0.052953 | [13 empty] | 595361.8824 |  |  |  |  | 2020 | Cave, B., et al. (2020), Ore Geology Reviews 124, 103647 |  | AUS | Queensland
| Mount Isa Copper Operations, Black Star Mine | No. 5 and No. 9 Pb-Zn orebodies, 650 Cu orebody, 1100 Cu orebody, 3000 Cu orebody | Seafloor hydrothermal | Sedimentary Exhalative (SEDEX) | SEDEX zinc-lead-copper | Cu, Pb, Zn | Ag | Cu, Pb, Zn, Ag | Cave et al., 2020 |  | 450-201502192sph12-1.d | 450-201502192sph12-1.d-1 | underground mine, open pit |  |  |  |  | ore material | drill core, polished section | drill core | mineral separate | [5 empty] | mineralisation |  |  |  | chalcopyrite, sphalerite, galena | Cu mineralisation stage, Pb-Zn mineralisation stage | replacement, vein infill, stratabound | coarse-grained, medium-grained, fine-grained, stratabound, discordant veins, replacement, infill |  |  |  | pyrite, pyrrhotite, arsenopyrite, siderite, dolomite, calcite, quartz, chlorite, K-feldspar, biotite, apatite, freibergite, tetrahedrite, cobaltite | Resin blocks containing each sample were produced following standard procedures and used for Mineral Liberation Analysis (MLA) mapping and subsequent LA-ICP-MS analyses | LA-ICPMS, EMPA, SEM-EDS | NWR213 solid state 213 nm laser ablation system coupled with an Agilent 7900 quadrupole ICP-MS; Cameca SXFive Electron Microprobe; Quanta600 SEM | Adelaide Microscopy | Ablation was conducted in an atmosphere of He (0.6 L/min) that was mixed with Ar (0.88 L/min) upon leaving the ablation cell; 70 µm diameter spot size with a 25:2 standard sample bracketing approach (2 standards analysed twice every 25 unknowns); MLA maps were acquired using the raster mode with an X-ray spectra collected every 4 µm | STDGL3 (CODES, University of Tasmania; Danyushevsky et al., 2011); GSD-1G | 35.1568 |  | 7.164 |  | 0.26533 | [9 empty] | 0.02786 | [5 empty] | 2288.5074 | [5 empty] | 75.6202 | [5 empty] | 2281.8741 | [9 empty] | 66333.5491 |  | 0.12471 |  |  |  | 0.5174 | [7 empty] | 319.3297 | [13 empty] | 56.6489 | [9 empty] | 0.25207 | [5 empty] | 257.3742 | [15 empty] | 334453.7544 |  | 29.1868 | [9 empty] | 0.796 | [13 empty] | 1.6185 | [13 empty] | 600879.903 |  |  |  |  | 2020 | Cave, B., et al. (2020), Ore Geology Reviews 124, 103647 |  | AUS | Queensland
| Mount Isa Copper Operations, Black Star Mine | No. 5 and No. 9 Pb-Zn orebodies, 650 Cu orebody, 1100 Cu orebody, 3000 Cu orebody | Seafloor hydrothermal | Sedimentary Exhalative (SEDEX) | SEDEX zinc-lead-copper | Cu, Pb, Zn | Ag | Cu, Pb, Zn, Ag | Cave et al., 2020 |  | 451-201502192sph12-2.d | 451-201502192sph12-2.d-1 | underground mine, open pit |  |  |  |  | ore material | drill core, polished section | drill core | mineral separate | [5 empty] | mineralisation |  |  |  | chalcopyrite, sphalerite, galena | Cu mineralisation stage, Pb-Zn mineralisation stage | replacement, vein infill, stratabound | coarse-grained, medium-grained, fine-grained, stratabound, discordant veins, replacement, infill |  |  |  | pyrite, pyrrhotite, arsenopyrite, siderite, dolomite, calcite, quartz, chlorite, K-feldspar, biotite, apatite, freibergite, tetrahedrite, cobaltite | Resin blocks containing each sample were produced following standard procedures and used for Mineral Liberation Analysis (MLA) mapping and subsequent LA-ICP-MS analyses | LA-ICPMS, EMPA, SEM-EDS | NWR213 solid state 213 nm laser ablation system coupled with an Agilent 7900 quadrupole ICP-MS; Cameca SXFive Electron Microprobe; Quanta600 SEM | Adelaide Microscopy | Ablation was conducted in an atmosphere of He (0.6 L/min) that was mixed with Ar (0.88 L/min) upon leaving the ablation cell; 70 µm diameter spot size with a 25:2 standard sample bracketing approach (2 standards analysed twice every 25 unknowns); MLA maps were acquired using the raster mode with an X-ray spectra collected every 4 µm | STDGL3 (CODES, University of Tasmania; Danyushevsky et al., 2011); GSD-1G | 49.1984 |  | 11.4446 | [17 empty] | 2061.3356 | [5 empty] | 76.5601 | [5 empty] | 265.7242 | [9 empty] | 65773.3109 |  | 0.10261 |  |  |  | 0.31571 | [7 empty] | 336.1016 | [13 empty] | 60.9061 | [9 empty] | 0.22495 | [5 empty] | 289.4026 | [15 empty] | 333733.7796 |  | 22.0078 | [9 empty] | 1.3286 | [13 empty] | 0.87215 | [13 empty] | 601471.631 |  |  |  |  | 2020 | Cave, B., et al. (2020), Ore Geology Reviews 124, 103647 |  | AUS | Queensland
| Mount Isa Copper Operations, Black Star Mine | No. 5 and No. 9 Pb-Zn orebodies, 650 Cu orebody, 1100 Cu orebody, 3000 Cu orebody | Seafloor hydrothermal | Sedimentary Exhalative (SEDEX) | SEDEX zinc-lead-copper | Cu, Pb, Zn | Ag | Cu, Pb, Zn, Ag | Cave et al., 2020 |  | 452-201502192sph12-3.d | 452-201502192sph12-3.d-1 | underground mine, open pit |  |  |  |  | ore material | drill core, polished section | drill core | mineral separate | [5 empty] | mineralisation |  |  |  | chalcopyrite, sphalerite, galena | Cu mineralisation stage, Pb-Zn mineralisation stage | replacement, vein infill, stratabound | coarse-grained, medium-grained, fine-grained, stratabound, discordant veins, replacement, infill |  |  |  | pyrite, pyrrhotite, arsenopyrite, siderite, dolomite, calcite, quartz, chlorite, K-feldspar, biotite, apatite, freibergite, tetrahedrite, cobaltite | Resin blocks containing each sample were produced following standard procedures and used for Mineral Liberation Analysis (MLA) mapping and subsequent LA-ICP-MS analyses | LA-ICPMS, EMPA, SEM-EDS | NWR213 solid state 213 nm laser ablation system coupled with an Agilent 7900 quadrupole ICP-MS; Cameca SXFive Electron Microprobe; Quanta600 SEM | Adelaide Microscopy | Ablation was conducted in an atmosphere of He (0.6 L/min) that was mixed with Ar (0.88 L/min) upon leaving the ablation cell; 70 µm diameter spot size with a 25:2 standard sample bracketing approach (2 standards analysed twice every 25 unknowns); MLA maps were acquired using the raster mode with an X-ray spectra collected every 4 µm | STDGL3 (CODES, University of Tasmania; Danyushevsky et al., 2011); GSD-1G | 28.4833 |  | 1.5867 |  | 0.39667 | [15 empty] | 2213.6589 | [5 empty] | 74.0872 | [5 empty] | 618.0331 | [9 empty] | 63978.5816 |  | 0.12924 |  |  |  | 0.74215 | [7 empty] | 333.8402 | [13 empty] | 56.1732 | [9 empty] | 0.16506 | [5 empty] | 378.7532 | [15 empty] | 336655.2962 |  | 17.415 | [9 empty] | 0.46576 | [13 empty] | 1.1516 | [13 empty] | 603367.2384 |  |  |  |  | 2020 | Cave, B., et al. (2020), Ore Geology Reviews 124, 103647 |  | AUS | Queensland
| Mount Isa Copper Operations, Black Star Mine | No. 5 and No. 9 Pb-Zn orebodies, 650 Cu orebody, 1100 Cu orebody, 3000 Cu orebody | Seafloor hydrothermal | Sedimentary Exhalative (SEDEX) | SEDEX zinc-lead-copper | Cu, Pb, Zn | Ag | Cu, Pb, Zn, Ag | Cave et al., 2020 |  | 453-201502192sph12-4.d | 453-201502192sph12-4.d-1 | underground mine, open pit |  |  |  |  | ore material | drill core, polished section | drill core | mineral separate | [5 empty] | mineralisation |  |  |  | chalcopyrite, sphalerite, galena | Cu mineralisation stage, Pb-Zn mineralisation stage | replacement, vein infill, stratabound | coarse-grained, medium-grained, fine-grained, stratabound, discordant veins, replacement, infill |  |  |  | pyrite, pyrrhotite, arsenopyrite, siderite, dolomite, calcite, quartz, chlorite, K-feldspar, biotite, apatite, freibergite, tetrahedrite, cobaltite | Resin blocks containing each sample were produced following standard procedures and used for Mineral Liberation Analysis (MLA) mapping and subsequent LA-ICP-MS analyses | LA-ICPMS, EMPA, SEM-EDS | NWR213 solid state 213 nm laser ablation system coupled with an Agilent 7900 quadrupole ICP-MS; Cameca SXFive Electron Microprobe; Quanta600 SEM | Adelaide Microscopy | Ablation was conducted in an atmosphere of He (0.6 L/min) that was mixed with Ar (0.88 L/min) upon leaving the ablation cell; 70 µm diameter spot size with a 25:2 standard sample bracketing approach (2 standards analysed twice every 25 unknowns); MLA maps were acquired using the raster mode with an X-ray spectra collected every 4 µm | STDGL3 (CODES, University of Tasmania; Danyushevsky et al., 2011); GSD-1G | 87.0055 |  | 12.9918 | [11 empty] | 0.11417 | [5 empty] | 2103.6162 | [5 empty] | 76.2446 | [5 empty] | 455.3679 | [9 empty] | 65614.9769 |  | 0.13648 |  |  |  | 0.31495 | [7 empty] | 340.673 | [13 empty] | 60.1033 | [9 empty] | 0.23097 | [5 empty] | 295.2674 | [15 empty] | 334636.3819 |  | 26.246 | [9 empty] | 2.0209 | [7 empty] | 0.47243 | [5 empty] | 0.93567 | [13 empty] | 601638.8647 |  |  |  |  | 2020 | Cave, B., et al. (2020), Ore Geology Reviews 124, 103647 |  | AUS | Queensland
| Mount Isa Copper Operations, Black Star Mine | No. 5 and No. 9 Pb-Zn orebodies, 650 Cu orebody, 1100 Cu orebody, 3000 Cu orebody | Seafloor hydrothermal | Sedimentary Exhalative (SEDEX) | SEDEX zinc-lead-copper | Cu, Pb, Zn | Ag | Cu, Pb, Zn, Ag | Cave et al., 2020 |  | 454-201502192sph12-5.d | 454-201502192sph12-5.d-1 | underground mine, open pit |  |  |  |  | ore material | drill core, polished section | drill core | mineral separate | [5 empty] | mineralisation |  |  |  | chalcopyrite, sphalerite, galena | Cu mineralisation stage, Pb-Zn mineralisation stage | replacement, vein infill, stratabound | coarse-grained, medium-grained, fine-grained, stratabound, discordant veins, replacement, infill |  |  |  | pyrite, pyrrhotite, arsenopyrite, siderite, dolomite, calcite, quartz, chlorite, K-feldspar, biotite, apatite, freibergite, tetrahedrite, cobaltite | Resin blocks containing each sample were produced following standard procedures and used for Mineral Liberation Analysis (MLA) mapping and subsequent LA-ICP-MS analyses | LA-ICPMS, EMPA, SEM-EDS | NWR213 solid state 213 nm laser ablation system coupled with an Agilent 7900 quadrupole ICP-MS; Cameca SXFive Electron Microprobe; Quanta600 SEM | Adelaide Microscopy | Ablation was conducted in an atmosphere of He (0.6 L/min) that was mixed with Ar (0.88 L/min) upon leaving the ablation cell; 70 µm diameter spot size with a 25:2 standard sample bracketing approach (2 standards analysed twice every 25 unknowns); MLA maps were acquired using the raster mode with an X-ray spectra collected every 4 µm | STDGL3 (CODES, University of Tasmania; Danyushevsky et al., 2011); GSD-1G | 30.1783 |  | 20.9443 |  | 0.36883 | [9 empty] | 0.054007 | [5 empty] | 2135.2691 | [5 empty] | 79.6939 | [5 empty] | 621.744 | [9 empty] | 65862.7101 |  | 0.15412 |  |  |  | 0.26345 | [7 empty] | 324.4397 | [13 empty] | 53.0853 | [9 empty] | 0.36883 | [5 empty] | 142.9221 | [15 empty] | 335372.9198 |  | 31.0872 | [9 empty] | 3.1087 | [7 empty] | 0.43469 | [5 empty] | 1.478 | [13 empty] | 601377.2068 |  |  |  |  | 2020 | Cave, B., et al. (2020), Ore Geology Reviews 124, 103647 |  | AUS | Queensland
| Mount Isa Copper Operations, Black Star Mine | No. 5 and No. 9 Pb-Zn orebodies, 650 Cu orebody, 1100 Cu orebody, 3000 Cu orebody | Seafloor hydrothermal | Sedimentary Exhalative (SEDEX) | SEDEX zinc-lead-copper | Cu, Pb, Zn | Ag | Cu, Pb, Zn, Ag | Cave et al., 2020 |  | 455-201502192sph12-6.d | 455-201502192sph12-6.d-1 | underground mine, open pit |  |  |  |  | ore material | drill core, polished section | drill core | mineral separate | [5 empty] | mineralisation |  |  |  | chalcopyrite, sphalerite, galena | Cu mineralisation stage, Pb-Zn mineralisation stage | replacement, vein infill, stratabound | coarse-grained, medium-grained, fine-grained, stratabound, discordant veins, replacement, infill |  |  |  | pyrite, pyrrhotite, arsenopyrite, siderite, dolomite, calcite, quartz, chlorite, K-feldspar, biotite, apatite, freibergite, tetrahedrite, cobaltite | Resin blocks containing each sample were produced following standard procedures and used for Mineral Liberation Analysis (MLA) mapping and subsequent LA-ICP-MS analyses | LA-ICPMS, EMPA, SEM-EDS | NWR213 solid state 213 nm laser ablation system coupled with an Agilent 7900 quadrupole ICP-MS; Cameca SXFive Electron Microprobe; Quanta600 SEM | Adelaide Microscopy | Ablation was conducted in an atmosphere of He (0.6 L/min) that was mixed with Ar (0.88 L/min) upon leaving the ablation cell; 70 µm diameter spot size with a 25:2 standard sample bracketing approach (2 standards analysed twice every 25 unknowns); MLA maps were acquired using the raster mode with an X-ray spectra collected every 4 µm | STDGL3 (CODES, University of Tasmania; Danyushevsky et al., 2011); GSD-1G | 29.5735 |  | 9.2417 |  | 0.22444 | [9 empty] | 0.05413 | [5 empty] | 2058.262 | [5 empty] | 72.6267 | [5 empty] | 648.2403 | [9 empty] | 66012.25 |  | 0.17427 |  |  |  | 0.33006 | [7 empty] | 374.0254 | [13 empty] | 66.5403 | [9 empty] | 0.30366 | [5 empty] | 299.6956 | [15 empty] | 333097.8135 |  | 28.1212 | [9 empty] | 1.4655 | [13 empty] | 1.1988 | [13 empty] | 601219.2616 |  |  |  |  | 2020 | Cave, B., et al. (2020), Ore Geology Reviews 124, 103647 |  | AUS | Queensland
| Mount Isa Copper Operations, Black Star Mine | No. 5 and No. 9 Pb-Zn orebodies, 650 Cu orebody, 1100 Cu orebody, 3000 Cu orebody | Seafloor hydrothermal | Sedimentary Exhalative (SEDEX) | SEDEX zinc-lead-copper | Cu, Pb, Zn | Ag | Cu, Pb, Zn, Ag | Cave et al., 2020 |  | 456-201502192sph12-7.d | 456-201502192sph12-7.d-1 | underground mine, open pit |  |  |  |  | ore material | drill core, polished section | drill core | mineral separate | [5 empty] | mineralisation |  |  |  | chalcopyrite, sphalerite, galena | Cu mineralisation stage, Pb-Zn mineralisation stage | replacement, vein infill, stratabound | coarse-grained, medium-grained, fine-grained, stratabound, discordant veins, replacement, infill |  |  |  | pyrite, pyrrhotite, arsenopyrite, siderite, dolomite, calcite, quartz, chlorite, K-feldspar, biotite, apatite, freibergite, tetrahedrite, cobaltite | Resin blocks containing each sample were produced following standard procedures and used for Mineral Liberation Analysis (MLA) mapping and subsequent LA-ICP-MS analyses | LA-ICPMS, EMPA, SEM-EDS | NWR213 solid state 213 nm laser ablation system coupled with an Agilent 7900 quadrupole ICP-MS; Cameca SXFive Electron Microprobe; Quanta600 SEM | Adelaide Microscopy | Ablation was conducted in an atmosphere of He (0.6 L/min) that was mixed with Ar (0.88 L/min) upon leaving the ablation cell; 70 µm diameter spot size with a 25:2 standard sample bracketing approach (2 standards analysed twice every 25 unknowns); MLA maps were acquired using the raster mode with an X-ray spectra collected every 4 µm | STDGL3 (CODES, University of Tasmania; Danyushevsky et al., 2011); GSD-1G | 18.8699 |  | 14.4541 |  | 0.14587 | [9 empty] | 0.047738 | [5 empty] | 2026.2287 | [5 empty] | 73.9945 | [5 empty] | 319.5819 | [9 empty] | 66303.2945 |  | 0.1273 |  |  |  | 0.4376 | [7 empty] | 352.8661 | [13 empty] | 63.2533 | [9 empty] | 0.25858 | [5 empty] | 130.0871 | [15 empty] | 332709.9317 |  | 14.8519 |  |  |  | 1.4985 | [5 empty] | 3.7395 | [7 empty] | 0.29173 | [5 empty] | 1.0158 | [13 empty] | 600911.8581 |  |  |  |  | 2020 | Cave, B., et al. (2020), Ore Geology Reviews 124, 103647 |  | AUS | Queensland
| Mount Isa Copper Operations, Black Star Mine | No. 5 and No. 9 Pb-Zn orebodies, 650 Cu orebody, 1100 Cu orebody, 3000 Cu orebody | Seafloor hydrothermal | Sedimentary Exhalative (SEDEX) | SEDEX zinc-lead-copper | Cu, Pb, Zn | Ag | Cu, Pb, Zn, Ag | Cave et al., 2020 |  | 458-201502192sph12-9.d | 458-201502192sph12-9.d-1 | underground mine, open pit |  |  |  |  | ore material | drill core, polished section | drill core | mineral separate | [5 empty] | mineralisation |  |  |  | chalcopyrite, sphalerite, galena | Cu mineralisation stage, Pb-Zn mineralisation stage | replacement, vein infill, stratabound | coarse-grained, medium-grained, fine-grained, stratabound, discordant veins, replacement, infill |  |  |  | pyrite, pyrrhotite, arsenopyrite, siderite, dolomite, calcite, quartz, chlorite, K-feldspar, biotite, apatite, freibergite, tetrahedrite, cobaltite | Resin blocks containing each sample were produced following standard procedures and used for Mineral Liberation Analysis (MLA) mapping and subsequent LA-ICP-MS analyses | LA-ICPMS, EMPA, SEM-EDS | NWR213 solid state 213 nm laser ablation system coupled with an Agilent 7900 quadrupole ICP-MS; Cameca SXFive Electron Microprobe; Quanta600 SEM | Adelaide Microscopy | Ablation was conducted in an atmosphere of He (0.6 L/min) that was mixed with Ar (0.88 L/min) upon leaving the ablation cell; 70 µm diameter spot size with a 25:2 standard sample bracketing approach (2 standards analysed twice every 25 unknowns); MLA maps were acquired using the raster mode with an X-ray spectra collected every 4 µm | STDGL3 (CODES, University of Tasmania; Danyushevsky et al., 2011); GSD-1G | 551.9116 |  | 15.5599 |  | 0.33248 | [9 empty] | 0.079794 | [5 empty] | 2199.667 | [5 empty] | 84.1831 | [5 empty] | 405.6218 | [9 empty] | 66495.3744 |  | 0.13033 |  |  |  | 0.42557 | [7 empty] | 313.4592 | [13 empty] | 59.6331 | [9 empty] | 0.16624 | [5 empty] | 226.0843 | [15 empty] | 336998.5572 |  | 12.4612 |  |  |  | 1.8619 | [5 empty] | 2.0348 | [13 empty] | 0.50536 | [13 empty] | 600708.9818 |  |  |  |  | 2020 | Cave, B., et al. (2020), Ore Geology Reviews 124, 103647 |  | AUS | Queensland
| Mount Isa Copper Operations, Black Star Mine | No. 5 and No. 9 Pb-Zn orebodies, 650 Cu orebody, 1100 Cu orebody, 3000 Cu orebody | Seafloor hydrothermal | Sedimentary Exhalative (SEDEX) | SEDEX zinc-lead-copper | Cu, Pb, Zn | Ag | Cu, Pb, Zn, Ag | Cave et al., 2020 |  | 459-201502192sph12-10.d | 459-201502192sph12-10.d-1 | underground mine, open pit |  |  |  |  | ore material | drill core, polished section | drill core | mineral separate | [5 empty] | mineralisation |  |  |  | chalcopyrite, sphalerite, galena | Cu mineralisation stage, Pb-Zn mineralisation stage | replacement, vein infill, stratabound | coarse-grained, medium-grained, fine-grained, stratabound, discordant veins, replacement, infill |  |  |  | pyrite, pyrrhotite, arsenopyrite, siderite, dolomite, calcite, quartz, chlorite, K-feldspar, biotite, apatite, freibergite, tetrahedrite, cobaltite | Resin blocks containing each sample were produced following standard procedures and used for Mineral Liberation Analysis (MLA) mapping and subsequent LA-ICP-MS analyses | LA-ICPMS, EMPA, SEM-EDS | NWR213 solid state 213 nm laser ablation system coupled with an Agilent 7900 quadrupole ICP-MS; Cameca SXFive Electron Microprobe; Quanta600 SEM | Adelaide Microscopy | Ablation was conducted in an atmosphere of He (0.6 L/min) that was mixed with Ar (0.88 L/min) upon leaving the ablation cell; 70 µm diameter spot size with a 25:2 standard sample bracketing approach (2 standards analysed twice every 25 unknowns); MLA maps were acquired using the raster mode with an X-ray spectra collected every 4 µm | STDGL3 (CODES, University of Tasmania; Danyushevsky et al., 2011); GSD-1G | 42.9123 |  | 4.5031 |  | 0.15893 | [9 empty] | 0.027814 | [5 empty] | 1941.651 | [5 empty] | 70.0107 | [5 empty] | 548.3244 | [9 empty] | 66222.7503 |  | 0.1192 |  |  |  | 0.43575 | [7 empty] | 364.49 | [13 empty] | 65.4281 | [9 empty] | 0.23045 | [5 empty] | 132.4455 | [15 empty] | 332835.5431 |  | 12.4499 | [9 empty] | 1.0066 | [13 empty] | 0.74699 | [13 empty] | 600996.9295 |  |  |  |  | 2020 | Cave, B., et al. (2020), Ore Geology Reviews 124, 103647 |  | AUS | Queensland
| Mount Isa Copper Operations, Black Star Mine | No. 5 and No. 9 Pb-Zn orebodies, 650 Cu orebody, 1100 Cu orebody, 3000 Cu orebody | Seafloor hydrothermal | Sedimentary Exhalative (SEDEX) | SEDEX zinc-lead-copper | Cu, Pb, Zn | Ag | Cu, Pb, Zn, Ag | Cave et al., 2020 |  | 460-201502192sph12-11.d | 460-201502192sph12-11.d-1 | underground mine, open pit |  |  |  |  | ore material | drill core, polished section | drill core | mineral separate | [5 empty] | mineralisation |  |  |  | chalcopyrite, sphalerite, galena | Cu mineralisation stage, Pb-Zn mineralisation stage | replacement, vein infill, stratabound | coarse-grained, medium-grained, fine-grained, stratabound, discordant veins, replacement, infill |  |  |  | pyrite, pyrrhotite, arsenopyrite, siderite, dolomite, calcite, quartz, chlorite, K-feldspar, biotite, apatite, freibergite, tetrahedrite, cobaltite | Resin blocks containing each sample were produced following standard procedures and used for Mineral Liberation Analysis (MLA) mapping and subsequent LA-ICP-MS analyses | LA-ICPMS, EMPA, SEM-EDS | NWR213 solid state 213 nm laser ablation system coupled with an Agilent 7900 quadrupole ICP-MS; Cameca SXFive Electron Microprobe; Quanta600 SEM | Adelaide Microscopy | Ablation was conducted in an atmosphere of He (0.6 L/min) that was mixed with Ar (0.88 L/min) upon leaving the ablation cell; 70 µm diameter spot size with a 25:2 standard sample bracketing approach (2 standards analysed twice every 25 unknowns); MLA maps were acquired using the raster mode with an X-ray spectra collected every 4 µm | STDGL3 (CODES, University of Tasmania; Danyushevsky et al., 2011); GSD-1G | 11.7779 |  | 1.4256 | [11 empty] | 0.015988 | [5 empty] | 2276.978 | [5 empty] | 78.5551 | [5 empty] | 386.3801 | [9 empty] | 66617.2624 |  | 0.11458 |  |  |  | 0.41303 | [7 empty] | 326.9575 | [13 empty] | 57.584 | [9 empty] | 0.16255 | [5 empty] | 41.7024 | [15 empty] | 329888.6835 |  | 6.4086 | [9 empty] | 0.35174 | [7 empty] | 0.55958 | [5 empty] | 0.69149 | [13 empty] | 600580.2427 |  |  |  |  | 2020 | Cave, B., et al. (2020), Ore Geology Reviews 124, 103647 |  | AUS | Queensland
| Mount Isa Copper Operations, Black Star Mine | No. 5 and No. 9 Pb-Zn orebodies, 650 Cu orebody, 1100 Cu orebody, 3000 Cu orebody | Seafloor hydrothermal | Sedimentary Exhalative (SEDEX) | SEDEX zinc-lead-copper | Cu, Pb, Zn | Ag | Cu, Pb, Zn, Ag | Cave et al., 2020 |  | 461-201502192sph12-12.d | 461-201502192sph12-12.d-1 | underground mine, open pit |  |  |  |  | ore material | drill core, polished section | drill core | mineral separate | [5 empty] | mineralisation |  |  |  | chalcopyrite, sphalerite, galena | Cu mineralisation stage, Pb-Zn mineralisation stage | replacement, vein infill, stratabound | coarse-grained, medium-grained, fine-grained, stratabound, discordant veins, replacement, infill |  |  |  | pyrite, pyrrhotite, arsenopyrite, siderite, dolomite, calcite, quartz, chlorite, K-feldspar, biotite, apatite, freibergite, tetrahedrite, cobaltite | Resin blocks containing each sample were produced following standard procedures and used for Mineral Liberation Analysis (MLA) mapping and subsequent LA-ICP-MS analyses | LA-ICPMS, EMPA, SEM-EDS | NWR213 solid state 213 nm laser ablation system coupled with an Agilent 7900 quadrupole ICP-MS; Cameca SXFive Electron Microprobe; Quanta600 SEM | Adelaide Microscopy | Ablation was conducted in an atmosphere of He (0.6 L/min) that was mixed with Ar (0.88 L/min) upon leaving the ablation cell; 70 µm diameter spot size with a 25:2 standard sample bracketing approach (2 standards analysed twice every 25 unknowns); MLA maps were acquired using the raster mode with an X-ray spectra collected every 4 µm | STDGL3 (CODES, University of Tasmania; Danyushevsky et al., 2011); GSD-1G | 6.9852 |  | 3.5652 | [11 empty] | 0.019807 | [5 empty] | 2164.2091 | [5 empty] | 76.6518 | [5 empty] | 311.625 | [9 empty] | 66022.2435 |  | 0.1941 |  |  |  | 0.35652 | [7 empty] | 364.5748 | [13 empty] | 57.0432 | [9 empty] | 0.17958 | [5 empty] | 17.826 | [15 empty] | 338165.9311 |  | 4.2518 |  |  |  | 1.7826 | [5 empty] | 0.62061 | [13 empty] | 0.22844 | [13 empty] | 601208.7064 |  |  |  |  | 2020 | Cave, B., et al. (2020), Ore Geology Reviews 124, 103647 |  | AUS | Queensland
| Mount Isa Copper Operations, Black Star Mine | No. 5 and No. 9 Pb-Zn orebodies, 650 Cu orebody, 1100 Cu orebody, 3000 Cu orebody | Seafloor hydrothermal | Sedimentary Exhalative (SEDEX) | SEDEX zinc-lead-copper | Cu, Pb, Zn | Ag | Cu, Pb, Zn, Ag | Cave et al., 2020 |  | 464-201502192sph12-15.d | 464-201502192sph12-15.d-1 | underground mine, open pit |  |  |  |  | ore material | drill core, polished section | drill core | mineral separate | [5 empty] | mineralisation |  |  |  | chalcopyrite, sphalerite, galena | Cu mineralisation stage, Pb-Zn mineralisation stage | replacement, vein infill, stratabound | coarse-grained, medium-grained, fine-grained, stratabound, discordant veins, replacement, infill |  |  |  | pyrite, pyrrhotite, arsenopyrite, siderite, dolomite, calcite, quartz, chlorite, K-feldspar, biotite, apatite, freibergite, tetrahedrite, cobaltite | Resin blocks containing each sample were produced following standard procedures and used for Mineral Liberation Analysis (MLA) mapping and subsequent LA-ICP-MS analyses | LA-ICPMS, EMPA, SEM-EDS | NWR213 solid state 213 nm laser ablation system coupled with an Agilent 7900 quadrupole ICP-MS; Cameca SXFive Electron Microprobe; Quanta600 SEM | Adelaide Microscopy | Ablation was conducted in an atmosphere of He (0.6 L/min) that was mixed with Ar (0.88 L/min) upon leaving the ablation cell; 70 µm diameter spot size with a 25:2 standard sample bracketing approach (2 standards analysed twice every 25 unknowns); MLA maps were acquired using the raster mode with an X-ray spectra collected every 4 µm | STDGL3 (CODES, University of Tasmania; Danyushevsky et al., 2011); GSD-1G | 32.5441 |  | 6.1429 |  | 0.18298 | [9 empty] | 0.018298 | [5 empty] | 2020.6068 | [5 empty] | 72.538 | [5 empty] | 474.4374 | [9 empty] | 65349.5097 |  | 0.11632 |  |  |  | 0.48359 | [7 empty] | 363.3433 | [13 empty] | 63.3498 | [9 empty] | 0.17514 | [5 empty] | 369.8782 | [15 empty] | 332236.9073 |  | 25.7477 |  |  |  | 1.1763 | [5 empty] | 0.66656 | [13 empty] | 1.0273 | [13 empty] | 601919.2532 |  |  |  |  | 2020 | Cave, B., et al. (2020), Ore Geology Reviews 124, 103647 |  | AUS | Queensland
| Mount Isa Copper Operations, Black Star Mine | No. 5 and No. 9 Pb-Zn orebodies, 650 Cu orebody, 1100 Cu orebody, 3000 Cu orebody | Seafloor hydrothermal | Sedimentary Exhalative (SEDEX) | SEDEX zinc-lead-copper | Cu, Pb, Zn | Ag | Cu, Pb, Zn, Ag | Cave et al., 2020 |  | 472-201502192sph13-4.d | 472-201502192sph13-4.d-1 | underground mine, open pit |  |  |  |  | ore material | drill core, polished section | drill core | mineral separate | [5 empty] | mineralisation |  |  |  | chalcopyrite, sphalerite, galena | Cu mineralisation stage, Pb-Zn mineralisation stage | replacement, vein infill, stratabound | coarse-grained, medium-grained, fine-grained, stratabound, discordant veins, replacement, infill |  |  |  | pyrite, pyrrhotite, arsenopyrite, siderite, dolomite, calcite, quartz, chlorite, K-feldspar, biotite, apatite, freibergite, tetrahedrite, cobaltite | Resin blocks containing each sample were produced following standard procedures and used for Mineral Liberation Analysis (MLA) mapping and subsequent LA-ICP-MS analyses | LA-ICPMS, EMPA, SEM-EDS | NWR213 solid state 213 nm laser ablation system coupled with an Agilent 7900 quadrupole ICP-MS; Cameca SXFive Electron Microprobe; Quanta600 SEM | Adelaide Microscopy | Ablation was conducted in an atmosphere of He (0.6 L/min) that was mixed with Ar (0.88 L/min) upon leaving the ablation cell; 70 µm diameter spot size with a 25:2 standard sample bracketing approach (2 standards analysed twice every 25 unknowns); MLA maps were acquired using the raster mode with an X-ray spectra collected every 4 µm | STDGL3 (CODES, University of Tasmania; Danyushevsky et al., 2011); GSD-1G | 31.9733 | [19 empty] | 2129.1863 | [5 empty] | 51.3942 | [5 empty] | 859.7271 | [9 empty] | 59209.8525 |  | 0.049736 |  |  |  | 0.35526 | [7 empty] | 500.7969 | [13 empty] | 37.539 | [15 empty] | 629.9928 | [15 empty] | 342232.9477 |  | 37.1838 |  |  |  | 3.5526 | [5 empty] | 0.74604 | [7 empty] | 1.35 | [5 empty] | 1.8947 | [13 empty] | 608404.0079 |  |  |  |  | 2020 | Cave, B., et al. (2020), Ore Geology Reviews 124, 103647 |  | AUS | Queensland
| Mount Isa Copper Operations, Black Star Mine | No. 5 and No. 9 Pb-Zn orebodies, 650 Cu orebody, 1100 Cu orebody, 3000 Cu orebody | Seafloor hydrothermal | Sedimentary Exhalative (SEDEX) | SEDEX zinc-lead-copper | Cu, Pb, Zn | Ag | Cu, Pb, Zn, Ag | Cave et al., 2020 |  | 475-201502192sph13-7.d | 475-201502192sph13-7.d-1 | underground mine, open pit |  |  |  |  | ore material | drill core, polished section | drill core | mineral separate | [5 empty] | mineralisation |  |  |  | chalcopyrite, sphalerite, galena | Cu mineralisation stage, Pb-Zn mineralisation stage | replacement, vein infill, stratabound | coarse-grained, medium-grained, fine-grained, stratabound, discordant veins, replacement, infill |  |  |  | pyrite, pyrrhotite, arsenopyrite, siderite, dolomite, calcite, quartz, chlorite, K-feldspar, biotite, apatite, freibergite, tetrahedrite, cobaltite | Resin blocks containing each sample were produced following standard procedures and used for Mineral Liberation Analysis (MLA) mapping and subsequent LA-ICP-MS analyses | LA-ICPMS, EMPA, SEM-EDS | NWR213 solid state 213 nm laser ablation system coupled with an Agilent 7900 quadrupole ICP-MS; Cameca SXFive Electron Microprobe; Quanta600 SEM | Adelaide Microscopy | Ablation was conducted in an atmosphere of He (0.6 L/min) that was mixed with Ar (0.88 L/min) upon leaving the ablation cell; 70 µm diameter spot size with a 25:2 standard sample bracketing approach (2 standards analysed twice every 25 unknowns); MLA maps were acquired using the raster mode with an X-ray spectra collected every 4 µm | STDGL3 (CODES, University of Tasmania; Danyushevsky et al., 2011); GSD-1G | 66.3836 | [13 empty] | 0.12794 | [5 empty] | 2066.3407 | [5 empty] | 53.3483 | [5 empty] | 3150.2039 | [9 empty] | 60348.7344 |  | 0.067591 |  |  |  | 0.41037 | [7 empty] | 492.2043 | [13 empty] | 41.3992 | [9 empty] | 0.31381 | [5 empty] | 905.231 | [15 empty] | 350143.3568 |  | 71.2115 |  |  |  | 6.2763 | [5 empty] | 0.54314 | [7 empty] | 2.3657 | [5 empty] | 2.4864 | [13 empty] | 607201.1119 |  |  |  |  | 2020 | Cave, B., et al. (2020), Ore Geology Reviews 124, 103647 |  | AUS | Queensland
| Mount Isa Copper Operations, Black Star Mine | No. 5 and No. 9 Pb-Zn orebodies, 650 Cu orebody, 1100 Cu orebody, 3000 Cu orebody | Seafloor hydrothermal | Sedimentary Exhalative (SEDEX) | SEDEX zinc-lead-copper | Cu, Pb, Zn | Ag | Cu, Pb, Zn, Ag | Cave et al., 2020 |  | 483-201502192sph15-1.d | 483-201502192sph15-1.d-1 | underground mine, open pit |  |  |  |  | ore material | drill core, polished section | drill core | mineral separate | [5 empty] | mineralisation |  |  |  | chalcopyrite, sphalerite, galena | Cu mineralisation stage, Pb-Zn mineralisation stage | replacement, vein infill, stratabound | coarse-grained, medium-grained, fine-grained, stratabound, discordant veins, replacement, infill |  |  |  | pyrite, pyrrhotite, arsenopyrite, siderite, dolomite, calcite, quartz, chlorite, K-feldspar, biotite, apatite, freibergite, tetrahedrite, cobaltite | Resin blocks containing each sample were produced following standard procedures and used for Mineral Liberation Analysis (MLA) mapping and subsequent LA-ICP-MS analyses | LA-ICPMS, EMPA, SEM-EDS | NWR213 solid state 213 nm laser ablation system coupled with an Agilent 7900 quadrupole ICP-MS; Cameca SXFive Electron Microprobe; Quanta600 SEM | Adelaide Microscopy | Ablation was conducted in an atmosphere of He (0.6 L/min) that was mixed with Ar (0.88 L/min) upon leaving the ablation cell; 70 µm diameter spot size with a 25:2 standard sample bracketing approach (2 standards analysed twice every 25 unknowns); MLA maps were acquired using the raster mode with an X-ray spectra collected every 4 µm | STDGL3 (CODES, University of Tasmania; Danyushevsky et al., 2011); GSD-1G | 13.3797 |  | 4.472 | [17 empty] | 2306.0989 | [5 empty] | 0.073727 | [5 empty] | 628.4965 | [9 empty] | 60432.36 |  | 0.17042 |  |  |  | 0.93066 | [7 empty] | 152.5313 | [13 empty] | 19.4471 | [9 empty] | 0.74936 | [5 empty] | 27.1946 | [15 empty] | 347848.6641 |  | 8.9561 | [9 empty] | 1.4504 | [13 empty] | 3.0821 | [13 empty] | 607112.7858 |  |  |  |  | 2020 | Cave, B., et al. (2020), Ore Geology Reviews 124, 103647 |  | AUS | Queensland
| Mount Isa Copper Operations, Black Star Mine | No. 5 and No. 9 Pb-Zn orebodies, 650 Cu orebody, 1100 Cu orebody, 3000 Cu orebody | Seafloor hydrothermal | Sedimentary Exhalative (SEDEX) | SEDEX zinc-lead-copper | Cu, Pb, Zn | Ag | Cu, Pb, Zn, Ag | Cave et al., 2020 |  | 493-201502192sph15-7.d | 493-201502192sph15-7.d-1 | underground mine, open pit |  |  |  |  | ore material | drill core, polished section | drill core | mineral separate | [5 empty] | mineralisation |  |  |  | chalcopyrite, sphalerite, galena | Cu mineralisation stage, Pb-Zn mineralisation stage | replacement, vein infill, stratabound | coarse-grained, medium-grained, fine-grained, stratabound, discordant veins, replacement, infill |  |  |  | pyrite, pyrrhotite, arsenopyrite, siderite, dolomite, calcite, quartz, chlorite, K-feldspar, biotite, apatite, freibergite, tetrahedrite, cobaltite | Resin blocks containing each sample were produced following standard procedures and used for Mineral Liberation Analysis (MLA) mapping and subsequent LA-ICP-MS analyses | LA-ICPMS, EMPA, SEM-EDS | NWR213 solid state 213 nm laser ablation system coupled with an Agilent 7900 quadrupole ICP-MS; Cameca SXFive Electron Microprobe; Quanta600 SEM | Adelaide Microscopy | Ablation was conducted in an atmosphere of He (0.6 L/min) that was mixed with Ar (0.88 L/min) upon leaving the ablation cell; 70 µm diameter spot size with a 25:2 standard sample bracketing approach (2 standards analysed twice every 25 unknowns); MLA maps were acquired using the raster mode with an X-ray spectra collected every 4 µm | STDGL3 (CODES, University of Tasmania; Danyushevsky et al., 2011); GSD-1G | 20.5562 |  | 4.5981 | [17 empty] | 1983.9466 | [5 empty] | 0.060857 | [5 empty] | 300.2291 | [9 empty] | 67619.1756 |  | 0.27048 |  |  |  | 0.64914 | [7 empty] | 121.3088 | [13 empty] | 593.6964 | [9 empty] | 0.86552 | [5 empty] | 31.6458 | [15 empty] | 387322.638 |  | 11.7657 |  |  |  | 6.4914 | [5 empty] | 4.0166 | [7 empty] | 2.9752 | [5 empty] | 5.3013 | [13 empty] | 599522.014 |  |  |  |  | 2020 | Cave, B., et al. (2020), Ore Geology Reviews 124, 103647 |  | AUS | Queensland
| Mount Isa Copper Operations, Black Star Mine | No. 5 and No. 9 Pb-Zn orebodies, 650 Cu orebody, 1100 Cu orebody, 3000 Cu orebody | Seafloor hydrothermal | Sedimentary Exhalative (SEDEX) | SEDEX zinc-lead-copper | Cu, Pb, Zn | Ag | Cu, Pb, Zn, Ag | Cave et al., 2020 |  | 494-201502192sph15-8.d | 494-201502192sph15-8.d-1 | underground mine, open pit |  |  |  |  | ore material | drill core, polished section | drill core | mineral separate | [5 empty] | mineralisation |  |  |  | chalcopyrite, sphalerite, galena | Cu mineralisation stage, Pb-Zn mineralisation stage | replacement, vein infill, stratabound | coarse-grained, medium-grained, fine-grained, stratabound, discordant veins, replacement, infill |  |  |  | pyrite, pyrrhotite, arsenopyrite, siderite, dolomite, calcite, quartz, chlorite, K-feldspar, biotite, apatite, freibergite, tetrahedrite, cobaltite | Resin blocks containing each sample were produced following standard procedures and used for Mineral Liberation Analysis (MLA) mapping and subsequent LA-ICP-MS analyses | LA-ICPMS, EMPA, SEM-EDS | NWR213 solid state 213 nm laser ablation system coupled with an Agilent 7900 quadrupole ICP-MS; Cameca SXFive Electron Microprobe; Quanta600 SEM | Adelaide Microscopy | Ablation was conducted in an atmosphere of He (0.6 L/min) that was mixed with Ar (0.88 L/min) upon leaving the ablation cell; 70 µm diameter spot size with a 25:2 standard sample bracketing approach (2 standards analysed twice every 25 unknowns); MLA maps were acquired using the raster mode with an X-ray spectra collected every 4 µm | STDGL3 (CODES, University of Tasmania; Danyushevsky et al., 2011); GSD-1G | 7.199 |  | 6.4982 | [11 empty] | 0.091739 | [5 empty] | 2228.49 | [11 empty] | 294.3289 | [9 empty] | 63707.5467 |  | 0.13251 |  |  |  | 0.43321 | [7 empty] | 109.9592 | [13 empty] | 26.7572 | [9 empty] | 0.5224 | [5 empty] | 12.6141 | [15 empty] | 345167.4879 |  | 3.7078 | [9 empty] | 1.8475 | [13 empty] | 2.0896 | [13 empty] | 603653.5076 |  |  |  |  | 2020 | Cave, B., et al. (2020), Ore Geology Reviews 124, 103647 |  | AUS | Queensland
| Mount Isa Copper Operations, Black Star Mine | No. 5 and No. 9 Pb-Zn orebodies, 650 Cu orebody, 1100 Cu orebody, 3000 Cu orebody | Seafloor hydrothermal | Sedimentary Exhalative (SEDEX) | SEDEX zinc-lead-copper | Cu, Pb, Zn | Ag | Cu, Pb, Zn, Ag | Cave et al., 2020 |  | 503-201208592sph1-6.d | 503-201208592sph1-6.d-1 | underground mine, open pit |  |  |  |  | ore material | drill core, polished section | drill core | mineral separate | [5 empty] | mineralisation |  |  |  | chalcopyrite, sphalerite, galena | Cu mineralisation stage, Pb-Zn mineralisation stage | replacement, vein infill, stratabound | coarse-grained, medium-grained, fine-grained, stratabound, discordant veins, replacement, infill |  |  |  | pyrite, pyrrhotite, arsenopyrite, siderite, dolomite, calcite, quartz, chlorite, K-feldspar, biotite, apatite, freibergite, tetrahedrite, cobaltite | Resin blocks containing each sample were produced following standard procedures and used for Mineral Liberation Analysis (MLA) mapping and subsequent LA-ICP-MS analyses | LA-ICPMS, EMPA, SEM-EDS | NWR213 solid state 213 nm laser ablation system coupled with an Agilent 7900 quadrupole ICP-MS; Cameca SXFive Electron Microprobe; Quanta600 SEM | Adelaide Microscopy | Ablation was conducted in an atmosphere of He (0.6 L/min) that was mixed with Ar (0.88 L/min) upon leaving the ablation cell; 70 µm diameter spot size with a 25:2 standard sample bracketing approach (2 standards analysed twice every 25 unknowns); MLA maps were acquired using the raster mode with an X-ray spectra collected every 4 µm | STDGL3 (CODES, University of Tasmania; Danyushevsky et al., 2011); GSD-1G | 28.5874 |  | 4.2759 | [11 empty] | 0.048867 | [5 empty] | 2449.4734 | [5 empty] | 0.13683 | [5 empty] | 362.8397 | [9 empty] | 61084.124 |  | 0.30298 |  |  |  | 0.39094 | [7 empty] | 18.7406 | [13 empty] | 52.1658 | [9 empty] | 0.20769 | [5 empty] | 2431.1481 | [15 empty] | 333274.9803 |  | 31.1529 | [9 empty] | 0.37628 | [7 empty] | 0.39094 | [5 empty] | 0.5632 | [13 empty] | 606424.3875 |  |  |  |  | 2020 | Cave, B., et al. (2020), Ore Geology Reviews 124, 103647 |  | AUS | Queensland
| Mount Isa Copper Operations, Black Star Mine | No. 5 and No. 9 Pb-Zn orebodies, 650 Cu orebody, 1100 Cu orebody, 3000 Cu orebody | Seafloor hydrothermal | Sedimentary Exhalative (SEDEX) | SEDEX zinc-lead-copper | Cu, Pb, Zn | Ag | Cu, Pb, Zn, Ag | Cave et al., 2020 |  | 510-201208592sph1-13.d | 510-201208592sph1-13.d-1 | underground mine, open pit |  |  |  |  | ore material | drill core, polished section | drill core | mineral separate | [5 empty] | mineralisation |  |  |  | chalcopyrite, sphalerite, galena | Cu mineralisation stage, Pb-Zn mineralisation stage | replacement, vein infill, stratabound | coarse-grained, medium-grained, fine-grained, stratabound, discordant veins, replacement, infill |  |  |  | pyrite, pyrrhotite, arsenopyrite, siderite, dolomite, calcite, quartz, chlorite, K-feldspar, biotite, apatite, freibergite, tetrahedrite, cobaltite | Resin blocks containing each sample were produced following standard procedures and used for Mineral Liberation Analysis (MLA) mapping and subsequent LA-ICP-MS analyses | LA-ICPMS, EMPA, SEM-EDS | NWR213 solid state 213 nm laser ablation system coupled with an Agilent 7900 quadrupole ICP-MS; Cameca SXFive Electron Microprobe; Quanta600 SEM | Adelaide Microscopy | Ablation was conducted in an atmosphere of He (0.6 L/min) that was mixed with Ar (0.88 L/min) upon leaving the ablation cell; 70 µm diameter spot size with a 25:2 standard sample bracketing approach (2 standards analysed twice every 25 unknowns); MLA maps were acquired using the raster mode with an X-ray spectra collected every 4 µm | STDGL3 (CODES, University of Tasmania; Danyushevsky et al., 2011); GSD-1G | 28.4504 |  | 230.7113 |  | 0.57379 | [9 empty] | 0.040643 | [5 empty] | 2303.5271 | [5 empty] | 0.22234 | [5 empty] | 302.4351 | [9 empty] | 59769.7731 |  | 0.47935 |  |  |  | 0.65747 | [7 empty] | 18.5167 | [13 empty] | 47.5767 | [15 empty] | 872.6387 | [15 empty] | 338177.376 |  | 33.1125 | [9 empty] | 0.54988 | [13 empty] | 0.84156 | [13 empty] | 607812.6154 |  |  |  |  | 2020 | Cave, B., et al. (2020), Ore Geology Reviews 124, 103647 |  | AUS | Queensland
| Mount Isa Copper Operations, Black Star Mine | No. 5 and No. 9 Pb-Zn orebodies, 650 Cu orebody, 1100 Cu orebody, 3000 Cu orebody | Seafloor hydrothermal | Sedimentary Exhalative (SEDEX) | SEDEX zinc-lead-copper | Cu, Pb, Zn | Ag | Cu, Pb, Zn, Ag | Cave et al., 2020 |  | 523-201208592sph1-22.d | 523-201208592sph1-22.d-1 | underground mine, open pit |  |  |  |  | ore material | drill core, polished section | drill core | mineral separate | [5 empty] | mineralisation |  |  |  | chalcopyrite, sphalerite, galena | Cu mineralisation stage, Pb-Zn mineralisation stage | replacement, vein infill, stratabound | coarse-grained, medium-grained, fine-grained, stratabound, discordant veins, replacement, infill |  |  |  | pyrite, pyrrhotite, arsenopyrite, siderite, dolomite, calcite, quartz, chlorite, K-feldspar, biotite, apatite, freibergite, tetrahedrite, cobaltite | Resin blocks containing each sample were produced following standard procedures and used for Mineral Liberation Analysis (MLA) mapping and subsequent LA-ICP-MS analyses | LA-ICPMS, EMPA, SEM-EDS | NWR213 solid state 213 nm laser ablation system coupled with an Agilent 7900 quadrupole ICP-MS; Cameca SXFive Electron Microprobe; Quanta600 SEM | Adelaide Microscopy | Ablation was conducted in an atmosphere of He (0.6 L/min) that was mixed with Ar (0.88 L/min) upon leaving the ablation cell; 70 µm diameter spot size with a 25:2 standard sample bracketing approach (2 standards analysed twice every 25 unknowns); MLA maps were acquired using the raster mode with an X-ray spectra collected every 4 µm | STDGL3 (CODES, University of Tasmania; Danyushevsky et al., 2011); GSD-1G | 37.9523 |  | 1320.9822 |  | 42.0043 | [9 empty] | 0.080149 | [5 empty] | 2388.1576 | [5 empty] | 15.2878 | [5 empty] | 991.4787 | [9 empty] | 74212.4804 |  | 1.1132 |  |  |  | 1.2913 | [7 empty] | 19.3546 | [13 empty] | 65.0101 | [9 empty] | 1.5585 | [5 empty] | 3962.9465 | [15 empty] | 343603.7844 |  | 61.2995 |  |  |  | 3.4138 | [5 empty] | 0.58331 | [7 empty] | 0.29685 | [5 empty] | 20.4826 | [13 empty] | 592558.113 |  |  |  |  | 2020 | Cave, B., et al. (2020), Ore Geology Reviews 124, 103647 |  | AUS | Queensland
| Mount Isa Copper Operations, Black Star Mine | No. 5 and No. 9 Pb-Zn orebodies, 650 Cu orebody, 1100 Cu orebody, 3000 Cu orebody | Seafloor hydrothermal | Sedimentary Exhalative (SEDEX) | SEDEX zinc-lead-copper | Cu, Pb, Zn | Ag | Cu, Pb, Zn, Ag | Cave et al., 2020 |  | 524-201208592sph1-23.d | 524-201208592sph1-23.d-1 | underground mine, open pit |  |  |  |  | ore material | drill core, polished section | drill core | mineral separate | [5 empty] | mineralisation |  |  |  | chalcopyrite, sphalerite, galena | Cu mineralisation stage, Pb-Zn mineralisation stage | replacement, vein infill, stratabound | coarse-grained, medium-grained, fine-grained, stratabound, discordant veins, replacement, infill |  |  |  | pyrite, pyrrhotite, arsenopyrite, siderite, dolomite, calcite, quartz, chlorite, K-feldspar, biotite, apatite, freibergite, tetrahedrite, cobaltite | Resin blocks containing each sample were produced following standard procedures and used for Mineral Liberation Analysis (MLA) mapping and subsequent LA-ICP-MS analyses | LA-ICPMS, EMPA, SEM-EDS | NWR213 solid state 213 nm laser ablation system coupled with an Agilent 7900 quadrupole ICP-MS; Cameca SXFive Electron Microprobe; Quanta600 SEM | Adelaide Microscopy | Ablation was conducted in an atmosphere of He (0.6 L/min) that was mixed with Ar (0.88 L/min) upon leaving the ablation cell; 70 µm diameter spot size with a 25:2 standard sample bracketing approach (2 standards analysed twice every 25 unknowns); MLA maps were acquired using the raster mode with an X-ray spectra collected every 4 µm | STDGL3 (CODES, University of Tasmania; Danyushevsky et al., 2011); GSD-1G | 33.5108 |  | 976.9172 |  | 12.7256 | [9 empty] | 0.077125 | [5 empty] | 2392.1618 | [5 empty] | 5.3988 | [5 empty] | 1028.3339 | [9 empty] | 64270.8704 |  | 1.1055 |  |  |  | 1.2597 | [7 empty] | 19.0113 | [13 empty] | 54.3732 | [9 empty] | 1.2597 | [5 empty] | 5077.3988 | [15 empty] | 338578.9451 |  | 51.5452 |  |  |  | 2.3138 | [5 empty] | 0.72498 | [13 empty] | 5.6173 | [13 empty] | 603058.5206 |  |  |  |  | 2020 | Cave, B., et al. (2020), Ore Geology Reviews 124, 103647 |  | AUS | Queensland
| Mount Isa Copper Operations, Black Star Mine | No. 5 and No. 9 Pb-Zn orebodies, 650 Cu orebody, 1100 Cu orebody, 3000 Cu orebody | Seafloor hydrothermal | Sedimentary Exhalative (SEDEX) | SEDEX zinc-lead-copper | Cu, Pb, Zn | Ag | Cu, Pb, Zn, Ag | Cave et al., 2020 |  | 526-201208592sph1-25.d | 526-201208592sph1-25.d-1 | underground mine, open pit |  |  |  |  | ore material | drill core, polished section | drill core | mineral separate | [5 empty] | mineralisation |  |  |  | chalcopyrite, sphalerite, galena | Cu mineralisation stage, Pb-Zn mineralisation stage | replacement, vein infill, stratabound | coarse-grained, medium-grained, fine-grained, stratabound, discordant veins, replacement, infill |  |  |  | pyrite, pyrrhotite, arsenopyrite, siderite, dolomite, calcite, quartz, chlorite, K-feldspar, biotite, apatite, freibergite, tetrahedrite, cobaltite | Resin blocks containing each sample were produced following standard procedures and used for Mineral Liberation Analysis (MLA) mapping and subsequent LA-ICP-MS analyses | LA-ICPMS, EMPA, SEM-EDS | NWR213 solid state 213 nm laser ablation system coupled with an Agilent 7900 quadrupole ICP-MS; Cameca SXFive Electron Microprobe; Quanta600 SEM | Adelaide Microscopy | Ablation was conducted in an atmosphere of He (0.6 L/min) that was mixed with Ar (0.88 L/min) upon leaving the ablation cell; 70 µm diameter spot size with a 25:2 standard sample bracketing approach (2 standards analysed twice every 25 unknowns); MLA maps were acquired using the raster mode with an X-ray spectra collected every 4 µm | STDGL3 (CODES, University of Tasmania; Danyushevsky et al., 2011); GSD-1G | 33.3952 |  | 754.2055 |  | 2.8685 | [9 empty] | 0.10386 | [5 empty] | 2403.5665 | [5 empty] | 1.6939 | [5 empty] | 637.9837 | [9 empty] | 61820.1257 |  | 0.32765 |  |  |  | 0.51929 | [7 empty] | 17.8042 | [13 empty] | 44.5599 | [9 empty] | 0.29426 | [5 empty] | 4698.3296 | [15 empty] | 336425.1243 |  | 42.4086 |  |  |  | 2.8437 | [5 empty] | 0.44881 | [13 empty] | 3.1281 | [13 empty] | 605647.0166 |  |  |  |  | 2020 | Cave, B., et al. (2020), Ore Geology Reviews 124, 103647 |  | AUS | Queensland
| Mount Isa Copper Operations, Black Star Mine | No. 5 and No. 9 Pb-Zn orebodies, 650 Cu orebody, 1100 Cu orebody, 3000 Cu orebody | Seafloor hydrothermal | Sedimentary Exhalative (SEDEX) | SEDEX zinc-lead-copper | Cu, Pb, Zn | Ag | Cu, Pb, Zn, Ag | Cave et al., 2020 |  | 527-201208592sph6-1.d | 527-201208592sph6-1.d-1 | underground mine, open pit |  |  |  |  | ore material | drill core, polished section | drill core | mineral separate | [5 empty] | mineralisation |  |  |  | chalcopyrite, sphalerite, galena | Cu mineralisation stage, Pb-Zn mineralisation stage | replacement, vein infill, stratabound | coarse-grained, medium-grained, fine-grained, stratabound, discordant veins, replacement, infill |  |  |  | pyrite, pyrrhotite, arsenopyrite, siderite, dolomite, calcite, quartz, chlorite, K-feldspar, biotite, apatite, freibergite, tetrahedrite, cobaltite | Resin blocks containing each sample were produced following standard procedures and used for Mineral Liberation Analysis (MLA) mapping and subsequent LA-ICP-MS analyses | LA-ICPMS, EMPA, SEM-EDS | NWR213 solid state 213 nm laser ablation system coupled with an Agilent 7900 quadrupole ICP-MS; Cameca SXFive Electron Microprobe; Quanta600 SEM | Adelaide Microscopy | Ablation was conducted in an atmosphere of He (0.6 L/min) that was mixed with Ar (0.88 L/min) upon leaving the ablation cell; 70 µm diameter spot size with a 25:2 standard sample bracketing approach (2 standards analysed twice every 25 unknowns); MLA maps were acquired using the raster mode with an X-ray spectra collected every 4 µm | STDGL3 (CODES, University of Tasmania; Danyushevsky et al., 2011); GSD-1G | 16.1833 | [19 empty] | 2282.3044 | [5 empty] | 13.4915 | [5 empty] | 31159.4097 | [9 empty] | 81569.1354 |  | 0.15335 |  |  |  | 0.70149 | [7 empty] | 41.9265 | [13 empty] | 27.7335 | [9 empty] | 0.4731 | [5 empty] | 38.3375 | [15 empty] | 357272.8132 |  | 24.9602 | [9 empty] | 1.1257 | [13 empty] | 0.85648 | [13 empty] | 584787.9555 |  |  |  |  | 2020 | Cave, B., et al. (2020), Ore Geology Reviews 124, 103647 |  | AUS | Queensland
| Mount Isa Copper Operations, Black Star Mine | No. 5 and No. 9 Pb-Zn orebodies, 650 Cu orebody, 1100 Cu orebody, 3000 Cu orebody | Seafloor hydrothermal | Sedimentary Exhalative (SEDEX) | SEDEX zinc-lead-copper | Cu, Pb, Zn | Ag | Cu, Pb, Zn, Ag | Cave et al., 2020 |  | 528-201208592sph6-2.d | 528-201208592sph6-2.d-1 | underground mine, open pit |  |  |  |  | ore material | drill core, polished section | drill core | mineral separate | [5 empty] | mineralisation |  |  |  | chalcopyrite, sphalerite, galena | Cu mineralisation stage, Pb-Zn mineralisation stage | replacement, vein infill, stratabound | coarse-grained, medium-grained, fine-grained, stratabound, discordant veins, replacement, infill |  |  |  | pyrite, pyrrhotite, arsenopyrite, siderite, dolomite, calcite, quartz, chlorite, K-feldspar, biotite, apatite, freibergite, tetrahedrite, cobaltite | Resin blocks containing each sample were produced following standard procedures and used for Mineral Liberation Analysis (MLA) mapping and subsequent LA-ICP-MS analyses | LA-ICPMS, EMPA, SEM-EDS | NWR213 solid state 213 nm laser ablation system coupled with an Agilent 7900 quadrupole ICP-MS; Cameca SXFive Electron Microprobe; Quanta600 SEM | Adelaide Microscopy | Ablation was conducted in an atmosphere of He (0.6 L/min) that was mixed with Ar (0.88 L/min) upon leaving the ablation cell; 70 µm diameter spot size with a 25:2 standard sample bracketing approach (2 standards analysed twice every 25 unknowns); MLA maps were acquired using the raster mode with an X-ray spectra collected every 4 µm | STDGL3 (CODES, University of Tasmania; Danyushevsky et al., 2011); GSD-1G | 11.1114 |  |  |  | 0.56717 | [15 empty] | 2210.6809 | [5 empty] | 15.4554 | [5 empty] | 1894.8694 | [9 empty] | 64451.3389 |  | 0.20882 |  |  |  | 0.54139 | [7 empty] | 45.2835 | [13 empty] | 36.0928 | [15 empty] | 5.0788 | [15 empty] | 343912.3443 |  | 3.8155 | [9 empty] | 0.33386 | [13 empty] | 0.047694 | [13 empty] | 602867.9083 |  |  |  |  | 2020 | Cave, B., et al. (2020), Ore Geology Reviews 124, 103647 |  | AUS | Queensland
| Mount Isa Copper Operations, Black Star Mine | No. 5 and No. 9 Pb-Zn orebodies, 650 Cu orebody, 1100 Cu orebody, 3000 Cu orebody | Seafloor hydrothermal | Sedimentary Exhalative (SEDEX) | SEDEX zinc-lead-copper | Cu, Pb, Zn | Ag | Cu, Pb, Zn, Ag | Cave et al., 2020 |  | 529-201208592sph6-3.d | 529-201208592sph6-3.d-1 | underground mine, open pit |  |  |  |  | ore material | drill core, polished section | drill core | mineral separate | [5 empty] | mineralisation |  |  |  | chalcopyrite, sphalerite, galena | Cu mineralisation stage, Pb-Zn mineralisation stage | replacement, vein infill, stratabound | coarse-grained, medium-grained, fine-grained, stratabound, discordant veins, replacement, infill |  |  |  | pyrite, pyrrhotite, arsenopyrite, siderite, dolomite, calcite, quartz, chlorite, K-feldspar, biotite, apatite, freibergite, tetrahedrite, cobaltite | Resin blocks containing each sample were produced following standard procedures and used for Mineral Liberation Analysis (MLA) mapping and subsequent LA-ICP-MS analyses | LA-ICPMS, EMPA, SEM-EDS | NWR213 solid state 213 nm laser ablation system coupled with an Agilent 7900 quadrupole ICP-MS; Cameca SXFive Electron Microprobe; Quanta600 SEM | Adelaide Microscopy | Ablation was conducted in an atmosphere of He (0.6 L/min) that was mixed with Ar (0.88 L/min) upon leaving the ablation cell; 70 µm diameter spot size with a 25:2 standard sample bracketing approach (2 standards analysed twice every 25 unknowns); MLA maps were acquired using the raster mode with an X-ray spectra collected every 4 µm | STDGL3 (CODES, University of Tasmania; Danyushevsky et al., 2011); GSD-1G | 4.0771 |  |  |  | 0.59848 | [15 empty] | 2024.8524 | [5 empty] | 16.5205 | [5 empty] | 84.9091 | [9 empty] | 62341.5137 |  | 0.16334 |  |  |  | 0.83538 | [7 empty] | 45.3472 | [13 empty] | 36.4074 | [9 empty] | 0.36158 | [5 empty] | 14.4632 | [15 empty] | 345371.9856 |  | 2.5061 | [9 empty] | 0.12094 | [13 empty] | 0.1783 | [13 empty] | 605096.3225 |  |  |  |  | 2020 | Cave, B., et al. (2020), Ore Geology Reviews 124, 103647 |  | AUS | Queensland
| Mount Isa Copper Operations, Black Star Mine | No. 5 and No. 9 Pb-Zn orebodies, 650 Cu orebody, 1100 Cu orebody, 3000 Cu orebody | Seafloor hydrothermal | Sedimentary Exhalative (SEDEX) | SEDEX zinc-lead-copper | Cu, Pb, Zn | Ag | Cu, Pb, Zn, Ag | Cave et al., 2020 |  | 533-201208592sph6-7.d | 533-201208592sph6-7.d-1 | underground mine, open pit |  |  |  |  | ore material | drill core, polished section | drill core | mineral separate | [5 empty] | mineralisation |  |  |  | chalcopyrite, sphalerite, galena | Cu mineralisation stage, Pb-Zn mineralisation stage | replacement, vein infill, stratabound | coarse-grained, medium-grained, fine-grained, stratabound, discordant veins, replacement, infill |  |  |  | pyrite, pyrrhotite, arsenopyrite, siderite, dolomite, calcite, quartz, chlorite, K-feldspar, biotite, apatite, freibergite, tetrahedrite, cobaltite | Resin blocks containing each sample were produced following standard procedures and used for Mineral Liberation Analysis (MLA) mapping and subsequent LA-ICP-MS analyses | LA-ICPMS, EMPA, SEM-EDS | NWR213 solid state 213 nm laser ablation system coupled with an Agilent 7900 quadrupole ICP-MS; Cameca SXFive Electron Microprobe; Quanta600 SEM | Adelaide Microscopy | Ablation was conducted in an atmosphere of He (0.6 L/min) that was mixed with Ar (0.88 L/min) upon leaving the ablation cell; 70 µm diameter spot size with a 25:2 standard sample bracketing approach (2 standards analysed twice every 25 unknowns); MLA maps were acquired using the raster mode with an X-ray spectra collected every 4 µm | STDGL3 (CODES, University of Tasmania; Danyushevsky et al., 2011); GSD-1G | 5.0829 |  | 20.5958 | [17 empty] | 2129.5552 | [5 empty] | 14.9716 | [5 empty] | 2468.8582 | [9 empty] | 66012.25 |  | 0.24028 |  |  |  | 0.47529 | [7 empty] | 43.0136 | [13 empty] | 36.7028 | [9 empty] | 0.21124 | [5 empty] | 165.0306 | [15 empty] | 340359.161 |  | 8.1591 | [9 empty] | 0.35251 | [13 empty] | 0.34326 | [13 empty] | 601219.2616 |  |  |  |  | 2020 | Cave, B., et al. (2020), Ore Geology Reviews 124, 103647 |  | AUS | Queensland
| Mount Isa Copper Operations, Black Star Mine | No. 5 and No. 9 Pb-Zn orebodies, 650 Cu orebody, 1100 Cu orebody, 3000 Cu orebody | Seafloor hydrothermal | Sedimentary Exhalative (SEDEX) | SEDEX zinc-lead-copper | Cu, Pb, Zn | Ag | Cu, Pb, Zn, Ag | Cave et al., 2020 |  | 553-201208592sph6-22.d | 553-201208592sph6-22.d-1 | underground mine, open pit |  |  |  |  | ore material | drill core, polished section | drill core | mineral separate | [5 empty] | mineralisation |  |  |  | chalcopyrite, sphalerite, galena | Cu mineralisation stage, Pb-Zn mineralisation stage | replacement, vein infill, stratabound | coarse-grained, medium-grained, fine-grained, stratabound, discordant veins, replacement, infill |  |  |  | pyrite, pyrrhotite, arsenopyrite, siderite, dolomite, calcite, quartz, chlorite, K-feldspar, biotite, apatite, freibergite, tetrahedrite, cobaltite | Resin blocks containing each sample were produced following standard procedures and used for Mineral Liberation Analysis (MLA) mapping and subsequent LA-ICP-MS analyses | LA-ICPMS, EMPA, SEM-EDS | NWR213 solid state 213 nm laser ablation system coupled with an Agilent 7900 quadrupole ICP-MS; Cameca SXFive Electron Microprobe; Quanta600 SEM | Adelaide Microscopy | Ablation was conducted in an atmosphere of He (0.6 L/min) that was mixed with Ar (0.88 L/min) upon leaving the ablation cell; 70 µm diameter spot size with a 25:2 standard sample bracketing approach (2 standards analysed twice every 25 unknowns); MLA maps were acquired using the raster mode with an X-ray spectra collected every 4 µm | STDGL3 (CODES, University of Tasmania; Danyushevsky et al., 2011); GSD-1G | 16.2654 |  | 6735.1118 | [17 empty] | 1794.543 | [5 empty] | 14.9273 | [5 empty] | 1204.2915 | [9 empty] | 74338.9818 |  | 3.7616 |  |  |  | 3.6575 | [7 empty] | 43.2504 | [13 empty] | 49.9558 | [9 empty] | 0.53524 | [5 empty] | 579.8441 | [15 empty] | 348203.7908 |  | 22.8964 | [9 empty] | 0.57092 | [13 empty] | 1.86 | [13 empty] | 592424.5013 |  |  |  |  | 2020 | Cave, B., et al. (2020), Ore Geology Reviews 124, 103647 |  | AUS | Queensland
| Mount Isa Copper Operations, Black Star Mine | No. 5 and No. 9 Pb-Zn orebodies, 650 Cu orebody, 1100 Cu orebody, 3000 Cu orebody | Seafloor hydrothermal | Sedimentary Exhalative (SEDEX) | SEDEX zinc-lead-copper | Cu, Pb, Zn | Ag | Cu, Pb, Zn, Ag | Cave et al., 2020 |  | 557-201208592sph6-26.d | 557-201208592sph6-26.d-1 | underground mine, open pit |  |  |  |  | ore material | drill core, polished section | drill core | mineral separate | [5 empty] | mineralisation |  |  |  | chalcopyrite, sphalerite, galena | Cu mineralisation stage, Pb-Zn mineralisation stage | replacement, vein infill, stratabound | coarse-grained, medium-grained, fine-grained, stratabound, discordant veins, replacement, infill |  |  |  | pyrite, pyrrhotite, arsenopyrite, siderite, dolomite, calcite, quartz, chlorite, K-feldspar, biotite, apatite, freibergite, tetrahedrite, cobaltite | Resin blocks containing each sample were produced following standard procedures and used for Mineral Liberation Analysis (MLA) mapping and subsequent LA-ICP-MS analyses | LA-ICPMS, EMPA, SEM-EDS | NWR213 solid state 213 nm laser ablation system coupled with an Agilent 7900 quadrupole ICP-MS; Cameca SXFive Electron Microprobe; Quanta600 SEM | Adelaide Microscopy | Ablation was conducted in an atmosphere of He (0.6 L/min) that was mixed with Ar (0.88 L/min) upon leaving the ablation cell; 70 µm diameter spot size with a 25:2 standard sample bracketing approach (2 standards analysed twice every 25 unknowns); MLA maps were acquired using the raster mode with an X-ray spectra collected every 4 µm | STDGL3 (CODES, University of Tasmania; Danyushevsky et al., 2011); GSD-1G | 5.4853 |  | 13.5885 | [17 empty] | 2128.0351 | [5 empty] | 4.9617 | [5 empty] | 735.5247 | [9 empty] | 62332.6033 |  | 0.20694 |  |  |  | 0.44879 | [7 empty] | 48.6942 | [13 empty] | 46.1261 | [9 empty] | 0.54853 | [5 empty] | 17.8271 | [15 empty] | 347566.5961 |  | 6.7693 |  |  |  | 4.6126 | [5 empty] | 0.79786 | [13 empty] | 0.11594 | [13 empty] | 605105.7337 |  |  |  |  | 2020 | Cave, B., et al. (2020), Ore Geology Reviews 124, 103647 |  | AUS | Queensland
| Mount Isa Copper Operations, Black Star Mine | No. 5 and No. 9 Pb-Zn orebodies, 650 Cu orebody, 1100 Cu orebody, 3000 Cu orebody | Seafloor hydrothermal | Sedimentary Exhalative (SEDEX) | SEDEX zinc-lead-copper | Cu, Pb, Zn | Ag | Cu, Pb, Zn, Ag | Cave et al., 2020 |  | 558-201208592sph6-27.d | 558-201208592sph6-27.d-1 | underground mine, open pit |  |  |  |  | ore material | drill core, polished section | drill core | mineral separate | [5 empty] | mineralisation |  |  |  | chalcopyrite, sphalerite, galena | Cu mineralisation stage, Pb-Zn mineralisation stage | replacement, vein infill, stratabound | coarse-grained, medium-grained, fine-grained, stratabound, discordant veins, replacement, infill |  |  |  | pyrite, pyrrhotite, arsenopyrite, siderite, dolomite, calcite, quartz, chlorite, K-feldspar, biotite, apatite, freibergite, tetrahedrite, cobaltite | Resin blocks containing each sample were produced following standard procedures and used for Mineral Liberation Analysis (MLA) mapping and subsequent LA-ICP-MS analyses | LA-ICPMS, EMPA, SEM-EDS | NWR213 solid state 213 nm laser ablation system coupled with an Agilent 7900 quadrupole ICP-MS; Cameca SXFive Electron Microprobe; Quanta600 SEM | Adelaide Microscopy | Ablation was conducted in an atmosphere of He (0.6 L/min) that was mixed with Ar (0.88 L/min) upon leaving the ablation cell; 70 µm diameter spot size with a 25:2 standard sample bracketing approach (2 standards analysed twice every 25 unknowns); MLA maps were acquired using the raster mode with an X-ray spectra collected every 4 µm | STDGL3 (CODES, University of Tasmania; Danyushevsky et al., 2011); GSD-1G | 5.7919 |  | 9046.8876 | [17 empty] | 1766.2971 | [5 empty] | 5.5526 | [5 empty] | 4786.713 | [9 empty] | 79778.5504 |  | 5.3452 |  |  |  | 4.9622 | [7 empty] | 48.3458 | [13 empty] | 106.1055 | [9 empty] | 0.67014 | [5 empty] | 82.9697 | [15 empty] | 346877.137 |  | 8.8873 | [9 empty] | 0.5058 | [13 empty] | 1.2765 | [13 empty] | 586679.1857 |  |  |  |  | 2020 | Cave, B., et al. (2020), Ore Geology Reviews 124, 103647 |  | AUS | Queensland
| Mount Isa Copper Operations, Black Star Mine | No. 5 and No. 9 Pb-Zn orebodies, 650 Cu orebody, 1100 Cu orebody, 3000 Cu orebody | Seafloor hydrothermal | Sedimentary Exhalative (SEDEX) | SEDEX zinc-lead-copper | Cu, Pb, Zn | Ag | Cu, Pb, Zn, Ag | Cave et al., 2020 |  | 562-201208592sph6-31.d | 562-201208592sph6-31.d-1 | underground mine, open pit |  |  |  |  | ore material | drill core, polished section | drill core | mineral separate | [5 empty] | mineralisation |  |  |  | chalcopyrite, sphalerite, galena | Cu mineralisation stage, Pb-Zn mineralisation stage | replacement, vein infill, stratabound | coarse-grained, medium-grained, fine-grained, stratabound, discordant veins, replacement, infill |  |  |  | pyrite, pyrrhotite, arsenopyrite, siderite, dolomite, calcite, quartz, chlorite, K-feldspar, biotite, apatite, freibergite, tetrahedrite, cobaltite | Resin blocks containing each sample were produced following standard procedures and used for Mineral Liberation Analysis (MLA) mapping and subsequent LA-ICP-MS analyses | LA-ICPMS, EMPA, SEM-EDS | NWR213 solid state 213 nm laser ablation system coupled with an Agilent 7900 quadrupole ICP-MS; Cameca SXFive Electron Microprobe; Quanta600 SEM | Adelaide Microscopy | Ablation was conducted in an atmosphere of He (0.6 L/min) that was mixed with Ar (0.88 L/min) upon leaving the ablation cell; 70 µm diameter spot size with a 25:2 standard sample bracketing approach (2 standards analysed twice every 25 unknowns); MLA maps were acquired using the raster mode with an X-ray spectra collected every 4 µm | STDGL3 (CODES, University of Tasmania; Danyushevsky et al., 2011); GSD-1G | 2.7062 |  | 7.4315 | [17 empty] | 2082.2218 | [5 empty] | 6.7164 | [5 empty] | 35.8955 | [9 empty] | 70108.4777 |  | 1.5424 |  |  |  | 0.42065 | [7 empty] | 47.6457 | [13 empty] | 67.7248 | [9 empty] | 0.5188 | [5 empty] | 20.8923 | [15 empty] | 343391.3238 |  | 1.8228 | [9 empty] | 0.88337 | [7 empty] | 1.0937 | [5 empty] | 0.093945 | [13 empty] | 596892.7933 |  |  |  |  | 2020 | Cave, B., et al. (2020), Ore Geology Reviews 124, 103647 |  | AUS | Queensland
| Mount Isa Copper Operations, Black Star Mine | No. 5 and No. 9 Pb-Zn orebodies, 650 Cu orebody, 1100 Cu orebody, 3000 Cu orebody | Seafloor hydrothermal | Sedimentary Exhalative (SEDEX) | SEDEX zinc-lead-copper | Cu, Pb, Zn | Ag | Cu, Pb, Zn, Ag | Cave et al., 2020 |  | 563-201208592sph6-32.d | 563-201208592sph6-32.d-1 | underground mine, open pit |  |  |  |  | ore material | drill core, polished section | drill core | mineral separate | [5 empty] | mineralisation |  |  |  | chalcopyrite, sphalerite, galena | Cu mineralisation stage, Pb-Zn mineralisation stage | replacement, vein infill, stratabound | coarse-grained, medium-grained, fine-grained, stratabound, discordant veins, replacement, infill |  |  |  | pyrite, pyrrhotite, arsenopyrite, siderite, dolomite, calcite, quartz, chlorite, K-feldspar, biotite, apatite, freibergite, tetrahedrite, cobaltite | Resin blocks containing each sample were produced following standard procedures and used for Mineral Liberation Analysis (MLA) mapping and subsequent LA-ICP-MS analyses | LA-ICPMS, EMPA, SEM-EDS | NWR213 solid state 213 nm laser ablation system coupled with an Agilent 7900 quadrupole ICP-MS; Cameca SXFive Electron Microprobe; Quanta600 SEM | Adelaide Microscopy | Ablation was conducted in an atmosphere of He (0.6 L/min) that was mixed with Ar (0.88 L/min) upon leaving the ablation cell; 70 µm diameter spot size with a 25:2 standard sample bracketing approach (2 standards analysed twice every 25 unknowns); MLA maps were acquired using the raster mode with an X-ray spectra collected every 4 µm | STDGL3 (CODES, University of Tasmania; Danyushevsky et al., 2011); GSD-1G | 21.7977 |  | 823.968 | [17 empty] | 2033.7029 | [5 empty] | 4.1823 | [5 empty] | 6529.3225 | [9 empty] | 62421.8215 |  | 0.35081 |  |  |  | 0.54931 | [7 empty] | 49.4381 | [13 empty] | 38.2022 | [9 empty] | 0.36205 | [5 empty] | 31.96 | [15 empty] | 353432.3534 |  | 22.8464 | [9 empty] | 0.49938 | [13 empty] | 1.7853 | [13 empty] | 605011.5007 |  |  |  |  | 2020 | Cave, B., et al. (2020), Ore Geology Reviews 124, 103647 |  | AUS | Queensland
| Mount Isa Copper Operations, Black Star Mine | No. 5 and No. 9 Pb-Zn orebodies, 650 Cu orebody, 1100 Cu orebody, 3000 Cu orebody | Seafloor hydrothermal | Sedimentary Exhalative (SEDEX) | SEDEX zinc-lead-copper | Cu, Pb, Zn | Ag | Cu, Pb, Zn, Ag | Cave et al., 2020 |  | 564-201208592sph6-33.d | 564-201208592sph6-33.d-1 | underground mine, open pit |  |  |  |  | ore material | drill core, polished section | drill core | mineral separate | [5 empty] | mineralisation |  |  |  | chalcopyrite, sphalerite, galena | Cu mineralisation stage, Pb-Zn mineralisation stage | replacement, vein infill, stratabound | coarse-grained, medium-grained, fine-grained, stratabound, discordant veins, replacement, infill |  |  |  | pyrite, pyrrhotite, arsenopyrite, siderite, dolomite, calcite, quartz, chlorite, K-feldspar, biotite, apatite, freibergite, tetrahedrite, cobaltite | Resin blocks containing each sample were produced following standard procedures and used for Mineral Liberation Analysis (MLA) mapping and subsequent LA-ICP-MS analyses | LA-ICPMS, EMPA, SEM-EDS | NWR213 solid state 213 nm laser ablation system coupled with an Agilent 7900 quadrupole ICP-MS; Cameca SXFive Electron Microprobe; Quanta600 SEM | Adelaide Microscopy | Ablation was conducted in an atmosphere of He (0.6 L/min) that was mixed with Ar (0.88 L/min) upon leaving the ablation cell; 70 µm diameter spot size with a 25:2 standard sample bracketing approach (2 standards analysed twice every 25 unknowns); MLA maps were acquired using the raster mode with an X-ray spectra collected every 4 µm | STDGL3 (CODES, University of Tasmania; Danyushevsky et al., 2011); GSD-1G | 15.0437 |  | 11399.3143 | [11 empty] | 0.07204 | [5 empty] | 1625.1439 | [5 empty] | 3.708 | [5 empty] | 328.4189 | [9 empty] | 105941.5828 |  | 6.0387 |  |  |  | 5.1488 | [7 empty] | 46.8262 | [13 empty] | 1091.1983 | [9 empty] | 0.99585 | [5 empty] | 273.3293 | [15 empty] | 345369.5598 |  | 29.8755 | [9 empty] | 1.9917 | [13 empty] | 2.0553 | [13 empty] | 559045.5829 |  |  |  |  | 2020 | Cave, B., et al. (2020), Ore Geology Reviews 124, 103647 |  | AUS | Queensland
| Mount Isa Copper Operations, Black Star Mine | No. 5 and No. 9 Pb-Zn orebodies, 650 Cu orebody, 1100 Cu orebody, 3000 Cu orebody | Seafloor hydrothermal | Sedimentary Exhalative (SEDEX) | SEDEX zinc-lead-copper | Cu, Pb, Zn | Ag | Cu, Pb, Zn, Ag | Cave et al., 2020 |  | 566-201208592sph6-35.d | 566-201208592sph6-35.d-1 | underground mine, open pit |  |  |  |  | ore material | drill core, polished section | drill core | mineral separate | [5 empty] | mineralisation |  |  |  | chalcopyrite, sphalerite, galena | Cu mineralisation stage, Pb-Zn mineralisation stage | replacement, vein infill, stratabound | coarse-grained, medium-grained, fine-grained, stratabound, discordant veins, replacement, infill |  |  |  | pyrite, pyrrhotite, arsenopyrite, siderite, dolomite, calcite, quartz, chlorite, K-feldspar, biotite, apatite, freibergite, tetrahedrite, cobaltite | Resin blocks containing each sample were produced following standard procedures and used for Mineral Liberation Analysis (MLA) mapping and subsequent LA-ICP-MS analyses | LA-ICPMS, EMPA, SEM-EDS | NWR213 solid state 213 nm laser ablation system coupled with an Agilent 7900 quadrupole ICP-MS; Cameca SXFive Electron Microprobe; Quanta600 SEM | Adelaide Microscopy | Ablation was conducted in an atmosphere of He (0.6 L/min) that was mixed with Ar (0.88 L/min) upon leaving the ablation cell; 70 µm diameter spot size with a 25:2 standard sample bracketing approach (2 standards analysed twice every 25 unknowns); MLA maps were acquired using the raster mode with an X-ray spectra collected every 4 µm | STDGL3 (CODES, University of Tasmania; Danyushevsky et al., 2011); GSD-1G | 4.2029 |  | 54.6139 | [17 empty] | 2114.5095 | [5 empty] | 3.8705 | [5 empty] | 103.2916 | [9 empty] | 59362.9842 |  | 0.29563 |  |  |  | 0.6055 | [7 empty] | 47.3835 | [13 empty] | 41.0792 | [15 empty] | 11.5164 | [15 empty] | 349173.0731 |  | 3.5024 | [9 empty] | 0.97355 | [13 empty] | 0.097355 | [13 empty] | 608242.269 |  |  |  |  | 2020 | Cave, B., et al. (2020), Ore Geology Reviews 124, 103647 |  | AUS | Queensland
| Mount Isa Copper Operations, Black Star Mine | No. 5 and No. 9 Pb-Zn orebodies, 650 Cu orebody, 1100 Cu orebody, 3000 Cu orebody | Seafloor hydrothermal | Sedimentary Exhalative (SEDEX) | SEDEX zinc-lead-copper | Cu, Pb, Zn | Ag | Cu, Pb, Zn, Ag | Cave et al., 2020 |  | 573-201208592sph4-3.d | 573-201208592sph4-3.d-1 | underground mine, open pit |  |  |  |  | ore material | drill core, polished section | drill core | mineral separate | [5 empty] | mineralisation |  |  |  | chalcopyrite, sphalerite, galena | Cu mineralisation stage, Pb-Zn mineralisation stage | replacement, vein infill, stratabound | coarse-grained, medium-grained, fine-grained, stratabound, discordant veins, replacement, infill |  |  |  | pyrite, pyrrhotite, arsenopyrite, siderite, dolomite, calcite, quartz, chlorite, K-feldspar, biotite, apatite, freibergite, tetrahedrite, cobaltite | Resin blocks containing each sample were produced following standard procedures and used for Mineral Liberation Analysis (MLA) mapping and subsequent LA-ICP-MS analyses | LA-ICPMS, EMPA, SEM-EDS | NWR213 solid state 213 nm laser ablation system coupled with an Agilent 7900 quadrupole ICP-MS; Cameca SXFive Electron Microprobe; Quanta600 SEM | Adelaide Microscopy | Ablation was conducted in an atmosphere of He (0.6 L/min) that was mixed with Ar (0.88 L/min) upon leaving the ablation cell; 70 µm diameter spot size with a 25:2 standard sample bracketing approach (2 standards analysed twice every 25 unknowns); MLA maps were acquired using the raster mode with an X-ray spectra collected every 4 µm | STDGL3 (CODES, University of Tasmania; Danyushevsky et al., 2011); GSD-1G | 15.8822 |  |  |  | 1.0509 | [15 empty] | 2711.1865 | [5 empty] | 27.6432 | [5 empty] | 826.5813 | [9 empty] | 59041.5183 |  | 0.31174 |  |  |  | 0.61403 | [7 empty] | 36.098 | [13 empty] | 39.0855 | [9 empty] | 0.33063 | [5 empty] | 93.2856 | [15 empty] | 347754.5427 |  | 22.0107 | [9 empty] | 0.38967 | [7 empty] | 1.1808 | [5 empty] | 0.95175 | [13 empty] | 608581.8039 |  |  |  |  | 2020 | Cave, B., et al. (2020), Ore Geology Reviews 124, 103647 |  | AUS | Queensland
| Mount Isa Copper Operations, Black Star Mine | No. 5 and No. 9 Pb-Zn orebodies, 650 Cu orebody, 1100 Cu orebody, 3000 Cu orebody | Seafloor hydrothermal | Sedimentary Exhalative (SEDEX) | SEDEX zinc-lead-copper | Cu, Pb, Zn | Ag | Cu, Pb, Zn, Ag | Cave et al., 2020 |  | 575-201208592sph4-5.d | 575-201208592sph4-5.d-1 | underground mine, open pit |  |  |  |  | ore material | drill core, polished section | drill core | mineral separate | [5 empty] | mineralisation |  |  |  | chalcopyrite, sphalerite, galena | Cu mineralisation stage, Pb-Zn mineralisation stage | replacement, vein infill, stratabound | coarse-grained, medium-grained, fine-grained, stratabound, discordant veins, replacement, infill |  |  |  | pyrite, pyrrhotite, arsenopyrite, siderite, dolomite, calcite, quartz, chlorite, K-feldspar, biotite, apatite, freibergite, tetrahedrite, cobaltite | Resin blocks containing each sample were produced following standard procedures and used for Mineral Liberation Analysis (MLA) mapping and subsequent LA-ICP-MS analyses | LA-ICPMS, EMPA, SEM-EDS | NWR213 solid state 213 nm laser ablation system coupled with an Agilent 7900 quadrupole ICP-MS; Cameca SXFive Electron Microprobe; Quanta600 SEM | Adelaide Microscopy | Ablation was conducted in an atmosphere of He (0.6 L/min) that was mixed with Ar (0.88 L/min) upon leaving the ablation cell; 70 µm diameter spot size with a 25:2 standard sample bracketing approach (2 standards analysed twice every 25 unknowns); MLA maps were acquired using the raster mode with an X-ray spectra collected every 4 µm | STDGL3 (CODES, University of Tasmania; Danyushevsky et al., 2011); GSD-1G | 15.5903 |  | 4.2508 | [11 empty] | 0.040007 | [5 empty] | 2484.1989 | [5 empty] | 25.7422 | [5 empty] | 345.0624 | [9 empty] | 62511.2955 |  | 0.41258 |  |  |  | 0.51259 | [7 empty] | 39.6572 | [13 empty] | 248.795 | [15 empty] | 22.8791 | [15 empty] | 350688.3675 |  | 12.7273 | [9 empty] | 0.32506 | [13 empty] | 0.22379 | [13 empty] | 604916.9976 |  |  |  |  | 2020 | Cave, B., et al. (2020), Ore Geology Reviews 124, 103647 |  | AUS | Queensland
| Mount Isa Copper Operations, Black Star Mine | No. 5 and No. 9 Pb-Zn orebodies, 650 Cu orebody, 1100 Cu orebody, 3000 Cu orebody | Seafloor hydrothermal | Sedimentary Exhalative (SEDEX) | SEDEX zinc-lead-copper | Cu, Pb, Zn | Ag | Cu, Pb, Zn, Ag | Cave et al., 2020 |  | 581-201208592sph4-11.d | 581-201208592sph4-11.d-1 | underground mine, open pit |  |  |  |  | ore material | drill core, polished section | drill core | mineral separate | [5 empty] | mineralisation |  |  |  | chalcopyrite, sphalerite, galena | Cu mineralisation stage, Pb-Zn mineralisation stage | replacement, vein infill, stratabound | coarse-grained, medium-grained, fine-grained, stratabound, discordant veins, replacement, infill |  |  |  | pyrite, pyrrhotite, arsenopyrite, siderite, dolomite, calcite, quartz, chlorite, K-feldspar, biotite, apatite, freibergite, tetrahedrite, cobaltite | Resin blocks containing each sample were produced following standard procedures and used for Mineral Liberation Analysis (MLA) mapping and subsequent LA-ICP-MS analyses | LA-ICPMS, EMPA, SEM-EDS | NWR213 solid state 213 nm laser ablation system coupled with an Agilent 7900 quadrupole ICP-MS; Cameca SXFive Electron Microprobe; Quanta600 SEM | Adelaide Microscopy | Ablation was conducted in an atmosphere of He (0.6 L/min) that was mixed with Ar (0.88 L/min) upon leaving the ablation cell; 70 µm diameter spot size with a 25:2 standard sample bracketing approach (2 standards analysed twice every 25 unknowns); MLA maps were acquired using the raster mode with an X-ray spectra collected every 4 µm | STDGL3 (CODES, University of Tasmania; Danyushevsky et al., 2011); GSD-1G | 16.2536 | [13 empty] | 0.044957 | [5 empty] | 2610.9553 | [5 empty] | 25.9943 | [5 empty] | 444.9575 | [9 empty] | 57636.982 |  | 0.26052 |  |  |  | 0.91066 | [7 empty] | 37.2335 | [13 empty] | 34.8127 | [15 empty] | 1025.9383 | [15 empty] | 361038.0552 |  | 23.4006 | [9 empty] | 0.36888 | [13 empty] | 0.97983 | [13 empty] | 610065.2863 |  |  |  |  | 2020 | Cave, B., et al. (2020), Ore Geology Reviews 124, 103647 |  | AUS | Queensland
| Mount Isa Copper Operations, Black Star Mine | No. 5 and No. 9 Pb-Zn orebodies, 650 Cu orebody, 1100 Cu orebody, 3000 Cu orebody | Seafloor hydrothermal | Sedimentary Exhalative (SEDEX) | SEDEX zinc-lead-copper | Cu, Pb, Zn | Ag | Cu, Pb, Zn, Ag | Cave et al., 2020 |  | 582-201208592sph4-12.d | 582-201208592sph4-12.d-1 | underground mine, open pit |  |  |  |  | ore material | drill core, polished section | drill core | mineral separate | [5 empty] | mineralisation |  |  |  | chalcopyrite, sphalerite, galena | Cu mineralisation stage, Pb-Zn mineralisation stage | replacement, vein infill, stratabound | coarse-grained, medium-grained, fine-grained, stratabound, discordant veins, replacement, infill |  |  |  | pyrite, pyrrhotite, arsenopyrite, siderite, dolomite, calcite, quartz, chlorite, K-feldspar, biotite, apatite, freibergite, tetrahedrite, cobaltite | Resin blocks containing each sample were produced following standard procedures and used for Mineral Liberation Analysis (MLA) mapping and subsequent LA-ICP-MS analyses | LA-ICPMS, EMPA, SEM-EDS | NWR213 solid state 213 nm laser ablation system coupled with an Agilent 7900 quadrupole ICP-MS; Cameca SXFive Electron Microprobe; Quanta600 SEM | Adelaide Microscopy | Ablation was conducted in an atmosphere of He (0.6 L/min) that was mixed with Ar (0.88 L/min) upon leaving the ablation cell; 70 µm diameter spot size with a 25:2 standard sample bracketing approach (2 standards analysed twice every 25 unknowns); MLA maps were acquired using the raster mode with an X-ray spectra collected every 4 µm | STDGL3 (CODES, University of Tasmania; Danyushevsky et al., 2011); GSD-1G | 27.4324 | [19 empty] | 2503.2068 | [5 empty] | 27.3023 | [5 empty] | 555.7426 | [9 empty] | 59121.5579 |  | 0.21638 |  |  |  | 0.78041 | [7 empty] | 39.0439 | [13 empty] | 34.6452 | [9 empty] | 0.47297 | [5 empty] | 72.1283 | [15 empty] | 374830.6772 |  | 33.3446 |  |  |  | 3.6655 | [5 empty] | 0.62669 | [13 empty] | 1.1706 | [13 empty] | 608497.2654 |  |  |  |  | 2020 | Cave, B., et al. (2020), Ore Geology Reviews 124, 103647 |  | AUS | Queensland
| Mount Isa Copper Operations, Black Star Mine | No. 5 and No. 9 Pb-Zn orebodies, 650 Cu orebody, 1100 Cu orebody, 3000 Cu orebody | Seafloor hydrothermal | Sedimentary Exhalative (SEDEX) | SEDEX zinc-lead-copper | Cu, Pb, Zn | Ag | Cu, Pb, Zn, Ag | Cave et al., 2020 |  | 583-201208592sph4-13.d | 583-201208592sph4-13.d-1 | underground mine, open pit |  |  |  |  | ore material | drill core, polished section | drill core | mineral separate | [5 empty] | mineralisation |  |  |  | chalcopyrite, sphalerite, galena | Cu mineralisation stage, Pb-Zn mineralisation stage | replacement, vein infill, stratabound | coarse-grained, medium-grained, fine-grained, stratabound, discordant veins, replacement, infill |  |  |  | pyrite, pyrrhotite, arsenopyrite, siderite, dolomite, calcite, quartz, chlorite, K-feldspar, biotite, apatite, freibergite, tetrahedrite, cobaltite | Resin blocks containing each sample were produced following standard procedures and used for Mineral Liberation Analysis (MLA) mapping and subsequent LA-ICP-MS analyses | LA-ICPMS, EMPA, SEM-EDS | NWR213 solid state 213 nm laser ablation system coupled with an Agilent 7900 quadrupole ICP-MS; Cameca SXFive Electron Microprobe; Quanta600 SEM | Adelaide Microscopy | Ablation was conducted in an atmosphere of He (0.6 L/min) that was mixed with Ar (0.88 L/min) upon leaving the ablation cell; 70 µm diameter spot size with a 25:2 standard sample bracketing approach (2 standards analysed twice every 25 unknowns); MLA maps were acquired using the raster mode with an X-ray spectra collected every 4 µm | STDGL3 (CODES, University of Tasmania; Danyushevsky et al., 2011); GSD-1G | 24.0034 | [19 empty] | 2626.2314 | [5 empty] | 25.9889 | [5 empty] | 2151.8691 | [9 empty] | 59443.8984 |  | 0.2247 |  |  |  | 0.58255 | [7 empty] | 36.9384 | [13 empty] | 35.9041 | [9 empty] | 0.49933 | [5 empty] | 123.6433 | [15 empty] | 352858.9809 |  | 36.2608 | [9 empty] | 0.4387 | [13 empty] | 1.1294 | [13 empty] | 608156.8068 |  |  |  |  | 2020 | Cave, B., et al. (2020), Ore Geology Reviews 124, 103647 |  | AUS | Queensland
| Mount Isa Copper Operations, Black Star Mine | No. 5 and No. 9 Pb-Zn orebodies, 650 Cu orebody, 1100 Cu orebody, 3000 Cu orebody | Seafloor hydrothermal | Sedimentary Exhalative (SEDEX) | SEDEX zinc-lead-copper | Cu, Pb, Zn | Ag | Cu, Pb, Zn, Ag | Cave et al., 2020 |  | 584-201208592sph4-14.d | 584-201208592sph4-14.d-1 | underground mine, open pit |  |  |  |  | ore material | drill core, polished section | drill core | mineral separate | [5 empty] | mineralisation |  |  |  | chalcopyrite, sphalerite, galena | Cu mineralisation stage, Pb-Zn mineralisation stage | replacement, vein infill, stratabound | coarse-grained, medium-grained, fine-grained, stratabound, discordant veins, replacement, infill |  |  |  | pyrite, pyrrhotite, arsenopyrite, siderite, dolomite, calcite, quartz, chlorite, K-feldspar, biotite, apatite, freibergite, tetrahedrite, cobaltite | Resin blocks containing each sample were produced following standard procedures and used for Mineral Liberation Analysis (MLA) mapping and subsequent LA-ICP-MS analyses | LA-ICPMS, EMPA, SEM-EDS | NWR213 solid state 213 nm laser ablation system coupled with an Agilent 7900 quadrupole ICP-MS; Cameca SXFive Electron Microprobe; Quanta600 SEM | Adelaide Microscopy | Ablation was conducted in an atmosphere of He (0.6 L/min) that was mixed with Ar (0.88 L/min) upon leaving the ablation cell; 70 µm diameter spot size with a 25:2 standard sample bracketing approach (2 standards analysed twice every 25 unknowns); MLA maps were acquired using the raster mode with an X-ray spectra collected every 4 µm | STDGL3 (CODES, University of Tasmania; Danyushevsky et al., 2011); GSD-1G | 45.9923 |  | 15.008 |  | 1.0409 | [15 empty] | 2518.685 | [5 empty] | 27.0507 | [5 empty] | 251.7475 | [9 empty] | 60516.2177 |  | 0.3522 |  |  |  | 1.1619 | [7 empty] | 42.3614 | [13 empty] | 38.0042 | [9 empty] | 0.56885 | [5 empty] | 2795.8493 | [15 empty] | 365396.9226 |  | 45.9923 | [9 empty] | 1.8397 | [7 empty] | 0.7383 | [5 empty] | 0.42724 | [13 empty] | 607024.2146 |  |  |  |  | 2020 | Cave, B., et al. (2020), Ore Geology Reviews 124, 103647 |  | AUS | Queensland
| Mount Isa Copper Operations, Black Star Mine | No. 5 and No. 9 Pb-Zn orebodies, 650 Cu orebody, 1100 Cu orebody, 3000 Cu orebody | Seafloor hydrothermal | Sedimentary Exhalative (SEDEX) | SEDEX zinc-lead-copper | Cu, Pb, Zn | Ag | Cu, Pb, Zn, Ag | Cave et al., 2020 |  | 585-201208592sph4-15.d | 585-201208592sph4-15.d-1 | underground mine, open pit |  |  |  |  | ore material | drill core, polished section | drill core | mineral separate | [5 empty] | mineralisation |  |  |  | chalcopyrite, sphalerite, galena | Cu mineralisation stage, Pb-Zn mineralisation stage | replacement, vein infill, stratabound | coarse-grained, medium-grained, fine-grained, stratabound, discordant veins, replacement, infill |  |  |  | pyrite, pyrrhotite, arsenopyrite, siderite, dolomite, calcite, quartz, chlorite, K-feldspar, biotite, apatite, freibergite, tetrahedrite, cobaltite | Resin blocks containing each sample were produced following standard procedures and used for Mineral Liberation Analysis (MLA) mapping and subsequent LA-ICP-MS analyses | LA-ICPMS, EMPA, SEM-EDS | NWR213 solid state 213 nm laser ablation system coupled with an Agilent 7900 quadrupole ICP-MS; Cameca SXFive Electron Microprobe; Quanta600 SEM | Adelaide Microscopy | Ablation was conducted in an atmosphere of He (0.6 L/min) that was mixed with Ar (0.88 L/min) upon leaving the ablation cell; 70 µm diameter spot size with a 25:2 standard sample bracketing approach (2 standards analysed twice every 25 unknowns); MLA maps were acquired using the raster mode with an X-ray spectra collected every 4 µm | STDGL3 (CODES, University of Tasmania; Danyushevsky et al., 2011); GSD-1G | 35.9253 |  | 49.7614 | [11 empty] | 0.04612 | [5 empty] | 2123.9622 | [5 empty] | 29.3714 | [5 empty] | 451.4937 | [9 empty] | 60684.6333 |  | 0.29371 |  |  |  | 3.2041 | [7 empty] | 43.4502 | [13 empty] | 33.1338 | [9 empty] | 0.37624 | [5 empty] | 2840.0408 | [15 empty] | 391415.8846 |  | 61.777 | [9 empty] | 1.8084 | [13 empty] | 2.4152 | [13 empty] | 606846.3328 |  |  |  |  | 2020 | Cave, B., et al. (2020), Ore Geology Reviews 124, 103647 |  | AUS | Queensland
| Mount Isa Copper Operations, Black Star Mine | No. 5 and No. 9 Pb-Zn orebodies, 650 Cu orebody, 1100 Cu orebody, 3000 Cu orebody | Seafloor hydrothermal | Sedimentary Exhalative (SEDEX) | SEDEX zinc-lead-copper | Cu, Pb, Zn | Ag | Cu, Pb, Zn, Ag | Cave et al., 2020 |  | 586-201208592sph4-16.d | 586-201208592sph4-16.d-1 | underground mine, open pit |  |  |  |  | ore material | drill core, polished section | drill core | mineral separate | [5 empty] | mineralisation |  |  |  | chalcopyrite, sphalerite, galena | Cu mineralisation stage, Pb-Zn mineralisation stage | replacement, vein infill, stratabound | coarse-grained, medium-grained, fine-grained, stratabound, discordant veins, replacement, infill |  |  |  | pyrite, pyrrhotite, arsenopyrite, siderite, dolomite, calcite, quartz, chlorite, K-feldspar, biotite, apatite, freibergite, tetrahedrite, cobaltite | Resin blocks containing each sample were produced following standard procedures and used for Mineral Liberation Analysis (MLA) mapping and subsequent LA-ICP-MS analyses | LA-ICPMS, EMPA, SEM-EDS | NWR213 solid state 213 nm laser ablation system coupled with an Agilent 7900 quadrupole ICP-MS; Cameca SXFive Electron Microprobe; Quanta600 SEM | Adelaide Microscopy | Ablation was conducted in an atmosphere of He (0.6 L/min) that was mixed with Ar (0.88 L/min) upon leaving the ablation cell; 70 µm diameter spot size with a 25:2 standard sample bracketing approach (2 standards analysed twice every 25 unknowns); MLA maps were acquired using the raster mode with an X-ray spectra collected every 4 µm | STDGL3 (CODES, University of Tasmania; Danyushevsky et al., 2011); GSD-1G | 7.455 |  | 1.2467 | [11 empty] | 0.053606 | [5 empty] | 2707.7283 | [5 empty] | 26.828 | [5 empty] | 1471.0494 | [9 empty] | 62332.6033 |  | 0.31042 |  |  |  | 0.47373 | [7 empty] | 33.9339 | [13 empty] | 42.6355 | [9 empty] | 0.2618 | [5 empty] | 1433.6499 | [15 empty] | 348189.9221 |  | 8.9136 |  |  |  | 2.992 | [5 empty] | 0.35654 | [13 empty] | 0.28548 | [13 empty] | 605105.7337 |  |  |  |  | 2020 | Cave, B., et al. (2020), Ore Geology Reviews 124, 103647 |  | AUS | Queensland
| Mount Isa Copper Operations, Black Star Mine | No. 5 and No. 9 Pb-Zn orebodies, 650 Cu orebody, 1100 Cu orebody, 3000 Cu orebody | Seafloor hydrothermal | Sedimentary Exhalative (SEDEX) | SEDEX zinc-lead-copper | Cu, Pb, Zn | Ag | Cu, Pb, Zn, Ag | Cave et al., 2020 |  | 601-201208592sph7-2.d | 601-201208592sph7-2.d-1 | underground mine, open pit |  |  |  |  | ore material | drill core, polished section | drill core | mineral separate | [5 empty] | mineralisation |  |  |  | chalcopyrite, sphalerite, galena | Cu mineralisation stage, Pb-Zn mineralisation stage | replacement, vein infill, stratabound | coarse-grained, medium-grained, fine-grained, stratabound, discordant veins, replacement, infill |  |  |  | pyrite, pyrrhotite, arsenopyrite, siderite, dolomite, calcite, quartz, chlorite, K-feldspar, biotite, apatite, freibergite, tetrahedrite, cobaltite | Resin blocks containing each sample were produced following standard procedures and used for Mineral Liberation Analysis (MLA) mapping and subsequent LA-ICP-MS analyses | LA-ICPMS, EMPA, SEM-EDS | NWR213 solid state 213 nm laser ablation system coupled with an Agilent 7900 quadrupole ICP-MS; Cameca SXFive Electron Microprobe; Quanta600 SEM | Adelaide Microscopy | Ablation was conducted in an atmosphere of He (0.6 L/min) that was mixed with Ar (0.88 L/min) upon leaving the ablation cell; 70 µm diameter spot size with a 25:2 standard sample bracketing approach (2 standards analysed twice every 25 unknowns); MLA maps were acquired using the raster mode with an X-ray spectra collected every 4 µm | STDGL3 (CODES, University of Tasmania; Danyushevsky et al., 2011); GSD-1G | 34.5381 |  | 3.6911 | [17 empty] | 1701.8603 | [5 empty] | 0.094914 | [5 empty] | 5642.1084 | [9 empty] | 65912.4814 |  | 0.12787 |  |  |  | 0.6064 | [7 empty] | 385.1925 | [13 empty] | 89.641 | [9 empty] | 0.29002 | [5 empty] | 27.3273 | [15 empty] | 358036.599 |  | 8.305 |  |  |  | 3.2956 | [5 empty] | 2.1619 | [13 empty] | 1.5516 | [13 empty] | 601324.638 |  |  |  |  | 2020 | Cave, B., et al. (2020), Ore Geology Reviews 124, 103647 |  | AUS | Queensland
| Mount Isa Copper Operations, Black Star Mine | No. 5 and No. 9 Pb-Zn orebodies, 650 Cu orebody, 1100 Cu orebody, 3000 Cu orebody | Seafloor hydrothermal | Sedimentary Exhalative (SEDEX) | SEDEX zinc-lead-copper | Cu, Pb, Zn | Ag | Cu, Pb, Zn, Ag | Cave et al., 2020 |  | 602-201208592sph7-3.d | 602-201208592sph7-3.d-1 | underground mine, open pit |  |  |  |  | ore material | drill core, polished section | drill core | mineral separate | [5 empty] | mineralisation |  |  |  | chalcopyrite, sphalerite, galena | Cu mineralisation stage, Pb-Zn mineralisation stage | replacement, vein infill, stratabound | coarse-grained, medium-grained, fine-grained, stratabound, discordant veins, replacement, infill |  |  |  | pyrite, pyrrhotite, arsenopyrite, siderite, dolomite, calcite, quartz, chlorite, K-feldspar, biotite, apatite, freibergite, tetrahedrite, cobaltite | Resin blocks containing each sample were produced following standard procedures and used for Mineral Liberation Analysis (MLA) mapping and subsequent LA-ICP-MS analyses | LA-ICPMS, EMPA, SEM-EDS | NWR213 solid state 213 nm laser ablation system coupled with an Agilent 7900 quadrupole ICP-MS; Cameca SXFive Electron Microprobe; Quanta600 SEM | Adelaide Microscopy | Ablation was conducted in an atmosphere of He (0.6 L/min) that was mixed with Ar (0.88 L/min) upon leaving the ablation cell; 70 µm diameter spot size with a 25:2 standard sample bracketing approach (2 standards analysed twice every 25 unknowns); MLA maps were acquired using the raster mode with an X-ray spectra collected every 4 µm | STDGL3 (CODES, University of Tasmania; Danyushevsky et al., 2011); GSD-1G | 0.78527 |  |  |  | 0.43063 | [15 empty] | 1713.6626 | [5 empty] | 0.50663 | [5 empty] | 249.64 | [9 empty] | 63328.2544 |  | 0.10512 |  |  |  | 0.48129 | [7 empty] | 362.4909 | [13 empty] | 11.4751 | [9 empty] | 0.27864 | [5 empty] | 2.4698 | [15 empty] | 352358.4076 | [5 empty] | 3.4197 | [5 empty] | 0.55729 | [13 empty] | 0.062062 | [13 empty] | 604054.1191 |  |  |  |  | 2020 | Cave, B., et al. (2020), Ore Geology Reviews 124, 103647 |  | AUS | Queensland
| Mount Isa Copper Operations, Black Star Mine | No. 5 and No. 9 Pb-Zn orebodies, 650 Cu orebody, 1100 Cu orebody, 3000 Cu orebody | Seafloor hydrothermal | Sedimentary Exhalative (SEDEX) | SEDEX zinc-lead-copper | Cu, Pb, Zn | Ag | Cu, Pb, Zn, Ag | Cave et al., 2020 |  | 603-201208592sph7-4.d | 603-201208592sph7-4.d-1 | underground mine, open pit |  |  |  |  | ore material | drill core, polished section | drill core | mineral separate | [5 empty] | mineralisation |  |  |  | chalcopyrite, sphalerite, galena | Cu mineralisation stage, Pb-Zn mineralisation stage | replacement, vein infill, stratabound | coarse-grained, medium-grained, fine-grained, stratabound, discordant veins, replacement, infill |  |  |  | pyrite, pyrrhotite, arsenopyrite, siderite, dolomite, calcite, quartz, chlorite, K-feldspar, biotite, apatite, freibergite, tetrahedrite, cobaltite | Resin blocks containing each sample were produced following standard procedures and used for Mineral Liberation Analysis (MLA) mapping and subsequent LA-ICP-MS analyses | LA-ICPMS, EMPA, SEM-EDS | NWR213 solid state 213 nm laser ablation system coupled with an Agilent 7900 quadrupole ICP-MS; Cameca SXFive Electron Microprobe; Quanta600 SEM | Adelaide Microscopy | Ablation was conducted in an atmosphere of He (0.6 L/min) that was mixed with Ar (0.88 L/min) upon leaving the ablation cell; 70 µm diameter spot size with a 25:2 standard sample bracketing approach (2 standards analysed twice every 25 unknowns); MLA maps were acquired using the raster mode with an X-ray spectra collected every 4 µm | STDGL3 (CODES, University of Tasmania; Danyushevsky et al., 2011); GSD-1G | 11.6039 |  | 21.8864 | [11 empty] | 0.063319 | [5 empty] | 1749.5324 | [5 empty] | 0.045425 | [5 empty] | 11287.3056 | [9 empty] | 68825.0344 |  | 0.099108 |  |  |  | 0.7846 | [7 empty] | 468.0102 | [13 empty] | 7.612 | [9 empty] | 0.46801 | [5 empty] | 28.2183 | [15 empty] | 368902.1846 |  | 3.689 | [9 empty] | 3.634 | [13 empty] | 1.0737 | [13 empty] | 598248.3763 |  |  |  |  | 2020 | Cave, B., et al. (2020), Ore Geology Reviews 124, 103647 |  | AUS | Queensland
| Mount Isa Copper Operations, Black Star Mine | No. 5 and No. 9 Pb-Zn orebodies, 650 Cu orebody, 1100 Cu orebody, 3000 Cu orebody | Seafloor hydrothermal | Sedimentary Exhalative (SEDEX) | SEDEX zinc-lead-copper | Cu, Pb, Zn | Ag | Cu, Pb, Zn, Ag | Cave et al., 2020 |  | 604-201208592sph7-5.d | 604-201208592sph7-5.d-1 | underground mine, open pit |  |  |  |  | ore material | drill core, polished section | drill core | mineral separate | [5 empty] | mineralisation |  |  |  | chalcopyrite, sphalerite, galena | Cu mineralisation stage, Pb-Zn mineralisation stage | replacement, vein infill, stratabound | coarse-grained, medium-grained, fine-grained, stratabound, discordant veins, replacement, infill |  |  |  | pyrite, pyrrhotite, arsenopyrite, siderite, dolomite, calcite, quartz, chlorite, K-feldspar, biotite, apatite, freibergite, tetrahedrite, cobaltite | Resin blocks containing each sample were produced following standard procedures and used for Mineral Liberation Analysis (MLA) mapping and subsequent LA-ICP-MS analyses | LA-ICPMS, EMPA, SEM-EDS | NWR213 solid state 213 nm laser ablation system coupled with an Agilent 7900 quadrupole ICP-MS; Cameca SXFive Electron Microprobe; Quanta600 SEM | Adelaide Microscopy | Ablation was conducted in an atmosphere of He (0.6 L/min) that was mixed with Ar (0.88 L/min) upon leaving the ablation cell; 70 µm diameter spot size with a 25:2 standard sample bracketing approach (2 standards analysed twice every 25 unknowns); MLA maps were acquired using the raster mode with an X-ray spectra collected every 4 µm | STDGL3 (CODES, University of Tasmania; Danyushevsky et al., 2011); GSD-1G | 6.6683 | [19 empty] | 1815.5262 | [5 empty] | 0.093104 | [5 empty] | 1015.3359 | [9 empty] | 62908.0474 |  | 0.060392 |  |  |  | 0.60392 | [7 empty] | 443.3759 | [13 empty] | 9.4865 | [9 empty] | 0.18872 | [5 empty] | 6.3034 | [15 empty] | 349013.8472 |  | 1.082 | [9 empty] | 0.2315 | [7 empty] | 0.64166 | [5 empty] | 0.35732 | [13 empty] | 604497.945 |  |  |  |  | 2020 | Cave, B., et al. (2020), Ore Geology Reviews 124, 103647 |  | AUS | Queensland
| Mount Isa Copper Operations, Black Star Mine | No. 5 and No. 9 Pb-Zn orebodies, 650 Cu orebody, 1100 Cu orebody, 3000 Cu orebody | Seafloor hydrothermal | Sedimentary Exhalative (SEDEX) | SEDEX zinc-lead-copper | Cu, Pb, Zn | Ag | Cu, Pb, Zn, Ag | Cave et al., 2020 |  | 605-201208592sph7-6.d | 605-201208592sph7-6.d-1 | underground mine, open pit |  |  |  |  | ore material | drill core, polished section | drill core | mineral separate | [5 empty] | mineralisation |  |  |  | chalcopyrite, sphalerite, galena | Cu mineralisation stage, Pb-Zn mineralisation stage | replacement, vein infill, stratabound | coarse-grained, medium-grained, fine-grained, stratabound, discordant veins, replacement, infill |  |  |  | pyrite, pyrrhotite, arsenopyrite, siderite, dolomite, calcite, quartz, chlorite, K-feldspar, biotite, apatite, freibergite, tetrahedrite, cobaltite | Resin blocks containing each sample were produced following standard procedures and used for Mineral Liberation Analysis (MLA) mapping and subsequent LA-ICP-MS analyses | LA-ICPMS, EMPA, SEM-EDS | NWR213 solid state 213 nm laser ablation system coupled with an Agilent 7900 quadrupole ICP-MS; Cameca SXFive Electron Microprobe; Quanta600 SEM | Adelaide Microscopy | Ablation was conducted in an atmosphere of He (0.6 L/min) that was mixed with Ar (0.88 L/min) upon leaving the ablation cell; 70 µm diameter spot size with a 25:2 standard sample bracketing approach (2 standards analysed twice every 25 unknowns); MLA maps were acquired using the raster mode with an X-ray spectra collected every 4 µm | STDGL3 (CODES, University of Tasmania; Danyushevsky et al., 2011); GSD-1G | 7.7372 | [19 empty] | 1879.2057 | [5 empty] | 0.070228 | [5 empty] | 678.0639 | [9 empty] | 60541.4204 |  | 0.076282 |  |  |  | 0.60541 | [7 empty] | 459.0251 | [13 empty] | 7.713 | [9 empty] | 0.24217 | [5 empty] | 8.3305 | [15 empty] | 355378.1379 |  | 1.8405 | [9 empty] | 0.27123 | [13 empty] | 0.61752 | [13 empty] | 606997.5953 |  |  |  |  | 2020 | Cave, B., et al. (2020), Ore Geology Reviews 124, 103647 |  | AUS | Queensland
| Mount Isa Copper Operations, Black Star Mine | No. 5 and No. 9 Pb-Zn orebodies, 650 Cu orebody, 1100 Cu orebody, 3000 Cu orebody | Seafloor hydrothermal | Sedimentary Exhalative (SEDEX) | SEDEX zinc-lead-copper | Cu, Pb, Zn | Ag | Cu, Pb, Zn, Ag | Cave et al., 2020 |  | 606-201208592sph7-7.d | 606-201208592sph7-7.d-1 | underground mine, open pit |  |  |  |  | ore material | drill core, polished section | drill core | mineral separate | [5 empty] | mineralisation |  |  |  | chalcopyrite, sphalerite, galena | Cu mineralisation stage, Pb-Zn mineralisation stage | replacement, vein infill, stratabound | coarse-grained, medium-grained, fine-grained, stratabound, discordant veins, replacement, infill |  |  |  | pyrite, pyrrhotite, arsenopyrite, siderite, dolomite, calcite, quartz, chlorite, K-feldspar, biotite, apatite, freibergite, tetrahedrite, cobaltite | Resin blocks containing each sample were produced following standard procedures and used for Mineral Liberation Analysis (MLA) mapping and subsequent LA-ICP-MS analyses | LA-ICPMS, EMPA, SEM-EDS | NWR213 solid state 213 nm laser ablation system coupled with an Agilent 7900 quadrupole ICP-MS; Cameca SXFive Electron Microprobe; Quanta600 SEM | Adelaide Microscopy | Ablation was conducted in an atmosphere of He (0.6 L/min) that was mixed with Ar (0.88 L/min) upon leaving the ablation cell; 70 µm diameter spot size with a 25:2 standard sample bracketing approach (2 standards analysed twice every 25 unknowns); MLA maps were acquired using the raster mode with an X-ray spectra collected every 4 µm | STDGL3 (CODES, University of Tasmania; Danyushevsky et al., 2011); GSD-1G | 5.8868 |  | 2.4683 | [17 empty] | 1762.3352 | [5 empty] | 0.062941 | [5 empty] | 298.7825 | [9 empty] | 61706.414 |  | 0.04196 |  |  |  | 0.4196 | [7 empty] | 431.8215 | [13 empty] | 9.9841 | [15 empty] | 7.2567 | [15 empty] | 345062.2672 |  | 0.59238 | [9 empty] | 0.46897 | [13 empty] | 1.4316 | [13 empty] | 605767.1198 |  |  |  |  | 2020 | Cave, B., et al. (2020), Ore Geology Reviews 124, 103647 |  | AUS | Queensland
| Mount Isa Copper Operations, Black Star Mine | No. 5 and No. 9 Pb-Zn orebodies, 650 Cu orebody, 1100 Cu orebody, 3000 Cu orebody | Seafloor hydrothermal | Sedimentary Exhalative (SEDEX) | SEDEX zinc-lead-copper | Cu, Pb, Zn | Ag | Cu, Pb, Zn, Ag | Cave et al., 2020 |  | 607-201208592sph7-8.d | 607-201208592sph7-8.d-1 | underground mine, open pit |  |  |  |  | ore material | drill core, polished section | drill core | mineral separate | [5 empty] | mineralisation |  |  |  | chalcopyrite, sphalerite, galena | Cu mineralisation stage, Pb-Zn mineralisation stage | replacement, vein infill, stratabound | coarse-grained, medium-grained, fine-grained, stratabound, discordant veins, replacement, infill |  |  |  | pyrite, pyrrhotite, arsenopyrite, siderite, dolomite, calcite, quartz, chlorite, K-feldspar, biotite, apatite, freibergite, tetrahedrite, cobaltite | Resin blocks containing each sample were produced following standard procedures and used for Mineral Liberation Analysis (MLA) mapping and subsequent LA-ICP-MS analyses | LA-ICPMS, EMPA, SEM-EDS | NWR213 solid state 213 nm laser ablation system coupled with an Agilent 7900 quadrupole ICP-MS; Cameca SXFive Electron Microprobe; Quanta600 SEM | Adelaide Microscopy | Ablation was conducted in an atmosphere of He (0.6 L/min) that was mixed with Ar (0.88 L/min) upon leaving the ablation cell; 70 µm diameter spot size with a 25:2 standard sample bracketing approach (2 standards analysed twice every 25 unknowns); MLA maps were acquired using the raster mode with an X-ray spectra collected every 4 µm | STDGL3 (CODES, University of Tasmania; Danyushevsky et al., 2011); GSD-1G | 4.5369 |  | 8.611 |  | 3.303 | [15 empty] | 1762.0476 | [5 empty] | 1.3623 | [5 empty] | 385.5684 | [9 empty] | 64261.4 |  | 0.064261 |  |  |  | 0.5398 | [7 empty] | 423.3541 | [13 empty] | 10.4232 | [9 empty] | 0.38557 | [5 empty] | 11.2072 | [15 empty] | 347011.5601 |  | 2.7375 | [9 empty] | 1.0539 | [7 empty] | 0.96392 | [5 empty] | 10.9244 | [13 empty] | 603068.5233 |  |  |  |  | 2020 | Cave, B., et al. (2020), Ore Geology Reviews 124, 103647 |  | AUS | Queensland
| Mount Isa Copper Operations, Black Star Mine | No. 5 and No. 9 Pb-Zn orebodies, 650 Cu orebody, 1100 Cu orebody, 3000 Cu orebody | Seafloor hydrothermal | Sedimentary Exhalative (SEDEX) | SEDEX zinc-lead-copper | Cu, Pb, Zn | Ag | Cu, Pb, Zn, Ag | Cave et al., 2020 |  | 608-201208592sph7-9.d | 608-201208592sph7-9.d-1 | underground mine, open pit |  |  |  |  | ore material | drill core, polished section | drill core | mineral separate | [5 empty] | mineralisation |  |  |  | chalcopyrite, sphalerite, galena | Cu mineralisation stage, Pb-Zn mineralisation stage | replacement, vein infill, stratabound | coarse-grained, medium-grained, fine-grained, stratabound, discordant veins, replacement, infill |  |  |  | pyrite, pyrrhotite, arsenopyrite, siderite, dolomite, calcite, quartz, chlorite, K-feldspar, biotite, apatite, freibergite, tetrahedrite, cobaltite | Resin blocks containing each sample were produced following standard procedures and used for Mineral Liberation Analysis (MLA) mapping and subsequent LA-ICP-MS analyses | LA-ICPMS, EMPA, SEM-EDS | NWR213 solid state 213 nm laser ablation system coupled with an Agilent 7900 quadrupole ICP-MS; Cameca SXFive Electron Microprobe; Quanta600 SEM | Adelaide Microscopy | Ablation was conducted in an atmosphere of He (0.6 L/min) that was mixed with Ar (0.88 L/min) upon leaving the ablation cell; 70 µm diameter spot size with a 25:2 standard sample bracketing approach (2 standards analysed twice every 25 unknowns); MLA maps were acquired using the raster mode with an X-ray spectra collected every 4 µm | STDGL3 (CODES, University of Tasmania; Danyushevsky et al., 2011); GSD-1G | 18.0162 |  | 17.6206 | [11 empty] | 0.038358 | [5 empty] | 1705.7232 | [5 empty] | 0.0911 | [5 empty] | 1390.4701 | [9 empty] | 59934.0539 |  | 0.06353 |  |  |  | 0.75517 | [7 empty] | 475.9963 | [13 empty] | 7.9353 | [9 empty] | 0.23974 | [5 empty] | 24.4531 | [15 empty] | 356487.7528 |  | 3.3923 | [9 empty] | 5.2742 | [13 empty] | 1.2706 | [13 empty] | 607639.1006 |  |  |  |  | 2020 | Cave, B., et al. (2020), Ore Geology Reviews 124, 103647 |  | AUS | Queensland
| Mount Isa Copper Operations, Black Star Mine | No. 5 and No. 9 Pb-Zn orebodies, 650 Cu orebody, 1100 Cu orebody, 3000 Cu orebody | Seafloor hydrothermal | Sedimentary Exhalative (SEDEX) | SEDEX zinc-lead-copper | Cu, Pb, Zn | Ag | Cu, Pb, Zn, Ag | Cave et al., 2020 |  | 610-201208592sph7-11.d | 610-201208592sph7-11.d-1 | underground mine, open pit |  |  |  |  | ore material | drill core, polished section | drill core | mineral separate | [5 empty] | mineralisation |  |  |  | chalcopyrite, sphalerite, galena | Cu mineralisation stage, Pb-Zn mineralisation stage | replacement, vein infill, stratabound | coarse-grained, medium-grained, fine-grained, stratabound, discordant veins, replacement, infill |  |  |  | pyrite, pyrrhotite, arsenopyrite, siderite, dolomite, calcite, quartz, chlorite, K-feldspar, biotite, apatite, freibergite, tetrahedrite, cobaltite | Resin blocks containing each sample were produced following standard procedures and used for Mineral Liberation Analysis (MLA) mapping and subsequent LA-ICP-MS analyses | LA-ICPMS, EMPA, SEM-EDS | NWR213 solid state 213 nm laser ablation system coupled with an Agilent 7900 quadrupole ICP-MS; Cameca SXFive Electron Microprobe; Quanta600 SEM | Adelaide Microscopy | Ablation was conducted in an atmosphere of He (0.6 L/min) that was mixed with Ar (0.88 L/min) upon leaving the ablation cell; 70 µm diameter spot size with a 25:2 standard sample bracketing approach (2 standards analysed twice every 25 unknowns); MLA maps were acquired using the raster mode with an X-ray spectra collected every 4 µm | STDGL3 (CODES, University of Tasmania; Danyushevsky et al., 2011); GSD-1G | 18.5145 | [19 empty] | 1882.312 | [5 empty] | 0.081464 | [5 empty] | 2221.7453 | [9 empty] | 61715.1462 |  | 0.10615 |  |  |  | 1.1602 | [7 empty] | 490.1417 | [13 empty] | 7.4552 | [15 empty] | 13.3305 | [15 empty] | 350788.8911 |  | 2.555 | [9 empty] | 1.2343 | [13 empty] | 0.83809 | [13 empty] | 605757.8968 |  |  |  |  | 2020 | Cave, B., et al. (2020), Ore Geology Reviews 124, 103647 |  | AUS | Queensland
| Mount Isa Copper Operations, Black Star Mine | No. 5 and No. 9 Pb-Zn orebodies, 650 Cu orebody, 1100 Cu orebody, 3000 Cu orebody | Seafloor hydrothermal | Sedimentary Exhalative (SEDEX) | SEDEX zinc-lead-copper | Cu, Pb, Zn | Ag | Cu, Pb, Zn, Ag | Cave et al., 2020 |  | 611-201208592sph7-12.d | 611-201208592sph7-12.d-1 | underground mine, open pit |  |  |  |  | ore material | drill core, polished section | drill core | mineral separate | [5 empty] | mineralisation |  |  |  | chalcopyrite, sphalerite, galena | Cu mineralisation stage, Pb-Zn mineralisation stage | replacement, vein infill, stratabound | coarse-grained, medium-grained, fine-grained, stratabound, discordant veins, replacement, infill |  |  |  | pyrite, pyrrhotite, arsenopyrite, siderite, dolomite, calcite, quartz, chlorite, K-feldspar, biotite, apatite, freibergite, tetrahedrite, cobaltite | Resin blocks containing each sample were produced following standard procedures and used for Mineral Liberation Analysis (MLA) mapping and subsequent LA-ICP-MS analyses | LA-ICPMS, EMPA, SEM-EDS | NWR213 solid state 213 nm laser ablation system coupled with an Agilent 7900 quadrupole ICP-MS; Cameca SXFive Electron Microprobe; Quanta600 SEM | Adelaide Microscopy | Ablation was conducted in an atmosphere of He (0.6 L/min) that was mixed with Ar (0.88 L/min) upon leaving the ablation cell; 70 µm diameter spot size with a 25:2 standard sample bracketing approach (2 standards analysed twice every 25 unknowns); MLA maps were acquired using the raster mode with an X-ray spectra collected every 4 µm | STDGL3 (CODES, University of Tasmania; Danyushevsky et al., 2011); GSD-1G | 17.1395 | [19 empty] | 1806.269 | [5 empty] | 0.055877 | [5 empty] | 651.0829 | [9 empty] | 60735.3409 |  | 0.042515 |  |  |  | 0.6195 | [7 empty] | 458.4304 | [13 empty] | 8.3815 | [9 empty] | 0.31582 | [5 empty] | 6.6809 | [15 empty] | 346191.4431 |  | 0.826 |  |  |  | 3.8871 | [5 empty] | 0.30975 | [13 empty] | 0.68024 | [13 empty] | 606792.775 |  |  |  |  | 2020 | Cave, B., et al. (2020), Ore Geology Reviews 124, 103647 |  | AUS | Queensland
| Mount Isa Copper Operations, Black Star Mine | No. 5 and No. 9 Pb-Zn orebodies, 650 Cu orebody, 1100 Cu orebody, 3000 Cu orebody | Seafloor hydrothermal | Sedimentary Exhalative (SEDEX) | SEDEX zinc-lead-copper | Cu, Pb, Zn | Ag | Cu, Pb, Zn, Ag | Cave et al., 2020 |  | 612-201208592sph7-13.d | 612-201208592sph7-13.d-1 | underground mine, open pit |  |  |  |  | ore material | drill core, polished section | drill core | mineral separate | [5 empty] | mineralisation |  |  |  | chalcopyrite, sphalerite, galena | Cu mineralisation stage, Pb-Zn mineralisation stage | replacement, vein infill, stratabound | coarse-grained, medium-grained, fine-grained, stratabound, discordant veins, replacement, infill |  |  |  | pyrite, pyrrhotite, arsenopyrite, siderite, dolomite, calcite, quartz, chlorite, K-feldspar, biotite, apatite, freibergite, tetrahedrite, cobaltite | Resin blocks containing each sample were produced following standard procedures and used for Mineral Liberation Analysis (MLA) mapping and subsequent LA-ICP-MS analyses | LA-ICPMS, EMPA, SEM-EDS | NWR213 solid state 213 nm laser ablation system coupled with an Agilent 7900 quadrupole ICP-MS; Cameca SXFive Electron Microprobe; Quanta600 SEM | Adelaide Microscopy | Ablation was conducted in an atmosphere of He (0.6 L/min) that was mixed with Ar (0.88 L/min) upon leaving the ablation cell; 70 µm diameter spot size with a 25:2 standard sample bracketing approach (2 standards analysed twice every 25 unknowns); MLA maps were acquired using the raster mode with an X-ray spectra collected every 4 µm | STDGL3 (CODES, University of Tasmania; Danyushevsky et al., 2011); GSD-1G | 10.973 |  | 2.0983 | [11 empty] | 0.037029 | [5 empty] | 1798.3794 | [5 empty] | 0.10492 | [5 empty] | 560.3735 | [9 empty] | 61715.1462 |  | 0.044435 |  |  |  | 0.38263 | [7 empty] | 426.3282 | [13 empty] | 9.4671 | [15 empty] | 9.1338 | [15 empty] | 344864.2371 |  | 1.1479 |  |  |  | 5.4309 | [5 empty] | 0.2913 | [13 empty] | 0.26661 | [13 empty] | 605757.8968 |  |  |  |  | 2020 | Cave, B., et al. (2020), Ore Geology Reviews 124, 103647 |  | AUS | Queensland
| Mount Isa Copper Operations, Black Star Mine | No. 5 and No. 9 Pb-Zn orebodies, 650 Cu orebody, 1100 Cu orebody, 3000 Cu orebody | Seafloor hydrothermal | Sedimentary Exhalative (SEDEX) | SEDEX zinc-lead-copper | Cu, Pb, Zn | Ag | Cu, Pb, Zn, Ag | Cave et al., 2020 |  | 613-201208592sph7-14.d | 613-201208592sph7-14.d-1 | underground mine, open pit |  |  |  |  | ore material | drill core, polished section | drill core | mineral separate | [5 empty] | mineralisation |  |  |  | chalcopyrite, sphalerite, galena | Cu mineralisation stage, Pb-Zn mineralisation stage | replacement, vein infill, stratabound | coarse-grained, medium-grained, fine-grained, stratabound, discordant veins, replacement, infill |  |  |  | pyrite, pyrrhotite, arsenopyrite, siderite, dolomite, calcite, quartz, chlorite, K-feldspar, biotite, apatite, freibergite, tetrahedrite, cobaltite | Resin blocks containing each sample were produced following standard procedures and used for Mineral Liberation Analysis (MLA) mapping and subsequent LA-ICP-MS analyses | LA-ICPMS, EMPA, SEM-EDS | NWR213 solid state 213 nm laser ablation system coupled with an Agilent 7900 quadrupole ICP-MS; Cameca SXFive Electron Microprobe; Quanta600 SEM | Adelaide Microscopy | Ablation was conducted in an atmosphere of He (0.6 L/min) that was mixed with Ar (0.88 L/min) upon leaving the ablation cell; 70 µm diameter spot size with a 25:2 standard sample bracketing approach (2 standards analysed twice every 25 unknowns); MLA maps were acquired using the raster mode with an X-ray spectra collected every 4 µm | STDGL3 (CODES, University of Tasmania; Danyushevsky et al., 2011); GSD-1G | 26.5366 |  | 6.429 | [11 empty] | 0.036932 | [5 empty] | 1934.1624 | [5 empty] | 0.084808 | [5 empty] | 12857.9395 | [9 empty] | 68393.2951 |  | 0.10259 |  |  |  | 0.80704 | [7 empty] | 491.0639 | [13 empty] | 5.9776 | [9 empty] | 0.50611 | [5 empty] | 28.178 | [15 empty] | 358928.0125 |  | 4.5003 | [9 empty] | 2.1065 | [13 empty] | 2.2296 | [13 empty] | 598704.3829 |  |  |  |  | 2020 | Cave, B., et al. (2020), Ore Geology Reviews 124, 103647 |  | AUS | Queensland
| Mount Isa Copper Operations, Black Star Mine | No. 5 and No. 9 Pb-Zn orebodies, 650 Cu orebody, 1100 Cu orebody, 3000 Cu orebody | Seafloor hydrothermal | Sedimentary Exhalative (SEDEX) | SEDEX zinc-lead-copper | Cu, Pb, Zn | Ag | Cu, Pb, Zn, Ag | Cave et al., 2020 |  | 614-201208592sph7-15.d | 614-201208592sph7-15.d-1 | underground mine, open pit |  |  |  |  | ore material | drill core, polished section | drill core | mineral separate | [5 empty] | mineralisation |  |  |  | chalcopyrite, sphalerite, galena | Cu mineralisation stage, Pb-Zn mineralisation stage | replacement, vein infill, stratabound | coarse-grained, medium-grained, fine-grained, stratabound, discordant veins, replacement, infill |  |  |  | pyrite, pyrrhotite, arsenopyrite, siderite, dolomite, calcite, quartz, chlorite, K-feldspar, biotite, apatite, freibergite, tetrahedrite, cobaltite | Resin blocks containing each sample were produced following standard procedures and used for Mineral Liberation Analysis (MLA) mapping and subsequent LA-ICP-MS analyses | LA-ICPMS, EMPA, SEM-EDS | NWR213 solid state 213 nm laser ablation system coupled with an Agilent 7900 quadrupole ICP-MS; Cameca SXFive Electron Microprobe; Quanta600 SEM | Adelaide Microscopy | Ablation was conducted in an atmosphere of He (0.6 L/min) that was mixed with Ar (0.88 L/min) upon leaving the ablation cell; 70 µm diameter spot size with a 25:2 standard sample bracketing approach (2 standards analysed twice every 25 unknowns); MLA maps were acquired using the raster mode with an X-ray spectra collected every 4 µm | STDGL3 (CODES, University of Tasmania; Danyushevsky et al., 2011); GSD-1G | 27.6809 |  |  |  | 0.42271 | [15 empty] | 1836.7544 | [5 empty] | 0.068179 | [5 empty] | 11590.5065 | [9 empty] | 68179.4502 |  | 0.18408 |  |  |  | 0.44998 | [7 empty] | 496.3464 | [13 empty] | 28.9081 | [15 empty] | 26.8627 | [15 empty] | 350442.3742 |  | 5.1544 |  |  |  | 4.2271 | [5 empty] | 1.8272 | [13 empty] | 3.3408 | [13 empty] | 598930.2475 |  |  |  |  | 2020 | Cave, B., et al. (2020), Ore Geology Reviews 124, 103647 |  | AUS | Queensland
| Mount Isa Copper Operations, Black Star Mine | No. 5 and No. 9 Pb-Zn orebodies, 650 Cu orebody, 1100 Cu orebody, 3000 Cu orebody | Seafloor hydrothermal | Sedimentary Exhalative (SEDEX) | SEDEX zinc-lead-copper | Cu, Pb, Zn | Ag | Cu, Pb, Zn, Ag | Cave et al., 2020 |  | 615-201208592sph7-16.d | 615-201208592sph7-16.d-1 | underground mine, open pit |  |  |  |  | ore material | drill core, polished section | drill core | mineral separate | [5 empty] | mineralisation |  |  |  | chalcopyrite, sphalerite, galena | Cu mineralisation stage, Pb-Zn mineralisation stage | replacement, vein infill, stratabound | coarse-grained, medium-grained, fine-grained, stratabound, discordant veins, replacement, infill |  |  |  | pyrite, pyrrhotite, arsenopyrite, siderite, dolomite, calcite, quartz, chlorite, K-feldspar, biotite, apatite, freibergite, tetrahedrite, cobaltite | Resin blocks containing each sample were produced following standard procedures and used for Mineral Liberation Analysis (MLA) mapping and subsequent LA-ICP-MS analyses | LA-ICPMS, EMPA, SEM-EDS | NWR213 solid state 213 nm laser ablation system coupled with an Agilent 7900 quadrupole ICP-MS; Cameca SXFive Electron Microprobe; Quanta600 SEM | Adelaide Microscopy | Ablation was conducted in an atmosphere of He (0.6 L/min) that was mixed with Ar (0.88 L/min) upon leaving the ablation cell; 70 µm diameter spot size with a 25:2 standard sample bracketing approach (2 standards analysed twice every 25 unknowns); MLA maps were acquired using the raster mode with an X-ray spectra collected every 4 µm | STDGL3 (CODES, University of Tasmania; Danyushevsky et al., 2011); GSD-1G | 7.8348 |  | 1.5989 | [17 empty] | 1793.2694 | [5 empty] | 0.10455 | [5 empty] | 423.1033 | [9 empty] | 61497.58 |  | 0.076257 |  |  |  | 0.41818 | [7 empty] | 419.1675 | [13 empty] | 9.9134 | [15 empty] | 5.1043 | [15 empty] | 342910.506 |  | 1.5374 |  |  |  | 3.3209 | [5 empty] | 0.39359 | [7 empty] | 1.3037 | [5 empty] | 1.5374 | [13 empty] | 605987.692 |  |  |  |  | 2020 | Cave, B., et al. (2020), Ore Geology Reviews 124, 103647 |  | AUS | Queensland
| Mount Isa Copper Operations, Black Star Mine | No. 5 and No. 9 Pb-Zn orebodies, 650 Cu orebody, 1100 Cu orebody, 3000 Cu orebody | Seafloor hydrothermal | Sedimentary Exhalative (SEDEX) | SEDEX zinc-lead-copper | Cu, Pb, Zn | Ag | Cu, Pb, Zn, Ag | Cave et al., 2020 |  | 616-201208592sph8-1.d | 616-201208592sph8-1.d-1 | underground mine, open pit |  |  |  |  | ore material | drill core, polished section | drill core | mineral separate | [5 empty] | mineralisation |  |  |  | chalcopyrite, sphalerite, galena | Cu mineralisation stage, Pb-Zn mineralisation stage | replacement, vein infill, stratabound | coarse-grained, medium-grained, fine-grained, stratabound, discordant veins, replacement, infill |  |  |  | pyrite, pyrrhotite, arsenopyrite, siderite, dolomite, calcite, quartz, chlorite, K-feldspar, biotite, apatite, freibergite, tetrahedrite, cobaltite | Resin blocks containing each sample were produced following standard procedures and used for Mineral Liberation Analysis (MLA) mapping and subsequent LA-ICP-MS analyses | LA-ICPMS, EMPA, SEM-EDS | NWR213 solid state 213 nm laser ablation system coupled with an Agilent 7900 quadrupole ICP-MS; Cameca SXFive Electron Microprobe; Quanta600 SEM | Adelaide Microscopy | Ablation was conducted in an atmosphere of He (0.6 L/min) that was mixed with Ar (0.88 L/min) upon leaving the ablation cell; 70 µm diameter spot size with a 25:2 standard sample bracketing approach (2 standards analysed twice every 25 unknowns); MLA maps were acquired using the raster mode with an X-ray spectra collected every 4 µm | STDGL3 (CODES, University of Tasmania; Danyushevsky et al., 2011); GSD-1G | 3.9192 |  | 107.125 |  | 0.60094 | [9 empty] | 0.064014 | [5 empty] | 1959.6044 | [5 empty] | 59.0494 | [5 empty] | 2625.8699 | [9 empty] | 65320.1459 |  | 0.30439 |  |  |  | 0.48337 | [7 empty] | 770.7777 | [13 empty] | 156.2458 | [15 empty] | 10.1899 | [15 empty] | 359260.8024 |  | 2.4038 |  |  |  | 9.0142 | [5 empty] | 51.3416 | [7 empty] | 0.56175 | [5 empty] | 0.48076 | [13 empty] | 601950.2675 |  |  |  |  | 2020 | Cave, B., et al. (2020), Ore Geology Reviews 124, 103647 |  | AUS | Queensland
| Mount Isa Copper Operations, Black Star Mine | No. 5 and No. 9 Pb-Zn orebodies, 650 Cu orebody, 1100 Cu orebody, 3000 Cu orebody | Seafloor hydrothermal | Sedimentary Exhalative (SEDEX) | SEDEX zinc-lead-copper | Cu, Pb, Zn | Ag | Cu, Pb, Zn, Ag | Cave et al., 2020 |  | 618-201208592sph8-3.d | 618-201208592sph8-3.d-1 | underground mine, open pit |  |  |  |  | ore material | drill core, polished section | drill core | mineral separate | [5 empty] | mineralisation |  |  |  | chalcopyrite, sphalerite, galena | Cu mineralisation stage, Pb-Zn mineralisation stage | replacement, vein infill, stratabound | coarse-grained, medium-grained, fine-grained, stratabound, discordant veins, replacement, infill |  |  |  | pyrite, pyrrhotite, arsenopyrite, siderite, dolomite, calcite, quartz, chlorite, K-feldspar, biotite, apatite, freibergite, tetrahedrite, cobaltite | Resin blocks containing each sample were produced following standard procedures and used for Mineral Liberation Analysis (MLA) mapping and subsequent LA-ICP-MS analyses | LA-ICPMS, EMPA, SEM-EDS | NWR213 solid state 213 nm laser ablation system coupled with an Agilent 7900 quadrupole ICP-MS; Cameca SXFive Electron Microprobe; Quanta600 SEM | Adelaide Microscopy | Ablation was conducted in an atmosphere of He (0.6 L/min) that was mixed with Ar (0.88 L/min) upon leaving the ablation cell; 70 µm diameter spot size with a 25:2 standard sample bracketing approach (2 standards analysed twice every 25 unknowns); MLA maps were acquired using the raster mode with an X-ray spectra collected every 4 µm | STDGL3 (CODES, University of Tasmania; Danyushevsky et al., 2011); GSD-1G | 11.9819 |  | 22.2521 |  | 1.134 | [9 empty] | 0.3295 | [5 empty] | 1641.0902 | [5 empty] | 54.5604 | [5 empty] | 900.7809 | [9 empty] | 106981.1085 |  | 0.39369 |  |  |  | 1.2196 | [7 empty] | 1080.5092 | [13 empty] | 678.2602 | [9 empty] | 1.348 | [5 empty] | 22.466 | [15 empty] | 321799.1744 |  | 6.8682 |  |  |  | 10.9121 | [5 empty] | 177.5886 | [13 empty] | 2.2873 | [13 empty] | 557947.6275 |  |  |  |  | 2020 | Cave, B., et al. (2020), Ore Geology Reviews 124, 103647 |  | AUS | Queensland
| Mount Isa Copper Operations, Black Star Mine | No. 5 and No. 9 Pb-Zn orebodies, 650 Cu orebody, 1100 Cu orebody, 3000 Cu orebody | Seafloor hydrothermal | Sedimentary Exhalative (SEDEX) | SEDEX zinc-lead-copper | Cu, Pb, Zn | Ag | Cu, Pb, Zn, Ag | Cave et al., 2020 |  | 622-201208592sph8-7.d | 622-201208592sph8-7.d-1 | underground mine, open pit |  |  |  |  | ore material | drill core, polished section | drill core | mineral separate | [5 empty] | mineralisation |  |  |  | chalcopyrite, sphalerite, galena | Cu mineralisation stage, Pb-Zn mineralisation stage | replacement, vein infill, stratabound | coarse-grained, medium-grained, fine-grained, stratabound, discordant veins, replacement, infill |  |  |  | pyrite, pyrrhotite, arsenopyrite, siderite, dolomite, calcite, quartz, chlorite, K-feldspar, biotite, apatite, freibergite, tetrahedrite, cobaltite | Resin blocks containing each sample were produced following standard procedures and used for Mineral Liberation Analysis (MLA) mapping and subsequent LA-ICP-MS analyses | LA-ICPMS, EMPA, SEM-EDS | NWR213 solid state 213 nm laser ablation system coupled with an Agilent 7900 quadrupole ICP-MS; Cameca SXFive Electron Microprobe; Quanta600 SEM | Adelaide Microscopy | Ablation was conducted in an atmosphere of He (0.6 L/min) that was mixed with Ar (0.88 L/min) upon leaving the ablation cell; 70 µm diameter spot size with a 25:2 standard sample bracketing approach (2 standards analysed twice every 25 unknowns); MLA maps were acquired using the raster mode with an X-ray spectra collected every 4 µm | STDGL3 (CODES, University of Tasmania; Danyushevsky et al., 2011); GSD-1G | 8.2953 |  | 12.6421 |  | 0.98712 | [9 empty] | 0.17318 | [5 empty] | 1712.745 | [5 empty] | 54.7247 | [5 empty] | 1033.8814 | [9 empty] | 86589.7361 |  | 0.10218 |  |  |  | 0.51954 | [7 empty] | 1362.9224 | [13 empty] | 240.7195 | [9 empty] | 0.58881 | [5 empty] | 8.5897 | [15 empty] | 334236.3815 |  | 3.8099 | [9 empty] | 1.2296 | [13 empty] | 0.52473 | [13 empty] | 579485.1572 |  |  |  |  | 2020 | Cave, B., et al. (2020), Ore Geology Reviews 124, 103647 |  | AUS | Queensland
| Mount Isa Copper Operations, Black Star Mine | No. 5 and No. 9 Pb-Zn orebodies, 650 Cu orebody, 1100 Cu orebody, 3000 Cu orebody | Seafloor hydrothermal | Sedimentary Exhalative (SEDEX) | SEDEX zinc-lead-copper | Cu, Pb, Zn | Ag | Cu, Pb, Zn, Ag | Cave et al., 2020 |  | 623-201208592sph8-8.d | 623-201208592sph8-8.d-1 | underground mine, open pit |  |  |  |  | ore material | drill core, polished section | drill core | mineral separate | [5 empty] | mineralisation |  |  |  | chalcopyrite, sphalerite, galena | Cu mineralisation stage, Pb-Zn mineralisation stage | replacement, vein infill, stratabound | coarse-grained, medium-grained, fine-grained, stratabound, discordant veins, replacement, infill |  |  |  | pyrite, pyrrhotite, arsenopyrite, siderite, dolomite, calcite, quartz, chlorite, K-feldspar, biotite, apatite, freibergite, tetrahedrite, cobaltite | Resin blocks containing each sample were produced following standard procedures and used for Mineral Liberation Analysis (MLA) mapping and subsequent LA-ICP-MS analyses | LA-ICPMS, EMPA, SEM-EDS | NWR213 solid state 213 nm laser ablation system coupled with an Agilent 7900 quadrupole ICP-MS; Cameca SXFive Electron Microprobe; Quanta600 SEM | Adelaide Microscopy | Ablation was conducted in an atmosphere of He (0.6 L/min) that was mixed with Ar (0.88 L/min) upon leaving the ablation cell; 70 µm diameter spot size with a 25:2 standard sample bracketing approach (2 standards analysed twice every 25 unknowns); MLA maps were acquired using the raster mode with an X-ray spectra collected every 4 µm | STDGL3 (CODES, University of Tasmania; Danyushevsky et al., 2011); GSD-1G | 8.976 | [13 empty] | 0.080844 | [5 empty] | 1902.2047 | [5 empty] | 58.3739 | [5 empty] | 825.0813 | [9 empty] | 59443.8984 |  | 0.1177 |  |  |  | 0.76088 | [7 empty] | 1344.621 | [13 empty] | 18.9032 | [9 empty] | 0.97488 | [5 empty] | 1.3791 | [15 empty] | 350600.1128 | [19 empty] | 2.6155 | [19 empty] | 608156.8068 |  |  |  |  | 2020 | Cave, B., et al. (2020), Ore Geology Reviews 124, 103647 |  | AUS | Queensland
| Mount Isa Copper Operations, Black Star Mine | No. 5 and No. 9 Pb-Zn orebodies, 650 Cu orebody, 1100 Cu orebody, 3000 Cu orebody | Seafloor hydrothermal | Sedimentary Exhalative (SEDEX) | SEDEX zinc-lead-copper | Cu, Pb, Zn | Ag | Cu, Pb, Zn, Ag | Cave et al., 2020 |  | 196-2003061422SPH1-2.d | 196-2003061422SPH1-2.d-1 | underground mine, open pit |  |  |  |  | ore material | drill core, polished section | drill core | mineral separate | [5 empty] | mineralisation |  |  |  | chalcopyrite, sphalerite, galena | Cu mineralisation stage, Pb-Zn mineralisation stage | replacement, vein infill, stratabound | coarse-grained, medium-grained, fine-grained, stratabound, discordant veins, replacement, infill |  |  |  | pyrite, pyrrhotite, arsenopyrite, siderite, dolomite, calcite, quartz, chlorite, K-feldspar, biotite, apatite, freibergite, tetrahedrite, cobaltite | Resin blocks containing each sample were produced following standard procedures and used for Mineral Liberation Analysis (MLA) mapping and subsequent LA-ICP-MS analyses | LA-ICPMS, EMPA, SEM-EDS | NWR213 solid state 213 nm laser ablation system coupled with an Agilent 7900 quadrupole ICP-MS; Cameca SXFive Electron Microprobe; Quanta600 SEM | Adelaide Microscopy | Ablation was conducted in an atmosphere of He (0.6 L/min) that was mixed with Ar (0.88 L/min) upon leaving the ablation cell; 70 µm diameter spot size with a 25:2 standard sample bracketing approach (2 standards analysed twice every 25 unknowns); MLA maps were acquired using the raster mode with an X-ray spectra collected every 4 µm | STDGL3 (CODES, University of Tasmania; Danyushevsky et al., 2011); GSD-1G | 25.0649 |  | 5.0518 | [11 empty] | 0.046632 | [5 empty] | 1968.923 | [5 empty] | 46.8915 | [5 empty] | 854.9271 | [9 empty] | 64767.2048 |  | 0.1127 |  |  |  | 0.56995 | [7 empty] | 75.6481 | [13 empty] | 52.0728 | [15 empty] | 52.2024 | [15 empty] | 352204.0597 |  | 1.2176 |  |  |  | 7.2539 | [5 empty] | 1.0233 | [7 empty] | 1.0881 | [5 empty] | 0.26943 | [13 empty] | 602534.2883 |  |  |  |  | 2020 | Cave, B., et al. (2020), Ore Geology Reviews 124, 103647 |  | AUS | Queensland
| Mount Isa Copper Operations, Black Star Mine | No. 5 and No. 9 Pb-Zn orebodies, 650 Cu orebody, 1100 Cu orebody, 3000 Cu orebody | Seafloor hydrothermal | Sedimentary Exhalative (SEDEX) | SEDEX zinc-lead-copper | Cu, Pb, Zn | Ag | Cu, Pb, Zn, Ag | Cave et al., 2020 |  | 202-2003061422SPH1-8.d | 202-2003061422SPH1-8.d-1 | underground mine, open pit |  |  |  |  | ore material | drill core, polished section | drill core | mineral separate | [5 empty] | mineralisation |  |  |  | chalcopyrite, sphalerite, galena | Cu mineralisation stage, Pb-Zn mineralisation stage | replacement, vein infill, stratabound | coarse-grained, medium-grained, fine-grained, stratabound, discordant veins, replacement, infill |  |  |  | pyrite, pyrrhotite, arsenopyrite, siderite, dolomite, calcite, quartz, chlorite, K-feldspar, biotite, apatite, freibergite, tetrahedrite, cobaltite | Resin blocks containing each sample were produced following standard procedures and used for Mineral Liberation Analysis (MLA) mapping and subsequent LA-ICP-MS analyses | LA-ICPMS, EMPA, SEM-EDS | NWR213 solid state 213 nm laser ablation system coupled with an Agilent 7900 quadrupole ICP-MS; Cameca SXFive Electron Microprobe; Quanta600 SEM | Adelaide Microscopy | Ablation was conducted in an atmosphere of He (0.6 L/min) that was mixed with Ar (0.88 L/min) upon leaving the ablation cell; 70 µm diameter spot size with a 25:2 standard sample bracketing approach (2 standards analysed twice every 25 unknowns); MLA maps were acquired using the raster mode with an X-ray spectra collected every 4 µm | STDGL3 (CODES, University of Tasmania; Danyushevsky et al., 2011); GSD-1G | 11.4525 |  | 4.923 |  | 1.6583 | [9 empty] | 0.07255 | [5 empty] | 1975.6932 | [5 empty] | 50.6555 | [5 empty] | 215.0591 | [9 empty] | 64776.8248 |  | 0.14899 |  |  |  | 0.54412 | [7 empty] | 97.9426 | [13 empty] | 52.9874 | [15 empty] | 11.9189 | [15 empty] | 357827.1803 |  | 1.736 | [9 empty] | 0.62186 | [7 empty] | 1.7101 | [5 empty] | 0.14251 | [13 empty] | 602524.1275 |  |  |  |  | 2020 | Cave, B., et al. (2020), Ore Geology Reviews 124, 103647 |  | AUS | Queensland
| Mount Isa Copper Operations, Black Star Mine | No. 5 and No. 9 Pb-Zn orebodies, 650 Cu orebody, 1100 Cu orebody, 3000 Cu orebody | Seafloor hydrothermal | Sedimentary Exhalative (SEDEX) | SEDEX zinc-lead-copper | Cu, Pb, Zn | Ag | Cu, Pb, Zn, Ag | Cave et al., 2020 |  | 66-NO9ORESPH-4.d | 66-NO9ORESPH-4.d-1 | underground mine, open pit |  |  |  |  | ore material | drill core, polished section | drill core | mineral separate | [5 empty] | mineralisation |  |  |  | chalcopyrite, sphalerite, galena | Cu mineralisation stage, Pb-Zn mineralisation stage | replacement, vein infill, stratabound | coarse-grained, medium-grained, fine-grained, stratabound, discordant veins, replacement, infill |  |  |  | pyrite, pyrrhotite, arsenopyrite, siderite, dolomite, calcite, quartz, chlorite, K-feldspar, biotite, apatite, freibergite, tetrahedrite, cobaltite | Resin blocks containing each sample were produced following standard procedures and used for Mineral Liberation Analysis (MLA) mapping and subsequent LA-ICP-MS analyses | LA-ICPMS, EMPA, SEM-EDS | NWR213 solid state 213 nm laser ablation system coupled with an Agilent 7900 quadrupole ICP-MS; Cameca SXFive Electron Microprobe; Quanta600 SEM | Adelaide Microscopy | Ablation was conducted in an atmosphere of He (0.6 L/min) that was mixed with Ar (0.88 L/min) upon leaving the ablation cell; 70 µm diameter spot size with a 25:2 standard sample bracketing approach (2 standards analysed twice every 25 unknowns); MLA maps were acquired using the raster mode with an X-ray spectra collected every 4 µm | STDGL3 (CODES, University of Tasmania; Danyushevsky et al., 2011); GSD-1G | 19.7533 |  | 530.9011 |  | 50.2204 | [15 empty] | 3214.104 | [5 empty] | 19.5142 | [5 empty] | 35.8717 | [9 empty] | 59786.1606 |  | 1.411 |  |  |  | 42.8069 | [7 empty] | 44.6961 | [13 empty] | 90.2771 | [9 empty] | 0.32284 | [5 empty] | 38.6219 | [15 empty] | 360271.4039 |  | 35.3934 | [9 empty] | 0.87407 | [7 empty] | 0.46633 | [5 empty] | 0.9793 | [13 empty] | 607795.3067 |  |  |  |  | 2020 | Cave, B., et al. (2020), Ore Geology Reviews 124, 103647 |  | AUS | Queensland
| Mount Isa Copper Operations, Black Star Mine | No. 5 and No. 9 Pb-Zn orebodies, 650 Cu orebody, 1100 Cu orebody, 3000 Cu orebody | Seafloor hydrothermal | Sedimentary Exhalative (SEDEX) | SEDEX zinc-lead-copper | Cu, Pb, Zn | Ag | Cu, Pb, Zn, Ag | Cave et al., 2020 |  | 68-NO9ORESPH-6.d | 68-NO9ORESPH-6.d-1 | underground mine, open pit |  |  |  |  | ore material | drill core, polished section | drill core | mineral separate | [5 empty] | mineralisation |  |  |  | chalcopyrite, sphalerite, galena | Cu mineralisation stage, Pb-Zn mineralisation stage | replacement, vein infill, stratabound | coarse-grained, medium-grained, fine-grained, stratabound, discordant veins, replacement, infill |  |  |  | pyrite, pyrrhotite, arsenopyrite, siderite, dolomite, calcite, quartz, chlorite, K-feldspar, biotite, apatite, freibergite, tetrahedrite, cobaltite | Resin blocks containing each sample were produced following standard procedures and used for Mineral Liberation Analysis (MLA) mapping and subsequent LA-ICP-MS analyses | LA-ICPMS, EMPA, SEM-EDS | NWR213 solid state 213 nm laser ablation system coupled with an Agilent 7900 quadrupole ICP-MS; Cameca SXFive Electron Microprobe; Quanta600 SEM | Adelaide Microscopy | Ablation was conducted in an atmosphere of He (0.6 L/min) that was mixed with Ar (0.88 L/min) upon leaving the ablation cell; 70 µm diameter spot size with a 25:2 standard sample bracketing approach (2 standards analysed twice every 25 unknowns); MLA maps were acquired using the raster mode with an X-ray spectra collected every 4 µm | STDGL3 (CODES, University of Tasmania; Danyushevsky et al., 2011); GSD-1G | 7.732 |  | 22.1266 |  | 0.39336 | [15 empty] | 3176.4033 | [5 empty] | 17.6153 | [5 empty] | 30.6085 | [9 empty] | 61462.9117 |  | 0.98095 |  |  |  | 0.504 | [7 empty] | 44.2902 | [13 empty] | 111.6166 | [9 empty] | 0.11309 | [5 empty] | 37.9841 | [15 empty] | 360172.6623 |  | 3.9213 |  |  |  | 4.0566 | [5 empty] | 0.32207 | [7 empty] | 0.62692 | [5 empty] | 0.046712 | [13 empty] | 606024.3089 |  |  |  |  | 2020 | Cave, B., et al. (2020), Ore Geology Reviews 124, 103647 |  | AUS | Queensland
| Mount Isa Copper Operations, Black Star Mine | No. 5 and No. 9 Pb-Zn orebodies, 650 Cu orebody, 1100 Cu orebody, 3000 Cu orebody | Seafloor hydrothermal | Sedimentary Exhalative (SEDEX) | SEDEX zinc-lead-copper | Cu, Pb, Zn | Ag | Cu, Pb, Zn, Ag | Cave et al., 2020 |  | 69-NO9ORESPH-7.d | 69-NO9ORESPH-7.d-1 | underground mine, open pit |  |  |  |  | ore material | drill core, polished section | drill core | mineral separate | [5 empty] | mineralisation |  |  |  | chalcopyrite, sphalerite, galena | Cu mineralisation stage, Pb-Zn mineralisation stage | replacement, vein infill, stratabound | coarse-grained, medium-grained, fine-grained, stratabound, discordant veins, replacement, infill |  |  |  | pyrite, pyrrhotite, arsenopyrite, siderite, dolomite, calcite, quartz, chlorite, K-feldspar, biotite, apatite, freibergite, tetrahedrite, cobaltite | Resin blocks containing each sample were produced following standard procedures and used for Mineral Liberation Analysis (MLA) mapping and subsequent LA-ICP-MS analyses | LA-ICPMS, EMPA, SEM-EDS | NWR213 solid state 213 nm laser ablation system coupled with an Agilent 7900 quadrupole ICP-MS; Cameca SXFive Electron Microprobe; Quanta600 SEM | Adelaide Microscopy | Ablation was conducted in an atmosphere of He (0.6 L/min) that was mixed with Ar (0.88 L/min) upon leaving the ablation cell; 70 µm diameter spot size with a 25:2 standard sample bracketing approach (2 standards analysed twice every 25 unknowns); MLA maps were acquired using the raster mode with an X-ray spectra collected every 4 µm | STDGL3 (CODES, University of Tasmania; Danyushevsky et al., 2011); GSD-1G | 4.362 |  | 0.96659 | [17 empty] | 3230.6286 | [5 empty] | 16.7666 | [5 empty] | 30.6086 | [9 empty] | 61960.6553 |  | 0.6952 |  |  |  | 0.53286 | [7 empty] | 44.5001 | [13 empty] | 99.0131 | [9 empty] | 0.13507 | [5 empty] | 52.7905 | [15 empty] | 352803.9711 |  | 2.6395 | [9 empty] | 0.30856 | [7 empty] | 0.7807 | [5 empty] | 0.083027 | [13 empty] | 605498.5882 |  |  |  |  | 2020 | Cave, B., et al. (2020), Ore Geology Reviews 124, 103647 |  | AUS | Queensland
| Mount Isa Copper Operations, Black Star Mine | No. 5 and No. 9 Pb-Zn orebodies, 650 Cu orebody, 1100 Cu orebody, 3000 Cu orebody | Seafloor hydrothermal | Sedimentary Exhalative (SEDEX) | SEDEX zinc-lead-copper | Cu, Pb, Zn | Ag | Cu, Pb, Zn, Ag | Cave et al., 2020 |  | 71-NO9ORESPH-9.d | 71-NO9ORESPH-9.d-1 | underground mine, open pit |  |  |  |  | ore material | drill core, polished section | drill core | mineral separate | [5 empty] | mineralisation |  |  |  | chalcopyrite, sphalerite, galena | Cu mineralisation stage, Pb-Zn mineralisation stage | replacement, vein infill, stratabound | coarse-grained, medium-grained, fine-grained, stratabound, discordant veins, replacement, infill |  |  |  | pyrite, pyrrhotite, arsenopyrite, siderite, dolomite, calcite, quartz, chlorite, K-feldspar, biotite, apatite, freibergite, tetrahedrite, cobaltite | Resin blocks containing each sample were produced following standard procedures and used for Mineral Liberation Analysis (MLA) mapping and subsequent LA-ICP-MS analyses | LA-ICPMS, EMPA, SEM-EDS | NWR213 solid state 213 nm laser ablation system coupled with an Agilent 7900 quadrupole ICP-MS; Cameca SXFive Electron Microprobe; Quanta600 SEM | Adelaide Microscopy | Ablation was conducted in an atmosphere of He (0.6 L/min) that was mixed with Ar (0.88 L/min) upon leaving the ablation cell; 70 µm diameter spot size with a 25:2 standard sample bracketing approach (2 standards analysed twice every 25 unknowns); MLA maps were acquired using the raster mode with an X-ray spectra collected every 4 µm | STDGL3 (CODES, University of Tasmania; Danyushevsky et al., 2011); GSD-1G | 16.3778 | [19 empty] | 3327.7101 | [5 empty] | 17.7809 | [5 empty] | 37.0022 | [9 empty] | 62084.1438 |  | 0.33401 |  |  |  | 0.43459 | [7 empty] | 44.1418 | [13 empty] | 78.4744 | [9 empty] | 0.298 | [5 empty] | 471.8395 | [15 empty] | 357853.0046 |  | 9.027 | [9 empty] | 0.43459 | [7 empty] | 0.98093 | [5 empty] | 0.14403 | [13 empty] | 605368.1587 |  |  |  |  | 2020 | Cave, B., et al. (2020), Ore Geology Reviews 124, 103647 |  | AUS | Queensland
| Mount Isa Copper Operations, Black Star Mine | No. 5 and No. 9 Pb-Zn orebodies, 650 Cu orebody, 1100 Cu orebody, 3000 Cu orebody | Seafloor hydrothermal | Sedimentary Exhalative (SEDEX) | SEDEX zinc-lead-copper | Cu, Pb, Zn | Ag | Cu, Pb, Zn, Ag | Cave et al., 2020 |  | 73-NO9ORESPH-11.d | 73-NO9ORESPH-11.d-1 | underground mine, open pit |  |  |  |  | ore material | drill core, polished section | drill core | mineral separate | [5 empty] | mineralisation |  |  |  | chalcopyrite, sphalerite, galena | Cu mineralisation stage, Pb-Zn mineralisation stage | replacement, vein infill, stratabound | coarse-grained, medium-grained, fine-grained, stratabound, discordant veins, replacement, infill |  |  |  | pyrite, pyrrhotite, arsenopyrite, siderite, dolomite, calcite, quartz, chlorite, K-feldspar, biotite, apatite, freibergite, tetrahedrite, cobaltite | Resin blocks containing each sample were produced following standard procedures and used for Mineral Liberation Analysis (MLA) mapping and subsequent LA-ICP-MS analyses | LA-ICPMS, EMPA, SEM-EDS | NWR213 solid state 213 nm laser ablation system coupled with an Agilent 7900 quadrupole ICP-MS; Cameca SXFive Electron Microprobe; Quanta600 SEM | Adelaide Microscopy | Ablation was conducted in an atmosphere of He (0.6 L/min) that was mixed with Ar (0.88 L/min) upon leaving the ablation cell; 70 µm diameter spot size with a 25:2 standard sample bracketing approach (2 standards analysed twice every 25 unknowns); MLA maps were acquired using the raster mode with an X-ray spectra collected every 4 µm | STDGL3 (CODES, University of Tasmania; Danyushevsky et al., 2011); GSD-1G | 39.6598 |  | 0.81202 | [17 empty] | 3253.9827 | [5 empty] | 16.3111 | [5 empty] | 39.6598 | [9 empty] | 58842.3641 |  | 0.29421 |  |  |  | 0.1883 | [7 empty] | 42.8372 | [13 empty] | 76.3774 | [9 empty] | 0.48251 | [5 empty] | 917.9409 | [15 empty] | 354701.771 |  | 36.4823 |  |  |  | 2.4714 | [5 empty] | 0.44956 | [7 empty] | 0.82379 | [5 empty] | 0.56959 | [13 empty] | 608792.1521 |  |  |  |  | 2020 | Cave, B., et al. (2020), Ore Geology Reviews 124, 103647 |  | AUS | Queensland
| Mount Isa Copper Operations, Black Star Mine | No. 5 and No. 9 Pb-Zn orebodies, 650 Cu orebody, 1100 Cu orebody, 3000 Cu orebody | Seafloor hydrothermal | Sedimentary Exhalative (SEDEX) | SEDEX zinc-lead-copper | Cu, Pb, Zn | Ag | Cu, Pb, Zn, Ag | Cave et al., 2020 |  | 74-NO9ORESPH-12.d | 74-NO9ORESPH-12.d-1 | underground mine, open pit |  |  |  |  | ore material | drill core, polished section | drill core | mineral separate | [5 empty] | mineralisation |  |  |  | chalcopyrite, sphalerite, galena | Cu mineralisation stage, Pb-Zn mineralisation stage | replacement, vein infill, stratabound | coarse-grained, medium-grained, fine-grained, stratabound, discordant veins, replacement, infill |  |  |  | pyrite, pyrrhotite, arsenopyrite, siderite, dolomite, calcite, quartz, chlorite, K-feldspar, biotite, apatite, freibergite, tetrahedrite, cobaltite | Resin blocks containing each sample were produced following standard procedures and used for Mineral Liberation Analysis (MLA) mapping and subsequent LA-ICP-MS analyses | LA-ICPMS, EMPA, SEM-EDS | NWR213 solid state 213 nm laser ablation system coupled with an Agilent 7900 quadrupole ICP-MS; Cameca SXFive Electron Microprobe; Quanta600 SEM | Adelaide Microscopy | Ablation was conducted in an atmosphere of He (0.6 L/min) that was mixed with Ar (0.88 L/min) upon leaving the ablation cell; 70 µm diameter spot size with a 25:2 standard sample bracketing approach (2 standards analysed twice every 25 unknowns); MLA maps were acquired using the raster mode with an X-ray spectra collected every 4 µm | STDGL3 (CODES, University of Tasmania; Danyushevsky et al., 2011); GSD-1G | 24.7473 |  | 7.5097 |  | 0.21951 | [15 empty] | 3097.4541 | [5 empty] | 16.1862 | [5 empty] | 33.9669 | [9 empty] | 57766.7686 |  | 0.26804 |  |  |  | 0.26573 | [7 empty] | 42.7821 | [13 empty] | 75.2123 | [15 empty] | 28.5368 | [15 empty] | 355612.2276 |  | 21.547 | [9 empty] | 0.85495 | [7 empty] | 0.60077 | [5 empty] | 0.18832 | [13 empty] | 609928.2046 |  |  |  |  | 2020 | Cave, B., et al. (2020), Ore Geology Reviews 124, 103647 |  | AUS | Queensland
| Mount Isa Copper Operations, Black Star Mine | No. 5 and No. 9 Pb-Zn orebodies, 650 Cu orebody, 1100 Cu orebody, 3000 Cu orebody | Seafloor hydrothermal | Sedimentary Exhalative (SEDEX) | SEDEX zinc-lead-copper | Cu, Pb, Zn | Ag | Cu, Pb, Zn, Ag | Cave et al., 2020 |  | 75-NO9ORESPH-13.d | 75-NO9ORESPH-13.d-1 | underground mine, open pit |  |  |  |  | ore material | drill core, polished section | drill core | mineral separate | [5 empty] | mineralisation |  |  |  | chalcopyrite, sphalerite, galena | Cu mineralisation stage, Pb-Zn mineralisation stage | replacement, vein infill, stratabound | coarse-grained, medium-grained, fine-grained, stratabound, discordant veins, replacement, infill |  |  |  | pyrite, pyrrhotite, arsenopyrite, siderite, dolomite, calcite, quartz, chlorite, K-feldspar, biotite, apatite, freibergite, tetrahedrite, cobaltite | Resin blocks containing each sample were produced following standard procedures and used for Mineral Liberation Analysis (MLA) mapping and subsequent LA-ICP-MS analyses | LA-ICPMS, EMPA, SEM-EDS | NWR213 solid state 213 nm laser ablation system coupled with an Agilent 7900 quadrupole ICP-MS; Cameca SXFive Electron Microprobe; Quanta600 SEM | Adelaide Microscopy | Ablation was conducted in an atmosphere of He (0.6 L/min) that was mixed with Ar (0.88 L/min) upon leaving the ablation cell; 70 µm diameter spot size with a 25:2 standard sample bracketing approach (2 standards analysed twice every 25 unknowns); MLA maps were acquired using the raster mode with an X-ray spectra collected every 4 µm | STDGL3 (CODES, University of Tasmania; Danyushevsky et al., 2011); GSD-1G | 15.3216 |  | 1.6257 |  | 0.31579 | [15 empty] | 3095.8999 | [5 empty] | 16.0234 | [5 empty] | 30.8771 | [9 empty] | 58479.4093 |  | 0.47719 |  |  |  | 0.19883 | [7 empty] | 43.2748 | [13 empty] | 97.3097 | [9 empty] | 0.16842 | [5 empty] | 16.3742 | [15 empty] | 356841.3553 |  | 7.3567 | [9 empty] | 0.27719 | [7 empty] | 0.54971 | [5 empty] | 0.040936 | [13 empty] | 609175.5079 |  |  |  |  | 2020 | Cave, B., et al. (2020), Ore Geology Reviews 124, 103647 |  | AUS | Queensland
| Mount Isa Copper Operations, Black Star Mine | No. 5 and No. 9 Pb-Zn orebodies, 650 Cu orebody, 1100 Cu orebody, 3000 Cu orebody | Seafloor hydrothermal | Sedimentary Exhalative (SEDEX) | SEDEX zinc-lead-copper | Cu, Pb, Zn | Ag | Cu, Pb, Zn, Ag | Cave et al., 2020 |  | 76-NO9ORESPH-14.d | 76-NO9ORESPH-14.d-1 | underground mine, open pit |  |  |  |  | ore material | drill core, polished section | drill core | mineral separate | [5 empty] | mineralisation |  |  |  | chalcopyrite, sphalerite, galena | Cu mineralisation stage, Pb-Zn mineralisation stage | replacement, vein infill, stratabound | coarse-grained, medium-grained, fine-grained, stratabound, discordant veins, replacement, infill |  |  |  | pyrite, pyrrhotite, arsenopyrite, siderite, dolomite, calcite, quartz, chlorite, K-feldspar, biotite, apatite, freibergite, tetrahedrite, cobaltite | Resin blocks containing each sample were produced following standard procedures and used for Mineral Liberation Analysis (MLA) mapping and subsequent LA-ICP-MS analyses | LA-ICPMS, EMPA, SEM-EDS | NWR213 solid state 213 nm laser ablation system coupled with an Agilent 7900 quadrupole ICP-MS; Cameca SXFive Electron Microprobe; Quanta600 SEM | Adelaide Microscopy | Ablation was conducted in an atmosphere of He (0.6 L/min) that was mixed with Ar (0.88 L/min) upon leaving the ablation cell; 70 µm diameter spot size with a 25:2 standard sample bracketing approach (2 standards analysed twice every 25 unknowns); MLA maps were acquired using the raster mode with an X-ray spectra collected every 4 µm | STDGL3 (CODES, University of Tasmania; Danyushevsky et al., 2011); GSD-1G | 21.2592 |  | 4.1081 | [17 empty] | 3109.5713 | [5 empty] | 15.371 | [5 empty] | 36.1737 | [9 empty] | 57056.3544 |  | 0.26931 |  |  |  | 0.3081 | [7 empty] | 41.868 | [13 empty] | 68.4676 | [9 empty] | 0.21339 | [5 empty] | 107.2659 | [15 empty] | 358313.9054 |  | 20.9967 | [9 empty] | 2.0654 | [7 empty] | 0.83302 | [5 empty] | 0.24078 | [13 empty] | 610678.5498 |  |  |  |  | 2020 | Cave, B., et al. (2020), Ore Geology Reviews 124, 103647 |  | AUS | Queensland
| Mount Isa Copper Operations, Black Star Mine | No. 5 and No. 9 Pb-Zn orebodies, 650 Cu orebody, 1100 Cu orebody, 3000 Cu orebody | Seafloor hydrothermal | Sedimentary Exhalative (SEDEX) | SEDEX zinc-lead-copper | Cu, Pb, Zn | Ag | Cu, Pb, Zn, Ag | Cave et al., 2020 |  | 78-NO9ORESPH-16.d | 78-NO9ORESPH-16.d-1 | underground mine, open pit |  |  |  |  | ore material | drill core, polished section | drill core | mineral separate | [5 empty] | mineralisation |  |  |  | chalcopyrite, sphalerite, galena | Cu mineralisation stage, Pb-Zn mineralisation stage | replacement, vein infill, stratabound | coarse-grained, medium-grained, fine-grained, stratabound, discordant veins, replacement, infill |  |  |  | pyrite, pyrrhotite, arsenopyrite, siderite, dolomite, calcite, quartz, chlorite, K-feldspar, biotite, apatite, freibergite, tetrahedrite, cobaltite | Resin blocks containing each sample were produced following standard procedures and used for Mineral Liberation Analysis (MLA) mapping and subsequent LA-ICP-MS analyses | LA-ICPMS, EMPA, SEM-EDS | NWR213 solid state 213 nm laser ablation system coupled with an Agilent 7900 quadrupole ICP-MS; Cameca SXFive Electron Microprobe; Quanta600 SEM | Adelaide Microscopy | Ablation was conducted in an atmosphere of He (0.6 L/min) that was mixed with Ar (0.88 L/min) upon leaving the ablation cell; 70 µm diameter spot size with a 25:2 standard sample bracketing approach (2 standards analysed twice every 25 unknowns); MLA maps were acquired using the raster mode with an X-ray spectra collected every 4 µm | STDGL3 (CODES, University of Tasmania; Danyushevsky et al., 2011); GSD-1G | 71.7308 |  | 3.5807 |  | 0.43015 | [15 empty] | 3479.5811 | [5 empty] | 16.1016 | [5 empty] | 47.5492 | [9 empty] | 58128.6514 |  | 0.13486 |  |  |  | 0.47665 | [7 empty] | 38.9113 | [13 empty] | 53.0133 | [9 empty] | 0.15927 | [5 empty] | 1627.6022 | [15 empty] | 354468.5161 |  | 104.0503 | [9 empty] | 0.71266 | [7 empty] | 0.65104 | [5 empty] | 2.546 | [13 empty] | 609545.9812 |  |  |  |  | 2020 | Cave, B., et al. (2020), Ore Geology Reviews 124, 103647 |  | AUS | Queensland
| Mount Isa Copper Operations, Black Star Mine | No. 5 and No. 9 Pb-Zn orebodies, 650 Cu orebody, 1100 Cu orebody, 3000 Cu orebody | Seafloor hydrothermal | Sedimentary Exhalative (SEDEX) | SEDEX zinc-lead-copper | Cu, Pb, Zn | Ag | Cu, Pb, Zn, Ag | Cave et al., 2020 |  | 80-NO9ORESPH-18.d | 80-NO9ORESPH-18.d-1 | underground mine, open pit |  |  |  |  | ore material | drill core, polished section | drill core | mineral separate | [5 empty] | mineralisation |  |  |  | chalcopyrite, sphalerite, galena | Cu mineralisation stage, Pb-Zn mineralisation stage | replacement, vein infill, stratabound | coarse-grained, medium-grained, fine-grained, stratabound, discordant veins, replacement, infill |  |  |  | pyrite, pyrrhotite, arsenopyrite, siderite, dolomite, calcite, quartz, chlorite, K-feldspar, biotite, apatite, freibergite, tetrahedrite, cobaltite | Resin blocks containing each sample were produced following standard procedures and used for Mineral Liberation Analysis (MLA) mapping and subsequent LA-ICP-MS analyses | LA-ICPMS, EMPA, SEM-EDS | NWR213 solid state 213 nm laser ablation system coupled with an Agilent 7900 quadrupole ICP-MS; Cameca SXFive Electron Microprobe; Quanta600 SEM | Adelaide Microscopy | Ablation was conducted in an atmosphere of He (0.6 L/min) that was mixed with Ar (0.88 L/min) upon leaving the ablation cell; 70 µm diameter spot size with a 25:2 standard sample bracketing approach (2 standards analysed twice every 25 unknowns); MLA maps were acquired using the raster mode with an X-ray spectra collected every 4 µm | STDGL3 (CODES, University of Tasmania; Danyushevsky et al., 2011); GSD-1G | 38.6783 |  | 8.5425 |  | 2.1356 | [15 empty] | 3326.8119 | [5 empty] | 16.29 | [5 empty] | 43.4241 | [9 empty] | 59322.6097 |  | 0.25983 |  |  |  | 0.41526 | [7 empty] | 42.7597 | [13 empty] | 76.8821 | [9 empty] | 0.12458 | [5 empty] | 391.5292 | [15 empty] | 352613.5918 |  | 56.9497 |  |  |  | 1.661 | [5 empty] | 1.4712 | [7 empty] | 0.66441 | [5 empty] | 1.3751 | [13 empty] | 608284.9129 |  |  |  |  | 2020 | Cave, B., et al. (2020), Ore Geology Reviews 124, 103647 |  | AUS | Queensland
| Mount Isa Copper Operations, Black Star Mine | No. 5 and No. 9 Pb-Zn orebodies, 650 Cu orebody, 1100 Cu orebody, 3000 Cu orebody | Seafloor hydrothermal | Sedimentary Exhalative (SEDEX) | SEDEX zinc-lead-copper | Cu, Pb, Zn | Ag | Cu, Pb, Zn, Ag | Cave et al., 2020 |  | 81-NO9ORESPH-19.d | 81-NO9ORESPH-19.d-1 | underground mine, open pit |  |  |  |  | ore material | drill core, polished section | drill core | mineral separate | [5 empty] | mineralisation |  |  |  | chalcopyrite, sphalerite, galena | Cu mineralisation stage, Pb-Zn mineralisation stage | replacement, vein infill, stratabound | coarse-grained, medium-grained, fine-grained, stratabound, discordant veins, replacement, infill |  |  |  | pyrite, pyrrhotite, arsenopyrite, siderite, dolomite, calcite, quartz, chlorite, K-feldspar, biotite, apatite, freibergite, tetrahedrite, cobaltite | Resin blocks containing each sample were produced following standard procedures and used for Mineral Liberation Analysis (MLA) mapping and subsequent LA-ICP-MS analyses | LA-ICPMS, EMPA, SEM-EDS | NWR213 solid state 213 nm laser ablation system coupled with an Agilent 7900 quadrupole ICP-MS; Cameca SXFive Electron Microprobe; Quanta600 SEM | Adelaide Microscopy | Ablation was conducted in an atmosphere of He (0.6 L/min) that was mixed with Ar (0.88 L/min) upon leaving the ablation cell; 70 µm diameter spot size with a 25:2 standard sample bracketing approach (2 standards analysed twice every 25 unknowns); MLA maps were acquired using the raster mode with an X-ray spectra collected every 4 µm | STDGL3 (CODES, University of Tasmania; Danyushevsky et al., 2011); GSD-1G | 118.6108 |  | 324.8077 |  | 0.69442 | [9 empty] | 0.042561 | [5 empty] | 3381.3597 | [5 empty] | 15.042 | [5 empty] | 64.5135 | [9 empty] | 56001.3203 |  | 0.1736 |  |  |  | 0.57121 | [7 empty] | 39.8057 | [13 empty] | 44.5883 | [9 empty] | 0.1624 | [5 empty] | 4648.1096 | [15 empty] | 355272.3759 |  | 216.8371 | [9 empty] | 1.624 | [7 empty] | 0.51521 | [5 empty] | 6.8098 | [13 empty] | 611792.8852 |  |  |  |  | 2020 | Cave, B., et al. (2020), Ore Geology Reviews 124, 103647 |  | AUS | Queensland
| Mount Isa Copper Operations, Black Star Mine | No. 5 and No. 9 Pb-Zn orebodies, 650 Cu orebody, 1100 Cu orebody, 3000 Cu orebody | Seafloor hydrothermal | Sedimentary Exhalative (SEDEX) | SEDEX zinc-lead-copper | Cu, Pb, Zn | Ag | Cu, Pb, Zn, Ag | Cave et al., 2020 |  | 85-NO9ORESPH-23.d | 85-NO9ORESPH-23.d-1 | underground mine, open pit |  |  |  |  | ore material | drill core, polished section | drill core | mineral separate | [5 empty] | mineralisation |  |  |  | chalcopyrite, sphalerite, galena | Cu mineralisation stage, Pb-Zn mineralisation stage | replacement, vein infill, stratabound | coarse-grained, medium-grained, fine-grained, stratabound, discordant veins, replacement, infill |  |  |  | pyrite, pyrrhotite, arsenopyrite, siderite, dolomite, calcite, quartz, chlorite, K-feldspar, biotite, apatite, freibergite, tetrahedrite, cobaltite | Resin blocks containing each sample were produced following standard procedures and used for Mineral Liberation Analysis (MLA) mapping and subsequent LA-ICP-MS analyses | LA-ICPMS, EMPA, SEM-EDS | NWR213 solid state 213 nm laser ablation system coupled with an Agilent 7900 quadrupole ICP-MS; Cameca SXFive Electron Microprobe; Quanta600 SEM | Adelaide Microscopy | Ablation was conducted in an atmosphere of He (0.6 L/min) that was mixed with Ar (0.88 L/min) upon leaving the ablation cell; 70 µm diameter spot size with a 25:2 standard sample bracketing approach (2 standards analysed twice every 25 unknowns); MLA maps were acquired using the raster mode with an X-ray spectra collected every 4 µm | STDGL3 (CODES, University of Tasmania; Danyushevsky et al., 2011); GSD-1G | 10.1797 |  | 62.2092 | [17 empty] | 3297.3353 | [5 empty] | 17.3842 | [5 empty] | 31.3505 | [9 empty] | 61471.5751 |  | 0.70938 |  |  |  | 0.4426 | [7 empty] | 45.3783 | [13 empty] | 97.4939 | [9 empty] | 0.079913 | [5 empty] | 19.3021 | [15 empty] | 361084.032 |  | 8.9994 |  |  |  | 3.0736 | [5 empty] | 0.25203 | [7 empty] | 0.6516 | [5 empty] | 0.13032 | [13 empty] | 606015.1586 |  |  |  |  | 2020 | Cave, B., et al. (2020), Ore Geology Reviews 124, 103647 |  | AUS | Queensland
| Mount Isa Copper Operations, Black Star Mine | No. 5 and No. 9 Pb-Zn orebodies, 650 Cu orebody, 1100 Cu orebody, 3000 Cu orebody | Seafloor hydrothermal | Sedimentary Exhalative (SEDEX) | SEDEX zinc-lead-copper | Cu, Pb, Zn | Ag | Cu, Pb, Zn, Ag | Cave et al., 2020 |  | 86-NO9ORESPH-24.d | 86-NO9ORESPH-24.d-1 | underground mine, open pit |  |  |  |  | ore material | drill core, polished section | drill core | mineral separate | [5 empty] | mineralisation |  |  |  | chalcopyrite, sphalerite, galena | Cu mineralisation stage, Pb-Zn mineralisation stage | replacement, vein infill, stratabound | coarse-grained, medium-grained, fine-grained, stratabound, discordant veins, replacement, infill |  |  |  | pyrite, pyrrhotite, arsenopyrite, siderite, dolomite, calcite, quartz, chlorite, K-feldspar, biotite, apatite, freibergite, tetrahedrite, cobaltite | Resin blocks containing each sample were produced following standard procedures and used for Mineral Liberation Analysis (MLA) mapping and subsequent LA-ICP-MS analyses | LA-ICPMS, EMPA, SEM-EDS | NWR213 solid state 213 nm laser ablation system coupled with an Agilent 7900 quadrupole ICP-MS; Cameca SXFive Electron Microprobe; Quanta600 SEM | Adelaide Microscopy | Ablation was conducted in an atmosphere of He (0.6 L/min) that was mixed with Ar (0.88 L/min) upon leaving the ablation cell; 70 µm diameter spot size with a 25:2 standard sample bracketing approach (2 standards analysed twice every 25 unknowns); MLA maps were acquired using the raster mode with an X-ray spectra collected every 4 µm | STDGL3 (CODES, University of Tasmania; Danyushevsky et al., 2011); GSD-1G | 17.8551 |  | 23.4497 |  | 0.64278 | [9 empty] | 0.065469 | [5 empty] | 3210.3421 | [5 empty] | 17.4861 | [5 empty] | 47.7326 | [9 empty] | 59516.91 |  | 0.24164 |  |  |  | 0.32139 | [7 empty] | 43.614 | [13 empty] | 70.8251 | [9 empty] | 0.3333 | [5 empty] | 4523.2852 | [15 empty] | 362338.9481 |  | 20.1167 | [9 empty] | 11.3082 | [13 empty] | 0.46542 | [13 empty] | 608079.6913 |  |  |  |  | 2020 | Cave, B., et al. (2020), Ore Geology Reviews 124, 103647 |  | AUS | Queensland
| Mount Isa Copper Operations, Black Star Mine | No. 5 and No. 9 Pb-Zn orebodies, 650 Cu orebody, 1100 Cu orebody, 3000 Cu orebody | Seafloor hydrothermal | Sedimentary Exhalative (SEDEX) | SEDEX zinc-lead-copper | Cu, Pb, Zn | Ag | Cu, Pb, Zn, Ag | Cave et al., 2020 |  | 87-NO9ORESPH-25.d | 87-NO9ORESPH-25.d-1 | underground mine, open pit |  |  |  |  | ore material | drill core, polished section | drill core | mineral separate | [5 empty] | mineralisation |  |  |  | chalcopyrite, sphalerite, galena | Cu mineralisation stage, Pb-Zn mineralisation stage | replacement, vein infill, stratabound | coarse-grained, medium-grained, fine-grained, stratabound, discordant veins, replacement, infill |  |  |  | pyrite, pyrrhotite, arsenopyrite, siderite, dolomite, calcite, quartz, chlorite, K-feldspar, biotite, apatite, freibergite, tetrahedrite, cobaltite | Resin blocks containing each sample were produced following standard procedures and used for Mineral Liberation Analysis (MLA) mapping and subsequent LA-ICP-MS analyses | LA-ICPMS, EMPA, SEM-EDS | NWR213 solid state 213 nm laser ablation system coupled with an Agilent 7900 quadrupole ICP-MS; Cameca SXFive Electron Microprobe; Quanta600 SEM | Adelaide Microscopy | Ablation was conducted in an atmosphere of He (0.6 L/min) that was mixed with Ar (0.88 L/min) upon leaving the ablation cell; 70 µm diameter spot size with a 25:2 standard sample bracketing approach (2 standards analysed twice every 25 unknowns); MLA maps were acquired using the raster mode with an X-ray spectra collected every 4 µm | STDGL3 (CODES, University of Tasmania; Danyushevsky et al., 2011); GSD-1G | 10.5989 |  | 113.4679 | [17 empty] | 3367.9334 | [5 empty] | 17.897 | [5 empty] | 55.0577 | [9 empty] | 64470.3945 |  | 1.1347 |  |  |  | 0.85101 | [7 empty] | 44.3943 | [13 empty] | 108.0524 | [9 empty] | 0.14699 | [5 empty] | 12.6362 | [15 empty] | 362065.7358 |  | 7.4012 | [9 empty] | 0.85101 | [13 empty] | 0.097995 | [13 empty] | 602847.7816 |  |  |  |  | 2020 | Cave, B., et al. (2020), Ore Geology Reviews 124, 103647 |  | AUS | Queensland
| Mount Isa Copper Operations, Black Star Mine | No. 5 and No. 9 Pb-Zn orebodies, 650 Cu orebody, 1100 Cu orebody, 3000 Cu orebody | Seafloor hydrothermal | Sedimentary Exhalative (SEDEX) | SEDEX zinc-lead-copper | Cu, Pb, Zn | Ag | Cu, Pb, Zn, Ag | Cave et al., 2020 |  | 88-NO9ORESPH-26.d | 88-NO9ORESPH-26.d-1 | underground mine, open pit |  |  |  |  | ore material | drill core, polished section | drill core | mineral separate | [5 empty] | mineralisation |  |  |  | chalcopyrite, sphalerite, galena | Cu mineralisation stage, Pb-Zn mineralisation stage | replacement, vein infill, stratabound | coarse-grained, medium-grained, fine-grained, stratabound, discordant veins, replacement, infill |  |  |  | pyrite, pyrrhotite, arsenopyrite, siderite, dolomite, calcite, quartz, chlorite, K-feldspar, biotite, apatite, freibergite, tetrahedrite, cobaltite | Resin blocks containing each sample were produced following standard procedures and used for Mineral Liberation Analysis (MLA) mapping and subsequent LA-ICP-MS analyses | LA-ICPMS, EMPA, SEM-EDS | NWR213 solid state 213 nm laser ablation system coupled with an Agilent 7900 quadrupole ICP-MS; Cameca SXFive Electron Microprobe; Quanta600 SEM | Adelaide Microscopy | Ablation was conducted in an atmosphere of He (0.6 L/min) that was mixed with Ar (0.88 L/min) upon leaving the ablation cell; 70 µm diameter spot size with a 25:2 standard sample bracketing approach (2 standards analysed twice every 25 unknowns); MLA maps were acquired using the raster mode with an X-ray spectra collected every 4 µm | STDGL3 (CODES, University of Tasmania; Danyushevsky et al., 2011); GSD-1G | 13.3373 |  | 405.3492 | [17 empty] | 3416.7013 | [5 empty] | 17.0247 | [5 empty] | 1019.9108 | [9 empty] | 65378.8999 |  | 1.0003 |  |  |  | 0.90223 | [7 empty] | 43.6731 | [13 empty] | 98.8529 | [9 empty] | 0.35305 | [21 empty] | 365075.7772 |  | 14.8802 | [9 empty] | 0.30205 | [13 empty] | 0.49688 | [13 empty] | 601888.211 |  |  |  |  | 2020 | Cave, B., et al. (2020), Ore Geology Reviews 124, 103647 |  | AUS | Queensland
| Mount Isa Copper Operations, Black Star Mine | No. 5 and No. 9 Pb-Zn orebodies, 650 Cu orebody, 1100 Cu orebody, 3000 Cu orebody | Seafloor hydrothermal | Sedimentary Exhalative (SEDEX) | SEDEX zinc-lead-copper | Cu, Pb, Zn | Ag | Cu, Pb, Zn, Ag | Cave et al., 2020 |  | 89-NO9ORESPH-27.d | 89-NO9ORESPH-27.d-1 | underground mine, open pit |  |  |  |  | ore material | drill core, polished section | drill core | mineral separate | [5 empty] | mineralisation |  |  |  | chalcopyrite, sphalerite, galena | Cu mineralisation stage, Pb-Zn mineralisation stage | replacement, vein infill, stratabound | coarse-grained, medium-grained, fine-grained, stratabound, discordant veins, replacement, infill |  |  |  | pyrite, pyrrhotite, arsenopyrite, siderite, dolomite, calcite, quartz, chlorite, K-feldspar, biotite, apatite, freibergite, tetrahedrite, cobaltite | Resin blocks containing each sample were produced following standard procedures and used for Mineral Liberation Analysis (MLA) mapping and subsequent LA-ICP-MS analyses | LA-ICPMS, EMPA, SEM-EDS | NWR213 solid state 213 nm laser ablation system coupled with an Agilent 7900 quadrupole ICP-MS; Cameca SXFive Electron Microprobe; Quanta600 SEM | Adelaide Microscopy | Ablation was conducted in an atmosphere of He (0.6 L/min) that was mixed with Ar (0.88 L/min) upon leaving the ablation cell; 70 µm diameter spot size with a 25:2 standard sample bracketing approach (2 standards analysed twice every 25 unknowns); MLA maps were acquired using the raster mode with an X-ray spectra collected every 4 µm | STDGL3 (CODES, University of Tasmania; Danyushevsky et al., 2011); GSD-1G | 7.8317 |  | 30.6689 | [17 empty] | 3355.1474 | [5 empty] | 17.2957 | [5 empty] | 42.7785 | [9 empty] | 65813.0139 |  | 1.0635 |  |  |  | 0.47385 | [7 empty] | 44.7002 | [13 empty] | 113.0668 | [9 empty] | 0.23693 | [5 empty] | 11.0566 | [15 empty] | 357759.5436 |  | 7.9239 | [9 empty] | 0.28958 | [13 empty] | 0.060548 | [13 empty] | 601429.6964 |  |  |  |  | 2020 | Cave, B., et al. (2020), Ore Geology Reviews 124, 103647 |  | AUS | Queensland
| Mount Isa Copper Operations, Black Star Mine | No. 5 and No. 9 Pb-Zn orebodies, 650 Cu orebody, 1100 Cu orebody, 3000 Cu orebody | Seafloor hydrothermal | Sedimentary Exhalative (SEDEX) | SEDEX zinc-lead-copper | Cu, Pb, Zn | Ag | Cu, Pb, Zn, Ag | Cave et al., 2020 |  | 90-NO9ORESPH-28.d | 90-NO9ORESPH-28.d-1 | underground mine, open pit |  |  |  |  | ore material | drill core, polished section | drill core | mineral separate | [5 empty] | mineralisation |  |  |  | chalcopyrite, sphalerite, galena | Cu mineralisation stage, Pb-Zn mineralisation stage | replacement, vein infill, stratabound | coarse-grained, medium-grained, fine-grained, stratabound, discordant veins, replacement, infill |  |  |  | pyrite, pyrrhotite, arsenopyrite, siderite, dolomite, calcite, quartz, chlorite, K-feldspar, biotite, apatite, freibergite, tetrahedrite, cobaltite | Resin blocks containing each sample were produced following standard procedures and used for Mineral Liberation Analysis (MLA) mapping and subsequent LA-ICP-MS analyses | LA-ICPMS, EMPA, SEM-EDS | NWR213 solid state 213 nm laser ablation system coupled with an Agilent 7900 quadrupole ICP-MS; Cameca SXFive Electron Microprobe; Quanta600 SEM | Adelaide Microscopy | Ablation was conducted in an atmosphere of He (0.6 L/min) that was mixed with Ar (0.88 L/min) upon leaving the ablation cell; 70 µm diameter spot size with a 25:2 standard sample bracketing approach (2 standards analysed twice every 25 unknowns); MLA maps were acquired using the raster mode with an X-ray spectra collected every 4 µm | STDGL3 (CODES, University of Tasmania; Danyushevsky et al., 2011); GSD-1G | 86.0288 |  |  |  | 0.3958 | [15 empty] | 3505.1794 | [5 empty] | 14.0161 | [5 empty] | 59.7196 | [9 empty] | 58206.2335 |  | 0.11874 |  |  |  | 0.34924 | [7 empty] | 37.3684 | [13 empty] | 49.0911 | [9 empty] | 0.083817 | [5 empty] | 1082.6359 | [15 empty] | 358666.8106 |  | 127.9373 | [9 empty] | 1.0128 | [7 empty] | 0.91966 | [5 empty] | 3.7601 | [13 empty] | 609464.0383 |  |  |  |  | 2020 | Cave, B., et al. (2020), Ore Geology Reviews 124, 103647 |  | AUS | Queensland
| Mount Isa Copper Operations, Black Star Mine | No. 5 and No. 9 Pb-Zn orebodies, 650 Cu orebody, 1100 Cu orebody, 3000 Cu orebody | Seafloor hydrothermal | Sedimentary Exhalative (SEDEX) | SEDEX zinc-lead-copper | Cu, Pb, Zn | Ag | Cu, Pb, Zn, Ag | Cave et al., 2020 |  | 91-NO9ORESPH-29.d | 91-NO9ORESPH-29.d-1 | underground mine, open pit |  |  |  |  | ore material | drill core, polished section | drill core | mineral separate | [5 empty] | mineralisation |  |  |  | chalcopyrite, sphalerite, galena | Cu mineralisation stage, Pb-Zn mineralisation stage | replacement, vein infill, stratabound | coarse-grained, medium-grained, fine-grained, stratabound, discordant veins, replacement, infill |  |  |  | pyrite, pyrrhotite, arsenopyrite, siderite, dolomite, calcite, quartz, chlorite, K-feldspar, biotite, apatite, freibergite, tetrahedrite, cobaltite | Resin blocks containing each sample were produced following standard procedures and used for Mineral Liberation Analysis (MLA) mapping and subsequent LA-ICP-MS analyses | LA-ICPMS, EMPA, SEM-EDS | NWR213 solid state 213 nm laser ablation system coupled with an Agilent 7900 quadrupole ICP-MS; Cameca SXFive Electron Microprobe; Quanta600 SEM | Adelaide Microscopy | Ablation was conducted in an atmosphere of He (0.6 L/min) that was mixed with Ar (0.88 L/min) upon leaving the ablation cell; 70 µm diameter spot size with a 25:2 standard sample bracketing approach (2 standards analysed twice every 25 unknowns); MLA maps were acquired using the raster mode with an X-ray spectra collected every 4 µm | STDGL3 (CODES, University of Tasmania; Danyushevsky et al., 2011); GSD-1G | 25.15 |  | 195.5208 | [17 empty] | 3243.5496 | [5 empty] | 16.1305 | [5 empty] | 34.4489 | [9 empty] | 58190.7005 |  | 0.28048 |  |  |  | 0.4888 | [7 empty] | 41.7693 | [13 empty] | 68.665 | [9 empty] | 0.18854 | [5 empty] | 17.5736 | [15 empty] | 358803.8592 |  | 22.1125 |  |  |  | 1.7457 | [5 empty] | 0.22694 | [7 empty] | 0.54699 | [5 empty] | 0.25953 | [13 empty] | 609480.4444 |  |  |  |  | 2020 | Cave, B., et al. (2020), Ore Geology Reviews 124, 103647 |  | AUS | Queensland
| Mount Isa Copper Operations, Black Star Mine | No. 5 and No. 9 Pb-Zn orebodies, 650 Cu orebody, 1100 Cu orebody, 3000 Cu orebody | Seafloor hydrothermal | Sedimentary Exhalative (SEDEX) | SEDEX zinc-lead-copper | Cu, Pb, Zn | Ag | Cu, Pb, Zn, Ag | Cave et al., 2020 |  | 92-NO9ORESPH-30.d | 92-NO9ORESPH-30.d-1 | underground mine, open pit |  |  |  |  | ore material | drill core, polished section | drill core | mineral separate | [5 empty] | mineralisation |  |  |  | chalcopyrite, sphalerite, galena | Cu mineralisation stage, Pb-Zn mineralisation stage | replacement, vein infill, stratabound | coarse-grained, medium-grained, fine-grained, stratabound, discordant veins, replacement, infill |  |  |  | pyrite, pyrrhotite, arsenopyrite, siderite, dolomite, calcite, quartz, chlorite, K-feldspar, biotite, apatite, freibergite, tetrahedrite, cobaltite | Resin blocks containing each sample were produced following standard procedures and used for Mineral Liberation Analysis (MLA) mapping and subsequent LA-ICP-MS analyses | LA-ICPMS, EMPA, SEM-EDS | NWR213 solid state 213 nm laser ablation system coupled with an Agilent 7900 quadrupole ICP-MS; Cameca SXFive Electron Microprobe; Quanta600 SEM | Adelaide Microscopy | Ablation was conducted in an atmosphere of He (0.6 L/min) that was mixed with Ar (0.88 L/min) upon leaving the ablation cell; 70 µm diameter spot size with a 25:2 standard sample bracketing approach (2 standards analysed twice every 25 unknowns); MLA maps were acquired using the raster mode with an X-ray spectra collected every 4 µm | STDGL3 (CODES, University of Tasmania; Danyushevsky et al., 2011); GSD-1G | 21.5957 |  | 0.97415 | [17 empty] | 3264.0044 | [5 empty] | 16.4902 | [5 empty] | 32.5109 | [9 empty] | 58684.0056 |  | 0.21713 |  |  |  | 0.3521 | [7 empty] | 41.0084 | [13 empty] | 63.8482 | [9 empty] | 0.21126 | [5 empty] | 63.3787 | [15 empty] | 356211.9138 |  | 19.0136 | [9 empty] | 0.31689 | [7 empty] | 1.3263 | [5 empty] | 0.15727 | [13 empty] | 608959.4116 |  |  |  |  | 2020 | Cave, B., et al. (2020), Ore Geology Reviews 124, 103647 |  | AUS | Queensland
| Mount Isa Copper Operations, Black Star Mine | No. 5 and No. 9 Pb-Zn orebodies, 650 Cu orebody, 1100 Cu orebody, 3000 Cu orebody | Seafloor hydrothermal | Sedimentary Exhalative (SEDEX) | SEDEX zinc-lead-copper | Cu, Pb, Zn | Ag | Cu, Pb, Zn, Ag | Cave et al., 2020 |  | 104-NO5ORESPH-8.d | 104-NO5ORESPH-8.d-1 | underground mine, open pit |  |  |  |  | ore material | drill core, polished section | drill core | mineral separate | [5 empty] | mineralisation |  |  |  | chalcopyrite, sphalerite, galena | Cu mineralisation stage, Pb-Zn mineralisation stage | replacement, vein infill, stratabound | coarse-grained, medium-grained, fine-grained, stratabound, discordant veins, replacement, infill |  |  |  | pyrite, pyrrhotite, arsenopyrite, siderite, dolomite, calcite, quartz, chlorite, K-feldspar, biotite, apatite, freibergite, tetrahedrite, cobaltite | Resin blocks containing each sample were produced following standard procedures and used for Mineral Liberation Analysis (MLA) mapping and subsequent LA-ICP-MS analyses | LA-ICPMS, EMPA, SEM-EDS | NWR213 solid state 213 nm laser ablation system coupled with an Agilent 7900 quadrupole ICP-MS; Cameca SXFive Electron Microprobe; Quanta600 SEM | Adelaide Microscopy | Ablation was conducted in an atmosphere of He (0.6 L/min) that was mixed with Ar (0.88 L/min) upon leaving the ablation cell; 70 µm diameter spot size with a 25:2 standard sample bracketing approach (2 standards analysed twice every 25 unknowns); MLA maps were acquired using the raster mode with an X-ray spectra collected every 4 µm | STDGL3 (CODES, University of Tasmania; Danyushevsky et al., 2011); GSD-1G | 21.0918 | [19 empty] | 2532.0271 | [5 empty] | 4.1272 | [5 empty] | 60.7687 | [9 empty] | 63300.6786 |  | 0.18864 |  |  |  | 0.48108 | [7 empty] | 36.6005 | [13 empty] | 46.2095 | [15 empty] | 22.4084 | [15 empty] | 373220.8009 |  | 7.6467 | [9 empty] | 0.53173 | [13 empty] | 0.075961 | [13 empty] | 604083.2449 |  |  |  |  | 2020 | Cave, B., et al. (2020), Ore Geology Reviews 124, 103647 |  | AUS | Queensland
| Mount Isa Copper Operations, Black Star Mine | No. 5 and No. 9 Pb-Zn orebodies, 650 Cu orebody, 1100 Cu orebody, 3000 Cu orebody | Seafloor hydrothermal | Sedimentary Exhalative (SEDEX) | SEDEX zinc-lead-copper | Cu, Pb, Zn | Ag | Cu, Pb, Zn, Ag | Cave et al., 2020 |  | 105-NO5ORESPH-9.d | 105-NO5ORESPH-9.d-1 | underground mine, open pit |  |  |  |  | ore material | drill core, polished section | drill core | mineral separate | [5 empty] | mineralisation |  |  |  | chalcopyrite, sphalerite, galena | Cu mineralisation stage, Pb-Zn mineralisation stage | replacement, vein infill, stratabound | coarse-grained, medium-grained, fine-grained, stratabound, discordant veins, replacement, infill |  |  |  | pyrite, pyrrhotite, arsenopyrite, siderite, dolomite, calcite, quartz, chlorite, K-feldspar, biotite, apatite, freibergite, tetrahedrite, cobaltite | Resin blocks containing each sample were produced following standard procedures and used for Mineral Liberation Analysis (MLA) mapping and subsequent LA-ICP-MS analyses | LA-ICPMS, EMPA, SEM-EDS | NWR213 solid state 213 nm laser ablation system coupled with an Agilent 7900 quadrupole ICP-MS; Cameca SXFive Electron Microprobe; Quanta600 SEM | Adelaide Microscopy | Ablation was conducted in an atmosphere of He (0.6 L/min) that was mixed with Ar (0.88 L/min) upon leaving the ablation cell; 70 µm diameter spot size with a 25:2 standard sample bracketing approach (2 standards analysed twice every 25 unknowns); MLA maps were acquired using the raster mode with an X-ray spectra collected every 4 µm | STDGL3 (CODES, University of Tasmania; Danyushevsky et al., 2011); GSD-1G | 35.4003 |  | 21.4165 | [17 empty] | 2629.1952 | [5 empty] | 4.6486 | [5 empty] | 158.7344 | [9 empty] | 62989.8225 |  | 0.13732 |  |  |  | 0.31495 | [7 empty] | 39.3812 | [13 empty] | 40.1875 | [9 empty] | 0.22676 | [5 empty] | 49.384 | [15 empty] | 374537.4845 |  | 33.5106 |  |  |  | 2.7716 | [5 empty] | 1.0708 | [7 empty] | 0.66769 | [5 empty] | 0.22802 | [13 empty] | 604411.5736 |  |  |  |  | 2020 | Cave, B., et al. (2020), Ore Geology Reviews 124, 103647 |  | AUS | Queensland
| Mount Isa Copper Operations, Black Star Mine | No. 5 and No. 9 Pb-Zn orebodies, 650 Cu orebody, 1100 Cu orebody, 3000 Cu orebody | Seafloor hydrothermal | Sedimentary Exhalative (SEDEX) | SEDEX zinc-lead-copper | Cu, Pb, Zn | Ag | Cu, Pb, Zn, Ag | Cave et al., 2020 |  | 106-NO5ORESPH-10.d | 106-NO5ORESPH-10.d-1 | underground mine, open pit |  |  |  |  | ore material | drill core, polished section | drill core | mineral separate | [5 empty] | mineralisation |  |  |  | chalcopyrite, sphalerite, galena | Cu mineralisation stage, Pb-Zn mineralisation stage | replacement, vein infill, stratabound | coarse-grained, medium-grained, fine-grained, stratabound, discordant veins, replacement, infill |  |  |  | pyrite, pyrrhotite, arsenopyrite, siderite, dolomite, calcite, quartz, chlorite, K-feldspar, biotite, apatite, freibergite, tetrahedrite, cobaltite | Resin blocks containing each sample were produced following standard procedures and used for Mineral Liberation Analysis (MLA) mapping and subsequent LA-ICP-MS analyses | LA-ICPMS, EMPA, SEM-EDS | NWR213 solid state 213 nm laser ablation system coupled with an Agilent 7900 quadrupole ICP-MS; Cameca SXFive Electron Microprobe; Quanta600 SEM | Adelaide Microscopy | Ablation was conducted in an atmosphere of He (0.6 L/min) that was mixed with Ar (0.88 L/min) upon leaving the ablation cell; 70 µm diameter spot size with a 25:2 standard sample bracketing approach (2 standards analysed twice every 25 unknowns); MLA maps were acquired using the raster mode with an X-ray spectra collected every 4 µm | STDGL3 (CODES, University of Tasmania; Danyushevsky et al., 2011); GSD-1G | 1.2336 |  | 8.7893 | [17 empty] | 2274.4155 | [5 empty] | 11.6573 | [5 empty] | 29.1434 | [9 empty] | 77098.8314 |  | 0.37162 |  |  |  | 0.58595 | [7 empty] | 38.4569 | [13 empty] | 337.6929 | [9 empty] | 0.44717 | [5 empty] | 84.8087 | [15 empty] | 383335.3897 |  | 1.2336 |  |  |  | 5.5511 | [5 empty] | 2.3746 | [27 empty] | 589509.5262 |  |  |  |  | 2020 | Cave, B., et al. (2020), Ore Geology Reviews 124, 103647 |  | AUS | Queensland
| Mount Isa Copper Operations, Black Star Mine | No. 5 and No. 9 Pb-Zn orebodies, 650 Cu orebody, 1100 Cu orebody, 3000 Cu orebody | Seafloor hydrothermal | Sedimentary Exhalative (SEDEX) | SEDEX zinc-lead-copper | Cu, Pb, Zn | Ag | Cu, Pb, Zn, Ag | Cave et al., 2020 |  | 109-NO5ORESPH-13.d | 109-NO5ORESPH-13.d-1 | underground mine, open pit |  |  |  |  | ore material | drill core, polished section | drill core | mineral separate | [5 empty] | mineralisation |  |  |  | chalcopyrite, sphalerite, galena | Cu mineralisation stage, Pb-Zn mineralisation stage | replacement, vein infill, stratabound | coarse-grained, medium-grained, fine-grained, stratabound, discordant veins, replacement, infill |  |  |  | pyrite, pyrrhotite, arsenopyrite, siderite, dolomite, calcite, quartz, chlorite, K-feldspar, biotite, apatite, freibergite, tetrahedrite, cobaltite | Resin blocks containing each sample were produced following standard procedures and used for Mineral Liberation Analysis (MLA) mapping and subsequent LA-ICP-MS analyses | LA-ICPMS, EMPA, SEM-EDS | NWR213 solid state 213 nm laser ablation system coupled with an Agilent 7900 quadrupole ICP-MS; Cameca SXFive Electron Microprobe; Quanta600 SEM | Adelaide Microscopy | Ablation was conducted in an atmosphere of He (0.6 L/min) that was mixed with Ar (0.88 L/min) upon leaving the ablation cell; 70 µm diameter spot size with a 25:2 standard sample bracketing approach (2 standards analysed twice every 25 unknowns); MLA maps were acquired using the raster mode with an X-ray spectra collected every 4 µm | STDGL3 (CODES, University of Tasmania; Danyushevsky et al., 2011); GSD-1G | 42.0739 |  | 1.3079 | [17 empty] | 2584.0845 | [5 empty] | 4.2538 | [5 empty] | 992.5623 | [9 empty] | 61118.3662 |  | 0.13202 |  |  |  | 0.34226 | [7 empty] | 37.38 | [13 empty] | 38.9935 | [15 empty] | 26.5254 | [15 empty] | 364265.4624 |  | 33.3217 | [9 empty] | 0.39727 | [13 empty] | 0.48528 | [13 empty] | 606388.2206 |  |  |  |  | 2020 | Cave, B., et al. (2020), Ore Geology Reviews 124, 103647 |  | AUS | Queensland
| Mount Isa Copper Operations, Black Star Mine | No. 5 and No. 9 Pb-Zn orebodies, 650 Cu orebody, 1100 Cu orebody, 3000 Cu orebody | Seafloor hydrothermal | Sedimentary Exhalative (SEDEX) | SEDEX zinc-lead-copper | Cu, Pb, Zn | Ag | Cu, Pb, Zn, Ag | Cave et al., 2020 |  | 110-NO5ORESPH-14.d | 110-NO5ORESPH-14.d-1 | underground mine, open pit |  |  |  |  | ore material | drill core, polished section | drill core | mineral separate | [5 empty] | mineralisation |  |  |  | chalcopyrite, sphalerite, galena | Cu mineralisation stage, Pb-Zn mineralisation stage | replacement, vein infill, stratabound | coarse-grained, medium-grained, fine-grained, stratabound, discordant veins, replacement, infill |  |  |  | pyrite, pyrrhotite, arsenopyrite, siderite, dolomite, calcite, quartz, chlorite, K-feldspar, biotite, apatite, freibergite, tetrahedrite, cobaltite | Resin blocks containing each sample were produced following standard procedures and used for Mineral Liberation Analysis (MLA) mapping and subsequent LA-ICP-MS analyses | LA-ICPMS, EMPA, SEM-EDS | NWR213 solid state 213 nm laser ablation system coupled with an Agilent 7900 quadrupole ICP-MS; Cameca SXFive Electron Microprobe; Quanta600 SEM | Adelaide Microscopy | Ablation was conducted in an atmosphere of He (0.6 L/min) that was mixed with Ar (0.88 L/min) upon leaving the ablation cell; 70 µm diameter spot size with a 25:2 standard sample bracketing approach (2 standards analysed twice every 25 unknowns); MLA maps were acquired using the raster mode with an X-ray spectra collected every 4 µm | STDGL3 (CODES, University of Tasmania; Danyushevsky et al., 2011); GSD-1G | 27.3954 |  | 7.2029 | [11 empty] | 0.020754 | [5 empty] | 2470.9549 | [5 empty] | 3.7601 | [5 empty] | 126.3556 | [9 empty] | 61041.3751 |  | 0.14284 |  |  |  | 0.35404 | [7 empty] | 35.0988 | [13 empty] | 40.4704 | [9 empty] | 0.28079 | [5 empty] | 46.5135 | [15 empty] | 366004.0852 |  | 15.4313 | [9 empty] | 1.5016 | [13 empty] | 0.0879 | [13 empty] | 606469.5392 |  |  |  |  | 2020 | Cave, B., et al. (2020), Ore Geology Reviews 124, 103647 |  | AUS | Queensland
| Mount Isa Copper Operations, Black Star Mine | No. 5 and No. 9 Pb-Zn orebodies, 650 Cu orebody, 1100 Cu orebody, 3000 Cu orebody | Seafloor hydrothermal | Sedimentary Exhalative (SEDEX) | SEDEX zinc-lead-copper | Cu, Pb, Zn | Ag | Cu, Pb, Zn, Ag | Cave et al., 2020 |  | 111-NO5ORESPH-15.d | 111-NO5ORESPH-15.d-1 | underground mine, open pit |  |  |  |  | ore material | drill core, polished section | drill core | mineral separate | [5 empty] | mineralisation |  |  |  | chalcopyrite, sphalerite, galena | Cu mineralisation stage, Pb-Zn mineralisation stage | replacement, vein infill, stratabound | coarse-grained, medium-grained, fine-grained, stratabound, discordant veins, replacement, infill |  |  |  | pyrite, pyrrhotite, arsenopyrite, siderite, dolomite, calcite, quartz, chlorite, K-feldspar, biotite, apatite, freibergite, tetrahedrite, cobaltite | Resin blocks containing each sample were produced following standard procedures and used for Mineral Liberation Analysis (MLA) mapping and subsequent LA-ICP-MS analyses | LA-ICPMS, EMPA, SEM-EDS | NWR213 solid state 213 nm laser ablation system coupled with an Agilent 7900 quadrupole ICP-MS; Cameca SXFive Electron Microprobe; Quanta600 SEM | Adelaide Microscopy | Ablation was conducted in an atmosphere of He (0.6 L/min) that was mixed with Ar (0.88 L/min) upon leaving the ablation cell; 70 µm diameter spot size with a 25:2 standard sample bracketing approach (2 standards analysed twice every 25 unknowns); MLA maps were acquired using the raster mode with an X-ray spectra collected every 4 µm | STDGL3 (CODES, University of Tasmania; Danyushevsky et al., 2011); GSD-1G | 25.2247 |  | 0.95977 | [17 empty] | 2456.0224 | [5 empty] | 3.5438 | [5 empty] | 201.7974 | [9 empty] | 61523.6069 |  | 0.1132 |  |  |  | 0.59063 | [7 empty] | 34.8716 | [13 empty] | 42.6359 | [15 empty] | 17.7188 | [15 empty] | 372340.869 |  | 19.0846 | [9 empty] | 0.23502 | [7 empty] | 0.60293 | [5 empty] | 0.14766 | [13 empty] | 605960.2021 |  |  |  |  | 2020 | Cave, B., et al. (2020), Ore Geology Reviews 124, 103647 |  | AUS | Queensland
| Mount Isa Copper Operations, Black Star Mine | No. 5 and No. 9 Pb-Zn orebodies, 650 Cu orebody, 1100 Cu orebody, 3000 Cu orebody | Seafloor hydrothermal | Sedimentary Exhalative (SEDEX) | SEDEX zinc-lead-copper | Cu, Pb, Zn | Ag | Cu, Pb, Zn, Ag | Cave et al., 2020 |  | 112-NO5ORESPH-16.d | 112-NO5ORESPH-16.d-1 | underground mine, open pit |  |  |  |  | ore material | drill core, polished section | drill core | mineral separate | [5 empty] | mineralisation |  |  |  | chalcopyrite, sphalerite, galena | Cu mineralisation stage, Pb-Zn mineralisation stage | replacement, vein infill, stratabound | coarse-grained, medium-grained, fine-grained, stratabound, discordant veins, replacement, infill |  |  |  | pyrite, pyrrhotite, arsenopyrite, siderite, dolomite, calcite, quartz, chlorite, K-feldspar, biotite, apatite, freibergite, tetrahedrite, cobaltite | Resin blocks containing each sample were produced following standard procedures and used for Mineral Liberation Analysis (MLA) mapping and subsequent LA-ICP-MS analyses | LA-ICPMS, EMPA, SEM-EDS | NWR213 solid state 213 nm laser ablation system coupled with an Agilent 7900 quadrupole ICP-MS; Cameca SXFive Electron Microprobe; Quanta600 SEM | Adelaide Microscopy | Ablation was conducted in an atmosphere of He (0.6 L/min) that was mixed with Ar (0.88 L/min) upon leaving the ablation cell; 70 µm diameter spot size with a 25:2 standard sample bracketing approach (2 standards analysed twice every 25 unknowns); MLA maps were acquired using the raster mode with an X-ray spectra collected every 4 µm | STDGL3 (CODES, University of Tasmania; Danyushevsky et al., 2011); GSD-1G | 64.0624 |  | 2.4339 | [17 empty] | 2631.8561 | [5 empty] | 4.5399 | [5 empty] | 1421.2275 | [9 empty] | 63053.5724 |  | 0.10845 |  |  |  | 0.39093 | [7 empty] | 41.6784 | [13 empty] | 33.658 | [9 empty] | 0.22321 | [5 empty] | 109.7132 | [15 empty] | 365962.9344 |  | 49.5601 | [9 empty] | 0.8197 | [7 empty] | 0.3531 | [5 empty] | 0.53595 | [13 empty] | 604344.2404 |  |  |  |  | 2020 | Cave, B., et al. (2020), Ore Geology Reviews 124, 103647 |  | AUS | Queensland
| Mount Isa Copper Operations, Black Star Mine | No. 5 and No. 9 Pb-Zn orebodies, 650 Cu orebody, 1100 Cu orebody, 3000 Cu orebody | Seafloor hydrothermal | Sedimentary Exhalative (SEDEX) | SEDEX zinc-lead-copper | Cu, Pb, Zn | Ag | Cu, Pb, Zn, Ag | Cave et al., 2020 |  | 115-NO5ORESPH-19.d | 115-NO5ORESPH-19.d-1 | underground mine, open pit |  |  |  |  | ore material | drill core, polished section | drill core | mineral separate | [5 empty] | mineralisation |  |  |  | chalcopyrite, sphalerite, galena | Cu mineralisation stage, Pb-Zn mineralisation stage | replacement, vein infill, stratabound | coarse-grained, medium-grained, fine-grained, stratabound, discordant veins, replacement, infill |  |  |  | pyrite, pyrrhotite, arsenopyrite, siderite, dolomite, calcite, quartz, chlorite, K-feldspar, biotite, apatite, freibergite, tetrahedrite, cobaltite | Resin blocks containing each sample were produced following standard procedures and used for Mineral Liberation Analysis (MLA) mapping and subsequent LA-ICP-MS analyses | LA-ICPMS, EMPA, SEM-EDS | NWR213 solid state 213 nm laser ablation system coupled with an Agilent 7900 quadrupole ICP-MS; Cameca SXFive Electron Microprobe; Quanta600 SEM | Adelaide Microscopy | Ablation was conducted in an atmosphere of He (0.6 L/min) that was mixed with Ar (0.88 L/min) upon leaving the ablation cell; 70 µm diameter spot size with a 25:2 standard sample bracketing approach (2 standards analysed twice every 25 unknowns); MLA maps were acquired using the raster mode with an X-ray spectra collected every 4 µm | STDGL3 (CODES, University of Tasmania; Danyushevsky et al., 2011); GSD-1G | 59.9489 |  | 3.5051 | [11 empty] | 0.05318 | [5 empty] | 2799.2269 | [5 empty] | 4.6654 | [5 empty] | 795.2899 | [9 empty] | 60432.36 |  | 0.13416 |  |  |  | 0.43511 | [7 empty] | 44.0068 | [13 empty] | 31.2919 | [9 empty] | 0.22964 | [5 empty] | 2127.2191 | [15 empty] | 377702.25 |  | 61.8827 | [9 empty] | 2.3931 | [13 empty] | 0.73123 | [13 empty] | 607112.7858 |  |  |  |  | 2020 | Cave, B., et al. (2020), Ore Geology Reviews 124, 103647 |  | AUS | Queensland
| Mount Isa Copper Operations, Black Star Mine | No. 5 and No. 9 Pb-Zn orebodies, 650 Cu orebody, 1100 Cu orebody, 3000 Cu orebody | Seafloor hydrothermal | Sedimentary Exhalative (SEDEX) | SEDEX zinc-lead-copper | Cu, Pb, Zn | Ag | Cu, Pb, Zn, Ag | Cave et al., 2020 |  | 119-NO5ORESPH-23.d | 119-NO5ORESPH-23.d-1 | underground mine, open pit |  |  |  |  | ore material | drill core, polished section | drill core | mineral separate | [5 empty] | mineralisation |  |  |  | chalcopyrite, sphalerite, galena | Cu mineralisation stage, Pb-Zn mineralisation stage | replacement, vein infill, stratabound | coarse-grained, medium-grained, fine-grained, stratabound, discordant veins, replacement, infill |  |  |  | pyrite, pyrrhotite, arsenopyrite, siderite, dolomite, calcite, quartz, chlorite, K-feldspar, biotite, apatite, freibergite, tetrahedrite, cobaltite | Resin blocks containing each sample were produced following standard procedures and used for Mineral Liberation Analysis (MLA) mapping and subsequent LA-ICP-MS analyses | LA-ICPMS, EMPA, SEM-EDS | NWR213 solid state 213 nm laser ablation system coupled with an Agilent 7900 quadrupole ICP-MS; Cameca SXFive Electron Microprobe; Quanta600 SEM | Adelaide Microscopy | Ablation was conducted in an atmosphere of He (0.6 L/min) that was mixed with Ar (0.88 L/min) upon leaving the ablation cell; 70 µm diameter spot size with a 25:2 standard sample bracketing approach (2 standards analysed twice every 25 unknowns); MLA maps were acquired using the raster mode with an X-ray spectra collected every 4 µm | STDGL3 (CODES, University of Tasmania; Danyushevsky et al., 2011); GSD-1G | 102.2599 |  | 3.7787 |  | 4.8532 | [15 empty] | 2539.9661 | [5 empty] | 4.9713 | [5 empty] | 1558.6961 | [9 empty] | 59041.5183 |  | 0.15233 |  |  |  | 0.34244 | [7 empty] | 36.9718 | [13 empty] | 33.5356 | [9 empty] | 0.38967 | [5 empty] | 649.4567 | [15 empty] | 374913.6411 |  | 136.0317 | [9 empty] | 0.47233 | [13 empty] | 2.8576 | [13 empty] | 608581.8039 |  |  |  |  | 2020 | Cave, B., et al. (2020), Ore Geology Reviews 124, 103647 |  | AUS | Queensland
| Mount Isa Copper Operations, Black Star Mine | No. 5 and No. 9 Pb-Zn orebodies, 650 Cu orebody, 1100 Cu orebody, 3000 Cu orebody | Seafloor hydrothermal | Sedimentary Exhalative (SEDEX) | SEDEX zinc-lead-copper | Cu, Pb, Zn | Ag | Cu, Pb, Zn, Ag | Cave et al., 2020 |  | 132-R25ED113SPH-8.d | 132-R25ED113SPH-8.d-1 | underground mine, open pit |  |  |  |  | ore material | drill core, polished section | drill core | mineral separate | [5 empty] | mineralisation |  |  |  | chalcopyrite, sphalerite, galena | Cu mineralisation stage, Pb-Zn mineralisation stage | replacement, vein infill, stratabound | coarse-grained, medium-grained, fine-grained, stratabound, discordant veins, replacement, infill |  |  |  | pyrite, pyrrhotite, arsenopyrite, siderite, dolomite, calcite, quartz, chlorite, K-feldspar, biotite, apatite, freibergite, tetrahedrite, cobaltite | Resin blocks containing each sample were produced following standard procedures and used for Mineral Liberation Analysis (MLA) mapping and subsequent LA-ICP-MS analyses | LA-ICPMS, EMPA, SEM-EDS | NWR213 solid state 213 nm laser ablation system coupled with an Agilent 7900 quadrupole ICP-MS; Cameca SXFive Electron Microprobe; Quanta600 SEM | Adelaide Microscopy | Ablation was conducted in an atmosphere of He (0.6 L/min) that was mixed with Ar (0.88 L/min) upon leaving the ablation cell; 70 µm diameter spot size with a 25:2 standard sample bracketing approach (2 standards analysed twice every 25 unknowns); MLA maps were acquired using the raster mode with an X-ray spectra collected every 4 µm | STDGL3 (CODES, University of Tasmania; Danyushevsky et al., 2011); GSD-1G | 53.7524 |  | 4704.9477 |  | 1.3019 | [9 empty] | 0.025781 | [5 empty] | 2222.2822 | [5 empty] | 0.12117 | [5 empty] | 83.9156 | [9 empty] | 64451.3389 |  | 3.2612 |  |  |  | 4.5245 | [7 empty] | 22.6869 | [13 empty] | 43.3113 | [9 empty] | 0.20495 | [5 empty] | 2784.2978 | [15 empty] | 369821.7825 |  | 48.0807 | [9 empty] | 1.2375 | [13 empty] | 2.462 | [13 empty] | 602867.9083 |  |  |  |  | 2020 | Cave, B., et al. (2020), Ore Geology Reviews 124, 103647 |  | AUS | Queensland
| Mount Isa Copper Operations, Black Star Mine | No. 5 and No. 9 Pb-Zn orebodies, 650 Cu orebody, 1100 Cu orebody, 3000 Cu orebody | Seafloor hydrothermal | Sedimentary Exhalative (SEDEX) | SEDEX zinc-lead-copper | Cu, Pb, Zn | Ag | Cu, Pb, Zn, Ag | Cave et al., 2020 |  | 133-R25ED113SPH-9.d | 133-R25ED113SPH-9.d-1 | underground mine, open pit |  |  |  |  | ore material | drill core, polished section | drill core | mineral separate | [5 empty] | mineralisation |  |  |  | chalcopyrite, sphalerite, galena | Cu mineralisation stage, Pb-Zn mineralisation stage | replacement, vein infill, stratabound | coarse-grained, medium-grained, fine-grained, stratabound, discordant veins, replacement, infill |  |  |  | pyrite, pyrrhotite, arsenopyrite, siderite, dolomite, calcite, quartz, chlorite, K-feldspar, biotite, apatite, freibergite, tetrahedrite, cobaltite | Resin blocks containing each sample were produced following standard procedures and used for Mineral Liberation Analysis (MLA) mapping and subsequent LA-ICP-MS analyses | LA-ICPMS, EMPA, SEM-EDS | NWR213 solid state 213 nm laser ablation system coupled with an Agilent 7900 quadrupole ICP-MS; Cameca SXFive Electron Microprobe; Quanta600 SEM | Adelaide Microscopy | Ablation was conducted in an atmosphere of He (0.6 L/min) that was mixed with Ar (0.88 L/min) upon leaving the ablation cell; 70 µm diameter spot size with a 25:2 standard sample bracketing approach (2 standards analysed twice every 25 unknowns); MLA maps were acquired using the raster mode with an X-ray spectra collected every 4 µm | STDGL3 (CODES, University of Tasmania; Danyushevsky et al., 2011); GSD-1G | 79.8463 |  | 362.0559 |  | 0.76506 | [15 empty] | 2438.4897 | [5 empty] | 0.050645 | [5 empty] | 86.8503 | [9 empty] | 53877.3681 |  | 0.27909 |  |  |  | 0.38792 | [7 empty] | 22.7794 | [13 empty] | 23.8461 | [9 empty] | 0.14439 | [5 empty] | 1196.0776 | [15 empty] | 367551.4055 |  | 69.5018 | [9 empty] | 1.1853 | [7 empty] | 0.84049 | [5 empty] | 3.1572 | [13 empty] | 614036.2203 |  |  |  |  | 2020 | Cave, B., et al. (2020), Ore Geology Reviews 124, 103647 |  | AUS | Queensland
| Mount Isa Copper Operations, Black Star Mine | No. 5 and No. 9 Pb-Zn orebodies, 650 Cu orebody, 1100 Cu orebody, 3000 Cu orebody | Seafloor hydrothermal | Sedimentary Exhalative (SEDEX) | SEDEX zinc-lead-copper | Cu, Pb, Zn | Ag | Cu, Pb, Zn, Ag | Cave et al., 2020 |  | 135-R25ED113SPH-11.d | 135-R25ED113SPH-11.d-1 | underground mine, open pit |  |  |  |  | ore material | drill core, polished section | drill core | mineral separate | [5 empty] | mineralisation |  |  |  | chalcopyrite, sphalerite, galena | Cu mineralisation stage, Pb-Zn mineralisation stage | replacement, vein infill, stratabound | coarse-grained, medium-grained, fine-grained, stratabound, discordant veins, replacement, infill |  |  |  | pyrite, pyrrhotite, arsenopyrite, siderite, dolomite, calcite, quartz, chlorite, K-feldspar, biotite, apatite, freibergite, tetrahedrite, cobaltite | Resin blocks containing each sample were produced following standard procedures and used for Mineral Liberation Analysis (MLA) mapping and subsequent LA-ICP-MS analyses | LA-ICPMS, EMPA, SEM-EDS | NWR213 solid state 213 nm laser ablation system coupled with an Agilent 7900 quadrupole ICP-MS; Cameca SXFive Electron Microprobe; Quanta600 SEM | Adelaide Microscopy | Ablation was conducted in an atmosphere of He (0.6 L/min) that was mixed with Ar (0.88 L/min) upon leaving the ablation cell; 70 µm diameter spot size with a 25:2 standard sample bracketing approach (2 standards analysed twice every 25 unknowns); MLA maps were acquired using the raster mode with an X-ray spectra collected every 4 µm | STDGL3 (CODES, University of Tasmania; Danyushevsky et al., 2011); GSD-1G | 55.0946 |  | 81.3772 |  | 0.39589 | [15 empty] | 2344.5431 | [5 empty] | 0.043988 | [5 empty] | 170.4522 | [9 empty] | 54984.5953 |  | 0.096773 |  |  |  | 0.74779 | [7 empty] | 23.8743 | [13 empty] | 26.1507 | [9 empty] | 0.13856 | [5 empty] | 381.5931 | [15 empty] | 367956.9116 |  | 47.0668 | [9 empty] | 1.1217 | [7 empty] | 0.94573 | [5 empty] | 2.8592 | [13 empty] | 612866.7582 |  |  |  |  | 2020 | Cave, B., et al. (2020), Ore Geology Reviews 124, 103647 |  | AUS | Queensland
| Mount Isa Copper Operations, Black Star Mine | No. 5 and No. 9 Pb-Zn orebodies, 650 Cu orebody, 1100 Cu orebody, 3000 Cu orebody | Seafloor hydrothermal | Sedimentary Exhalative (SEDEX) | SEDEX zinc-lead-copper | Cu, Pb, Zn | Ag | Cu, Pb, Zn, Ag | Cave et al., 2020 |  | 136-R25ED113SPH-12.d | 136-R25ED113SPH-12.d-1 | underground mine, open pit |  |  |  |  | ore material | drill core, polished section | drill core | mineral separate | [5 empty] | mineralisation |  |  |  | chalcopyrite, sphalerite, galena | Cu mineralisation stage, Pb-Zn mineralisation stage | replacement, vein infill, stratabound | coarse-grained, medium-grained, fine-grained, stratabound, discordant veins, replacement, infill |  |  |  | pyrite, pyrrhotite, arsenopyrite, siderite, dolomite, calcite, quartz, chlorite, K-feldspar, biotite, apatite, freibergite, tetrahedrite, cobaltite | Resin blocks containing each sample were produced following standard procedures and used for Mineral Liberation Analysis (MLA) mapping and subsequent LA-ICP-MS analyses | LA-ICPMS, EMPA, SEM-EDS | NWR213 solid state 213 nm laser ablation system coupled with an Agilent 7900 quadrupole ICP-MS; Cameca SXFive Electron Microprobe; Quanta600 SEM | Adelaide Microscopy | Ablation was conducted in an atmosphere of He (0.6 L/min) that was mixed with Ar (0.88 L/min) upon leaving the ablation cell; 70 µm diameter spot size with a 25:2 standard sample bracketing approach (2 standards analysed twice every 25 unknowns); MLA maps were acquired using the raster mode with an X-ray spectra collected every 4 µm | STDGL3 (CODES, University of Tasmania; Danyushevsky et al., 2011); GSD-1G | 134.6128 |  | 739.4673 |  | 0.49935 | [9 empty] | 0.035061 | [5 empty] | 2300.2107 | [5 empty] | 0.028686 | [5 empty] | 64.0659 | [9 empty] | 53122.6485 |  | 0.36655 |  |  |  | 1.0306 | [7 empty] | 24.5427 | [13 empty] | 23.9371 | [9 empty] | 0.096683 | [5 empty] | 1423.687 | [15 empty] | 363677.6517 |  | 106.8828 | [9 empty] | 2.433 | [7 empty] | 1.5937 | [5 empty] | 4.1967 | [13 empty] | 614833.3612 |  |  |  |  | 2020 | Cave, B., et al. (2020), Ore Geology Reviews 124, 103647 |  | AUS | Queensland
| Mount Isa Copper Operations, Black Star Mine | No. 5 and No. 9 Pb-Zn orebodies, 650 Cu orebody, 1100 Cu orebody, 3000 Cu orebody | Seafloor hydrothermal | Sedimentary Exhalative (SEDEX) | SEDEX zinc-lead-copper | Cu, Pb, Zn | Ag | Cu, Pb, Zn, Ag | Cave et al., 2020 |  | 139-R25ED113SPH-15.d | 139-R25ED113SPH-15.d-1 | underground mine, open pit |  |  |  |  | ore material | drill core, polished section | drill core | mineral separate | [5 empty] | mineralisation |  |  |  | chalcopyrite, sphalerite, galena | Cu mineralisation stage, Pb-Zn mineralisation stage | replacement, vein infill, stratabound | coarse-grained, medium-grained, fine-grained, stratabound, discordant veins, replacement, infill |  |  |  | pyrite, pyrrhotite, arsenopyrite, siderite, dolomite, calcite, quartz, chlorite, K-feldspar, biotite, apatite, freibergite, tetrahedrite, cobaltite | Resin blocks containing each sample were produced following standard procedures and used for Mineral Liberation Analysis (MLA) mapping and subsequent LA-ICP-MS analyses | LA-ICPMS, EMPA, SEM-EDS | NWR213 solid state 213 nm laser ablation system coupled with an Agilent 7900 quadrupole ICP-MS; Cameca SXFive Electron Microprobe; Quanta600 SEM | Adelaide Microscopy | Ablation was conducted in an atmosphere of He (0.6 L/min) that was mixed with Ar (0.88 L/min) upon leaving the ablation cell; 70 µm diameter spot size with a 25:2 standard sample bracketing approach (2 standards analysed twice every 25 unknowns); MLA maps were acquired using the raster mode with an X-ray spectra collected every 4 µm | STDGL3 (CODES, University of Tasmania; Danyushevsky et al., 2011); GSD-1G | 68.8694 |  | 1248.2586 |  | 0.67793 | [9 empty] | 0.066717 | [5 empty] | 2471.7673 | [5 empty] | 0.07425 | [5 empty] | 41.5369 | [9 empty] | 53804.2513 |  | 0.62951 |  |  |  | 1.2267 | [7 empty] | 25.5032 | [13 empty] | 36.1565 | [15 empty] | 7424.9867 | [15 empty] | 363071.0878 |  | 53.2662 | [9 empty] | 0.77909 | [7 empty] | 0.96848 | [5 empty] | 1.4742 | [13 empty] | 614113.4469 |  |  |  |  | 2020 | Cave, B., et al. (2020), Ore Geology Reviews 124, 103647 |  | AUS | Queensland
| Mount Isa Copper Operations, Black Star Mine | No. 5 and No. 9 Pb-Zn orebodies, 650 Cu orebody, 1100 Cu orebody, 3000 Cu orebody | Seafloor hydrothermal | Sedimentary Exhalative (SEDEX) | SEDEX zinc-lead-copper | Cu, Pb, Zn | Ag | Cu, Pb, Zn, Ag | Cave et al., 2020 |  | 141-R25ED113SPH-17.d | 141-R25ED113SPH-17.d-1 | underground mine, open pit |  |  |  |  | ore material | drill core, polished section | drill core | mineral separate | [5 empty] | mineralisation |  |  |  | chalcopyrite, sphalerite, galena | Cu mineralisation stage, Pb-Zn mineralisation stage | replacement, vein infill, stratabound | coarse-grained, medium-grained, fine-grained, stratabound, discordant veins, replacement, infill |  |  |  | pyrite, pyrrhotite, arsenopyrite, siderite, dolomite, calcite, quartz, chlorite, K-feldspar, biotite, apatite, freibergite, tetrahedrite, cobaltite | Resin blocks containing each sample were produced following standard procedures and used for Mineral Liberation Analysis (MLA) mapping and subsequent LA-ICP-MS analyses | LA-ICPMS, EMPA, SEM-EDS | NWR213 solid state 213 nm laser ablation system coupled with an Agilent 7900 quadrupole ICP-MS; Cameca SXFive Electron Microprobe; Quanta600 SEM | Adelaide Microscopy | Ablation was conducted in an atmosphere of He (0.6 L/min) that was mixed with Ar (0.88 L/min) upon leaving the ablation cell; 70 µm diameter spot size with a 25:2 standard sample bracketing approach (2 standards analysed twice every 25 unknowns); MLA maps were acquired using the raster mode with an X-ray spectra collected every 4 µm | STDGL3 (CODES, University of Tasmania; Danyushevsky et al., 2011); GSD-1G | 102.8973 |  | 87.7088 |  | 0.48133 | [9 empty] | 0.013905 | [5 empty] | 2453.7058 | [5 empty] | 0.045994 | [5 empty] | 166.8605 | [9 empty] | 53480.9455 |  | 0.067386 |  |  |  | 0.35297 | [7 empty] | 26.6656 | [13 empty] | 20.5046 | [15 empty] | 577.5942 | [15 empty] | 363563.4678 |  | 73.1619 | [9 empty] | 1.4868 | [7 empty] | 1.337 | [5 empty] | 1.7157 | [13 empty] | 614454.925 |  |  |  |  | 2020 | Cave, B., et al. (2020), Ore Geology Reviews 124, 103647 |  | AUS | Queensland
| Mount Isa Copper Operations, Black Star Mine | No. 5 and No. 9 Pb-Zn orebodies, 650 Cu orebody, 1100 Cu orebody, 3000 Cu orebody | Seafloor hydrothermal | Sedimentary Exhalative (SEDEX) | SEDEX zinc-lead-copper | Cu, Pb, Zn | Ag | Cu, Pb, Zn, Ag | Cave et al., 2020 |  | 143-R25ED113SPH-19.d | 143-R25ED113SPH-19.d-1 | underground mine, open pit |  |  |  |  | ore material | drill core, polished section | drill core | mineral separate | [5 empty] | mineralisation |  |  |  | chalcopyrite, sphalerite, galena | Cu mineralisation stage, Pb-Zn mineralisation stage | replacement, vein infill, stratabound | coarse-grained, medium-grained, fine-grained, stratabound, discordant veins, replacement, infill |  |  |  | pyrite, pyrrhotite, arsenopyrite, siderite, dolomite, calcite, quartz, chlorite, K-feldspar, biotite, apatite, freibergite, tetrahedrite, cobaltite | Resin blocks containing each sample were produced following standard procedures and used for Mineral Liberation Analysis (MLA) mapping and subsequent LA-ICP-MS analyses | LA-ICPMS, EMPA, SEM-EDS | NWR213 solid state 213 nm laser ablation system coupled with an Agilent 7900 quadrupole ICP-MS; Cameca SXFive Electron Microprobe; Quanta600 SEM | Adelaide Microscopy | Ablation was conducted in an atmosphere of He (0.6 L/min) that was mixed with Ar (0.88 L/min) upon leaving the ablation cell; 70 µm diameter spot size with a 25:2 standard sample bracketing approach (2 standards analysed twice every 25 unknowns); MLA maps were acquired using the raster mode with an X-ray spectra collected every 4 µm | STDGL3 (CODES, University of Tasmania; Danyushevsky et al., 2011); GSD-1G | 106.0817 |  | 8230.9505 |  | 0.50842 | [9 empty] | 0.027757 | [5 empty] | 2091.4034 | [5 empty] | 0.039849 | [5 empty] | 76.126 | [9 empty] | 68705.7637 |  | 4.3285 |  |  |  | 7.2553 | [7 empty] | 23.5386 | [13 empty] | 48.7811 | [9 empty] | 0.202 | [5 empty] | 4328.4631 | [15 empty] | 363728.3129 |  | 87.1189 | [9 empty] | 1.9787 | [7 empty] | 1.5665 | [5 empty] | 3.6002 | [13 empty] | 598374.351 |  |  |  |  | 2020 | Cave, B., et al. (2020), Ore Geology Reviews 124, 103647 |  | AUS | Queensland
| Mount Isa Copper Operations, Black Star Mine | No. 5 and No. 9 Pb-Zn orebodies, 650 Cu orebody, 1100 Cu orebody, 3000 Cu orebody | Seafloor hydrothermal | Sedimentary Exhalative (SEDEX) | SEDEX zinc-lead-copper | Cu, Pb, Zn | Ag | Cu, Pb, Zn, Ag | Cave et al., 2020 |  | 146-R25ED113SPH-22.d | 146-R25ED113SPH-22.d-1 | underground mine, open pit |  |  |  |  | ore material | drill core, polished section | drill core | mineral separate | [5 empty] | mineralisation |  |  |  | chalcopyrite, sphalerite, galena | Cu mineralisation stage, Pb-Zn mineralisation stage | replacement, vein infill, stratabound | coarse-grained, medium-grained, fine-grained, stratabound, discordant veins, replacement, infill |  |  |  | pyrite, pyrrhotite, arsenopyrite, siderite, dolomite, calcite, quartz, chlorite, K-feldspar, biotite, apatite, freibergite, tetrahedrite, cobaltite | Resin blocks containing each sample were produced following standard procedures and used for Mineral Liberation Analysis (MLA) mapping and subsequent LA-ICP-MS analyses | LA-ICPMS, EMPA, SEM-EDS | NWR213 solid state 213 nm laser ablation system coupled with an Agilent 7900 quadrupole ICP-MS; Cameca SXFive Electron Microprobe; Quanta600 SEM | Adelaide Microscopy | Ablation was conducted in an atmosphere of He (0.6 L/min) that was mixed with Ar (0.88 L/min) upon leaving the ablation cell; 70 µm diameter spot size with a 25:2 standard sample bracketing approach (2 standards analysed twice every 25 unknowns); MLA maps were acquired using the raster mode with an X-ray spectra collected every 4 µm | STDGL3 (CODES, University of Tasmania; Danyushevsky et al., 2011); GSD-1G | 163.6258 |  | 2085.8509 |  | 0.63764 | [9 empty] | 0.020534 | [5 empty] | 2285.79 | [5 empty] | 0.033503 | [5 empty] | 145.253 | [9 empty] | 54037.5876 |  | 1.178 |  |  |  | 1.9778 | [7 empty] | 30.9527 | [13 empty] | 22.1014 | [9 empty] | 0.17508 | [5 empty] | 1858.893 | [15 empty] | 370481.7006 |  | 207.7205 | [9 empty] | 5.2416 | [7 empty] | 0.97268 | [5 empty] | 17.4109 | [13 empty] | 613866.9952 |  |  |  |  | 2020 | Cave, B., et al. (2020), Ore Geology Reviews 124, 103647 |  | AUS | Queensland
| Mount Isa Copper Operations, Black Star Mine | No. 5 and No. 9 Pb-Zn orebodies, 650 Cu orebody, 1100 Cu orebody, 3000 Cu orebody | Seafloor hydrothermal | Sedimentary Exhalative (SEDEX) | SEDEX zinc-lead-copper | Cu, Pb, Zn | Ag | Cu, Pb, Zn, Ag | Cave et al., 2020 |  | 147-R25ED113SPH-23.d | 147-R25ED113SPH-23.d-1 | underground mine, open pit |  |  |  |  | ore material | drill core, polished section | drill core | mineral separate | [5 empty] | mineralisation |  |  |  | chalcopyrite, sphalerite, galena | Cu mineralisation stage, Pb-Zn mineralisation stage | replacement, vein infill, stratabound | coarse-grained, medium-grained, fine-grained, stratabound, discordant veins, replacement, infill |  |  |  | pyrite, pyrrhotite, arsenopyrite, siderite, dolomite, calcite, quartz, chlorite, K-feldspar, biotite, apatite, freibergite, tetrahedrite, cobaltite | Resin blocks containing each sample were produced following standard procedures and used for Mineral Liberation Analysis (MLA) mapping and subsequent LA-ICP-MS analyses | LA-ICPMS, EMPA, SEM-EDS | NWR213 solid state 213 nm laser ablation system coupled with an Agilent 7900 quadrupole ICP-MS; Cameca SXFive Electron Microprobe; Quanta600 SEM | Adelaide Microscopy | Ablation was conducted in an atmosphere of He (0.6 L/min) that was mixed with Ar (0.88 L/min) upon leaving the ablation cell; 70 µm diameter spot size with a 25:2 standard sample bracketing approach (2 standards analysed twice every 25 unknowns); MLA maps were acquired using the raster mode with an X-ray spectra collected every 4 µm | STDGL3 (CODES, University of Tasmania; Danyushevsky et al., 2011); GSD-1G | 146.744 |  | 2402.0598 |  | 0.40398 | [9 empty] | 0.024021 | [5 empty] | 2242.6504 | [5 empty] | 0.025112 | [5 empty] | 101.8692 | [9 empty] | 54592.2678 |  | 1.3539 |  |  |  | 2.2055 | [7 empty] | 31.8273 | [13 empty] | 25.7348 | [9 empty] | 0.19544 | [5 empty] | 2019.9139 | [15 empty] | 373629.4808 |  | 202.1006 | [9 empty] | 5.4046 | [7 empty] | 1.9216 | [5 empty] | 15.537 | [13 empty] | 613281.1376 |  |  |  |  | 2020 | Cave, B., et al. (2020), Ore Geology Reviews 124, 103647 |  | AUS | Queensland
| Mount Isa Copper Operations, Black Star Mine | No. 5 and No. 9 Pb-Zn orebodies, 650 Cu orebody, 1100 Cu orebody, 3000 Cu orebody | Seafloor hydrothermal | Sedimentary Exhalative (SEDEX) | SEDEX zinc-lead-copper | Cu, Pb, Zn | Ag | Cu, Pb, Zn, Ag | Cave et al., 2020 |  | 148-R25ED113SPH-24.d | 148-R25ED113SPH-24.d-1 | underground mine, open pit |  |  |  |  | ore material | drill core, polished section | drill core | mineral separate | [5 empty] | mineralisation |  |  |  | chalcopyrite, sphalerite, galena | Cu mineralisation stage, Pb-Zn mineralisation stage | replacement, vein infill, stratabound | coarse-grained, medium-grained, fine-grained, stratabound, discordant veins, replacement, infill |  |  |  | pyrite, pyrrhotite, arsenopyrite, siderite, dolomite, calcite, quartz, chlorite, K-feldspar, biotite, apatite, freibergite, tetrahedrite, cobaltite | Resin blocks containing each sample were produced following standard procedures and used for Mineral Liberation Analysis (MLA) mapping and subsequent LA-ICP-MS analyses | LA-ICPMS, EMPA, SEM-EDS | NWR213 solid state 213 nm laser ablation system coupled with an Agilent 7900 quadrupole ICP-MS; Cameca SXFive Electron Microprobe; Quanta600 SEM | Adelaide Microscopy | Ablation was conducted in an atmosphere of He (0.6 L/min) that was mixed with Ar (0.88 L/min) upon leaving the ablation cell; 70 µm diameter spot size with a 25:2 standard sample bracketing approach (2 standards analysed twice every 25 unknowns); MLA maps were acquired using the raster mode with an X-ray spectra collected every 4 µm | STDGL3 (CODES, University of Tasmania; Danyushevsky et al., 2011); GSD-1G | 137.101 |  | 464.5912 |  | 0.60014 | [15 empty] | 2216.3795 | [5 empty] | 0.065188 | [5 empty] | 181.2837 | [9 empty] | 51736.2159 |  | 0.33732 |  |  |  | 0.7657 | [7 empty] | 27.4305 | [13 empty] | 18.3767 | [9 empty] | 0.23799 | [5 empty] | 1516.9058 | [15 empty] | 371155.6127 |  | 162.7621 |  |  |  | 1.759 | [5 empty] | 3.7147 | [7 empty] | 1.3865 | [5 empty] | 14.5172 | [13 empty] | 616297.7224 |  |  |  |  | 2020 | Cave, B., et al. (2020), Ore Geology Reviews 124, 103647 |  | AUS | Queensland
| Mount Isa Copper Operations, Black Star Mine | No. 5 and No. 9 Pb-Zn orebodies, 650 Cu orebody, 1100 Cu orebody, 3000 Cu orebody | Seafloor hydrothermal | Sedimentary Exhalative (SEDEX) | SEDEX zinc-lead-copper | Cu, Pb, Zn | Ag | Cu, Pb, Zn, Ag | Cave et al., 2020 |  | 150-R25ED113SPH-26.d | 150-R25ED113SPH-26.d-1 | underground mine, open pit |  |  |  |  | ore material | drill core, polished section | drill core | mineral separate | [5 empty] | mineralisation |  |  |  | chalcopyrite, sphalerite, galena | Cu mineralisation stage, Pb-Zn mineralisation stage | replacement, vein infill, stratabound | coarse-grained, medium-grained, fine-grained, stratabound, discordant veins, replacement, infill |  |  |  | pyrite, pyrrhotite, arsenopyrite, siderite, dolomite, calcite, quartz, chlorite, K-feldspar, biotite, apatite, freibergite, tetrahedrite, cobaltite | Resin blocks containing each sample were produced following standard procedures and used for Mineral Liberation Analysis (MLA) mapping and subsequent LA-ICP-MS analyses | LA-ICPMS, EMPA, SEM-EDS | NWR213 solid state 213 nm laser ablation system coupled with an Agilent 7900 quadrupole ICP-MS; Cameca SXFive Electron Microprobe; Quanta600 SEM | Adelaide Microscopy | Ablation was conducted in an atmosphere of He (0.6 L/min) that was mixed with Ar (0.88 L/min) upon leaving the ablation cell; 70 µm diameter spot size with a 25:2 standard sample bracketing approach (2 standards analysed twice every 25 unknowns); MLA maps were acquired using the raster mode with an X-ray spectra collected every 4 µm | STDGL3 (CODES, University of Tasmania; Danyushevsky et al., 2011); GSD-1G | 153.7021 |  | 1583.7324 |  | 0.47823 | [9 empty] | 0.068955 | [5 empty] | 2287.737 | [5 empty] | 0.048936 | [5 empty] | 384.8114 | [9 empty] | 55608.5809 |  | 1.3691 |  |  |  | 2.1242 | [7 empty] | 31.9193 | [13 empty] | 24.5234 | [9 empty] | 0.1824 | [5 empty] | 6005.7267 | [15 empty] | 367239.0681 |  | 194.63 | [9 empty] | 4.2596 | [7 empty] | 1.0566 | [5 empty] | 16.5936 | [13 empty] | 612207.6996 |  |  |  |  | 2020 | Cave, B., et al. (2020), Ore Geology Reviews 124, 103647 |  | AUS | Queensland
| Mount Isa Copper Operations, Black Star Mine | No. 5 and No. 9 Pb-Zn orebodies, 650 Cu orebody, 1100 Cu orebody, 3000 Cu orebody | Seafloor hydrothermal | Sedimentary Exhalative (SEDEX) | SEDEX zinc-lead-copper | Cu, Pb, Zn | Ag | Cu, Pb, Zn, Ag | Cave et al., 2020 |  | 162-ISA53SPH-4.d | 162-ISA53SPH-4.d-1 | underground mine, open pit |  |  |  |  | ore material | drill core, polished section | drill core | mineral separate | [5 empty] | mineralisation |  |  |  | chalcopyrite, sphalerite, galena | Cu mineralisation stage, Pb-Zn mineralisation stage | replacement, vein infill, stratabound | coarse-grained, medium-grained, fine-grained, stratabound, discordant veins, replacement, infill |  |  |  | pyrite, pyrrhotite, arsenopyrite, siderite, dolomite, calcite, quartz, chlorite, K-feldspar, biotite, apatite, freibergite, tetrahedrite, cobaltite | Resin blocks containing each sample were produced following standard procedures and used for Mineral Liberation Analysis (MLA) mapping and subsequent LA-ICP-MS analyses | LA-ICPMS, EMPA, SEM-EDS | NWR213 solid state 213 nm laser ablation system coupled with an Agilent 7900 quadrupole ICP-MS; Cameca SXFive Electron Microprobe; Quanta600 SEM | Adelaide Microscopy | Ablation was conducted in an atmosphere of He (0.6 L/min) that was mixed with Ar (0.88 L/min) upon leaving the ablation cell; 70 µm diameter spot size with a 25:2 standard sample bracketing approach (2 standards analysed twice every 25 unknowns); MLA maps were acquired using the raster mode with an X-ray spectra collected every 4 µm | STDGL3 (CODES, University of Tasmania; Danyushevsky et al., 2011); GSD-1G | 19.3615 |  |  |  | 0.40707 | [15 empty] | 3082.3148 | [5 empty] | 48.4673 | [5 empty] | 35.619 | [9 empty] | 63605.3401 |  | 0.097952 |  |  |  | 0.43252 | [7 empty] | 57.372 | [13 empty] | 41.4707 | [9 empty] | 0.36891 | [5 empty] | 43.2516 | [15 empty] | 364204.1773 |  | 6.3478 | [9 empty] | 0.085231 | [13 empty] | 0.10686 | [13 empty] | 603761.459 |  |  |  |  | 2020 | Cave, B., et al. (2020), Ore Geology Reviews 124, 103647 |  | AUS | Queensland
| Mount Isa Copper Operations, Black Star Mine | No. 5 and No. 9 Pb-Zn orebodies, 650 Cu orebody, 1100 Cu orebody, 3000 Cu orebody | Seafloor hydrothermal | Sedimentary Exhalative (SEDEX) | SEDEX zinc-lead-copper | Cu, Pb, Zn | Ag | Cu, Pb, Zn, Ag | Cave et al., 2020 |  | 163-ISA53SPH-5.d | 163-ISA53SPH-5.d-1 | underground mine, open pit |  |  |  |  | ore material | drill core, polished section | drill core | mineral separate | [5 empty] | mineralisation |  |  |  | chalcopyrite, sphalerite, galena | Cu mineralisation stage, Pb-Zn mineralisation stage | replacement, vein infill, stratabound | coarse-grained, medium-grained, fine-grained, stratabound, discordant veins, replacement, infill |  |  |  | pyrite, pyrrhotite, arsenopyrite, siderite, dolomite, calcite, quartz, chlorite, K-feldspar, biotite, apatite, freibergite, tetrahedrite, cobaltite | Resin blocks containing each sample were produced following standard procedures and used for Mineral Liberation Analysis (MLA) mapping and subsequent LA-ICP-MS analyses | LA-ICPMS, EMPA, SEM-EDS | NWR213 solid state 213 nm laser ablation system coupled with an Agilent 7900 quadrupole ICP-MS; Cameca SXFive Electron Microprobe; Quanta600 SEM | Adelaide Microscopy | Ablation was conducted in an atmosphere of He (0.6 L/min) that was mixed with Ar (0.88 L/min) upon leaving the ablation cell; 70 µm diameter spot size with a 25:2 standard sample bracketing approach (2 standards analysed twice every 25 unknowns); MLA maps were acquired using the raster mode with an X-ray spectra collected every 4 µm | STDGL3 (CODES, University of Tasmania; Danyushevsky et al., 2011); GSD-1G | 82.595 |  | 76.4095 |  | 0.44875 | [9 empty] | 0.10794 | [5 empty] | 3279.5432 | [5 empty] | 52.2617 | [5 empty] | 43.7838 | [9 empty] | 60642.4416 |  | 0.16737 |  |  |  | 0.83687 | [7 empty] | 55.2331 | [13 empty] | 37.9986 | [9 empty] | 0.20618 | [5 empty] | 7398.3779 | [15 empty] | 361428.9517 |  | 126.3788 |  |  |  | 2.0618 | [5 empty] | 0.33232 | [7 empty] | 0.40024 | [5 empty] | 3.4081 | [13 empty] | 606890.896 |  |  |  |  | 2020 | Cave, B., et al. (2020), Ore Geology Reviews 124, 103647 |  | AUS | Queensland
| Mount Isa Copper Operations, Black Star Mine | No. 5 and No. 9 Pb-Zn orebodies, 650 Cu orebody, 1100 Cu orebody, 3000 Cu orebody | Seafloor hydrothermal | Sedimentary Exhalative (SEDEX) | SEDEX zinc-lead-copper | Cu, Pb, Zn | Ag | Cu, Pb, Zn, Ag | Cave et al., 2020 |  | 164-ISA53SPH-6.d | 164-ISA53SPH-6.d-1 | underground mine, open pit |  |  |  |  | ore material | drill core, polished section | drill core | mineral separate | [5 empty] | mineralisation |  |  |  | chalcopyrite, sphalerite, galena | Cu mineralisation stage, Pb-Zn mineralisation stage | replacement, vein infill, stratabound | coarse-grained, medium-grained, fine-grained, stratabound, discordant veins, replacement, infill |  |  |  | pyrite, pyrrhotite, arsenopyrite, siderite, dolomite, calcite, quartz, chlorite, K-feldspar, biotite, apatite, freibergite, tetrahedrite, cobaltite | Resin blocks containing each sample were produced following standard procedures and used for Mineral Liberation Analysis (MLA) mapping and subsequent LA-ICP-MS analyses | LA-ICPMS, EMPA, SEM-EDS | NWR213 solid state 213 nm laser ablation system coupled with an Agilent 7900 quadrupole ICP-MS; Cameca SXFive Electron Microprobe; Quanta600 SEM | Adelaide Microscopy | Ablation was conducted in an atmosphere of He (0.6 L/min) that was mixed with Ar (0.88 L/min) upon leaving the ablation cell; 70 µm diameter spot size with a 25:2 standard sample bracketing approach (2 standards analysed twice every 25 unknowns); MLA maps were acquired using the raster mode with an X-ray spectra collected every 4 µm | STDGL3 (CODES, University of Tasmania; Danyushevsky et al., 2011); GSD-1G | 43.6385 |  | 18.7022 |  | 0.52562 | [9 empty] | 0.062341 | [5 empty] | 3104.813 | [5 empty] | 52.7085 | [5 empty] | 38.0156 | [9 empty] | 61118.3662 |  | 0.15402 |  |  |  | 0.50117 | [7 empty] | 55.8133 | [13 empty] | 39.8492 | [15 empty] | 4253.8383 | [15 empty] | 360231.6502 |  | 75.0534 | [9 empty] | 0.19558 | [7 empty] | 0.52562 | [5 empty] | 1.7847 | [13 empty] | 606388.2206 |  |  |  |  | 2020 | Cave, B., et al. (2020), Ore Geology Reviews 124, 103647 |  | AUS | Queensland
| Mount Isa Copper Operations, Black Star Mine | No. 5 and No. 9 Pb-Zn orebodies, 650 Cu orebody, 1100 Cu orebody, 3000 Cu orebody | Seafloor hydrothermal | Sedimentary Exhalative (SEDEX) | SEDEX zinc-lead-copper | Cu, Pb, Zn | Ag | Cu, Pb, Zn, Ag | Cave et al., 2020 |  | 169-ISA53SPH-11.d | 169-ISA53SPH-11.d-1 | underground mine, open pit |  |  |  |  | ore material | drill core, polished section | drill core | mineral separate | [5 empty] | mineralisation |  |  |  | chalcopyrite, sphalerite, galena | Cu mineralisation stage, Pb-Zn mineralisation stage | replacement, vein infill, stratabound | coarse-grained, medium-grained, fine-grained, stratabound, discordant veins, replacement, infill |  |  |  | pyrite, pyrrhotite, arsenopyrite, siderite, dolomite, calcite, quartz, chlorite, K-feldspar, biotite, apatite, freibergite, tetrahedrite, cobaltite | Resin blocks containing each sample were produced following standard procedures and used for Mineral Liberation Analysis (MLA) mapping and subsequent LA-ICP-MS analyses | LA-ICPMS, EMPA, SEM-EDS | NWR213 solid state 213 nm laser ablation system coupled with an Agilent 7900 quadrupole ICP-MS; Cameca SXFive Electron Microprobe; Quanta600 SEM | Adelaide Microscopy | Ablation was conducted in an atmosphere of He (0.6 L/min) that was mixed with Ar (0.88 L/min) upon leaving the ablation cell; 70 µm diameter spot size with a 25:2 standard sample bracketing approach (2 standards analysed twice every 25 unknowns); MLA maps were acquired using the raster mode with an X-ray spectra collected every 4 µm | STDGL3 (CODES, University of Tasmania; Danyushevsky et al., 2011); GSD-1G | 10.9494 | [19 empty] | 3096.4223 | [5 empty] | 45.0113 | [5 empty] | 37.0458 | [9 empty] | 63218.0949 |  | 0.28195 |  |  |  | 0.37931 | [7 empty] | 61.4353 | [13 empty] | 52.3952 | [9 empty] | 0.13402 | [5 empty] | 2.3644 | [15 empty] | 366285.6421 |  | 2.731 | [9 empty] | 0.077126 | [7 empty] | 0.32873 | [5 empty] | 0.013782 | [13 empty] | 604170.4704 |  |  |  |  | 2020 | Cave, B., et al. (2020), Ore Geology Reviews 124, 103647 |  | AUS | Queensland
| Mount Isa Copper Operations, Black Star Mine | No. 5 and No. 9 Pb-Zn orebodies, 650 Cu orebody, 1100 Cu orebody, 3000 Cu orebody | Seafloor hydrothermal | Sedimentary Exhalative (SEDEX) | SEDEX zinc-lead-copper | Cu, Pb, Zn | Ag | Cu, Pb, Zn, Ag | Cave et al., 2020 |  | 172-ISA53SPH-14.d | 172-ISA53SPH-14.d-1 | underground mine, open pit |  |  |  |  | ore material | drill core, polished section | drill core | mineral separate | [5 empty] | mineralisation |  |  |  | chalcopyrite, sphalerite, galena | Cu mineralisation stage, Pb-Zn mineralisation stage | replacement, vein infill, stratabound | coarse-grained, medium-grained, fine-grained, stratabound, discordant veins, replacement, infill |  |  |  | pyrite, pyrrhotite, arsenopyrite, siderite, dolomite, calcite, quartz, chlorite, K-feldspar, biotite, apatite, freibergite, tetrahedrite, cobaltite | Resin blocks containing each sample were produced following standard procedures and used for Mineral Liberation Analysis (MLA) mapping and subsequent LA-ICP-MS analyses | LA-ICPMS, EMPA, SEM-EDS | NWR213 solid state 213 nm laser ablation system coupled with an Agilent 7900 quadrupole ICP-MS; Cameca SXFive Electron Microprobe; Quanta600 SEM | Adelaide Microscopy | Ablation was conducted in an atmosphere of He (0.6 L/min) that was mixed with Ar (0.88 L/min) upon leaving the ablation cell; 70 µm diameter spot size with a 25:2 standard sample bracketing approach (2 standards analysed twice every 25 unknowns); MLA maps were acquired using the raster mode with an X-ray spectra collected every 4 µm | STDGL3 (CODES, University of Tasmania; Danyushevsky et al., 2011); GSD-1G | 5.8314 | [19 empty] | 3219.9758 | [5 empty] | 20.0914 | [5 empty] | 38.986 | [9 empty] | 63661.0484 |  | 0.33486 |  |  |  | 0.17825 | [7 empty] | 63.9666 | [13 empty] | 51.4763 | [9 empty] | 0.13242 | [5 empty] | 4.329 | [15 empty] | 355483.2945 |  | 4.3799 | [23 empty] | 0.018716 | [13 empty] | 603702.6194 |  |  |  |  | 2020 | Cave, B., et al. (2020), Ore Geology Reviews 124, 103647 |  | AUS | Queensland
| Mount Isa Copper Operations, Black Star Mine | No. 5 and No. 9 Pb-Zn orebodies, 650 Cu orebody, 1100 Cu orebody, 3000 Cu orebody | Seafloor hydrothermal | Sedimentary Exhalative (SEDEX) | SEDEX zinc-lead-copper | Cu, Pb, Zn | Ag | Cu, Pb, Zn, Ag | Cave et al., 2020 |  | 173-ISA53SPH-15.d | 173-ISA53SPH-15.d-1 | underground mine, open pit |  |  |  |  | ore material | drill core, polished section | drill core | mineral separate | [5 empty] | mineralisation |  |  |  | chalcopyrite, sphalerite, galena | Cu mineralisation stage, Pb-Zn mineralisation stage | replacement, vein infill, stratabound | coarse-grained, medium-grained, fine-grained, stratabound, discordant veins, replacement, infill |  |  |  | pyrite, pyrrhotite, arsenopyrite, siderite, dolomite, calcite, quartz, chlorite, K-feldspar, biotite, apatite, freibergite, tetrahedrite, cobaltite | Resin blocks containing each sample were produced following standard procedures and used for Mineral Liberation Analysis (MLA) mapping and subsequent LA-ICP-MS analyses | LA-ICPMS, EMPA, SEM-EDS | NWR213 solid state 213 nm laser ablation system coupled with an Agilent 7900 quadrupole ICP-MS; Cameca SXFive Electron Microprobe; Quanta600 SEM | Adelaide Microscopy | Ablation was conducted in an atmosphere of He (0.6 L/min) that was mixed with Ar (0.88 L/min) upon leaving the ablation cell; 70 µm diameter spot size with a 25:2 standard sample bracketing approach (2 standards analysed twice every 25 unknowns); MLA maps were acquired using the raster mode with an X-ray spectra collected every 4 µm | STDGL3 (CODES, University of Tasmania; Danyushevsky et al., 2011); GSD-1G | 9.7286 |  |  |  | 0.25302 | [15 empty] | 3208.282 | [5 empty] | 21.0259 | [5 empty] | 38.9649 | [9 empty] | 63254.7722 |  | 0.2138 |  |  |  | 0.41748 | [7 empty] | 63.4825 | [13 empty] | 49.5285 | [9 empty] | 0.20368 | [5 empty] | 3.2513 | [15 empty] | 355491.8195 |  | 5.0477 | [9 empty] | 0.06199 | [13 empty] | 0.034158 | [13 empty] | 604131.7316 |  |  |  |  | 2020 | Cave, B., et al. (2020), Ore Geology Reviews 124, 103647 |  | AUS | Queensland
| Mount Isa Copper Operations, Black Star Mine | No. 5 and No. 9 Pb-Zn orebodies, 650 Cu orebody, 1100 Cu orebody, 3000 Cu orebody | Seafloor hydrothermal | Sedimentary Exhalative (SEDEX) | SEDEX zinc-lead-copper | Cu, Pb, Zn | Ag | Cu, Pb, Zn, Ag | Cave et al., 2020 |  | 175-ISA53SPH-17.d | 175-ISA53SPH-17.d-1 | underground mine, open pit |  |  |  |  | ore material | drill core, polished section | drill core | mineral separate | [5 empty] | mineralisation |  |  |  | chalcopyrite, sphalerite, galena | Cu mineralisation stage, Pb-Zn mineralisation stage | replacement, vein infill, stratabound | coarse-grained, medium-grained, fine-grained, stratabound, discordant veins, replacement, infill |  |  |  | pyrite, pyrrhotite, arsenopyrite, siderite, dolomite, calcite, quartz, chlorite, K-feldspar, biotite, apatite, freibergite, tetrahedrite, cobaltite | Resin blocks containing each sample were produced following standard procedures and used for Mineral Liberation Analysis (MLA) mapping and subsequent LA-ICP-MS analyses | LA-ICPMS, EMPA, SEM-EDS | NWR213 solid state 213 nm laser ablation system coupled with an Agilent 7900 quadrupole ICP-MS; Cameca SXFive Electron Microprobe; Quanta600 SEM | Adelaide Microscopy | Ablation was conducted in an atmosphere of He (0.6 L/min) that was mixed with Ar (0.88 L/min) upon leaving the ablation cell; 70 µm diameter spot size with a 25:2 standard sample bracketing approach (2 standards analysed twice every 25 unknowns); MLA maps were acquired using the raster mode with an X-ray spectra collected every 4 µm | STDGL3 (CODES, University of Tasmania; Danyushevsky et al., 2011); GSD-1G | 8.1092 | [19 empty] | 3220.7789 | [5 empty] | 41.1954 | [5 empty] | 36.2815 | [9 empty] | 63651.7569 |  | 0.17313 |  |  |  | 0.2928 | [7 empty] | 62.0605 | [13 empty] | 49.1392 | [9 empty] | 0.19096 | [5 empty] | 23.0419 | [15 empty] | 361669.2829 |  | 5.9196 | [9 empty] | 0.11457 | [7 empty] | 1.0312 | [5 empty] | 0.068744 | [13 empty] | 603712.4331 |  |  |  |  | 2020 | Cave, B., et al. (2020), Ore Geology Reviews 124, 103647 |  | AUS | Queensland
| Mount Isa Copper Operations, Black Star Mine | No. 5 and No. 9 Pb-Zn orebodies, 650 Cu orebody, 1100 Cu orebody, 3000 Cu orebody | Seafloor hydrothermal | Sedimentary Exhalative (SEDEX) | SEDEX zinc-lead-copper | Cu, Pb, Zn | Ag | Cu, Pb, Zn, Ag | Cave et al., 2020 |  | 177-ISA53SPH-19.d | 177-ISA53SPH-19.d-1 | underground mine, open pit |  |  |  |  | ore material | drill core, polished section | drill core | mineral separate | [5 empty] | mineralisation |  |  |  | chalcopyrite, sphalerite, galena | Cu mineralisation stage, Pb-Zn mineralisation stage | replacement, vein infill, stratabound | coarse-grained, medium-grained, fine-grained, stratabound, discordant veins, replacement, infill |  |  |  | pyrite, pyrrhotite, arsenopyrite, siderite, dolomite, calcite, quartz, chlorite, K-feldspar, biotite, apatite, freibergite, tetrahedrite, cobaltite | Resin blocks containing each sample were produced following standard procedures and used for Mineral Liberation Analysis (MLA) mapping and subsequent LA-ICP-MS analyses | LA-ICPMS, EMPA, SEM-EDS | NWR213 solid state 213 nm laser ablation system coupled with an Agilent 7900 quadrupole ICP-MS; Cameca SXFive Electron Microprobe; Quanta600 SEM | Adelaide Microscopy | Ablation was conducted in an atmosphere of He (0.6 L/min) that was mixed with Ar (0.88 L/min) upon leaving the ablation cell; 70 µm diameter spot size with a 25:2 standard sample bracketing approach (2 standards analysed twice every 25 unknowns); MLA maps were acquired using the raster mode with an X-ray spectra collected every 4 µm | STDGL3 (CODES, University of Tasmania; Danyushevsky et al., 2011); GSD-1G | 27.127 |  | 0.75774 |  | 0.3031 | [15 empty] | 3269.6413 | [5 empty] | 35.4369 | [5 empty] | 39.5287 | [9 empty] | 63144.868 |  | 0.10482 |  |  |  | 0.18943 | [7 empty] | 63.2964 | [13 empty] | 39.8949 | [15 empty] | 151.5477 | [15 empty] | 357652.5321 |  | 25.8263 | [9 empty] | 0.10229 | [7 empty] | 0.53042 | [5 empty] | 0.42181 | [13 empty] | 604247.8133 |  |  |  |  | 2020 | Cave, B., et al. (2020), Ore Geology Reviews 124, 103647 |  | AUS | Queensland
| Mount Isa Copper Operations, Black Star Mine | No. 5 and No. 9 Pb-Zn orebodies, 650 Cu orebody, 1100 Cu orebody, 3000 Cu orebody | Seafloor hydrothermal | Sedimentary Exhalative (SEDEX) | SEDEX zinc-lead-copper | Cu, Pb, Zn | Ag | Cu, Pb, Zn, Ag | Cave et al., 2020 |  | 178-ISA53SPH-20.d | 178-ISA53SPH-20.d-1 | underground mine, open pit |  |  |  |  | ore material | drill core, polished section | drill core | mineral separate | [5 empty] | mineralisation |  |  |  | chalcopyrite, sphalerite, galena | Cu mineralisation stage, Pb-Zn mineralisation stage | replacement, vein infill, stratabound | coarse-grained, medium-grained, fine-grained, stratabound, discordant veins, replacement, infill |  |  |  | pyrite, pyrrhotite, arsenopyrite, siderite, dolomite, calcite, quartz, chlorite, K-feldspar, biotite, apatite, freibergite, tetrahedrite, cobaltite | Resin blocks containing each sample were produced following standard procedures and used for Mineral Liberation Analysis (MLA) mapping and subsequent LA-ICP-MS analyses | LA-ICPMS, EMPA, SEM-EDS | NWR213 solid state 213 nm laser ablation system coupled with an Agilent 7900 quadrupole ICP-MS; Cameca SXFive Electron Microprobe; Quanta600 SEM | Adelaide Microscopy | Ablation was conducted in an atmosphere of He (0.6 L/min) that was mixed with Ar (0.88 L/min) upon leaving the ablation cell; 70 µm diameter spot size with a 25:2 standard sample bracketing approach (2 standards analysed twice every 25 unknowns); MLA maps were acquired using the raster mode with an X-ray spectra collected every 4 µm | STDGL3 (CODES, University of Tasmania; Danyushevsky et al., 2011); GSD-1G | 28.2972 | [13 empty] | 0.017217 | [5 empty] | 3208.4913 | [5 empty] | 41.0254 | [5 empty] | 39.1069 | [9 empty] | 61488.9092 |  | 0.10207 |  |  |  | 0.38123 | [7 empty] | 61.0585 | [13 empty] | 38.7995 | [15 empty] | 602.5913 | [15 empty] | 360939.8972 |  | 29.7606 | [9 empty] | 0.16602 | [7 empty] | 0.33204 | [5 empty] | 0.39722 | [13 empty] | 605996.8501 |  |  |  |  | 2020 | Cave, B., et al. (2020), Ore Geology Reviews 124, 103647 |  | AUS | Queensland
| Mount Isa Copper Operations, Black Star Mine | No. 5 and No. 9 Pb-Zn orebodies, 650 Cu orebody, 1100 Cu orebody, 3000 Cu orebody | Seafloor hydrothermal | Sedimentary Exhalative (SEDEX) | SEDEX zinc-lead-copper | Cu, Pb, Zn | Ag | Cu, Pb, Zn, Ag | Cave et al., 2020 |  | 180-ISA53SPH-22.d | 180-ISA53SPH-22.d-1 | underground mine, open pit |  |  |  |  | ore material | drill core, polished section | drill core | mineral separate | [5 empty] | mineralisation |  |  |  | chalcopyrite, sphalerite, galena | Cu mineralisation stage, Pb-Zn mineralisation stage | replacement, vein infill, stratabound | coarse-grained, medium-grained, fine-grained, stratabound, discordant veins, replacement, infill |  |  |  | pyrite, pyrrhotite, arsenopyrite, siderite, dolomite, calcite, quartz, chlorite, K-feldspar, biotite, apatite, freibergite, tetrahedrite, cobaltite | Resin blocks containing each sample were produced following standard procedures and used for Mineral Liberation Analysis (MLA) mapping and subsequent LA-ICP-MS analyses | LA-ICPMS, EMPA, SEM-EDS | NWR213 solid state 213 nm laser ablation system coupled with an Agilent 7900 quadrupole ICP-MS; Cameca SXFive Electron Microprobe; Quanta600 SEM | Adelaide Microscopy | Ablation was conducted in an atmosphere of He (0.6 L/min) that was mixed with Ar (0.88 L/min) upon leaving the ablation cell; 70 µm diameter spot size with a 25:2 standard sample bracketing approach (2 standards analysed twice every 25 unknowns); MLA maps were acquired using the raster mode with an X-ray spectra collected every 4 µm | STDGL3 (CODES, University of Tasmania; Danyushevsky et al., 2011); GSD-1G | 13.4123 | [19 empty] | 3026.2308 | [5 empty] | 46.8945 | [5 empty] | 38.4937 | [9 empty] | 60524.6163 |  | 0.75172 |  |  |  | 0.30262 | [7 empty] | 62.413 | [13 empty] | 51.5064 | [15 empty] | 15.7364 | [15 empty] | 360000.4177 |  | 9.0182 | [9 empty] | 0.04963 | [13 empty] | 0.031473 | [13 empty] | 607015.344 |  |  |  |  | 2020 | Cave, B., et al. (2020), Ore Geology Reviews 124, 103647 |  | AUS | Queensland
| Mount Isa Copper Operations, Black Star Mine | No. 5 and No. 9 Pb-Zn orebodies, 650 Cu orebody, 1100 Cu orebody, 3000 Cu orebody | Seafloor hydrothermal | Sedimentary Exhalative (SEDEX) | SEDEX zinc-lead-copper | Cu, Pb, Zn | Ag | Cu, Pb, Zn, Ag | Cave et al., 2020 |  | 181-ISA53SPH-23.d | 181-ISA53SPH-23.d-1 | underground mine, open pit |  |  |  |  | ore material | drill core, polished section | drill core | mineral separate | [5 empty] | mineralisation |  |  |  | chalcopyrite, sphalerite, galena | Cu mineralisation stage, Pb-Zn mineralisation stage | replacement, vein infill, stratabound | coarse-grained, medium-grained, fine-grained, stratabound, discordant veins, replacement, infill |  |  |  | pyrite, pyrrhotite, arsenopyrite, siderite, dolomite, calcite, quartz, chlorite, K-feldspar, biotite, apatite, freibergite, tetrahedrite, cobaltite | Resin blocks containing each sample were produced following standard procedures and used for Mineral Liberation Analysis (MLA) mapping and subsequent LA-ICP-MS analyses | LA-ICPMS, EMPA, SEM-EDS | NWR213 solid state 213 nm laser ablation system coupled with an Agilent 7900 quadrupole ICP-MS; Cameca SXFive Electron Microprobe; Quanta600 SEM | Adelaide Microscopy | Ablation was conducted in an atmosphere of He (0.6 L/min) that was mixed with Ar (0.88 L/min) upon leaving the ablation cell; 70 µm diameter spot size with a 25:2 standard sample bracketing approach (2 standards analysed twice every 25 unknowns); MLA maps were acquired using the raster mode with an X-ray spectra collected every 4 µm | STDGL3 (CODES, University of Tasmania; Danyushevsky et al., 2011); GSD-1G | 23.1134 |  | 1.1788 |  | 0.26735 | [9 empty] | 0.013367 | [5 empty] | 3076.9232 | [5 empty] | 49.6901 | [5 empty] | 41.8034 | [9 empty] | 60760.7265 |  | 0.18228 |  |  |  | 0.15798 | [7 empty] | 61.9759 | [13 empty] | 41.9857 | [15 empty] | 155.5475 | [15 empty] | 357273.0717 |  | 24.6932 | [9 empty] | 0.17985 | [7 empty] | 0.85065 | [5 empty] | 0.37186 | [13 empty] | 606765.9625 |  |  |  |  | 2020 | Cave, B., et al. (2020), Ore Geology Reviews 124, 103647 |  | AUS | Queensland
| Mount Isa Copper Operations, Black Star Mine | No. 5 and No. 9 Pb-Zn orebodies, 650 Cu orebody, 1100 Cu orebody, 3000 Cu orebody | Seafloor hydrothermal | Sedimentary Exhalative (SEDEX) | SEDEX zinc-lead-copper | Cu, Pb, Zn | Ag | Cu, Pb, Zn, Ag | Cave et al., 2020 |  | 182-ISA53SPH-24.d | 182-ISA53SPH-24.d-1 | underground mine, open pit |  |  |  |  | ore material | drill core, polished section | drill core | mineral separate | [5 empty] | mineralisation |  |  |  | chalcopyrite, sphalerite, galena | Cu mineralisation stage, Pb-Zn mineralisation stage | replacement, vein infill, stratabound | coarse-grained, medium-grained, fine-grained, stratabound, discordant veins, replacement, infill |  |  |  | pyrite, pyrrhotite, arsenopyrite, siderite, dolomite, calcite, quartz, chlorite, K-feldspar, biotite, apatite, freibergite, tetrahedrite, cobaltite | Resin blocks containing each sample were produced following standard procedures and used for Mineral Liberation Analysis (MLA) mapping and subsequent LA-ICP-MS analyses | LA-ICPMS, EMPA, SEM-EDS | NWR213 solid state 213 nm laser ablation system coupled with an Agilent 7900 quadrupole ICP-MS; Cameca SXFive Electron Microprobe; Quanta600 SEM | Adelaide Microscopy | Ablation was conducted in an atmosphere of He (0.6 L/min) that was mixed with Ar (0.88 L/min) upon leaving the ablation cell; 70 µm diameter spot size with a 25:2 standard sample bracketing approach (2 standards analysed twice every 25 unknowns); MLA maps were acquired using the raster mode with an X-ray spectra collected every 4 µm | STDGL3 (CODES, University of Tasmania; Danyushevsky et al., 2011); GSD-1G | 14.0197 | [19 empty] | 3067.1883 | [5 empty] | 47.1282 | [5 empty] | 40.5285 | [9 empty] | 61221.3235 |  | 0.75914 |  |  |  | 0.29386 | [7 empty] | 63.56 | [13 empty] | 48.8056 | [15 empty] | 4.2855 | [15 empty] | 362062.9073 |  | 6.1344 | [9 empty] | 0.051426 | [13 empty] | 0.027794 | [13 empty] | 606279.4762 |  |  |  |  | 2020 | Cave, B., et al. (2020), Ore Geology Reviews 124, 103647 |  | AUS | Queensland
| Mount Isa Copper Operations, Black Star Mine | No. 5 and No. 9 Pb-Zn orebodies, 650 Cu orebody, 1100 Cu orebody, 3000 Cu orebody | Seafloor hydrothermal | Sedimentary Exhalative (SEDEX) | SEDEX zinc-lead-copper | Cu, Pb, Zn | Ag | Cu, Pb, Zn, Ag | Cave et al., 2020 |  | 183-ISA53SPH-25.d | 183-ISA53SPH-25.d-1 | underground mine, open pit |  |  |  |  | ore material | drill core, polished section | drill core | mineral separate | [5 empty] | mineralisation |  |  |  | chalcopyrite, sphalerite, galena | Cu mineralisation stage, Pb-Zn mineralisation stage | replacement, vein infill, stratabound | coarse-grained, medium-grained, fine-grained, stratabound, discordant veins, replacement, infill |  |  |  | pyrite, pyrrhotite, arsenopyrite, siderite, dolomite, calcite, quartz, chlorite, K-feldspar, biotite, apatite, freibergite, tetrahedrite, cobaltite | Resin blocks containing each sample were produced following standard procedures and used for Mineral Liberation Analysis (MLA) mapping and subsequent LA-ICP-MS analyses | LA-ICPMS, EMPA, SEM-EDS | NWR213 solid state 213 nm laser ablation system coupled with an Agilent 7900 quadrupole ICP-MS; Cameca SXFive Electron Microprobe; Quanta600 SEM | Adelaide Microscopy | Ablation was conducted in an atmosphere of He (0.6 L/min) that was mixed with Ar (0.88 L/min) upon leaving the ablation cell; 70 µm diameter spot size with a 25:2 standard sample bracketing approach (2 standards analysed twice every 25 unknowns); MLA maps were acquired using the raster mode with an X-ray spectra collected every 4 µm | STDGL3 (CODES, University of Tasmania; Danyushevsky et al., 2011); GSD-1G | 8.4005 | [19 empty] | 3059.0241 | [5 empty] | 47.1299 | [5 empty] | 40.9446 | [9 empty] | 62225.8776 |  | 1.4412 |  |  |  | 0.39825 | [7 empty] | 62.7984 | [13 empty] | 58.9901 | [9 empty] | 0.15805 | [21 empty] | 355932.0196 |  | 1.0367 | [9 empty] | 0.069693 | [7 empty] | 0.42314 | [19 empty] | 605218.4583 |  |  |  |  | 2020 | Cave, B., et al. (2020), Ore Geology Reviews 124, 103647 |  | AUS | Queensland
| Mount Isa Copper Operations, Black Star Mine | No. 5 and No. 9 Pb-Zn orebodies, 650 Cu orebody, 1100 Cu orebody, 3000 Cu orebody | Seafloor hydrothermal | Sedimentary Exhalative (SEDEX) | SEDEX zinc-lead-copper | Cu, Pb, Zn | Ag | Cu, Pb, Zn, Ag | Cave et al., 2020 |  | 184-ISA53SPH-26.d | 184-ISA53SPH-26.d-1 | underground mine, open pit |  |  |  |  | ore material | drill core, polished section | drill core | mineral separate | [5 empty] | mineralisation |  |  |  | chalcopyrite, sphalerite, galena | Cu mineralisation stage, Pb-Zn mineralisation stage | replacement, vein infill, stratabound | coarse-grained, medium-grained, fine-grained, stratabound, discordant veins, replacement, infill |  |  |  | pyrite, pyrrhotite, arsenopyrite, siderite, dolomite, calcite, quartz, chlorite, K-feldspar, biotite, apatite, freibergite, tetrahedrite, cobaltite | Resin blocks containing each sample were produced following standard procedures and used for Mineral Liberation Analysis (MLA) mapping and subsequent LA-ICP-MS analyses | LA-ICPMS, EMPA, SEM-EDS | NWR213 solid state 213 nm laser ablation system coupled with an Agilent 7900 quadrupole ICP-MS; Cameca SXFive Electron Microprobe; Quanta600 SEM | Adelaide Microscopy | Ablation was conducted in an atmosphere of He (0.6 L/min) that was mixed with Ar (0.88 L/min) upon leaving the ablation cell; 70 µm diameter spot size with a 25:2 standard sample bracketing approach (2 standards analysed twice every 25 unknowns); MLA maps were acquired using the raster mode with an X-ray spectra collected every 4 µm | STDGL3 (CODES, University of Tasmania; Danyushevsky et al., 2011); GSD-1G | 11.1882 | [19 empty] | 3094.914 | [5 empty] | 47.9067 | [5 empty] | 40.548 | [9 empty] | 62574.08 |  | 1.0888 |  |  |  | 0.27533 | [7 empty] | 63.4751 | [13 empty] | 54.4019 | [9 empty] | 0.16394 | [5 empty] | 6.2574 | [15 empty] | 364932.0346 |  | 3.0786 | [9 empty] | 0.095113 | [7 empty] | 0.31287 | [5 empty] | 0.013141 | [13 empty] | 604850.6841 |  |  |  |  | 2020 | Cave, B., et al. (2020), Ore Geology Reviews 124, 103647 |  | AUS | Queensland
| Mount Isa Copper Operations, Black Star Mine | No. 5 and No. 9 Pb-Zn orebodies, 650 Cu orebody, 1100 Cu orebody, 3000 Cu orebody | Seafloor hydrothermal | Sedimentary Exhalative (SEDEX) | SEDEX zinc-lead-copper | Cu, Pb, Zn | Ag | Cu, Pb, Zn, Ag | Cave et al., 2020 |  | 185-ISA53SPH-27.d | 185-ISA53SPH-27.d-1 | underground mine, open pit |  |  |  |  | ore material | drill core, polished section | drill core | mineral separate | [5 empty] | mineralisation |  |  |  | chalcopyrite, sphalerite, galena | Cu mineralisation stage, Pb-Zn mineralisation stage | replacement, vein infill, stratabound | coarse-grained, medium-grained, fine-grained, stratabound, discordant veins, replacement, infill |  |  |  | pyrite, pyrrhotite, arsenopyrite, siderite, dolomite, calcite, quartz, chlorite, K-feldspar, biotite, apatite, freibergite, tetrahedrite, cobaltite | Resin blocks containing each sample were produced following standard procedures and used for Mineral Liberation Analysis (MLA) mapping and subsequent LA-ICP-MS analyses | LA-ICPMS, EMPA, SEM-EDS | NWR213 solid state 213 nm laser ablation system coupled with an Agilent 7900 quadrupole ICP-MS; Cameca SXFive Electron Microprobe; Quanta600 SEM | Adelaide Microscopy | Ablation was conducted in an atmosphere of He (0.6 L/min) that was mixed with Ar (0.88 L/min) upon leaving the ablation cell; 70 µm diameter spot size with a 25:2 standard sample bracketing approach (2 standards analysed twice every 25 unknowns); MLA maps were acquired using the raster mode with an X-ray spectra collected every 4 µm | STDGL3 (CODES, University of Tasmania; Danyushevsky et al., 2011); GSD-1G | 8.8175 |  |  |  | 0.23663 | [15 empty] | 3082.38 | [5 empty] | 47.2507 | [5 empty] | 39.7285 | [9 empty] | 62270.3022 |  | 1.3239 |  |  |  | 0.49816 | [7 empty] | 62.5194 | [13 empty] | 57.5378 | [9 empty] | 0.077215 | [21 empty] | 359548.7247 |  | 1.9802 | [9 empty] | 0.073479 | [7 empty] | 0.2989 | [5 empty] | 0.011831 | [13 empty] | 605171.5367 |  |  |  |  | 2020 | Cave, B., et al. (2020), Ore Geology Reviews 124, 103647 |  | AUS | Queensland
| Mount Isa Copper Operations, Black Star Mine | No. 5 and No. 9 Pb-Zn orebodies, 650 Cu orebody, 1100 Cu orebody, 3000 Cu orebody | Seafloor hydrothermal | Sedimentary Exhalative (SEDEX) | SEDEX zinc-lead-copper | Cu, Pb, Zn | Ag | Cu, Pb, Zn, Ag | Cave et al., 2020 |  | 192-R25ED15SPH-2.d | 192-R25ED15SPH-2.d-1 | underground mine, open pit |  |  |  |  | ore material | drill core, polished section | drill core | mineral separate | [5 empty] | mineralisation |  |  |  | chalcopyrite, sphalerite, galena | Cu mineralisation stage, Pb-Zn mineralisation stage | replacement, vein infill, stratabound | coarse-grained, medium-grained, fine-grained, stratabound, discordant veins, replacement, infill |  |  |  | pyrite, pyrrhotite, arsenopyrite, siderite, dolomite, calcite, quartz, chlorite, K-feldspar, biotite, apatite, freibergite, tetrahedrite, cobaltite | Resin blocks containing each sample were produced following standard procedures and used for Mineral Liberation Analysis (MLA) mapping and subsequent LA-ICP-MS analyses | LA-ICPMS, EMPA, SEM-EDS | NWR213 solid state 213 nm laser ablation system coupled with an Agilent 7900 quadrupole ICP-MS; Cameca SXFive Electron Microprobe; Quanta600 SEM | Adelaide Microscopy | Ablation was conducted in an atmosphere of He (0.6 L/min) that was mixed with Ar (0.88 L/min) upon leaving the ablation cell; 70 µm diameter spot size with a 25:2 standard sample bracketing approach (2 standards analysed twice every 25 unknowns); MLA maps were acquired using the raster mode with an X-ray spectra collected every 4 µm | STDGL3 (CODES, University of Tasmania; Danyushevsky et al., 2011); GSD-1G | 36.5759 |  | 1998.2711 |  | 0.30353 | [9 empty] | 0.012647 | [5 empty] | 3375.5605 | [5 empty] | 2.3777 | [5 empty] | 4742.7321 | [9 empty] | 63236.4282 |  | 2.0362 |  |  |  | 2.1374 | [7 empty] | 135.5789 | [13 empty] | 46.795 | [9 empty] | 0.26559 | [5 empty] | 1365.9069 | [15 empty] | 361838.8423 |  | 45.6567 | [9 empty] | 0.8891 | [7 empty] | 0.59442 | [5 empty] | 2.8216 | [13 empty] | 604151.1066 |  |  |  |  | 2020 | Cave, B., et al. (2020), Ore Geology Reviews 124, 103647 |  | AUS | Queensland
| Mount Isa Copper Operations, Black Star Mine | No. 5 and No. 9 Pb-Zn orebodies, 650 Cu orebody, 1100 Cu orebody, 3000 Cu orebody | Seafloor hydrothermal | Sedimentary Exhalative (SEDEX) | SEDEX zinc-lead-copper | Cu, Pb, Zn | Ag | Cu, Pb, Zn, Ag | Cave et al., 2020 |  | 193-R25ED15SPH-3.d | 193-R25ED15SPH-3.d-1 | underground mine, open pit |  |  |  |  | ore material | drill core, polished section | drill core | mineral separate | [5 empty] | mineralisation |  |  |  | chalcopyrite, sphalerite, galena | Cu mineralisation stage, Pb-Zn mineralisation stage | replacement, vein infill, stratabound | coarse-grained, medium-grained, fine-grained, stratabound, discordant veins, replacement, infill |  |  |  | pyrite, pyrrhotite, arsenopyrite, siderite, dolomite, calcite, quartz, chlorite, K-feldspar, biotite, apatite, freibergite, tetrahedrite, cobaltite | Resin blocks containing each sample were produced following standard procedures and used for Mineral Liberation Analysis (MLA) mapping and subsequent LA-ICP-MS analyses | LA-ICPMS, EMPA, SEM-EDS | NWR213 solid state 213 nm laser ablation system coupled with an Agilent 7900 quadrupole ICP-MS; Cameca SXFive Electron Microprobe; Quanta600 SEM | Adelaide Microscopy | Ablation was conducted in an atmosphere of He (0.6 L/min) that was mixed with Ar (0.88 L/min) upon leaving the ablation cell; 70 µm diameter spot size with a 25:2 standard sample bracketing approach (2 standards analysed twice every 25 unknowns); MLA maps were acquired using the raster mode with an X-ray spectra collected every 4 µm | STDGL3 (CODES, University of Tasmania; Danyushevsky et al., 2011); GSD-1G | 20.6172 |  | 10.1011 |  | 0.3736 | [15 empty] | 3712.4856 | [5 empty] | 2.0479 | [5 empty] | 8233.056 | [9 empty] | 69185.3443 |  | 0.70016 |  |  |  | 0.3736 | [7 empty] | 139.3393 | [13 empty] | 83.2992 | [9 empty] | 0.47046 | [5 empty] | 499.5182 | [15 empty] | 364191.6526 |  | 16.4661 | [9 empty] | 0.45247 | [13 empty] | 0.4926 | [13 empty] | 597867.8141 |  |  |  |  | 2020 | Cave, B., et al. (2020), Ore Geology Reviews 124, 103647 |  | AUS | Queensland
| Mount Isa Copper Operations, Black Star Mine | No. 5 and No. 9 Pb-Zn orebodies, 650 Cu orebody, 1100 Cu orebody, 3000 Cu orebody | Seafloor hydrothermal | Sedimentary Exhalative (SEDEX) | SEDEX zinc-lead-copper | Cu, Pb, Zn | Ag | Cu, Pb, Zn, Ag | Cave et al., 2020 |  | 195-R25ED15SPH-5.d | 195-R25ED15SPH-5.d-1 | underground mine, open pit |  |  |  |  | ore material | drill core, polished section | drill core | mineral separate | [5 empty] | mineralisation |  |  |  | chalcopyrite, sphalerite, galena | Cu mineralisation stage, Pb-Zn mineralisation stage | replacement, vein infill, stratabound | coarse-grained, medium-grained, fine-grained, stratabound, discordant veins, replacement, infill |  |  |  | pyrite, pyrrhotite, arsenopyrite, siderite, dolomite, calcite, quartz, chlorite, K-feldspar, biotite, apatite, freibergite, tetrahedrite, cobaltite | Resin blocks containing each sample were produced following standard procedures and used for Mineral Liberation Analysis (MLA) mapping and subsequent LA-ICP-MS analyses | LA-ICPMS, EMPA, SEM-EDS | NWR213 solid state 213 nm laser ablation system coupled with an Agilent 7900 quadrupole ICP-MS; Cameca SXFive Electron Microprobe; Quanta600 SEM | Adelaide Microscopy | Ablation was conducted in an atmosphere of He (0.6 L/min) that was mixed with Ar (0.88 L/min) upon leaving the ablation cell; 70 µm diameter spot size with a 25:2 standard sample bracketing approach (2 standards analysed twice every 25 unknowns); MLA maps were acquired using the raster mode with an X-ray spectra collected every 4 µm | STDGL3 (CODES, University of Tasmania; Danyushevsky et al., 2011); GSD-1G | 11.6339 |  | 162.1538 | [17 empty] | 3598.2694 | [5 empty] | 2.0977 | [5 empty] | 1181.406 | [9 empty] | 64346.7338 |  | 0.49933 |  |  |  | 0.296 | [7 empty] | 139.1176 | [13 empty] | 67.5641 | [9 empty] | 0.099094 | [5 empty] | 267.6824 | [15 empty] | 360599.0961 |  | 15.2888 | [9 empty] | 0.32302 | [7 empty] | 0.3346 | [5 empty] | 0.63575 | [13 empty] | 602978.3931 |  |  |  |  | 2020 | Cave, B., et al. (2020), Ore Geology Reviews 124, 103647 |  | AUS | Queensland
| Mount Isa Copper Operations, Black Star Mine | No. 5 and No. 9 Pb-Zn orebodies, 650 Cu orebody, 1100 Cu orebody, 3000 Cu orebody | Seafloor hydrothermal | Sedimentary Exhalative (SEDEX) | SEDEX zinc-lead-copper | Cu, Pb, Zn | Ag | Cu, Pb, Zn, Ag | Cave et al., 2020 |  | 196-R25ED15SPH-6.d | 196-R25ED15SPH-6.d-1 | underground mine, open pit |  |  |  |  | ore material | drill core, polished section | drill core | mineral separate | [5 empty] | mineralisation |  |  |  | chalcopyrite, sphalerite, galena | Cu mineralisation stage, Pb-Zn mineralisation stage | replacement, vein infill, stratabound | coarse-grained, medium-grained, fine-grained, stratabound, discordant veins, replacement, infill |  |  |  | pyrite, pyrrhotite, arsenopyrite, siderite, dolomite, calcite, quartz, chlorite, K-feldspar, biotite, apatite, freibergite, tetrahedrite, cobaltite | Resin blocks containing each sample were produced following standard procedures and used for Mineral Liberation Analysis (MLA) mapping and subsequent LA-ICP-MS analyses | LA-ICPMS, EMPA, SEM-EDS | NWR213 solid state 213 nm laser ablation system coupled with an Agilent 7900 quadrupole ICP-MS; Cameca SXFive Electron Microprobe; Quanta600 SEM | Adelaide Microscopy | Ablation was conducted in an atmosphere of He (0.6 L/min) that was mixed with Ar (0.88 L/min) upon leaving the ablation cell; 70 µm diameter spot size with a 25:2 standard sample bracketing approach (2 standards analysed twice every 25 unknowns); MLA maps were acquired using the raster mode with an X-ray spectra collected every 4 µm | STDGL3 (CODES, University of Tasmania; Danyushevsky et al., 2011); GSD-1G | 3.0101 |  |  |  | 0.4188 | [15 empty] | 3650.1182 | [5 empty] | 1.6752 | [5 empty] | 94.2304 | [9 empty] | 65437.7598 |  | 1.3467 |  |  |  | 0.24866 | [7 empty] | 136.634 | [13 empty] | 84.6765 | [9 empty] | 0.1492 | [5 empty] | 4.2011 | [15 empty] | 355981.4131 |  | 1.0758 | [9 empty] | 0.099465 | [7 empty] | 0.69364 | [5 empty] | 0.024997 | [13 empty] | 601826.0428 |  |  |  |  | 2020 | Cave, B., et al. (2020), Ore Geology Reviews 124, 103647 |  | AUS | Queensland
| Mount Isa Copper Operations, Black Star Mine | No. 5 and No. 9 Pb-Zn orebodies, 650 Cu orebody, 1100 Cu orebody, 3000 Cu orebody | Seafloor hydrothermal | Sedimentary Exhalative (SEDEX) | SEDEX zinc-lead-copper | Cu, Pb, Zn | Ag | Cu, Pb, Zn, Ag | Cave et al., 2020 |  | 197-R25ED15SPH-7.d | 197-R25ED15SPH-7.d-1 | underground mine, open pit |  |  |  |  | ore material | drill core, polished section | drill core | mineral separate | [5 empty] | mineralisation |  |  |  | chalcopyrite, sphalerite, galena | Cu mineralisation stage, Pb-Zn mineralisation stage | replacement, vein infill, stratabound | coarse-grained, medium-grained, fine-grained, stratabound, discordant veins, replacement, infill |  |  |  | pyrite, pyrrhotite, arsenopyrite, siderite, dolomite, calcite, quartz, chlorite, K-feldspar, biotite, apatite, freibergite, tetrahedrite, cobaltite | Resin blocks containing each sample were produced following standard procedures and used for Mineral Liberation Analysis (MLA) mapping and subsequent LA-ICP-MS analyses | LA-ICPMS, EMPA, SEM-EDS | NWR213 solid state 213 nm laser ablation system coupled with an Agilent 7900 quadrupole ICP-MS; Cameca SXFive Electron Microprobe; Quanta600 SEM | Adelaide Microscopy | Ablation was conducted in an atmosphere of He (0.6 L/min) that was mixed with Ar (0.88 L/min) upon leaving the ablation cell; 70 µm diameter spot size with a 25:2 standard sample bracketing approach (2 standards analysed twice every 25 unknowns); MLA maps were acquired using the raster mode with an X-ray spectra collected every 4 µm | STDGL3 (CODES, University of Tasmania; Danyushevsky et al., 2011); GSD-1G | 10.9508 |  | 9.0907 | [17 empty] | 3634.8893 | [5 empty] | 1.6223 | [5 empty] | 4964.9315 | [9 empty] | 69928.6125 |  | 1.8769 |  |  |  | 0.33566 | [7 empty] | 139.0181 | [13 empty] | 82.3759 | [9 empty] | 0.36363 | [5 empty] | 92.3058 | [15 empty] | 359572.9255 |  | 6.2236 | [9 empty] | 0.14265 | [7 empty] | 0.7832 | [5 empty] | 0.20419 | [13 empty] | 597082.7684 |  |  |  |  | 2020 | Cave, B., et al. (2020), Ore Geology Reviews 124, 103647 |  | AUS | Queensland
| Mount Isa Copper Operations, Black Star Mine | No. 5 and No. 9 Pb-Zn orebodies, 650 Cu orebody, 1100 Cu orebody, 3000 Cu orebody | Seafloor hydrothermal | Sedimentary Exhalative (SEDEX) | SEDEX zinc-lead-copper | Cu, Pb, Zn | Ag | Cu, Pb, Zn, Ag | Cave et al., 2020 |  | 198-R25ED15SPH-8.d | 198-R25ED15SPH-8.d-1 | underground mine, open pit |  |  |  |  | ore material | drill core, polished section | drill core | mineral separate | [5 empty] | mineralisation |  |  |  | chalcopyrite, sphalerite, galena | Cu mineralisation stage, Pb-Zn mineralisation stage | replacement, vein infill, stratabound | coarse-grained, medium-grained, fine-grained, stratabound, discordant veins, replacement, infill |  |  |  | pyrite, pyrrhotite, arsenopyrite, siderite, dolomite, calcite, quartz, chlorite, K-feldspar, biotite, apatite, freibergite, tetrahedrite, cobaltite | Resin blocks containing each sample were produced following standard procedures and used for Mineral Liberation Analysis (MLA) mapping and subsequent LA-ICP-MS analyses | LA-ICPMS, EMPA, SEM-EDS | NWR213 solid state 213 nm laser ablation system coupled with an Agilent 7900 quadrupole ICP-MS; Cameca SXFive Electron Microprobe; Quanta600 SEM | Adelaide Microscopy | Ablation was conducted in an atmosphere of He (0.6 L/min) that was mixed with Ar (0.88 L/min) upon leaving the ablation cell; 70 µm diameter spot size with a 25:2 standard sample bracketing approach (2 standards analysed twice every 25 unknowns); MLA maps were acquired using the raster mode with an X-ray spectra collected every 4 µm | STDGL3 (CODES, University of Tasmania; Danyushevsky et al., 2011); GSD-1G | 16.141 |  | 420.6745 | [17 empty] | 3509.0722 | [5 empty] | 2.8606 | [5 empty] | 1850.9676 | [9 empty] | 64719.1475 |  | 0.70414 |  |  |  | 0.77663 | [7 empty] | 137.9812 | [13 empty] | 67.5668 | [9 empty] | 0.1605 | [5 empty] | 142.3821 | [15 empty] | 360356.213 |  | 19.0792 | [9 empty] | 0.39738 | [7 empty] | 0.49187 | [5 empty] | 1.0549 | [13 empty] | 602585.0468 |  |  |  |  | 2020 | Cave, B., et al. (2020), Ore Geology Reviews 124, 103647 |  | AUS | Queensland
| Mount Isa Copper Operations, Black Star Mine | No. 5 and No. 9 Pb-Zn orebodies, 650 Cu orebody, 1100 Cu orebody, 3000 Cu orebody | Seafloor hydrothermal | Sedimentary Exhalative (SEDEX) | SEDEX zinc-lead-copper | Cu, Pb, Zn | Ag | Cu, Pb, Zn, Ag | Cave et al., 2020 |  | 200-R25ED15SPH-10.d | 200-R25ED15SPH-10.d-1 | underground mine, open pit |  |  |  |  | ore material | drill core, polished section | drill core | mineral separate | [5 empty] | mineralisation |  |  |  | chalcopyrite, sphalerite, galena | Cu mineralisation stage, Pb-Zn mineralisation stage | replacement, vein infill, stratabound | coarse-grained, medium-grained, fine-grained, stratabound, discordant veins, replacement, infill |  |  |  | pyrite, pyrrhotite, arsenopyrite, siderite, dolomite, calcite, quartz, chlorite, K-feldspar, biotite, apatite, freibergite, tetrahedrite, cobaltite | Resin blocks containing each sample were produced following standard procedures and used for Mineral Liberation Analysis (MLA) mapping and subsequent LA-ICP-MS analyses | LA-ICPMS, EMPA, SEM-EDS | NWR213 solid state 213 nm laser ablation system coupled with an Agilent 7900 quadrupole ICP-MS; Cameca SXFive Electron Microprobe; Quanta600 SEM | Adelaide Microscopy | Ablation was conducted in an atmosphere of He (0.6 L/min) that was mixed with Ar (0.88 L/min) upon leaving the ablation cell; 70 µm diameter spot size with a 25:2 standard sample bracketing approach (2 standards analysed twice every 25 unknowns); MLA maps were acquired using the raster mode with an X-ray spectra collected every 4 µm | STDGL3 (CODES, University of Tasmania; Danyushevsky et al., 2011); GSD-1G | 19.8247 |  | 99.8073 |  | 0.38282 | [9 empty] | 0.016133 | [5 empty] | 3677.8289 | [5 empty] | 2.0235 | [5 empty] | 5851.713 | [9 empty] | 68361.1329 |  | 0.42384 |  |  |  | 0.57423 | [7 empty] | 131.937 | [13 empty] | 81.8966 | [9 empty] | 0.16133 | [5 empty] | 41.1534 | [15 empty] | 356981.8358 |  | 16.8442 | [9 empty] | 0.41153 | [7 empty] | 0.82033 | [5 empty] | 0.69045 | [13 empty] | 598738.3529 |  |  |  |  | 2020 | Cave, B., et al. (2020), Ore Geology Reviews 124, 103647 |  | AUS | Queensland
| Mount Isa Copper Operations, Black Star Mine | No. 5 and No. 9 Pb-Zn orebodies, 650 Cu orebody, 1100 Cu orebody, 3000 Cu orebody | Seafloor hydrothermal | Sedimentary Exhalative (SEDEX) | SEDEX zinc-lead-copper | Cu, Pb, Zn | Ag | Cu, Pb, Zn, Ag | Cave et al., 2020 |  | 201-R25ED15SPH-11.d | 201-R25ED15SPH-11.d-1 | underground mine, open pit |  |  |  |  | ore material | drill core, polished section | drill core | mineral separate | [5 empty] | mineralisation |  |  |  | chalcopyrite, sphalerite, galena | Cu mineralisation stage, Pb-Zn mineralisation stage | replacement, vein infill, stratabound | coarse-grained, medium-grained, fine-grained, stratabound, discordant veins, replacement, infill |  |  |  | pyrite, pyrrhotite, arsenopyrite, siderite, dolomite, calcite, quartz, chlorite, K-feldspar, biotite, apatite, freibergite, tetrahedrite, cobaltite | Resin blocks containing each sample were produced following standard procedures and used for Mineral Liberation Analysis (MLA) mapping and subsequent LA-ICP-MS analyses | LA-ICPMS, EMPA, SEM-EDS | NWR213 solid state 213 nm laser ablation system coupled with an Agilent 7900 quadrupole ICP-MS; Cameca SXFive Electron Microprobe; Quanta600 SEM | Adelaide Microscopy | Ablation was conducted in an atmosphere of He (0.6 L/min) that was mixed with Ar (0.88 L/min) upon leaving the ablation cell; 70 µm diameter spot size with a 25:2 standard sample bracketing approach (2 standards analysed twice every 25 unknowns); MLA maps were acquired using the raster mode with an X-ray spectra collected every 4 µm | STDGL3 (CODES, University of Tasmania; Danyushevsky et al., 2011); GSD-1G | 11.6747 |  | 16.5528 | [17 empty] | 3894.9258 | [5 empty] | 1.3292 | [5 empty] | 719.7963 | [9 empty] | 62700.0282 |  | 0.37244 |  |  |  | 0.30096 | [7 empty] | 134.0527 | [13 empty] | 59.1888 | [15 empty] | 136.6861 | [15 empty] | 358894.9614 |  | 6.5584 | [9 empty] | 0.18559 | [13 empty] | 0.10784 | [13 empty] | 604717.6566 |  |  |  |  | 2020 | Cave, B., et al. (2020), Ore Geology Reviews 124, 103647 |  | AUS | Queensland
| Mount Isa Copper Operations, Black Star Mine | No. 5 and No. 9 Pb-Zn orebodies, 650 Cu orebody, 1100 Cu orebody, 3000 Cu orebody | Seafloor hydrothermal | Sedimentary Exhalative (SEDEX) | SEDEX zinc-lead-copper | Cu, Pb, Zn | Ag | Cu, Pb, Zn, Ag | Cave et al., 2020 |  | 202-R25ED15SPH-12.d | 202-R25ED15SPH-12.d-1 | underground mine, open pit |  |  |  |  | ore material | drill core, polished section | drill core | mineral separate | [5 empty] | mineralisation |  |  |  | chalcopyrite, sphalerite, galena | Cu mineralisation stage, Pb-Zn mineralisation stage | replacement, vein infill, stratabound | coarse-grained, medium-grained, fine-grained, stratabound, discordant veins, replacement, infill |  |  |  | pyrite, pyrrhotite, arsenopyrite, siderite, dolomite, calcite, quartz, chlorite, K-feldspar, biotite, apatite, freibergite, tetrahedrite, cobaltite | Resin blocks containing each sample were produced following standard procedures and used for Mineral Liberation Analysis (MLA) mapping and subsequent LA-ICP-MS analyses | LA-ICPMS, EMPA, SEM-EDS | NWR213 solid state 213 nm laser ablation system coupled with an Agilent 7900 quadrupole ICP-MS; Cameca SXFive Electron Microprobe; Quanta600 SEM | Adelaide Microscopy | Ablation was conducted in an atmosphere of He (0.6 L/min) that was mixed with Ar (0.88 L/min) upon leaving the ablation cell; 70 µm diameter spot size with a 25:2 standard sample bracketing approach (2 standards analysed twice every 25 unknowns); MLA maps were acquired using the raster mode with an X-ray spectra collected every 4 µm | STDGL3 (CODES, University of Tasmania; Danyushevsky et al., 2011); GSD-1G | 10.2381 | [19 empty] | 3879.5121 | [5 empty] | 1.2919 | [5 empty] | 472.3328 | [9 empty] | 63828.7605 |  | 0.5068 |  |  |  | 0.30638 | [7 empty] | 133.5298 | [13 empty] | 66.7138 | [9 empty] | 0.18766 | [5 empty] | 95.3602 | [15 empty] | 355398.5387 |  | 6.319 | [9 empty] | 0.28595 | [7 empty] | 0.5234 | [5 empty] | 0.071488 | [13 empty] | 603525.4805 |  |  |  |  | 2020 | Cave, B., et al. (2020), Ore Geology Reviews 124, 103647 |  | AUS | Queensland
| Mount Isa Copper Operations, Black Star Mine | No. 5 and No. 9 Pb-Zn orebodies, 650 Cu orebody, 1100 Cu orebody, 3000 Cu orebody | Seafloor hydrothermal | Sedimentary Exhalative (SEDEX) | SEDEX zinc-lead-copper | Cu, Pb, Zn | Ag | Cu, Pb, Zn, Ag | Cave et al., 2020 |  | 204-R25ED15SPH-14.d | 204-R25ED15SPH-14.d-1 | underground mine, open pit |  |  |  |  | ore material | drill core, polished section | drill core | mineral separate | [5 empty] | mineralisation |  |  |  | chalcopyrite, sphalerite, galena | Cu mineralisation stage, Pb-Zn mineralisation stage | replacement, vein infill, stratabound | coarse-grained, medium-grained, fine-grained, stratabound, discordant veins, replacement, infill |  |  |  | pyrite, pyrrhotite, arsenopyrite, siderite, dolomite, calcite, quartz, chlorite, K-feldspar, biotite, apatite, freibergite, tetrahedrite, cobaltite | Resin blocks containing each sample were produced following standard procedures and used for Mineral Liberation Analysis (MLA) mapping and subsequent LA-ICP-MS analyses | LA-ICPMS, EMPA, SEM-EDS | NWR213 solid state 213 nm laser ablation system coupled with an Agilent 7900 quadrupole ICP-MS; Cameca SXFive Electron Microprobe; Quanta600 SEM | Adelaide Microscopy | Ablation was conducted in an atmosphere of He (0.6 L/min) that was mixed with Ar (0.88 L/min) upon leaving the ablation cell; 70 µm diameter spot size with a 25:2 standard sample bracketing approach (2 standards analysed twice every 25 unknowns); MLA maps were acquired using the raster mode with an X-ray spectra collected every 4 µm | STDGL3 (CODES, University of Tasmania; Danyushevsky et al., 2011); GSD-1G | 17.3766 |  | 67.8502 | [11 empty] | 0.010695 | [5 empty] | 3874.3631 | [5 empty] | 0.1725 | [5 empty] | 351.9012 | [9 empty] | 57500.195 |  | 0.207 |  |  |  | 0.506 | [7 empty] | 120.7504 | [13 empty] | 39.3186 | [15 empty] | 303.601 | [15 empty] | 357996.2141 |  | 28.7501 | [9 empty] | 0.55775 | [7 empty] | 0.345 | [5 empty] | 0.84295 | [13 empty] | 610209.7618 |  |  |  |  | 2020 | Cave, B., et al. (2020), Ore Geology Reviews 124, 103647 |  | AUS | Queensland
| Mount Isa Copper Operations, Black Star Mine | No. 5 and No. 9 Pb-Zn orebodies, 650 Cu orebody, 1100 Cu orebody, 3000 Cu orebody | Seafloor hydrothermal | Sedimentary Exhalative (SEDEX) | SEDEX zinc-lead-copper | Cu, Pb, Zn | Ag | Cu, Pb, Zn, Ag | Cave et al., 2020 |  | 205-R25ED15SPH-15.d | 205-R25ED15SPH-15.d-1 | underground mine, open pit |  |  |  |  | ore material | drill core, polished section | drill core | mineral separate | [5 empty] | mineralisation |  |  |  | chalcopyrite, sphalerite, galena | Cu mineralisation stage, Pb-Zn mineralisation stage | replacement, vein infill, stratabound | coarse-grained, medium-grained, fine-grained, stratabound, discordant veins, replacement, infill |  |  |  | pyrite, pyrrhotite, arsenopyrite, siderite, dolomite, calcite, quartz, chlorite, K-feldspar, biotite, apatite, freibergite, tetrahedrite, cobaltite | Resin blocks containing each sample were produced following standard procedures and used for Mineral Liberation Analysis (MLA) mapping and subsequent LA-ICP-MS analyses | LA-ICPMS, EMPA, SEM-EDS | NWR213 solid state 213 nm laser ablation system coupled with an Agilent 7900 quadrupole ICP-MS; Cameca SXFive Electron Microprobe; Quanta600 SEM | Adelaide Microscopy | Ablation was conducted in an atmosphere of He (0.6 L/min) that was mixed with Ar (0.88 L/min) upon leaving the ablation cell; 70 µm diameter spot size with a 25:2 standard sample bracketing approach (2 standards analysed twice every 25 unknowns); MLA maps were acquired using the raster mode with an X-ray spectra collected every 4 µm | STDGL3 (CODES, University of Tasmania; Danyushevsky et al., 2011); GSD-1G | 30.143 |  | 17.8755 |  | 0.24535 | [9 empty] | 0.012852 | [5 empty] | 3984.0219 | [5 empty] | 0.19394 | [5 empty] | 239.5086 | [9 empty] | 58416.7433 |  | 0.37036 |  |  |  | 0.3505 | [7 empty] | 120.3385 | [13 empty] | 40.8917 | [9 empty] | 0.10048 | [5 empty] | 2570.3367 | [15 empty] | 360431.3059 |  | 41.0086 | [9 empty] | 0.49654 | [7 empty] | 0.4206 | [5 empty] | 1.2268 | [13 empty] | 609241.6962 |  |  |  |  | 2020 | Cave, B., et al. (2020), Ore Geology Reviews 124, 103647 |  | AUS | Queensland
| Mount Isa Copper Operations, Black Star Mine | No. 5 and No. 9 Pb-Zn orebodies, 650 Cu orebody, 1100 Cu orebody, 3000 Cu orebody | Seafloor hydrothermal | Sedimentary Exhalative (SEDEX) | SEDEX zinc-lead-copper | Cu, Pb, Zn | Ag | Cu, Pb, Zn, Ag | Cave et al., 2020 |  | 206-R25ED15SPH-16.d | 206-R25ED15SPH-16.d-1 | underground mine, open pit |  |  |  |  | ore material | drill core, polished section | drill core | mineral separate | [5 empty] | mineralisation |  |  |  | chalcopyrite, sphalerite, galena | Cu mineralisation stage, Pb-Zn mineralisation stage | replacement, vein infill, stratabound | coarse-grained, medium-grained, fine-grained, stratabound, discordant veins, replacement, infill |  |  |  | pyrite, pyrrhotite, arsenopyrite, siderite, dolomite, calcite, quartz, chlorite, K-feldspar, biotite, apatite, freibergite, tetrahedrite, cobaltite | Resin blocks containing each sample were produced following standard procedures and used for Mineral Liberation Analysis (MLA) mapping and subsequent LA-ICP-MS analyses | LA-ICPMS, EMPA, SEM-EDS | NWR213 solid state 213 nm laser ablation system coupled with an Agilent 7900 quadrupole ICP-MS; Cameca SXFive Electron Microprobe; Quanta600 SEM | Adelaide Microscopy | Ablation was conducted in an atmosphere of He (0.6 L/min) that was mixed with Ar (0.88 L/min) upon leaving the ablation cell; 70 µm diameter spot size with a 25:2 standard sample bracketing approach (2 standards analysed twice every 25 unknowns); MLA maps were acquired using the raster mode with an X-ray spectra collected every 4 µm | STDGL3 (CODES, University of Tasmania; Danyushevsky et al., 2011); GSD-1G | 5.2107 | [19 empty] | 3740.9105 | [5 empty] | 0.034738 | [5 empty] | 75.8244 | [9 empty] | 59892.8991 |  | 0.54862 |  |  |  | 0.23957 | [7 empty] | 115.2339 | [13 empty] | 60.971 | [9 empty] | 0.070674 | [5 empty] | 5.9893 | [15 empty] | 358758.4657 |  | 2.8509 | [9 empty] | 0.094631 | [7 empty] | 0.34738 | [5 empty] | 0.034738 | [13 empty] | 607682.5687 |  |  |  |  | 2020 | Cave, B., et al. (2020), Ore Geology Reviews 124, 103647 |  | AUS | Queensland
| Mount Isa Copper Operations, Black Star Mine | No. 5 and No. 9 Pb-Zn orebodies, 650 Cu orebody, 1100 Cu orebody, 3000 Cu orebody | Seafloor hydrothermal | Sedimentary Exhalative (SEDEX) | SEDEX zinc-lead-copper | Cu, Pb, Zn | Ag | Cu, Pb, Zn, Ag | Cave et al., 2020 |  | 207-R25ED15SPH-17.d | 207-R25ED15SPH-17.d-1 | underground mine, open pit |  |  |  |  | ore material | drill core, polished section | drill core | mineral separate | [5 empty] | mineralisation |  |  |  | chalcopyrite, sphalerite, galena | Cu mineralisation stage, Pb-Zn mineralisation stage | replacement, vein infill, stratabound | coarse-grained, medium-grained, fine-grained, stratabound, discordant veins, replacement, infill |  |  |  | pyrite, pyrrhotite, arsenopyrite, siderite, dolomite, calcite, quartz, chlorite, K-feldspar, biotite, apatite, freibergite, tetrahedrite, cobaltite | Resin blocks containing each sample were produced following standard procedures and used for Mineral Liberation Analysis (MLA) mapping and subsequent LA-ICP-MS analyses | LA-ICPMS, EMPA, SEM-EDS | NWR213 solid state 213 nm laser ablation system coupled with an Agilent 7900 quadrupole ICP-MS; Cameca SXFive Electron Microprobe; Quanta600 SEM | Adelaide Microscopy | Ablation was conducted in an atmosphere of He (0.6 L/min) that was mixed with Ar (0.88 L/min) upon leaving the ablation cell; 70 µm diameter spot size with a 25:2 standard sample bracketing approach (2 standards analysed twice every 25 unknowns); MLA maps were acquired using the raster mode with an X-ray spectra collected every 4 µm | STDGL3 (CODES, University of Tasmania; Danyushevsky et al., 2011); GSD-1G | 7.1858 | [19 empty] | 4491.9976 | [5 empty] | 1.0833 | [5 empty] | 389.9805 | [9 empty] | 60182.1755 |  | 0.69571 |  |  |  | 0.40924 | [7 empty] | 162.9733 | [13 empty] | 44.8718 | [9 empty] | 0.12999 | [5 empty] | 8.4496 | [15 empty] | 357241.3937 |  | 5.1997 | [9 empty] | 2.8526 | [7 empty] | 0.58979 | [5 empty] | 0.012398 | [13 empty] | 607377.0327 |  |  |  |  | 2020 | Cave, B., et al. (2020), Ore Geology Reviews 124, 103647 |  | AUS | Queensland
| Mount Isa Copper Operations, Black Star Mine | No. 5 and No. 9 Pb-Zn orebodies, 650 Cu orebody, 1100 Cu orebody, 3000 Cu orebody | Seafloor hydrothermal | Sedimentary Exhalative (SEDEX) | SEDEX zinc-lead-copper | Cu, Pb, Zn | Ag | Cu, Pb, Zn, Ag | Cave et al., 2020 |  | 208-R25ED15SPH-18.d | 208-R25ED15SPH-18.d-1 | underground mine, open pit |  |  |  |  | ore material | drill core, polished section | drill core | mineral separate | [5 empty] | mineralisation |  |  |  | chalcopyrite, sphalerite, galena | Cu mineralisation stage, Pb-Zn mineralisation stage | replacement, vein infill, stratabound | coarse-grained, medium-grained, fine-grained, stratabound, discordant veins, replacement, infill |  |  |  | pyrite, pyrrhotite, arsenopyrite, siderite, dolomite, calcite, quartz, chlorite, K-feldspar, biotite, apatite, freibergite, tetrahedrite, cobaltite | Resin blocks containing each sample were produced following standard procedures and used for Mineral Liberation Analysis (MLA) mapping and subsequent LA-ICP-MS analyses | LA-ICPMS, EMPA, SEM-EDS | NWR213 solid state 213 nm laser ablation system coupled with an Agilent 7900 quadrupole ICP-MS; Cameca SXFive Electron Microprobe; Quanta600 SEM | Adelaide Microscopy | Ablation was conducted in an atmosphere of He (0.6 L/min) that was mixed with Ar (0.88 L/min) upon leaving the ablation cell; 70 µm diameter spot size with a 25:2 standard sample bracketing approach (2 standards analysed twice every 25 unknowns); MLA maps were acquired using the raster mode with an X-ray spectra collected every 4 µm | STDGL3 (CODES, University of Tasmania; Danyushevsky et al., 2011); GSD-1G | 3.5297 | [19 empty] | 3727.169 | [5 empty] | 1.4065 | [5 empty] | 167.6956 | [9 empty] | 67619.1756 |  | 0.64779 |  |  |  | 0.35162 | [7 empty] | 132.9393 | [13 empty] | 75.1249 | [9 empty] | 0.20421 | [5 empty] | 31.6458 | [15 empty] | 358111.1541 |  | 1.3835 | [9 empty] | 0.20286 | [27 empty] | 599522.014 |  |  |  |  | 2020 | Cave, B., et al. (2020), Ore Geology Reviews 124, 103647 |  | AUS | Queensland
| Mount Isa Copper Operations, Black Star Mine | No. 5 and No. 9 Pb-Zn orebodies, 650 Cu orebody, 1100 Cu orebody, 3000 Cu orebody | Seafloor hydrothermal | Sedimentary Exhalative (SEDEX) | SEDEX zinc-lead-copper | Cu, Pb, Zn | Ag | Cu, Pb, Zn, Ag | Cave et al., 2020 |  | 209-R25ED15SPH-19.d | 209-R25ED15SPH-19.d-1 | underground mine, open pit |  |  |  |  | ore material | drill core, polished section | drill core | mineral separate | [5 empty] | mineralisation |  |  |  | chalcopyrite, sphalerite, galena | Cu mineralisation stage, Pb-Zn mineralisation stage | replacement, vein infill, stratabound | coarse-grained, medium-grained, fine-grained, stratabound, discordant veins, replacement, infill |  |  |  | pyrite, pyrrhotite, arsenopyrite, siderite, dolomite, calcite, quartz, chlorite, K-feldspar, biotite, apatite, freibergite, tetrahedrite, cobaltite | Resin blocks containing each sample were produced following standard procedures and used for Mineral Liberation Analysis (MLA) mapping and subsequent LA-ICP-MS analyses | LA-ICPMS, EMPA, SEM-EDS | NWR213 solid state 213 nm laser ablation system coupled with an Agilent 7900 quadrupole ICP-MS; Cameca SXFive Electron Microprobe; Quanta600 SEM | Adelaide Microscopy | Ablation was conducted in an atmosphere of He (0.6 L/min) that was mixed with Ar (0.88 L/min) upon leaving the ablation cell; 70 µm diameter spot size with a 25:2 standard sample bracketing approach (2 standards analysed twice every 25 unknowns); MLA maps were acquired using the raster mode with an X-ray spectra collected every 4 µm | STDGL3 (CODES, University of Tasmania; Danyushevsky et al., 2011); GSD-1G | 2.8443 |  | 0.97024 |  | 0.31898 | [15 empty] | 3657.6746 | [5 empty] | 1.5152 | [5 empty] | 91.4419 | [9 empty] | 66454.8441 |  | 0.52233 |  |  |  | 0.31898 | [7 empty] | 129.9857 | [13 empty] | 66.7074 | [15 empty] | 10.234 | [15 empty] | 360451.0742 |  | 0.48113 | [9 empty] | 0.20867 | [7 empty] | 0.53164 | [19 empty] | 600751.7903 |  |  |  |  | 2020 | Cave, B., et al. (2020), Ore Geology Reviews 124, 103647 |  | AUS | Queensland
| Mount Isa Copper Operations, Black Star Mine | No. 5 and No. 9 Pb-Zn orebodies, 650 Cu orebody, 1100 Cu orebody, 3000 Cu orebody | Seafloor hydrothermal | Sedimentary Exhalative (SEDEX) | SEDEX zinc-lead-copper | Cu, Pb, Zn | Ag | Cu, Pb, Zn, Ag | Cave et al., 2020 |  | 210-R25ED15SPH-20.d | 210-R25ED15SPH-20.d-1 | underground mine, open pit |  |  |  |  | ore material | drill core, polished section | drill core | mineral separate | [5 empty] | mineralisation |  |  |  | chalcopyrite, sphalerite, galena | Cu mineralisation stage, Pb-Zn mineralisation stage | replacement, vein infill, stratabound | coarse-grained, medium-grained, fine-grained, stratabound, discordant veins, replacement, infill |  |  |  | pyrite, pyrrhotite, arsenopyrite, siderite, dolomite, calcite, quartz, chlorite, K-feldspar, biotite, apatite, freibergite, tetrahedrite, cobaltite | Resin blocks containing each sample were produced following standard procedures and used for Mineral Liberation Analysis (MLA) mapping and subsequent LA-ICP-MS analyses | LA-ICPMS, EMPA, SEM-EDS | NWR213 solid state 213 nm laser ablation system coupled with an Agilent 7900 quadrupole ICP-MS; Cameca SXFive Electron Microprobe; Quanta600 SEM | Adelaide Microscopy | Ablation was conducted in an atmosphere of He (0.6 L/min) that was mixed with Ar (0.88 L/min) upon leaving the ablation cell; 70 µm diameter spot size with a 25:2 standard sample bracketing approach (2 standards analysed twice every 25 unknowns); MLA maps were acquired using the raster mode with an X-ray spectra collected every 4 µm | STDGL3 (CODES, University of Tasmania; Danyushevsky et al., 2011); GSD-1G | 3.6524 |  | 0.49806 |  | 0.2767 | [15 empty] | 3664.8581 | [5 empty] | 1.4969 | [5 empty] | 304.3672 | [9 empty] | 69174.3704 |  | 1.3461 |  |  |  | 0.29053 | [7 empty] | 132.123 | [13 empty] | 80.1039 | [9 empty] | 0.14388 | [5 empty] | 10.3762 | [15 empty] | 355832.9616 |  | 1.259 | [9 empty] | 0.10376 | [7 empty] | 0.73325 | [5 empty] | 0.033895 | [13 empty] | 597879.4049 |  |  |  |  | 2020 | Cave, B., et al. (2020), Ore Geology Reviews 124, 103647 |  | AUS | Queensland
| Mount Isa Copper Operations, Black Star Mine | No. 5 and No. 9 Pb-Zn orebodies, 650 Cu orebody, 1100 Cu orebody, 3000 Cu orebody | Seafloor hydrothermal | Sedimentary Exhalative (SEDEX) | SEDEX zinc-lead-copper | Cu, Pb, Zn | Ag | Cu, Pb, Zn, Ag | Cave et al., 2020 |  | 212-R25ED15SPH-22.d | 212-R25ED15SPH-22.d-1 | underground mine, open pit |  |  |  |  | ore material | drill core, polished section | drill core | mineral separate | [5 empty] | mineralisation |  |  |  | chalcopyrite, sphalerite, galena | Cu mineralisation stage, Pb-Zn mineralisation stage | replacement, vein infill, stratabound | coarse-grained, medium-grained, fine-grained, stratabound, discordant veins, replacement, infill |  |  |  | pyrite, pyrrhotite, arsenopyrite, siderite, dolomite, calcite, quartz, chlorite, K-feldspar, biotite, apatite, freibergite, tetrahedrite, cobaltite | Resin blocks containing each sample were produced following standard procedures and used for Mineral Liberation Analysis (MLA) mapping and subsequent LA-ICP-MS analyses | LA-ICPMS, EMPA, SEM-EDS | NWR213 solid state 213 nm laser ablation system coupled with an Agilent 7900 quadrupole ICP-MS; Cameca SXFive Electron Microprobe; Quanta600 SEM | Adelaide Microscopy | Ablation was conducted in an atmosphere of He (0.6 L/min) that was mixed with Ar (0.88 L/min) upon leaving the ablation cell; 70 µm diameter spot size with a 25:2 standard sample bracketing approach (2 standards analysed twice every 25 unknowns); MLA maps were acquired using the raster mode with an X-ray spectra collected every 4 µm | STDGL3 (CODES, University of Tasmania; Danyushevsky et al., 2011); GSD-1G | 17.1953 |  | 0.8977 | [17 empty] | 3765.2697 | [5 empty] | 1.4742 | [5 empty] | 1504.5907 | [9 empty] | 63218.0949 |  | 0.48931 |  |  |  | 0.25287 | [7 empty] | 129.0914 | [13 empty] | 45.9216 | [9 empty] | 0.12391 | [5 empty] | 237.7 | [15 empty] | 357940.8535 |  | 17.9539 | [9 empty] | 0.30977 | [7 empty] | 0.46781 | [5 empty] | 0.30218 | [13 empty] | 604170.4704 |  |  |  |  | 2020 | Cave, B., et al. (2020), Ore Geology Reviews 124, 103647 |  | AUS | Queensland
| Mount Isa Copper Operations, Black Star Mine | No. 5 and No. 9 Pb-Zn orebodies, 650 Cu orebody, 1100 Cu orebody, 3000 Cu orebody | Seafloor hydrothermal | Sedimentary Exhalative (SEDEX) | SEDEX zinc-lead-copper | Cu, Pb, Zn | Ag | Cu, Pb, Zn, Ag | Cave et al., 2020 |  | 213-R25ED15SPH-23.d | 213-R25ED15SPH-23.d-1 | underground mine, open pit |  |  |  |  | ore material | drill core, polished section | drill core | mineral separate | [5 empty] | mineralisation |  |  |  | chalcopyrite, sphalerite, galena | Cu mineralisation stage, Pb-Zn mineralisation stage | replacement, vein infill, stratabound | coarse-grained, medium-grained, fine-grained, stratabound, discordant veins, replacement, infill |  |  |  | pyrite, pyrrhotite, arsenopyrite, siderite, dolomite, calcite, quartz, chlorite, K-feldspar, biotite, apatite, freibergite, tetrahedrite, cobaltite | Resin blocks containing each sample were produced following standard procedures and used for Mineral Liberation Analysis (MLA) mapping and subsequent LA-ICP-MS analyses | LA-ICPMS, EMPA, SEM-EDS | NWR213 solid state 213 nm laser ablation system coupled with an Agilent 7900 quadrupole ICP-MS; Cameca SXFive Electron Microprobe; Quanta600 SEM | Adelaide Microscopy | Ablation was conducted in an atmosphere of He (0.6 L/min) that was mixed with Ar (0.88 L/min) upon leaving the ablation cell; 70 µm diameter spot size with a 25:2 standard sample bracketing approach (2 standards analysed twice every 25 unknowns); MLA maps were acquired using the raster mode with an X-ray spectra collected every 4 µm | STDGL3 (CODES, University of Tasmania; Danyushevsky et al., 2011); GSD-1G | 32.1567 | [13 empty] | 0.017306 | [5 empty] | 3748.3437 | [5 empty] | 1.3869 | [5 empty] | 822.3282 | [9 empty] | 61367.775 |  | 0.19638 |  |  |  | 0.2332 | [7 empty] | 126.1721 | [13 empty] | 41.6687 | [9 empty] | 0.21724 | [5 empty] | 420.9829 | [15 empty] | 362069.8725 |  | 34.1205 | [9 empty] | 0.52899 | [7 empty] | 0.55231 | [5 empty] | 0.57563 | [13 empty] | 606124.793 |  |  |  |  | 2020 | Cave, B., et al. (2020), Ore Geology Reviews 124, 103647 |  | AUS | Queensland
| Mount Isa Copper Operations, Black Star Mine | No. 5 and No. 9 Pb-Zn orebodies, 650 Cu orebody, 1100 Cu orebody, 3000 Cu orebody | Seafloor hydrothermal | Sedimentary Exhalative (SEDEX) | SEDEX zinc-lead-copper | Cu, Pb, Zn | Ag | Cu, Pb, Zn, Ag | Cave et al., 2020 |  | 214-R25ED15SPH-24.d | 214-R25ED15SPH-24.d-1 | underground mine, open pit |  |  |  |  | ore material | drill core, polished section | drill core | mineral separate | [5 empty] | mineralisation |  |  |  | chalcopyrite, sphalerite, galena | Cu mineralisation stage, Pb-Zn mineralisation stage | replacement, vein infill, stratabound | coarse-grained, medium-grained, fine-grained, stratabound, discordant veins, replacement, infill |  |  |  | pyrite, pyrrhotite, arsenopyrite, siderite, dolomite, calcite, quartz, chlorite, K-feldspar, biotite, apatite, freibergite, tetrahedrite, cobaltite | Resin blocks containing each sample were produced following standard procedures and used for Mineral Liberation Analysis (MLA) mapping and subsequent LA-ICP-MS analyses | LA-ICPMS, EMPA, SEM-EDS | NWR213 solid state 213 nm laser ablation system coupled with an Agilent 7900 quadrupole ICP-MS; Cameca SXFive Electron Microprobe; Quanta600 SEM | Adelaide Microscopy | Ablation was conducted in an atmosphere of He (0.6 L/min) that was mixed with Ar (0.88 L/min) upon leaving the ablation cell; 70 µm diameter spot size with a 25:2 standard sample bracketing approach (2 standards analysed twice every 25 unknowns); MLA maps were acquired using the raster mode with an X-ray spectra collected every 4 µm | STDGL3 (CODES, University of Tasmania; Danyushevsky et al., 2011); GSD-1G | 2.6627 | [19 empty] | 3688.5798 | [5 empty] | 1.4736 | [5 empty] | 87.1894 | [9 empty] | 65261.4974 |  | 1.4514 |  |  |  | 0.24799 | [7 empty] | 133.6555 | [13 empty] | 66.1752 | [9 empty] | 0.13183 | [5 empty] | 26.6267 | [15 empty] | 354108.8846 |  | 2.4799 | [17 empty] | 0.74398 | [5 empty] | 0.040462 | [13 empty] | 602012.2125 |  |  |  |  | 2020 | Cave, B., et al. (2020), Ore Geology Reviews 124, 103647 |  | AUS | Queensland
| Mount Isa Copper Operations, Black Star Mine | No. 5 and No. 9 Pb-Zn orebodies, 650 Cu orebody, 1100 Cu orebody, 3000 Cu orebody | Seafloor hydrothermal | Sedimentary Exhalative (SEDEX) | SEDEX zinc-lead-copper | Cu, Pb, Zn | Ag | Cu, Pb, Zn, Ag | Cave et al., 2020 |  | 215-R25ED15SPH-25.d | 215-R25ED15SPH-25.d-1 | underground mine, open pit |  |  |  |  | ore material | drill core, polished section | drill core | mineral separate | [5 empty] | mineralisation |  |  |  | chalcopyrite, sphalerite, galena | Cu mineralisation stage, Pb-Zn mineralisation stage | replacement, vein infill, stratabound | coarse-grained, medium-grained, fine-grained, stratabound, discordant veins, replacement, infill |  |  |  | pyrite, pyrrhotite, arsenopyrite, siderite, dolomite, calcite, quartz, chlorite, K-feldspar, biotite, apatite, freibergite, tetrahedrite, cobaltite | Resin blocks containing each sample were produced following standard procedures and used for Mineral Liberation Analysis (MLA) mapping and subsequent LA-ICP-MS analyses | LA-ICPMS, EMPA, SEM-EDS | NWR213 solid state 213 nm laser ablation system coupled with an Agilent 7900 quadrupole ICP-MS; Cameca SXFive Electron Microprobe; Quanta600 SEM | Adelaide Microscopy | Ablation was conducted in an atmosphere of He (0.6 L/min) that was mixed with Ar (0.88 L/min) upon leaving the ablation cell; 70 µm diameter spot size with a 25:2 standard sample bracketing approach (2 standards analysed twice every 25 unknowns); MLA maps were acquired using the raster mode with an X-ray spectra collected every 4 µm | STDGL3 (CODES, University of Tasmania; Danyushevsky et al., 2011); GSD-1G | 329.741 |  | 1.5568 | [17 empty] | 3998.5697 | [5 empty] | 1.3974 | [5 empty] | 690.1271 | [9 empty] | 61290.1547 |  | 0.69748 |  |  |  | 0.25742 | [7 empty] | 138.6383 | [13 empty] | 46.8257 | [9 empty] | 0.13606 | [5 empty] | 254.967 | [15 empty] | 362592.5552 |  | 348.1281 | [9 empty] | 1.6671 | [7 empty] | 0.67419 | [5 empty] | 0.45845 | [13 empty] | 606206.7762 |  |  |  |  | 2020 | Cave, B., et al. (2020), Ore Geology Reviews 124, 103647 |  | AUS | Queensland
| Mount Isa Copper Operations, Black Star Mine | No. 5 and No. 9 Pb-Zn orebodies, 650 Cu orebody, 1100 Cu orebody, 3000 Cu orebody | Seafloor hydrothermal | Sedimentary Exhalative (SEDEX) | SEDEX zinc-lead-copper | Cu, Pb, Zn | Ag | Cu, Pb, Zn, Ag | Cave et al., 2020 |  | 5-2002063521cpy1-1.d | 5-2002063521cpy1-1.d-1 | underground mine, open pit |  |  |  |  | ore material | drill core, polished section | drill core | mineral separate | [5 empty] | mineralisation |  |  |  | chalcopyrite, sphalerite, galena | Cu mineralisation stage, Pb-Zn mineralisation stage | replacement, vein infill, stratabound | coarse-grained, medium-grained, fine-grained, stratabound, discordant veins, replacement, infill |  |  |  | pyrite, pyrrhotite, arsenopyrite, siderite, dolomite, calcite, quartz, chlorite, K-feldspar, biotite, apatite, freibergite, tetrahedrite, cobaltite | Resin blocks containing each sample were produced following standard procedures and used for Mineral Liberation Analysis (MLA) mapping and subsequent LA-ICP-MS analyses | LA-ICPMS, EMPA, SEM-EDS | NWR213 solid state 213 nm laser ablation system coupled with an Agilent 7900 quadrupole ICP-MS; Cameca SXFive Electron Microprobe; Quanta600 SEM | Adelaide Microscopy | Ablation was conducted in an atmosphere of He (0.6 L/min) that was mixed with Ar (0.88 L/min) upon leaving the ablation cell; 70 µm diameter spot size with a 25:2 standard sample bracketing approach (2 standards analysed twice every 25 unknowns); MLA maps were acquired using the raster mode with an X-ray spectra collected every 4 µm | STDGL3 (CODES, University of Tasmania; Danyushevsky et al., 2011); GSD-1G | 83.6 |  |  |  | 0.25 | [9 empty] | 1.599 | [5 empty] | 1.84 | [5 empty] | 9.3 | [15 empty] | 287000 |  | 0.091 |  |  |  | 0.26 | [7 empty] | 8.78 | [23 empty] | 0.43 | [5 empty] | 5 | [15 empty] | 402300 |  | 1.97 |  |  |  | 5 | [5 empty] | 15.02 | [7 empty] | 0.31 | [5 empty] | 0.208 | [13 empty] | 355 |  |  |  |  | 2020 | Cave, B., et al. (2020), Ore Geology Reviews 124, 103647 |  | AUS | Queensland
| Mount Isa Copper Operations, Black Star Mine | No. 5 and No. 9 Pb-Zn orebodies, 650 Cu orebody, 1100 Cu orebody, 3000 Cu orebody | Seafloor hydrothermal | Sedimentary Exhalative (SEDEX) | SEDEX zinc-lead-copper | Cu, Pb, Zn | Ag | Cu, Pb, Zn, Ag | Cave et al., 2020 |  | 6-2002063521cpy1-2.d | 6-2002063521cpy1-2.d-1 | underground mine, open pit |  |  |  |  | ore material | drill core, polished section | drill core | mineral separate | [5 empty] | mineralisation |  |  |  | chalcopyrite, sphalerite, galena | Cu mineralisation stage, Pb-Zn mineralisation stage | replacement, vein infill, stratabound | coarse-grained, medium-grained, fine-grained, stratabound, discordant veins, replacement, infill |  |  |  | pyrite, pyrrhotite, arsenopyrite, siderite, dolomite, calcite, quartz, chlorite, K-feldspar, biotite, apatite, freibergite, tetrahedrite, cobaltite | Resin blocks containing each sample were produced following standard procedures and used for Mineral Liberation Analysis (MLA) mapping and subsequent LA-ICP-MS analyses | LA-ICPMS, EMPA, SEM-EDS | NWR213 solid state 213 nm laser ablation system coupled with an Agilent 7900 quadrupole ICP-MS; Cameca SXFive Electron Microprobe; Quanta600 SEM | Adelaide Microscopy | Ablation was conducted in an atmosphere of He (0.6 L/min) that was mixed with Ar (0.88 L/min) upon leaving the ablation cell; 70 µm diameter spot size with a 25:2 standard sample bracketing approach (2 standards analysed twice every 25 unknowns); MLA maps were acquired using the raster mode with an X-ray spectra collected every 4 µm | STDGL3 (CODES, University of Tasmania; Danyushevsky et al., 2011); GSD-1G | 82.1 |  | 2.3 |  | 0.4 | [9 empty] | 1.801 | [5 empty] | 2.15 | [5 empty] | 8.71 | [15 empty] | 283200 |  | 0.084 | [11 empty] | 8.62 | [23 empty] | 0.24 | [5 empty] | 5.53 | [15 empty] | 399100 |  | 2.38 |  |  |  | 5.3 | [5 empty] | 14.59 | [7 empty] | 0.37 | [5 empty] | 0.352 | [13 empty] | 496 |  |  |  |  | 2020 | Cave, B., et al. (2020), Ore Geology Reviews 124, 103647 |  | AUS | Queensland
| Mount Isa Copper Operations, Black Star Mine | No. 5 and No. 9 Pb-Zn orebodies, 650 Cu orebody, 1100 Cu orebody, 3000 Cu orebody | Seafloor hydrothermal | Sedimentary Exhalative (SEDEX) | SEDEX zinc-lead-copper | Cu, Pb, Zn | Ag | Cu, Pb, Zn, Ag | Cave et al., 2020 |  | 7-2002063521cpy1-3.d | 7-2002063521cpy1-3.d-1 | underground mine, open pit |  |  |  |  | ore material | drill core, polished section | drill core | mineral separate | [5 empty] | mineralisation |  |  |  | chalcopyrite, sphalerite, galena | Cu mineralisation stage, Pb-Zn mineralisation stage | replacement, vein infill, stratabound | coarse-grained, medium-grained, fine-grained, stratabound, discordant veins, replacement, infill |  |  |  | pyrite, pyrrhotite, arsenopyrite, siderite, dolomite, calcite, quartz, chlorite, K-feldspar, biotite, apatite, freibergite, tetrahedrite, cobaltite | Resin blocks containing each sample were produced following standard procedures and used for Mineral Liberation Analysis (MLA) mapping and subsequent LA-ICP-MS analyses | LA-ICPMS, EMPA, SEM-EDS | NWR213 solid state 213 nm laser ablation system coupled with an Agilent 7900 quadrupole ICP-MS; Cameca SXFive Electron Microprobe; Quanta600 SEM | Adelaide Microscopy | Ablation was conducted in an atmosphere of He (0.6 L/min) that was mixed with Ar (0.88 L/min) upon leaving the ablation cell; 70 µm diameter spot size with a 25:2 standard sample bracketing approach (2 standards analysed twice every 25 unknowns); MLA maps were acquired using the raster mode with an X-ray spectra collected every 4 µm | STDGL3 (CODES, University of Tasmania; Danyushevsky et al., 2011); GSD-1G | 82.6 |  | 1.33 |  | 0.28 | [9 empty] | 4.52 | [5 empty] | 3.14 | [5 empty] | 10.1 | [15 empty] | 288900 |  | 0.095 |  |  |  | 0.29 | [7 empty] | 8.91 | [13 empty] | 0.27 | [9 empty] | 0.25 | [5 empty] | 12.78 | [15 empty] | 398700 |  | 6.02 |  |  |  | 3.6 | [5 empty] | 16.4 | [13 empty] | 0.937 | [13 empty] | 813 |  |  |  |  | 2020 | Cave, B., et al. (2020), Ore Geology Reviews 124, 103647 |  | AUS | Queensland
| Mount Isa Copper Operations, Black Star Mine | No. 5 and No. 9 Pb-Zn orebodies, 650 Cu orebody, 1100 Cu orebody, 3000 Cu orebody | Seafloor hydrothermal | Sedimentary Exhalative (SEDEX) | SEDEX zinc-lead-copper | Cu, Pb, Zn | Ag | Cu, Pb, Zn, Ag | Cave et al., 2020 |  | 8-2002063521cpy1-4.d | 8-2002063521cpy1-4.d-1 | underground mine, open pit |  |  |  |  | ore material | drill core, polished section | drill core | mineral separate | [5 empty] | mineralisation |  |  |  | chalcopyrite, sphalerite, galena | Cu mineralisation stage, Pb-Zn mineralisation stage | replacement, vein infill, stratabound | coarse-grained, medium-grained, fine-grained, stratabound, discordant veins, replacement, infill |  |  |  | pyrite, pyrrhotite, arsenopyrite, siderite, dolomite, calcite, quartz, chlorite, K-feldspar, biotite, apatite, freibergite, tetrahedrite, cobaltite | Resin blocks containing each sample were produced following standard procedures and used for Mineral Liberation Analysis (MLA) mapping and subsequent LA-ICP-MS analyses | LA-ICPMS, EMPA, SEM-EDS | NWR213 solid state 213 nm laser ablation system coupled with an Agilent 7900 quadrupole ICP-MS; Cameca SXFive Electron Microprobe; Quanta600 SEM | Adelaide Microscopy | Ablation was conducted in an atmosphere of He (0.6 L/min) that was mixed with Ar (0.88 L/min) upon leaving the ablation cell; 70 µm diameter spot size with a 25:2 standard sample bracketing approach (2 standards analysed twice every 25 unknowns); MLA maps were acquired using the raster mode with an X-ray spectra collected every 4 µm | STDGL3 (CODES, University of Tasmania; Danyushevsky et al., 2011); GSD-1G | 85.7 |  | 1.31 |  | 0.18 | [9 empty] | 3.04 | [5 empty] | 2.33 | [5 empty] | 6.46 | [15 empty] | 284400 |  | 0.109 | [11 empty] | 8.61 | [13 empty] | 0.14 | [9 empty] | 0.31 | [5 empty] | 7.83 | [15 empty] | 391300 |  | 3.74 |  |  |  | 1.5 | [5 empty] | 13.41 | [13 empty] | 0.336 | [13 empty] | 429 |  |  |  |  | 2020 | Cave, B., et al. (2020), Ore Geology Reviews 124, 103647 |  | AUS | Queensland
| Mount Isa Copper Operations, Black Star Mine | No. 5 and No. 9 Pb-Zn orebodies, 650 Cu orebody, 1100 Cu orebody, 3000 Cu orebody | Seafloor hydrothermal | Sedimentary Exhalative (SEDEX) | SEDEX zinc-lead-copper | Cu, Pb, Zn | Ag | Cu, Pb, Zn, Ag | Cave et al., 2020 |  | 9-2002063521cpy1-5.d | 9-2002063521cpy1-5.d-1 | underground mine, open pit |  |  |  |  | ore material | drill core, polished section | drill core | mineral separate | [5 empty] | mineralisation |  |  |  | chalcopyrite, sphalerite, galena | Cu mineralisation stage, Pb-Zn mineralisation stage | replacement, vein infill, stratabound | coarse-grained, medium-grained, fine-grained, stratabound, discordant veins, replacement, infill |  |  |  | pyrite, pyrrhotite, arsenopyrite, siderite, dolomite, calcite, quartz, chlorite, K-feldspar, biotite, apatite, freibergite, tetrahedrite, cobaltite | Resin blocks containing each sample were produced following standard procedures and used for Mineral Liberation Analysis (MLA) mapping and subsequent LA-ICP-MS analyses | LA-ICPMS, EMPA, SEM-EDS | NWR213 solid state 213 nm laser ablation system coupled with an Agilent 7900 quadrupole ICP-MS; Cameca SXFive Electron Microprobe; Quanta600 SEM | Adelaide Microscopy | Ablation was conducted in an atmosphere of He (0.6 L/min) that was mixed with Ar (0.88 L/min) upon leaving the ablation cell; 70 µm diameter spot size with a 25:2 standard sample bracketing approach (2 standards analysed twice every 25 unknowns); MLA maps were acquired using the raster mode with an X-ray spectra collected every 4 µm | STDGL3 (CODES, University of Tasmania; Danyushevsky et al., 2011); GSD-1G | 81.8 |  | 3.1 |  | 0.21 | [9 empty] | 1.55 | [5 empty] | 1.88 | [5 empty] | 6.3 | [15 empty] | 281700 |  | 0.079 | [11 empty] | 8.22 | [23 empty] | 0.34 | [5 empty] | 5.15 | [15 empty] | 392700 |  | 2 |  |  |  | 3.9 | [5 empty] | 14.12 | [7 empty] | 0.35 | [5 empty] | 0.21 | [13 empty] | 371 |  |  |  |  | 2020 | Cave, B., et al. (2020), Ore Geology Reviews 124, 103647 |  | AUS | Queensland
| Mount Isa Copper Operations, Black Star Mine | No. 5 and No. 9 Pb-Zn orebodies, 650 Cu orebody, 1100 Cu orebody, 3000 Cu orebody | Seafloor hydrothermal | Sedimentary Exhalative (SEDEX) | SEDEX zinc-lead-copper | Cu, Pb, Zn | Ag | Cu, Pb, Zn, Ag | Cave et al., 2020 |  | 10-2002063521cpy1-6.d | 10-2002063521cpy1-6.d-1 | underground mine, open pit |  |  |  |  | ore material | drill core, polished section | drill core | mineral separate | [5 empty] | mineralisation |  |  |  | chalcopyrite, sphalerite, galena | Cu mineralisation stage, Pb-Zn mineralisation stage | replacement, vein infill, stratabound | coarse-grained, medium-grained, fine-grained, stratabound, discordant veins, replacement, infill |  |  |  | pyrite, pyrrhotite, arsenopyrite, siderite, dolomite, calcite, quartz, chlorite, K-feldspar, biotite, apatite, freibergite, tetrahedrite, cobaltite | Resin blocks containing each sample were produced following standard procedures and used for Mineral Liberation Analysis (MLA) mapping and subsequent LA-ICP-MS analyses | LA-ICPMS, EMPA, SEM-EDS | NWR213 solid state 213 nm laser ablation system coupled with an Agilent 7900 quadrupole ICP-MS; Cameca SXFive Electron Microprobe; Quanta600 SEM | Adelaide Microscopy | Ablation was conducted in an atmosphere of He (0.6 L/min) that was mixed with Ar (0.88 L/min) upon leaving the ablation cell; 70 µm diameter spot size with a 25:2 standard sample bracketing approach (2 standards analysed twice every 25 unknowns); MLA maps were acquired using the raster mode with an X-ray spectra collected every 4 µm | STDGL3 (CODES, University of Tasmania; Danyushevsky et al., 2011); GSD-1G | 92.8 |  | 1.57 |  | 0.18 | [9 empty] | 3.38 | [5 empty] | 2.35 | [5 empty] | 6.98 | [15 empty] | 284600 |  | 0.04 |  |  |  | 0.45 | [7 empty] | 8.8 | [13 empty] | 0.18 | [9 empty] | 0.38 | [5 empty] | 9.75 | [15 empty] | 396000 |  | 4.31 |  |  |  | 4.1 | [5 empty] | 15.51 | [13 empty] | 0.526 | [13 empty] | 439 |  |  |  |  | 2020 | Cave, B., et al. (2020), Ore Geology Reviews 124, 103647 |  | AUS | Queensland
| Mount Isa Copper Operations, Black Star Mine | No. 5 and No. 9 Pb-Zn orebodies, 650 Cu orebody, 1100 Cu orebody, 3000 Cu orebody | Seafloor hydrothermal | Sedimentary Exhalative (SEDEX) | SEDEX zinc-lead-copper | Cu, Pb, Zn | Ag | Cu, Pb, Zn, Ag | Cave et al., 2020 |  | 11-2002063521cpy1-7.d | 11-2002063521cpy1-7.d-1 | underground mine, open pit |  |  |  |  | ore material | drill core, polished section | drill core | mineral separate | [5 empty] | mineralisation |  |  |  | chalcopyrite, sphalerite, galena | Cu mineralisation stage, Pb-Zn mineralisation stage | replacement, vein infill, stratabound | coarse-grained, medium-grained, fine-grained, stratabound, discordant veins, replacement, infill |  |  |  | pyrite, pyrrhotite, arsenopyrite, siderite, dolomite, calcite, quartz, chlorite, K-feldspar, biotite, apatite, freibergite, tetrahedrite, cobaltite | Resin blocks containing each sample were produced following standard procedures and used for Mineral Liberation Analysis (MLA) mapping and subsequent LA-ICP-MS analyses | LA-ICPMS, EMPA, SEM-EDS | NWR213 solid state 213 nm laser ablation system coupled with an Agilent 7900 quadrupole ICP-MS; Cameca SXFive Electron Microprobe; Quanta600 SEM | Adelaide Microscopy | Ablation was conducted in an atmosphere of He (0.6 L/min) that was mixed with Ar (0.88 L/min) upon leaving the ablation cell; 70 µm diameter spot size with a 25:2 standard sample bracketing approach (2 standards analysed twice every 25 unknowns); MLA maps were acquired using the raster mode with an X-ray spectra collected every 4 µm | STDGL3 (CODES, University of Tasmania; Danyushevsky et al., 2011); GSD-1G | 107.1 |  | 2.5 |  | 0.6 | [9 empty] | 20.52 | [5 empty] | 2.13 | [5 empty] | 5.38 | [15 empty] | 285700 |  | 0.04 | [11 empty] | 8.56 | [23 empty] | 0.42 | [5 empty] | 97 | [15 empty] | 396100 |  | 20.8 |  |  |  | 5.4 | [5 empty] | 10.62 | [7 empty] | 0.82 | [5 empty] | 3.81 | [13 empty] | 347 |  |  |  |  | 2020 | Cave, B., et al. (2020), Ore Geology Reviews 124, 103647 |  | AUS | Queensland
| Mount Isa Copper Operations, Black Star Mine | No. 5 and No. 9 Pb-Zn orebodies, 650 Cu orebody, 1100 Cu orebody, 3000 Cu orebody | Seafloor hydrothermal | Sedimentary Exhalative (SEDEX) | SEDEX zinc-lead-copper | Cu, Pb, Zn | Ag | Cu, Pb, Zn, Ag | Cave et al., 2020 |  | 12-2002063521cpy1-8.d | 12-2002063521cpy1-8.d-1 | underground mine, open pit |  |  |  |  | ore material | drill core, polished section | drill core | mineral separate | [5 empty] | mineralisation |  |  |  | chalcopyrite, sphalerite, galena | Cu mineralisation stage, Pb-Zn mineralisation stage | replacement, vein infill, stratabound | coarse-grained, medium-grained, fine-grained, stratabound, discordant veins, replacement, infill |  |  |  | pyrite, pyrrhotite, arsenopyrite, siderite, dolomite, calcite, quartz, chlorite, K-feldspar, biotite, apatite, freibergite, tetrahedrite, cobaltite | Resin blocks containing each sample were produced following standard procedures and used for Mineral Liberation Analysis (MLA) mapping and subsequent LA-ICP-MS analyses | LA-ICPMS, EMPA, SEM-EDS | NWR213 solid state 213 nm laser ablation system coupled with an Agilent 7900 quadrupole ICP-MS; Cameca SXFive Electron Microprobe; Quanta600 SEM | Adelaide Microscopy | Ablation was conducted in an atmosphere of He (0.6 L/min) that was mixed with Ar (0.88 L/min) upon leaving the ablation cell; 70 µm diameter spot size with a 25:2 standard sample bracketing approach (2 standards analysed twice every 25 unknowns); MLA maps were acquired using the raster mode with an X-ray spectra collected every 4 µm | STDGL3 (CODES, University of Tasmania; Danyushevsky et al., 2011); GSD-1G | 91 |  | 1.35 |  | 0.28 | [9 empty] | 11.79 | [5 empty] | 1.86 | [5 empty] | 6.73 | [15 empty] | 283800 |  | 0.044 |  |  |  | 0.28 | [7 empty] | 8.88 | [13 empty] | 0.18 | [9 empty] | 0.24 | [5 empty] | 25.3 | [15 empty] | 399300 |  | 10.41 |  |  |  | 4.3 | [5 empty] | 12.45 | [13 empty] | 1.26 | [13 empty] | 332 |  |  |  |  | 2020 | Cave, B., et al. (2020), Ore Geology Reviews 124, 103647 |  | AUS | Queensland
| Mount Isa Copper Operations, Black Star Mine | No. 5 and No. 9 Pb-Zn orebodies, 650 Cu orebody, 1100 Cu orebody, 3000 Cu orebody | Seafloor hydrothermal | Sedimentary Exhalative (SEDEX) | SEDEX zinc-lead-copper | Cu, Pb, Zn | Ag | Cu, Pb, Zn, Ag | Cave et al., 2020 |  | 13-2002063521cpy1-9.d | 13-2002063521cpy1-9.d-1 | underground mine, open pit |  |  |  |  | ore material | drill core, polished section | drill core | mineral separate | [5 empty] | mineralisation |  |  |  | chalcopyrite, sphalerite, galena | Cu mineralisation stage, Pb-Zn mineralisation stage | replacement, vein infill, stratabound | coarse-grained, medium-grained, fine-grained, stratabound, discordant veins, replacement, infill |  |  |  | pyrite, pyrrhotite, arsenopyrite, siderite, dolomite, calcite, quartz, chlorite, K-feldspar, biotite, apatite, freibergite, tetrahedrite, cobaltite | Resin blocks containing each sample were produced following standard procedures and used for Mineral Liberation Analysis (MLA) mapping and subsequent LA-ICP-MS analyses | LA-ICPMS, EMPA, SEM-EDS | NWR213 solid state 213 nm laser ablation system coupled with an Agilent 7900 quadrupole ICP-MS; Cameca SXFive Electron Microprobe; Quanta600 SEM | Adelaide Microscopy | Ablation was conducted in an atmosphere of He (0.6 L/min) that was mixed with Ar (0.88 L/min) upon leaving the ablation cell; 70 µm diameter spot size with a 25:2 standard sample bracketing approach (2 standards analysed twice every 25 unknowns); MLA maps were acquired using the raster mode with an X-ray spectra collected every 4 µm | STDGL3 (CODES, University of Tasmania; Danyushevsky et al., 2011); GSD-1G | 86.9 |  | 4.3 | [11 empty] | 2.82 | [5 empty] | 1.95 | [5 empty] | 7.78 | [15 empty] | 280900 |  | 0.081 |  |  |  | 0.24 | [7 empty] | 8.86 | [13 empty] | 0.36 | [9 empty] | 0.49 | [5 empty] | 8.3 | [15 empty] | 393300 |  | 3.38 |  |  |  | 6 | [5 empty] | 14.7 | [7 empty] | 0.54 | [5 empty] | 0.44 | [13 empty] | 404 |  |  |  |  | 2020 | Cave, B., et al. (2020), Ore Geology Reviews 124, 103647 |  | AUS | Queensland
| Mount Isa Copper Operations, Black Star Mine | No. 5 and No. 9 Pb-Zn orebodies, 650 Cu orebody, 1100 Cu orebody, 3000 Cu orebody | Seafloor hydrothermal | Sedimentary Exhalative (SEDEX) | SEDEX zinc-lead-copper | Cu, Pb, Zn | Ag | Cu, Pb, Zn, Ag | Cave et al., 2020 |  | 15-2002063521cpy1-11.d | 15-2002063521cpy1-11.d-1 | underground mine, open pit |  |  |  |  | ore material | drill core, polished section | drill core | mineral separate | [5 empty] | mineralisation |  |  |  | chalcopyrite, sphalerite, galena | Cu mineralisation stage, Pb-Zn mineralisation stage | replacement, vein infill, stratabound | coarse-grained, medium-grained, fine-grained, stratabound, discordant veins, replacement, infill |  |  |  | pyrite, pyrrhotite, arsenopyrite, siderite, dolomite, calcite, quartz, chlorite, K-feldspar, biotite, apatite, freibergite, tetrahedrite, cobaltite | Resin blocks containing each sample were produced following standard procedures and used for Mineral Liberation Analysis (MLA) mapping and subsequent LA-ICP-MS analyses | LA-ICPMS, EMPA, SEM-EDS | NWR213 solid state 213 nm laser ablation system coupled with an Agilent 7900 quadrupole ICP-MS; Cameca SXFive Electron Microprobe; Quanta600 SEM | Adelaide Microscopy | Ablation was conducted in an atmosphere of He (0.6 L/min) that was mixed with Ar (0.88 L/min) upon leaving the ablation cell; 70 µm diameter spot size with a 25:2 standard sample bracketing approach (2 standards analysed twice every 25 unknowns); MLA maps were acquired using the raster mode with an X-ray spectra collected every 4 µm | STDGL3 (CODES, University of Tasmania; Danyushevsky et al., 2011); GSD-1G | 102.1 |  | 1.96 |  | 0.21 | [9 empty] | 20.01 | [5 empty] | 3.5 | [5 empty] | 9.34 | [15 empty] | 283800 |  | 0.102 | [11 empty] | 9.41 | [13 empty] | 0.33 | [9 empty] | 0.25 | [5 empty] | 97 | [15 empty] | 395200 |  | 16.59 |  |  |  | 4.3 | [5 empty] | 13.27 | [13 empty] | 2.66 | [13 empty] | 720 |  |  |  |  | 2020 | Cave, B., et al. (2020), Ore Geology Reviews 124, 103647 |  | AUS | Queensland
| Mount Isa Copper Operations, Black Star Mine | No. 5 and No. 9 Pb-Zn orebodies, 650 Cu orebody, 1100 Cu orebody, 3000 Cu orebody | Seafloor hydrothermal | Sedimentary Exhalative (SEDEX) | SEDEX zinc-lead-copper | Cu, Pb, Zn | Ag | Cu, Pb, Zn, Ag | Cave et al., 2020 |  | 16-2002063521cpy1-12.d | 16-2002063521cpy1-12.d-1 | underground mine, open pit |  |  |  |  | ore material | drill core, polished section | drill core | mineral separate | [5 empty] | mineralisation |  |  |  | chalcopyrite, sphalerite, galena | Cu mineralisation stage, Pb-Zn mineralisation stage | replacement, vein infill, stratabound | coarse-grained, medium-grained, fine-grained, stratabound, discordant veins, replacement, infill |  |  |  | pyrite, pyrrhotite, arsenopyrite, siderite, dolomite, calcite, quartz, chlorite, K-feldspar, biotite, apatite, freibergite, tetrahedrite, cobaltite | Resin blocks containing each sample were produced following standard procedures and used for Mineral Liberation Analysis (MLA) mapping and subsequent LA-ICP-MS analyses | LA-ICPMS, EMPA, SEM-EDS | NWR213 solid state 213 nm laser ablation system coupled with an Agilent 7900 quadrupole ICP-MS; Cameca SXFive Electron Microprobe; Quanta600 SEM | Adelaide Microscopy | Ablation was conducted in an atmosphere of He (0.6 L/min) that was mixed with Ar (0.88 L/min) upon leaving the ablation cell; 70 µm diameter spot size with a 25:2 standard sample bracketing approach (2 standards analysed twice every 25 unknowns); MLA maps were acquired using the raster mode with an X-ray spectra collected every 4 µm | STDGL3 (CODES, University of Tasmania; Danyushevsky et al., 2011); GSD-1G | 86.5 |  | 5.4 |  | 0.21 | [9 empty] | 2.364 | [5 empty] | 2.1 | [5 empty] | 3.23 | [15 empty] | 285600 |  | 0.067 | [11 empty] | 9.31 | [13 empty] | 0.45 | [9 empty] | 0.3 | [5 empty] | 7.28 | [15 empty] | 391500 |  | 2.56 | [9 empty] | 14.93 | [7 empty] | 0.67 | [5 empty] | 0.353 | [13 empty] | 479 |  |  |  |  | 2020 | Cave, B., et al. (2020), Ore Geology Reviews 124, 103647 |  | AUS | Queensland
| Mount Isa Copper Operations, Black Star Mine | No. 5 and No. 9 Pb-Zn orebodies, 650 Cu orebody, 1100 Cu orebody, 3000 Cu orebody | Seafloor hydrothermal | Sedimentary Exhalative (SEDEX) | SEDEX zinc-lead-copper | Cu, Pb, Zn | Ag | Cu, Pb, Zn, Ag | Cave et al., 2020 |  | 17-2002063521cpy1-13.d | 17-2002063521cpy1-13.d-1 | underground mine, open pit |  |  |  |  | ore material | drill core, polished section | drill core | mineral separate | [5 empty] | mineralisation |  |  |  | chalcopyrite, sphalerite, galena | Cu mineralisation stage, Pb-Zn mineralisation stage | replacement, vein infill, stratabound | coarse-grained, medium-grained, fine-grained, stratabound, discordant veins, replacement, infill |  |  |  | pyrite, pyrrhotite, arsenopyrite, siderite, dolomite, calcite, quartz, chlorite, K-feldspar, biotite, apatite, freibergite, tetrahedrite, cobaltite | Resin blocks containing each sample were produced following standard procedures and used for Mineral Liberation Analysis (MLA) mapping and subsequent LA-ICP-MS analyses | LA-ICPMS, EMPA, SEM-EDS | NWR213 solid state 213 nm laser ablation system coupled with an Agilent 7900 quadrupole ICP-MS; Cameca SXFive Electron Microprobe; Quanta600 SEM | Adelaide Microscopy | Ablation was conducted in an atmosphere of He (0.6 L/min) that was mixed with Ar (0.88 L/min) upon leaving the ablation cell; 70 µm diameter spot size with a 25:2 standard sample bracketing approach (2 standards analysed twice every 25 unknowns); MLA maps were acquired using the raster mode with an X-ray spectra collected every 4 µm | STDGL3 (CODES, University of Tasmania; Danyushevsky et al., 2011); GSD-1G | 85.2 |  | 1.2 | [11 empty] | 2.063 | [5 empty] | 2.52 | [5 empty] | 8.14 | [15 empty] | 284000 |  | 0.108 |  |  |  | 0.22 | [7 empty] | 8.41 | [23 empty] | 0.28 | [5 empty] | 8 | [15 empty] | 389500 |  | 1.7 |  |  |  | 3.8 | [5 empty] | 16.65 | [13 empty] | 0.234 | [13 empty] | 665 |  |  |  |  | 2020 | Cave, B., et al. (2020), Ore Geology Reviews 124, 103647 |  | AUS | Queensland
| Mount Isa Copper Operations, Black Star Mine | No. 5 and No. 9 Pb-Zn orebodies, 650 Cu orebody, 1100 Cu orebody, 3000 Cu orebody | Seafloor hydrothermal | Sedimentary Exhalative (SEDEX) | SEDEX zinc-lead-copper | Cu, Pb, Zn | Ag | Cu, Pb, Zn, Ag | Cave et al., 2020 |  | 18-2002063521cpy1-14.d | 18-2002063521cpy1-14.d-1 | underground mine, open pit |  |  |  |  | ore material | drill core, polished section | drill core | mineral separate | [5 empty] | mineralisation |  |  |  | chalcopyrite, sphalerite, galena | Cu mineralisation stage, Pb-Zn mineralisation stage | replacement, vein infill, stratabound | coarse-grained, medium-grained, fine-grained, stratabound, discordant veins, replacement, infill |  |  |  | pyrite, pyrrhotite, arsenopyrite, siderite, dolomite, calcite, quartz, chlorite, K-feldspar, biotite, apatite, freibergite, tetrahedrite, cobaltite | Resin blocks containing each sample were produced following standard procedures and used for Mineral Liberation Analysis (MLA) mapping and subsequent LA-ICP-MS analyses | LA-ICPMS, EMPA, SEM-EDS | NWR213 solid state 213 nm laser ablation system coupled with an Agilent 7900 quadrupole ICP-MS; Cameca SXFive Electron Microprobe; Quanta600 SEM | Adelaide Microscopy | Ablation was conducted in an atmosphere of He (0.6 L/min) that was mixed with Ar (0.88 L/min) upon leaving the ablation cell; 70 µm diameter spot size with a 25:2 standard sample bracketing approach (2 standards analysed twice every 25 unknowns); MLA maps were acquired using the raster mode with an X-ray spectra collected every 4 µm | STDGL3 (CODES, University of Tasmania; Danyushevsky et al., 2011); GSD-1G | 86.5 |  | 4.3 | [11 empty] | 1.98 | [5 empty] | 2.48 | [5 empty] | 5.47 | [15 empty] | 284800 |  | 0.047 | [11 empty] | 9.26 | [23 empty] | 0.63 | [5 empty] | 4.48 | [15 empty] | 394000 |  | 1.56 |  |  |  | 8.4 | [5 empty] | 17.2 | [13 empty] | 0.222 | [13 empty] | 457 |  |  |  |  | 2020 | Cave, B., et al. (2020), Ore Geology Reviews 124, 103647 |  | AUS | Queensland
| Mount Isa Copper Operations, Black Star Mine | No. 5 and No. 9 Pb-Zn orebodies, 650 Cu orebody, 1100 Cu orebody, 3000 Cu orebody | Seafloor hydrothermal | Sedimentary Exhalative (SEDEX) | SEDEX zinc-lead-copper | Cu, Pb, Zn | Ag | Cu, Pb, Zn, Ag | Cave et al., 2020 |  | 20-2002063521cpy1-16.d | 20-2002063521cpy1-16.d-1 | underground mine, open pit |  |  |  |  | ore material | drill core, polished section | drill core | mineral separate | [5 empty] | mineralisation |  |  |  | chalcopyrite, sphalerite, galena | Cu mineralisation stage, Pb-Zn mineralisation stage | replacement, vein infill, stratabound | coarse-grained, medium-grained, fine-grained, stratabound, discordant veins, replacement, infill |  |  |  | pyrite, pyrrhotite, arsenopyrite, siderite, dolomite, calcite, quartz, chlorite, K-feldspar, biotite, apatite, freibergite, tetrahedrite, cobaltite | Resin blocks containing each sample were produced following standard procedures and used for Mineral Liberation Analysis (MLA) mapping and subsequent LA-ICP-MS analyses | LA-ICPMS, EMPA, SEM-EDS | NWR213 solid state 213 nm laser ablation system coupled with an Agilent 7900 quadrupole ICP-MS; Cameca SXFive Electron Microprobe; Quanta600 SEM | Adelaide Microscopy | Ablation was conducted in an atmosphere of He (0.6 L/min) that was mixed with Ar (0.88 L/min) upon leaving the ablation cell; 70 µm diameter spot size with a 25:2 standard sample bracketing approach (2 standards analysed twice every 25 unknowns); MLA maps were acquired using the raster mode with an X-ray spectra collected every 4 µm | STDGL3 (CODES, University of Tasmania; Danyushevsky et al., 2011); GSD-1G | 88.3 |  | 3.7 |  | 0.2 | [9 empty] | 3.63 | [5 empty] | 1.7 | [5 empty] | 5.22 | [15 empty] | 287500 |  | 0.055 |  |  |  | 0.21 | [7 empty] | 7.73 | [23 empty] | 0.39 | [5 empty] | 10.28 | [15 empty] | 393100 |  | 3.62 |  |  |  | 4.6 | [5 empty] | 12.12 | [7 empty] | 0.35 | [5 empty] | 0.369 | [13 empty] | 362 |  |  |  |  | 2020 | Cave, B., et al. (2020), Ore Geology Reviews 124, 103647 |  | AUS | Queensland
| Mount Isa Copper Operations, Black Star Mine | No. 5 and No. 9 Pb-Zn orebodies, 650 Cu orebody, 1100 Cu orebody, 3000 Cu orebody | Seafloor hydrothermal | Sedimentary Exhalative (SEDEX) | SEDEX zinc-lead-copper | Cu, Pb, Zn | Ag | Cu, Pb, Zn, Ag | Cave et al., 2020 |  | 21-2002063521cpy1-17.d | 21-2002063521cpy1-17.d-1 | underground mine, open pit |  |  |  |  | ore material | drill core, polished section | drill core | mineral separate | [5 empty] | mineralisation |  |  |  | chalcopyrite, sphalerite, galena | Cu mineralisation stage, Pb-Zn mineralisation stage | replacement, vein infill, stratabound | coarse-grained, medium-grained, fine-grained, stratabound, discordant veins, replacement, infill |  |  |  | pyrite, pyrrhotite, arsenopyrite, siderite, dolomite, calcite, quartz, chlorite, K-feldspar, biotite, apatite, freibergite, tetrahedrite, cobaltite | Resin blocks containing each sample were produced following standard procedures and used for Mineral Liberation Analysis (MLA) mapping and subsequent LA-ICP-MS analyses | LA-ICPMS, EMPA, SEM-EDS | NWR213 solid state 213 nm laser ablation system coupled with an Agilent 7900 quadrupole ICP-MS; Cameca SXFive Electron Microprobe; Quanta600 SEM | Adelaide Microscopy | Ablation was conducted in an atmosphere of He (0.6 L/min) that was mixed with Ar (0.88 L/min) upon leaving the ablation cell; 70 µm diameter spot size with a 25:2 standard sample bracketing approach (2 standards analysed twice every 25 unknowns); MLA maps were acquired using the raster mode with an X-ray spectra collected every 4 µm | STDGL3 (CODES, University of Tasmania; Danyushevsky et al., 2011); GSD-1G | 86 |  | 3.2 |  | 0.27 | [9 empty] | 1.152 | [5 empty] | 1.95 | [5 empty] | 6.99 | [15 empty] | 287300 |  | 0.048 |  |  |  | 0.2 | [7 empty] | 9.31 | [13 empty] | 0.23 | [9 empty] | 0.3 | [5 empty] | 3.23 | [15 empty] | 392600 |  | 1.14 |  |  |  | 1.6 | [5 empty] | 16.22 | [13 empty] | 0.121 | [13 empty] | 449 |  |  |  |  | 2020 | Cave, B., et al. (2020), Ore Geology Reviews 124, 103647 |  | AUS | Queensland
| Mount Isa Copper Operations, Black Star Mine | No. 5 and No. 9 Pb-Zn orebodies, 650 Cu orebody, 1100 Cu orebody, 3000 Cu orebody | Seafloor hydrothermal | Sedimentary Exhalative (SEDEX) | SEDEX zinc-lead-copper | Cu, Pb, Zn | Ag | Cu, Pb, Zn, Ag | Cave et al., 2020 |  | 22-2002063521cpy1-18.d | 22-2002063521cpy1-18.d-1 | underground mine, open pit |  |  |  |  | ore material | drill core, polished section | drill core | mineral separate | [5 empty] | mineralisation |  |  |  | chalcopyrite, sphalerite, galena | Cu mineralisation stage, Pb-Zn mineralisation stage | replacement, vein infill, stratabound | coarse-grained, medium-grained, fine-grained, stratabound, discordant veins, replacement, infill |  |  |  | pyrite, pyrrhotite, arsenopyrite, siderite, dolomite, calcite, quartz, chlorite, K-feldspar, biotite, apatite, freibergite, tetrahedrite, cobaltite | Resin blocks containing each sample were produced following standard procedures and used for Mineral Liberation Analysis (MLA) mapping and subsequent LA-ICP-MS analyses | LA-ICPMS, EMPA, SEM-EDS | NWR213 solid state 213 nm laser ablation system coupled with an Agilent 7900 quadrupole ICP-MS; Cameca SXFive Electron Microprobe; Quanta600 SEM | Adelaide Microscopy | Ablation was conducted in an atmosphere of He (0.6 L/min) that was mixed with Ar (0.88 L/min) upon leaving the ablation cell; 70 µm diameter spot size with a 25:2 standard sample bracketing approach (2 standards analysed twice every 25 unknowns); MLA maps were acquired using the raster mode with an X-ray spectra collected every 4 µm | STDGL3 (CODES, University of Tasmania; Danyushevsky et al., 2011); GSD-1G | 85.2 |  | 1.96 |  | 0.15 | [9 empty] | 1.039 | [5 empty] | 1.93 | [5 empty] | 8.86 | [15 empty] | 285600 |  | 0.099 | [11 empty] | 8.49 | [13 empty] | 0.26 | [9 empty] | 0.38 | [5 empty] | 3.43 | [15 empty] | 389200 |  | 1.11 |  |  |  | 2.4 | [5 empty] | 16.09 | [13 empty] | 0.164 | [13 empty] | 389 |  |  |  |  | 2020 | Cave, B., et al. (2020), Ore Geology Reviews 124, 103647 |  | AUS | Queensland
| Mount Isa Copper Operations, Black Star Mine | No. 5 and No. 9 Pb-Zn orebodies, 650 Cu orebody, 1100 Cu orebody, 3000 Cu orebody | Seafloor hydrothermal | Sedimentary Exhalative (SEDEX) | SEDEX zinc-lead-copper | Cu, Pb, Zn | Ag | Cu, Pb, Zn, Ag | Cave et al., 2020 |  | 23-2002063521cpy1-19.d | 23-2002063521cpy1-19.d-1 | underground mine, open pit |  |  |  |  | ore material | drill core, polished section | drill core | mineral separate | [5 empty] | mineralisation |  |  |  | chalcopyrite, sphalerite, galena | Cu mineralisation stage, Pb-Zn mineralisation stage | replacement, vein infill, stratabound | coarse-grained, medium-grained, fine-grained, stratabound, discordant veins, replacement, infill |  |  |  | pyrite, pyrrhotite, arsenopyrite, siderite, dolomite, calcite, quartz, chlorite, K-feldspar, biotite, apatite, freibergite, tetrahedrite, cobaltite | Resin blocks containing each sample were produced following standard procedures and used for Mineral Liberation Analysis (MLA) mapping and subsequent LA-ICP-MS analyses | LA-ICPMS, EMPA, SEM-EDS | NWR213 solid state 213 nm laser ablation system coupled with an Agilent 7900 quadrupole ICP-MS; Cameca SXFive Electron Microprobe; Quanta600 SEM | Adelaide Microscopy | Ablation was conducted in an atmosphere of He (0.6 L/min) that was mixed with Ar (0.88 L/min) upon leaving the ablation cell; 70 µm diameter spot size with a 25:2 standard sample bracketing approach (2 standards analysed twice every 25 unknowns); MLA maps were acquired using the raster mode with an X-ray spectra collected every 4 µm | STDGL3 (CODES, University of Tasmania; Danyushevsky et al., 2011); GSD-1G | 90.7 |  | 2.4 | [11 empty] | 5.42 | [5 empty] | 2.84 | [5 empty] | 10.29 | [15 empty] | 286900 |  | 0.044 | [11 empty] | 8.82 | [23 empty] | 0.56 | [5 empty] | 18.2 | [15 empty] | 392200 |  | 5.28 |  |  |  | 2.4 | [5 empty] | 16.71 | [7 empty] | 0.53 | [5 empty] | 1.178 | [13 empty] | 660 |  |  |  |  | 2020 | Cave, B., et al. (2020), Ore Geology Reviews 124, 103647 |  | AUS | Queensland
| Mount Isa Copper Operations, Black Star Mine | No. 5 and No. 9 Pb-Zn orebodies, 650 Cu orebody, 1100 Cu orebody, 3000 Cu orebody | Seafloor hydrothermal | Sedimentary Exhalative (SEDEX) | SEDEX zinc-lead-copper | Cu, Pb, Zn | Ag | Cu, Pb, Zn, Ag | Cave et al., 2020 |  | 24-2002063521cpy1-20.d | 24-2002063521cpy1-20.d-1 | underground mine, open pit |  |  |  |  | ore material | drill core, polished section | drill core | mineral separate | [5 empty] | mineralisation |  |  |  | chalcopyrite, sphalerite, galena | Cu mineralisation stage, Pb-Zn mineralisation stage | replacement, vein infill, stratabound | coarse-grained, medium-grained, fine-grained, stratabound, discordant veins, replacement, infill |  |  |  | pyrite, pyrrhotite, arsenopyrite, siderite, dolomite, calcite, quartz, chlorite, K-feldspar, biotite, apatite, freibergite, tetrahedrite, cobaltite | Resin blocks containing each sample were produced following standard procedures and used for Mineral Liberation Analysis (MLA) mapping and subsequent LA-ICP-MS analyses | LA-ICPMS, EMPA, SEM-EDS | NWR213 solid state 213 nm laser ablation system coupled with an Agilent 7900 quadrupole ICP-MS; Cameca SXFive Electron Microprobe; Quanta600 SEM | Adelaide Microscopy | Ablation was conducted in an atmosphere of He (0.6 L/min) that was mixed with Ar (0.88 L/min) upon leaving the ablation cell; 70 µm diameter spot size with a 25:2 standard sample bracketing approach (2 standards analysed twice every 25 unknowns); MLA maps were acquired using the raster mode with an X-ray spectra collected every 4 µm | STDGL3 (CODES, University of Tasmania; Danyushevsky et al., 2011); GSD-1G | 98.6 |  | 2.7 |  | 0.21 | [9 empty] | 12 | [5 empty] | 1.75 | [5 empty] | 5.28 | [15 empty] | 286400 |  | 0.041 | [11 empty] | 10 | [23 empty] | 0.47 | [5 empty] | 180 | [15 empty] | 390100 |  | 12.46 |  |  |  | 4.4 | [5 empty] | 10.86 | [13 empty] | 2.04 | [13 empty] | 268 |  |  |  |  | 2020 | Cave, B., et al. (2020), Ore Geology Reviews 124, 103647 |  | AUS | Queensland
| Mount Isa Copper Operations, Black Star Mine | No. 5 and No. 9 Pb-Zn orebodies, 650 Cu orebody, 1100 Cu orebody, 3000 Cu orebody | Seafloor hydrothermal | Sedimentary Exhalative (SEDEX) | SEDEX zinc-lead-copper | Cu, Pb, Zn | Ag | Cu, Pb, Zn, Ag | Cave et al., 2020 |  | 29-2002063521cpy1-21.d | 29-2002063521cpy1-21.d-1 | underground mine, open pit |  |  |  |  | ore material | drill core, polished section | drill core | mineral separate | [5 empty] | mineralisation |  |  |  | chalcopyrite, sphalerite, galena | Cu mineralisation stage, Pb-Zn mineralisation stage | replacement, vein infill, stratabound | coarse-grained, medium-grained, fine-grained, stratabound, discordant veins, replacement, infill |  |  |  | pyrite, pyrrhotite, arsenopyrite, siderite, dolomite, calcite, quartz, chlorite, K-feldspar, biotite, apatite, freibergite, tetrahedrite, cobaltite | Resin blocks containing each sample were produced following standard procedures and used for Mineral Liberation Analysis (MLA) mapping and subsequent LA-ICP-MS analyses | LA-ICPMS, EMPA, SEM-EDS | NWR213 solid state 213 nm laser ablation system coupled with an Agilent 7900 quadrupole ICP-MS; Cameca SXFive Electron Microprobe; Quanta600 SEM | Adelaide Microscopy | Ablation was conducted in an atmosphere of He (0.6 L/min) that was mixed with Ar (0.88 L/min) upon leaving the ablation cell; 70 µm diameter spot size with a 25:2 standard sample bracketing approach (2 standards analysed twice every 25 unknowns); MLA maps were acquired using the raster mode with an X-ray spectra collected every 4 µm | STDGL3 (CODES, University of Tasmania; Danyushevsky et al., 2011); GSD-1G | 89.1 |  | 1.4 |  | 0.32 | [9 empty] | 1.743 | [5 empty] | 1.91 | [5 empty] | 6.58 | [15 empty] | 282700 |  | 0.097 | [11 empty] | 7.9 | [23 empty] | 0.22 | [5 empty] | 3.7 | [15 empty] | 388000 |  | 1.57 |  |  |  | 6.2 | [5 empty] | 14.19 | [7 empty] | 0.27 | [5 empty] | 0.183 | [13 empty] | 378 |  |  |  |  | 2020 | Cave, B., et al. (2020), Ore Geology Reviews 124, 103647 |  | AUS | Queensland
| Mount Isa Copper Operations, Black Star Mine | No. 5 and No. 9 Pb-Zn orebodies, 650 Cu orebody, 1100 Cu orebody, 3000 Cu orebody | Seafloor hydrothermal | Sedimentary Exhalative (SEDEX) | SEDEX zinc-lead-copper | Cu, Pb, Zn | Ag | Cu, Pb, Zn, Ag | Cave et al., 2020 |  | 30-2002063521cpy1-22.d | 30-2002063521cpy1-22.d-1 | underground mine, open pit |  |  |  |  | ore material | drill core, polished section | drill core | mineral separate | [5 empty] | mineralisation |  |  |  | chalcopyrite, sphalerite, galena | Cu mineralisation stage, Pb-Zn mineralisation stage | replacement, vein infill, stratabound | coarse-grained, medium-grained, fine-grained, stratabound, discordant veins, replacement, infill |  |  |  | pyrite, pyrrhotite, arsenopyrite, siderite, dolomite, calcite, quartz, chlorite, K-feldspar, biotite, apatite, freibergite, tetrahedrite, cobaltite | Resin blocks containing each sample were produced following standard procedures and used for Mineral Liberation Analysis (MLA) mapping and subsequent LA-ICP-MS analyses | LA-ICPMS, EMPA, SEM-EDS | NWR213 solid state 213 nm laser ablation system coupled with an Agilent 7900 quadrupole ICP-MS; Cameca SXFive Electron Microprobe; Quanta600 SEM | Adelaide Microscopy | Ablation was conducted in an atmosphere of He (0.6 L/min) that was mixed with Ar (0.88 L/min) upon leaving the ablation cell; 70 µm diameter spot size with a 25:2 standard sample bracketing approach (2 standards analysed twice every 25 unknowns); MLA maps were acquired using the raster mode with an X-ray spectra collected every 4 µm | STDGL3 (CODES, University of Tasmania; Danyushevsky et al., 2011); GSD-1G | 85.4 |  | 5.6 |  | 0.37 | [9 empty] | 2.18 | [5 empty] | 1.81 | [5 empty] | 6.18 | [15 empty] | 284400 |  | 0.084 | [11 empty] | 8.14 | [23 empty] | 0.43 | [5 empty] | 5.81 | [15 empty] | 392700 |  | 2.09 |  |  |  | 4.7 | [5 empty] | 12.83 | [13 empty] | 0.194 | [13 empty] | 303 |  |  |  |  | 2020 | Cave, B., et al. (2020), Ore Geology Reviews 124, 103647 |  | AUS | Queensland
| Mount Isa Copper Operations, Black Star Mine | No. 5 and No. 9 Pb-Zn orebodies, 650 Cu orebody, 1100 Cu orebody, 3000 Cu orebody | Seafloor hydrothermal | Sedimentary Exhalative (SEDEX) | SEDEX zinc-lead-copper | Cu, Pb, Zn | Ag | Cu, Pb, Zn, Ag | Cave et al., 2020 |  | 31-2002063521cpy1-23.d | 31-2002063521cpy1-23.d-1 | underground mine, open pit |  |  |  |  | ore material | drill core, polished section | drill core | mineral separate | [5 empty] | mineralisation |  |  |  | chalcopyrite, sphalerite, galena | Cu mineralisation stage, Pb-Zn mineralisation stage | replacement, vein infill, stratabound | coarse-grained, medium-grained, fine-grained, stratabound, discordant veins, replacement, infill |  |  |  | pyrite, pyrrhotite, arsenopyrite, siderite, dolomite, calcite, quartz, chlorite, K-feldspar, biotite, apatite, freibergite, tetrahedrite, cobaltite | Resin blocks containing each sample were produced following standard procedures and used for Mineral Liberation Analysis (MLA) mapping and subsequent LA-ICP-MS analyses | LA-ICPMS, EMPA, SEM-EDS | NWR213 solid state 213 nm laser ablation system coupled with an Agilent 7900 quadrupole ICP-MS; Cameca SXFive Electron Microprobe; Quanta600 SEM | Adelaide Microscopy | Ablation was conducted in an atmosphere of He (0.6 L/min) that was mixed with Ar (0.88 L/min) upon leaving the ablation cell; 70 µm diameter spot size with a 25:2 standard sample bracketing approach (2 standards analysed twice every 25 unknowns); MLA maps were acquired using the raster mode with an X-ray spectra collected every 4 µm | STDGL3 (CODES, University of Tasmania; Danyushevsky et al., 2011); GSD-1G | 89 |  | 2.9 |  | 0.31 | [9 empty] | 1.85 | [5 empty] | 2.64 | [5 empty] | 5.87 | [15 empty] | 283500 |  | 0.089 |  |  |  | 0.25 | [7 empty] | 7.7 | [23 empty] | 0.54 | [5 empty] | 4.25 | [15 empty] | 388900 |  | 1.54 |  |  |  | 6 | [5 empty] | 13.93 | [7 empty] | 0.74 | [5 empty] | 0.21 | [13 empty] | 585 |  |  |  |  | 2020 | Cave, B., et al. (2020), Ore Geology Reviews 124, 103647 |  | AUS | Queensland
| Mount Isa Copper Operations, Black Star Mine | No. 5 and No. 9 Pb-Zn orebodies, 650 Cu orebody, 1100 Cu orebody, 3000 Cu orebody | Seafloor hydrothermal | Sedimentary Exhalative (SEDEX) | SEDEX zinc-lead-copper | Cu, Pb, Zn | Ag | Cu, Pb, Zn, Ag | Cave et al., 2020 |  | 32-2002063521cpy1-24.d | 32-2002063521cpy1-24.d-1 | underground mine, open pit |  |  |  |  | ore material | drill core, polished section | drill core | mineral separate | [5 empty] | mineralisation |  |  |  | chalcopyrite, sphalerite, galena | Cu mineralisation stage, Pb-Zn mineralisation stage | replacement, vein infill, stratabound | coarse-grained, medium-grained, fine-grained, stratabound, discordant veins, replacement, infill |  |  |  | pyrite, pyrrhotite, arsenopyrite, siderite, dolomite, calcite, quartz, chlorite, K-feldspar, biotite, apatite, freibergite, tetrahedrite, cobaltite | Resin blocks containing each sample were produced following standard procedures and used for Mineral Liberation Analysis (MLA) mapping and subsequent LA-ICP-MS analyses | LA-ICPMS, EMPA, SEM-EDS | NWR213 solid state 213 nm laser ablation system coupled with an Agilent 7900 quadrupole ICP-MS; Cameca SXFive Electron Microprobe; Quanta600 SEM | Adelaide Microscopy | Ablation was conducted in an atmosphere of He (0.6 L/min) that was mixed with Ar (0.88 L/min) upon leaving the ablation cell; 70 µm diameter spot size with a 25:2 standard sample bracketing approach (2 standards analysed twice every 25 unknowns); MLA maps were acquired using the raster mode with an X-ray spectra collected every 4 µm | STDGL3 (CODES, University of Tasmania; Danyushevsky et al., 2011); GSD-1G | 86.7 |  | 12.1 |  | 0.32 | [9 empty] | 2.89 | [5 empty] | 1.94 | [5 empty] | 5.16 | [15 empty] | 284900 |  | 0.02 |  |  |  | 0.23 | [7 empty] | 8.32 | [13 empty] | 0.21 | [9 empty] | 0.23 | [5 empty] | 13.1 | [15 empty] | 396100 |  | 2.93 |  |  |  | 5.3 | [5 empty] | 12.57 | [13 empty] | 0.867 | [13 empty] | 348 |  |  |  |  | 2020 | Cave, B., et al. (2020), Ore Geology Reviews 124, 103647 |  | AUS | Queensland
| Mount Isa Copper Operations, Black Star Mine | No. 5 and No. 9 Pb-Zn orebodies, 650 Cu orebody, 1100 Cu orebody, 3000 Cu orebody | Seafloor hydrothermal | Sedimentary Exhalative (SEDEX) | SEDEX zinc-lead-copper | Cu, Pb, Zn | Ag | Cu, Pb, Zn, Ag | Cave et al., 2020 |  | 33-2002063521cpy1-25.d | 33-2002063521cpy1-25.d-1 | underground mine, open pit |  |  |  |  | ore material | drill core, polished section | drill core | mineral separate | [5 empty] | mineralisation |  |  |  | chalcopyrite, sphalerite, galena | Cu mineralisation stage, Pb-Zn mineralisation stage | replacement, vein infill, stratabound | coarse-grained, medium-grained, fine-grained, stratabound, discordant veins, replacement, infill |  |  |  | pyrite, pyrrhotite, arsenopyrite, siderite, dolomite, calcite, quartz, chlorite, K-feldspar, biotite, apatite, freibergite, tetrahedrite, cobaltite | Resin blocks containing each sample were produced following standard procedures and used for Mineral Liberation Analysis (MLA) mapping and subsequent LA-ICP-MS analyses | LA-ICPMS, EMPA, SEM-EDS | NWR213 solid state 213 nm laser ablation system coupled with an Agilent 7900 quadrupole ICP-MS; Cameca SXFive Electron Microprobe; Quanta600 SEM | Adelaide Microscopy | Ablation was conducted in an atmosphere of He (0.6 L/min) that was mixed with Ar (0.88 L/min) upon leaving the ablation cell; 70 µm diameter spot size with a 25:2 standard sample bracketing approach (2 standards analysed twice every 25 unknowns); MLA maps were acquired using the raster mode with an X-ray spectra collected every 4 µm | STDGL3 (CODES, University of Tasmania; Danyushevsky et al., 2011); GSD-1G | 84.1 |  | 9.4 |  | 0.26 | [9 empty] | 4.36 | [5 empty] | 1.79 | [5 empty] | 6.55 | [15 empty] | 285700 |  | 0.065 | [11 empty] | 8.13 | [13 empty] | 0.19 | [9 empty] | 0.16 | [5 empty] | 12.5 | [15 empty] | 395100 |  | 4.15 |  |  |  | 3.8 | [5 empty] | 11.65 | [7 empty] | 0.25 | [5 empty] | 0.81 | [13 empty] | 299.9 |  |  |  |  | 2020 | Cave, B., et al. (2020), Ore Geology Reviews 124, 103647 |  | AUS | Queensland
| Mount Isa Copper Operations, Black Star Mine | No. 5 and No. 9 Pb-Zn orebodies, 650 Cu orebody, 1100 Cu orebody, 3000 Cu orebody | Seafloor hydrothermal | Sedimentary Exhalative (SEDEX) | SEDEX zinc-lead-copper | Cu, Pb, Zn | Ag | Cu, Pb, Zn, Ag | Cave et al., 2020 |  | 34-2002063521cpy1-26.d | 34-2002063521cpy1-26.d-1 | underground mine, open pit |  |  |  |  | ore material | drill core, polished section | drill core | mineral separate | [5 empty] | mineralisation |  |  |  | chalcopyrite, sphalerite, galena | Cu mineralisation stage, Pb-Zn mineralisation stage | replacement, vein infill, stratabound | coarse-grained, medium-grained, fine-grained, stratabound, discordant veins, replacement, infill |  |  |  | pyrite, pyrrhotite, arsenopyrite, siderite, dolomite, calcite, quartz, chlorite, K-feldspar, biotite, apatite, freibergite, tetrahedrite, cobaltite | Resin blocks containing each sample were produced following standard procedures and used for Mineral Liberation Analysis (MLA) mapping and subsequent LA-ICP-MS analyses | LA-ICPMS, EMPA, SEM-EDS | NWR213 solid state 213 nm laser ablation system coupled with an Agilent 7900 quadrupole ICP-MS; Cameca SXFive Electron Microprobe; Quanta600 SEM | Adelaide Microscopy | Ablation was conducted in an atmosphere of He (0.6 L/min) that was mixed with Ar (0.88 L/min) upon leaving the ablation cell; 70 µm diameter spot size with a 25:2 standard sample bracketing approach (2 standards analysed twice every 25 unknowns); MLA maps were acquired using the raster mode with an X-ray spectra collected every 4 µm | STDGL3 (CODES, University of Tasmania; Danyushevsky et al., 2011); GSD-1G | 93.1 |  | 5.2 |  | 0.15 | [9 empty] | 4.52 | [5 empty] | 3.09 | [5 empty] | 6.9 | [15 empty] | 288800 |  | 0.037 | [11 empty] | 7.92 | [23 empty] | 0.42 | [5 empty] | 9.69 | [15 empty] | 397500 |  | 3.86 |  |  |  | 1.8 | [5 empty] | 12.57 | [13 empty] | 0.495 | [13 empty] | 801 |  |  |  |  | 2020 | Cave, B., et al. (2020), Ore Geology Reviews 124, 103647 |  | AUS | Queensland
| Mount Isa Copper Operations, Black Star Mine | No. 5 and No. 9 Pb-Zn orebodies, 650 Cu orebody, 1100 Cu orebody, 3000 Cu orebody | Seafloor hydrothermal | Sedimentary Exhalative (SEDEX) | SEDEX zinc-lead-copper | Cu, Pb, Zn | Ag | Cu, Pb, Zn, Ag | Cave et al., 2020 |  | 35-2002063521cpy1-27.d | 35-2002063521cpy1-27.d-1 | underground mine, open pit |  |  |  |  | ore material | drill core, polished section | drill core | mineral separate | [5 empty] | mineralisation |  |  |  | chalcopyrite, sphalerite, galena | Cu mineralisation stage, Pb-Zn mineralisation stage | replacement, vein infill, stratabound | coarse-grained, medium-grained, fine-grained, stratabound, discordant veins, replacement, infill |  |  |  | pyrite, pyrrhotite, arsenopyrite, siderite, dolomite, calcite, quartz, chlorite, K-feldspar, biotite, apatite, freibergite, tetrahedrite, cobaltite | Resin blocks containing each sample were produced following standard procedures and used for Mineral Liberation Analysis (MLA) mapping and subsequent LA-ICP-MS analyses | LA-ICPMS, EMPA, SEM-EDS | NWR213 solid state 213 nm laser ablation system coupled with an Agilent 7900 quadrupole ICP-MS; Cameca SXFive Electron Microprobe; Quanta600 SEM | Adelaide Microscopy | Ablation was conducted in an atmosphere of He (0.6 L/min) that was mixed with Ar (0.88 L/min) upon leaving the ablation cell; 70 µm diameter spot size with a 25:2 standard sample bracketing approach (2 standards analysed twice every 25 unknowns); MLA maps were acquired using the raster mode with an X-ray spectra collected every 4 µm | STDGL3 (CODES, University of Tasmania; Danyushevsky et al., 2011); GSD-1G | 92.6 |  | 1.67 |  | 0.15 | [9 empty] | 4.23 | [5 empty] | 2.31 | [5 empty] | 16.3 | [15 empty] | 287800 |  | 0.068 | [11 empty] | 7.66 | [13 empty] | 0.21 | [9 empty] | 0.65 | [5 empty] | 9.97 | [15 empty] | 399700 |  | 3.52 |  |  |  | 5.4 | [5 empty] | 12.63 | [13 empty] | 0.336 | [13 empty] | 337 |  |  |  |  | 2020 | Cave, B., et al. (2020), Ore Geology Reviews 124, 103647 |  | AUS | Queensland
| Mount Isa Copper Operations, Black Star Mine | No. 5 and No. 9 Pb-Zn orebodies, 650 Cu orebody, 1100 Cu orebody, 3000 Cu orebody | Seafloor hydrothermal | Sedimentary Exhalative (SEDEX) | SEDEX zinc-lead-copper | Cu, Pb, Zn | Ag | Cu, Pb, Zn, Ag | Cave et al., 2020 |  | 36-2002063521cpy1-28.d | 36-2002063521cpy1-28.d-1 | underground mine, open pit |  |  |  |  | ore material | drill core, polished section | drill core | mineral separate | [5 empty] | mineralisation |  |  |  | chalcopyrite, sphalerite, galena | Cu mineralisation stage, Pb-Zn mineralisation stage | replacement, vein infill, stratabound | coarse-grained, medium-grained, fine-grained, stratabound, discordant veins, replacement, infill |  |  |  | pyrite, pyrrhotite, arsenopyrite, siderite, dolomite, calcite, quartz, chlorite, K-feldspar, biotite, apatite, freibergite, tetrahedrite, cobaltite | Resin blocks containing each sample were produced following standard procedures and used for Mineral Liberation Analysis (MLA) mapping and subsequent LA-ICP-MS analyses | LA-ICPMS, EMPA, SEM-EDS | NWR213 solid state 213 nm laser ablation system coupled with an Agilent 7900 quadrupole ICP-MS; Cameca SXFive Electron Microprobe; Quanta600 SEM | Adelaide Microscopy | Ablation was conducted in an atmosphere of He (0.6 L/min) that was mixed with Ar (0.88 L/min) upon leaving the ablation cell; 70 µm diameter spot size with a 25:2 standard sample bracketing approach (2 standards analysed twice every 25 unknowns); MLA maps were acquired using the raster mode with an X-ray spectra collected every 4 µm | STDGL3 (CODES, University of Tasmania; Danyushevsky et al., 2011); GSD-1G | 87.1 |  | 2 |  | 0.22 | [9 empty] | 1.98 | [5 empty] | 2.58 | [5 empty] | 6.14 | [15 empty] | 281100 |  | 0.069 | [11 empty] | 7.49 | [23 empty] | 0.27 | [5 empty] | 4.3 | [15 empty] | 385500 |  | 1.39 |  |  |  | 4.9 | [5 empty] | 14.42 | [13 empty] | 0.194 | [13 empty] | 654 |  |  |  |  | 2020 | Cave, B., et al. (2020), Ore Geology Reviews 124, 103647 |  | AUS | Queensland
| Mount Isa Copper Operations, Black Star Mine | No. 5 and No. 9 Pb-Zn orebodies, 650 Cu orebody, 1100 Cu orebody, 3000 Cu orebody | Seafloor hydrothermal | Sedimentary Exhalative (SEDEX) | SEDEX zinc-lead-copper | Cu, Pb, Zn | Ag | Cu, Pb, Zn, Ag | Cave et al., 2020 |  | 37-2002063521cpy1-29.d | 37-2002063521cpy1-29.d-1 | underground mine, open pit |  |  |  |  | ore material | drill core, polished section | drill core | mineral separate | [5 empty] | mineralisation |  |  |  | chalcopyrite, sphalerite, galena | Cu mineralisation stage, Pb-Zn mineralisation stage | replacement, vein infill, stratabound | coarse-grained, medium-grained, fine-grained, stratabound, discordant veins, replacement, infill |  |  |  | pyrite, pyrrhotite, arsenopyrite, siderite, dolomite, calcite, quartz, chlorite, K-feldspar, biotite, apatite, freibergite, tetrahedrite, cobaltite | Resin blocks containing each sample were produced following standard procedures and used for Mineral Liberation Analysis (MLA) mapping and subsequent LA-ICP-MS analyses | LA-ICPMS, EMPA, SEM-EDS | NWR213 solid state 213 nm laser ablation system coupled with an Agilent 7900 quadrupole ICP-MS; Cameca SXFive Electron Microprobe; Quanta600 SEM | Adelaide Microscopy | Ablation was conducted in an atmosphere of He (0.6 L/min) that was mixed with Ar (0.88 L/min) upon leaving the ablation cell; 70 µm diameter spot size with a 25:2 standard sample bracketing approach (2 standards analysed twice every 25 unknowns); MLA maps were acquired using the raster mode with an X-ray spectra collected every 4 µm | STDGL3 (CODES, University of Tasmania; Danyushevsky et al., 2011); GSD-1G | 94 |  | 55 | [11 empty] | 7.03 | [5 empty] | 1.91 | [5 empty] | 3.95 | [15 empty] | 289900 |  | 0.066 |  |  |  | 0.36 | [7 empty] | 9.25 | [13 empty] | 0.36 | [9 empty] | 0.25 | [5 empty] | 17 | [15 empty] | 400000 |  | 9.51 |  |  |  | 2.9 | [5 empty] | 10.48 | [13 empty] | 6.27 | [13 empty] | 288 |  |  |  |  | 2020 | Cave, B., et al. (2020), Ore Geology Reviews 124, 103647 |  | AUS | Queensland
| Mount Isa Copper Operations, Black Star Mine | No. 5 and No. 9 Pb-Zn orebodies, 650 Cu orebody, 1100 Cu orebody, 3000 Cu orebody | Seafloor hydrothermal | Sedimentary Exhalative (SEDEX) | SEDEX zinc-lead-copper | Cu, Pb, Zn | Ag | Cu, Pb, Zn, Ag | Cave et al., 2020 |  | 38-2002063521cpy1-30.d | 38-2002063521cpy1-30.d-1 | underground mine, open pit |  |  |  |  | ore material | drill core, polished section | drill core | mineral separate | [5 empty] | mineralisation |  |  |  | chalcopyrite, sphalerite, galena | Cu mineralisation stage, Pb-Zn mineralisation stage | replacement, vein infill, stratabound | coarse-grained, medium-grained, fine-grained, stratabound, discordant veins, replacement, infill |  |  |  | pyrite, pyrrhotite, arsenopyrite, siderite, dolomite, calcite, quartz, chlorite, K-feldspar, biotite, apatite, freibergite, tetrahedrite, cobaltite | Resin blocks containing each sample were produced following standard procedures and used for Mineral Liberation Analysis (MLA) mapping and subsequent LA-ICP-MS analyses | LA-ICPMS, EMPA, SEM-EDS | NWR213 solid state 213 nm laser ablation system coupled with an Agilent 7900 quadrupole ICP-MS; Cameca SXFive Electron Microprobe; Quanta600 SEM | Adelaide Microscopy | Ablation was conducted in an atmosphere of He (0.6 L/min) that was mixed with Ar (0.88 L/min) upon leaving the ablation cell; 70 µm diameter spot size with a 25:2 standard sample bracketing approach (2 standards analysed twice every 25 unknowns); MLA maps were acquired using the raster mode with an X-ray spectra collected every 4 µm | STDGL3 (CODES, University of Tasmania; Danyushevsky et al., 2011); GSD-1G | 92 |  | 1.2 |  | 0.22 | [9 empty] | 1.25 | [5 empty] | 2.57 | [5 empty] | 6.41 | [15 empty] | 285300 |  | 0.026 | [11 empty] | 7.84 | [23 empty] | 0.44 | [5 empty] | 3.22 | [15 empty] | 397700 |  | 1.2 |  |  |  | 4.4 | [5 empty] | 14.71 | [7 empty] | 0.75 | [5 empty] | 0.108 | [13 empty] | 480 |  |  |  |  | 2020 | Cave, B., et al. (2020), Ore Geology Reviews 124, 103647 |  | AUS | Queensland
| Mount Isa Copper Operations, Black Star Mine | No. 5 and No. 9 Pb-Zn orebodies, 650 Cu orebody, 1100 Cu orebody, 3000 Cu orebody | Seafloor hydrothermal | Sedimentary Exhalative (SEDEX) | SEDEX zinc-lead-copper | Cu, Pb, Zn | Ag | Cu, Pb, Zn, Ag | Cave et al., 2020 |  | 40-2002063521cpy3-2.d | 40-2002063521cpy3-2.d-1 | underground mine, open pit |  |  |  |  | ore material | drill core, polished section | drill core | mineral separate | [5 empty] | mineralisation |  |  |  | chalcopyrite, sphalerite, galena | Cu mineralisation stage, Pb-Zn mineralisation stage | replacement, vein infill, stratabound | coarse-grained, medium-grained, fine-grained, stratabound, discordant veins, replacement, infill |  |  |  | pyrite, pyrrhotite, arsenopyrite, siderite, dolomite, calcite, quartz, chlorite, K-feldspar, biotite, apatite, freibergite, tetrahedrite, cobaltite | Resin blocks containing each sample were produced following standard procedures and used for Mineral Liberation Analysis (MLA) mapping and subsequent LA-ICP-MS analyses | LA-ICPMS, EMPA, SEM-EDS | NWR213 solid state 213 nm laser ablation system coupled with an Agilent 7900 quadrupole ICP-MS; Cameca SXFive Electron Microprobe; Quanta600 SEM | Adelaide Microscopy | Ablation was conducted in an atmosphere of He (0.6 L/min) that was mixed with Ar (0.88 L/min) upon leaving the ablation cell; 70 µm diameter spot size with a 25:2 standard sample bracketing approach (2 standards analysed twice every 25 unknowns); MLA maps were acquired using the raster mode with an X-ray spectra collected every 4 µm | STDGL3 (CODES, University of Tasmania; Danyushevsky et al., 2011); GSD-1G | 102.1 |  | 2.5 |  | 0.3 | [9 empty] | 2.72 | [5 empty] | 2.02 | [5 empty] | 2.68 | [15 empty] | 285200 |  | 0.374 |  |  |  | 0.38 | [7 empty] | 126.4 | [13 empty] | 0.66 | [9 empty] | 0.63 | [5 empty] | 2.65 | [15 empty] | 398700 |  | 1.04 |  |  |  | 3.2 | [5 empty] | 26.22 | [13 empty] | 0.201 | [13 empty] | 307.6 |  |  |  |  | 2020 | Cave, B., et al. (2020), Ore Geology Reviews 124, 103647 |  | AUS | Queensland
| Mount Isa Copper Operations, Black Star Mine | No. 5 and No. 9 Pb-Zn orebodies, 650 Cu orebody, 1100 Cu orebody, 3000 Cu orebody | Seafloor hydrothermal | Sedimentary Exhalative (SEDEX) | SEDEX zinc-lead-copper | Cu, Pb, Zn | Ag | Cu, Pb, Zn, Ag | Cave et al., 2020 |  | 41-2002063521cpy3-3.d | 41-2002063521cpy3-3.d-1 | underground mine, open pit |  |  |  |  | ore material | drill core, polished section | drill core | mineral separate | [5 empty] | mineralisation |  |  |  | chalcopyrite, sphalerite, galena | Cu mineralisation stage, Pb-Zn mineralisation stage | replacement, vein infill, stratabound | coarse-grained, medium-grained, fine-grained, stratabound, discordant veins, replacement, infill |  |  |  | pyrite, pyrrhotite, arsenopyrite, siderite, dolomite, calcite, quartz, chlorite, K-feldspar, biotite, apatite, freibergite, tetrahedrite, cobaltite | Resin blocks containing each sample were produced following standard procedures and used for Mineral Liberation Analysis (MLA) mapping and subsequent LA-ICP-MS analyses | LA-ICPMS, EMPA, SEM-EDS | NWR213 solid state 213 nm laser ablation system coupled with an Agilent 7900 quadrupole ICP-MS; Cameca SXFive Electron Microprobe; Quanta600 SEM | Adelaide Microscopy | Ablation was conducted in an atmosphere of He (0.6 L/min) that was mixed with Ar (0.88 L/min) upon leaving the ablation cell; 70 µm diameter spot size with a 25:2 standard sample bracketing approach (2 standards analysed twice every 25 unknowns); MLA maps were acquired using the raster mode with an X-ray spectra collected every 4 µm | STDGL3 (CODES, University of Tasmania; Danyushevsky et al., 2011); GSD-1G | 105.8 |  | 3.2 |  | 0.35 | [9 empty] | 7.32 | [5 empty] | 2.49 | [5 empty] | 2.29 | [15 empty] | 289000 |  | 0.299 | [11 empty] | 128.8 | [23 empty] | 0.9 | [5 empty] | 6.22 | [15 empty] | 404700 |  | 2.53 | [9 empty] | 26.52 | [13 empty] | 0.419 | [13 empty] | 373 |  |  |  |  | 2020 | Cave, B., et al. (2020), Ore Geology Reviews 124, 103647 |  | AUS | Queensland
| Mount Isa Copper Operations, Black Star Mine | No. 5 and No. 9 Pb-Zn orebodies, 650 Cu orebody, 1100 Cu orebody, 3000 Cu orebody | Seafloor hydrothermal | Sedimentary Exhalative (SEDEX) | SEDEX zinc-lead-copper | Cu, Pb, Zn | Ag | Cu, Pb, Zn, Ag | Cave et al., 2020 |  | 42-2002063521cpy3-4.d | 42-2002063521cpy3-4.d-1 | underground mine, open pit |  |  |  |  | ore material | drill core, polished section | drill core | mineral separate | [5 empty] | mineralisation |  |  |  | chalcopyrite, sphalerite, galena | Cu mineralisation stage, Pb-Zn mineralisation stage | replacement, vein infill, stratabound | coarse-grained, medium-grained, fine-grained, stratabound, discordant veins, replacement, infill |  |  |  | pyrite, pyrrhotite, arsenopyrite, siderite, dolomite, calcite, quartz, chlorite, K-feldspar, biotite, apatite, freibergite, tetrahedrite, cobaltite | Resin blocks containing each sample were produced following standard procedures and used for Mineral Liberation Analysis (MLA) mapping and subsequent LA-ICP-MS analyses | LA-ICPMS, EMPA, SEM-EDS | NWR213 solid state 213 nm laser ablation system coupled with an Agilent 7900 quadrupole ICP-MS; Cameca SXFive Electron Microprobe; Quanta600 SEM | Adelaide Microscopy | Ablation was conducted in an atmosphere of He (0.6 L/min) that was mixed with Ar (0.88 L/min) upon leaving the ablation cell; 70 µm diameter spot size with a 25:2 standard sample bracketing approach (2 standards analysed twice every 25 unknowns); MLA maps were acquired using the raster mode with an X-ray spectra collected every 4 µm | STDGL3 (CODES, University of Tasmania; Danyushevsky et al., 2011); GSD-1G | 104.6 |  | 1.3 |  | 0.25 | [9 empty] | 8.54 | [5 empty] | 2.45 | [5 empty] | 2.05 | [15 empty] | 285900 |  | 0.283 |  |  |  | 0.31 | [7 empty] | 138.9 | [23 empty] | 0.5 | [5 empty] | 6.86 | [15 empty] | 406100 |  | 1.94 |  |  |  | 1.6 | [5 empty] | 26.21 | [7 empty] | 0.44 | [5 empty] | 0.294 | [13 empty] | 371.4 |  |  |  |  | 2020 | Cave, B., et al. (2020), Ore Geology Reviews 124, 103647 |  | AUS | Queensland
| Mount Isa Copper Operations, Black Star Mine | No. 5 and No. 9 Pb-Zn orebodies, 650 Cu orebody, 1100 Cu orebody, 3000 Cu orebody | Seafloor hydrothermal | Sedimentary Exhalative (SEDEX) | SEDEX zinc-lead-copper | Cu, Pb, Zn | Ag | Cu, Pb, Zn, Ag | Cave et al., 2020 |  | 43-2002063521cpy3-5.d | 43-2002063521cpy3-5.d-1 | underground mine, open pit |  |  |  |  | ore material | drill core, polished section | drill core | mineral separate | [5 empty] | mineralisation |  |  |  | chalcopyrite, sphalerite, galena | Cu mineralisation stage, Pb-Zn mineralisation stage | replacement, vein infill, stratabound | coarse-grained, medium-grained, fine-grained, stratabound, discordant veins, replacement, infill |  |  |  | pyrite, pyrrhotite, arsenopyrite, siderite, dolomite, calcite, quartz, chlorite, K-feldspar, biotite, apatite, freibergite, tetrahedrite, cobaltite | Resin blocks containing each sample were produced following standard procedures and used for Mineral Liberation Analysis (MLA) mapping and subsequent LA-ICP-MS analyses | LA-ICPMS, EMPA, SEM-EDS | NWR213 solid state 213 nm laser ablation system coupled with an Agilent 7900 quadrupole ICP-MS; Cameca SXFive Electron Microprobe; Quanta600 SEM | Adelaide Microscopy | Ablation was conducted in an atmosphere of He (0.6 L/min) that was mixed with Ar (0.88 L/min) upon leaving the ablation cell; 70 µm diameter spot size with a 25:2 standard sample bracketing approach (2 standards analysed twice every 25 unknowns); MLA maps were acquired using the raster mode with an X-ray spectra collected every 4 µm | STDGL3 (CODES, University of Tasmania; Danyushevsky et al., 2011); GSD-1G | 104.7 |  | 2.22 |  | 0.28 | [9 empty] | 9.3 | [5 empty] | 2.46 | [5 empty] | 2.57 | [15 empty] | 282500 |  | 0.288 |  |  |  | 0.53 | [7 empty] | 130.9 | [13 empty] | 0.67 | [9 empty] | 0.71 | [5 empty] | 7.88 | [15 empty] | 392800 |  | 3.18 |  |  |  | 2.9 | [5 empty] | 25.32 | [13 empty] | 0.329 | [13 empty] | 409 |  |  |  |  | 2020 | Cave, B., et al. (2020), Ore Geology Reviews 124, 103647 |  | AUS | Queensland
| Mount Isa Copper Operations, Black Star Mine | No. 5 and No. 9 Pb-Zn orebodies, 650 Cu orebody, 1100 Cu orebody, 3000 Cu orebody | Seafloor hydrothermal | Sedimentary Exhalative (SEDEX) | SEDEX zinc-lead-copper | Cu, Pb, Zn | Ag | Cu, Pb, Zn, Ag | Cave et al., 2020 |  | 44-2002063521cpy3-6.d | 44-2002063521cpy3-6.d-1 | underground mine, open pit |  |  |  |  | ore material | drill core, polished section | drill core | mineral separate | [5 empty] | mineralisation |  |  |  | chalcopyrite, sphalerite, galena | Cu mineralisation stage, Pb-Zn mineralisation stage | replacement, vein infill, stratabound | coarse-grained, medium-grained, fine-grained, stratabound, discordant veins, replacement, infill |  |  |  | pyrite, pyrrhotite, arsenopyrite, siderite, dolomite, calcite, quartz, chlorite, K-feldspar, biotite, apatite, freibergite, tetrahedrite, cobaltite | Resin blocks containing each sample were produced following standard procedures and used for Mineral Liberation Analysis (MLA) mapping and subsequent LA-ICP-MS analyses | LA-ICPMS, EMPA, SEM-EDS | NWR213 solid state 213 nm laser ablation system coupled with an Agilent 7900 quadrupole ICP-MS; Cameca SXFive Electron Microprobe; Quanta600 SEM | Adelaide Microscopy | Ablation was conducted in an atmosphere of He (0.6 L/min) that was mixed with Ar (0.88 L/min) upon leaving the ablation cell; 70 µm diameter spot size with a 25:2 standard sample bracketing approach (2 standards analysed twice every 25 unknowns); MLA maps were acquired using the raster mode with an X-ray spectra collected every 4 µm | STDGL3 (CODES, University of Tasmania; Danyushevsky et al., 2011); GSD-1G | 103.1 |  | 3.8 | [11 empty] | 3.42 | [5 empty] | 2.46 | [5 empty] | 2.19 | [15 empty] | 287600 |  | 0.334 | [11 empty] | 126.3 | [13 empty] | 0.6 | [9 empty] | 1.04 | [5 empty] | 4.21 | [15 empty] | 393000 |  | 1.48 | [9 empty] | 25.9 | [13 empty] | 0.325 | [13 empty] | 347 |  |  |  |  | 2020 | Cave, B., et al. (2020), Ore Geology Reviews 124, 103647 |  | AUS | Queensland
| Mount Isa Copper Operations, Black Star Mine | No. 5 and No. 9 Pb-Zn orebodies, 650 Cu orebody, 1100 Cu orebody, 3000 Cu orebody | Seafloor hydrothermal | Sedimentary Exhalative (SEDEX) | SEDEX zinc-lead-copper | Cu, Pb, Zn | Ag | Cu, Pb, Zn, Ag | Cave et al., 2020 |  | 46-2002063521cpy3-8.d | 46-2002063521cpy3-8.d-1 | underground mine, open pit |  |  |  |  | ore material | drill core, polished section | drill core | mineral separate | [5 empty] | mineralisation |  |  |  | chalcopyrite, sphalerite, galena | Cu mineralisation stage, Pb-Zn mineralisation stage | replacement, vein infill, stratabound | coarse-grained, medium-grained, fine-grained, stratabound, discordant veins, replacement, infill |  |  |  | pyrite, pyrrhotite, arsenopyrite, siderite, dolomite, calcite, quartz, chlorite, K-feldspar, biotite, apatite, freibergite, tetrahedrite, cobaltite | Resin blocks containing each sample were produced following standard procedures and used for Mineral Liberation Analysis (MLA) mapping and subsequent LA-ICP-MS analyses | LA-ICPMS, EMPA, SEM-EDS | NWR213 solid state 213 nm laser ablation system coupled with an Agilent 7900 quadrupole ICP-MS; Cameca SXFive Electron Microprobe; Quanta600 SEM | Adelaide Microscopy | Ablation was conducted in an atmosphere of He (0.6 L/min) that was mixed with Ar (0.88 L/min) upon leaving the ablation cell; 70 µm diameter spot size with a 25:2 standard sample bracketing approach (2 standards analysed twice every 25 unknowns); MLA maps were acquired using the raster mode with an X-ray spectra collected every 4 µm | STDGL3 (CODES, University of Tasmania; Danyushevsky et al., 2011); GSD-1G | 103.7 |  | 1.17 |  | 0.34 | [9 empty] | 6.97 | [5 empty] | 2.52 | [5 empty] | 2.46 | [15 empty] | 282300 |  | 0.411 |  |  |  | 0.29 | [7 empty] | 133.6 | [23 empty] | 0.42 | [5 empty] | 6.51 | [15 empty] | 386700 |  | 2.91 |  |  |  | 1.9 | [5 empty] | 26.32 | [13 empty] | 0.927 | [13 empty] | 438 |  |  |  |  | 2020 | Cave, B., et al. (2020), Ore Geology Reviews 124, 103647 |  | AUS | Queensland
| Mount Isa Copper Operations, Black Star Mine | No. 5 and No. 9 Pb-Zn orebodies, 650 Cu orebody, 1100 Cu orebody, 3000 Cu orebody | Seafloor hydrothermal | Sedimentary Exhalative (SEDEX) | SEDEX zinc-lead-copper | Cu, Pb, Zn | Ag | Cu, Pb, Zn, Ag | Cave et al., 2020 |  | 47-2002063521cpy3-9.d | 47-2002063521cpy3-9.d-1 | underground mine, open pit |  |  |  |  | ore material | drill core, polished section | drill core | mineral separate | [5 empty] | mineralisation |  |  |  | chalcopyrite, sphalerite, galena | Cu mineralisation stage, Pb-Zn mineralisation stage | replacement, vein infill, stratabound | coarse-grained, medium-grained, fine-grained, stratabound, discordant veins, replacement, infill |  |  |  | pyrite, pyrrhotite, arsenopyrite, siderite, dolomite, calcite, quartz, chlorite, K-feldspar, biotite, apatite, freibergite, tetrahedrite, cobaltite | Resin blocks containing each sample were produced following standard procedures and used for Mineral Liberation Analysis (MLA) mapping and subsequent LA-ICP-MS analyses | LA-ICPMS, EMPA, SEM-EDS | NWR213 solid state 213 nm laser ablation system coupled with an Agilent 7900 quadrupole ICP-MS; Cameca SXFive Electron Microprobe; Quanta600 SEM | Adelaide Microscopy | Ablation was conducted in an atmosphere of He (0.6 L/min) that was mixed with Ar (0.88 L/min) upon leaving the ablation cell; 70 µm diameter spot size with a 25:2 standard sample bracketing approach (2 standards analysed twice every 25 unknowns); MLA maps were acquired using the raster mode with an X-ray spectra collected every 4 µm | STDGL3 (CODES, University of Tasmania; Danyushevsky et al., 2011); GSD-1G | 99.1 |  | 3.1 | [11 empty] | 4 | [5 empty] | 3.37 | [5 empty] | 2.67 | [15 empty] | 286200 |  | 0.279 |  |  |  | 0.41 | [7 empty] | 140.6 | [23 empty] | 0.66 | [5 empty] | 4.22 | [15 empty] | 392600 |  | 1.52 |  |  |  | 2.9 | [5 empty] | 26.58 | [13 empty] | 0.5 | [13 empty] | 476 |  |  |  |  | 2020 | Cave, B., et al. (2020), Ore Geology Reviews 124, 103647 |  | AUS | Queensland
| Mount Isa Copper Operations, Black Star Mine | No. 5 and No. 9 Pb-Zn orebodies, 650 Cu orebody, 1100 Cu orebody, 3000 Cu orebody | Seafloor hydrothermal | Sedimentary Exhalative (SEDEX) | SEDEX zinc-lead-copper | Cu, Pb, Zn | Ag | Cu, Pb, Zn, Ag | Cave et al., 2020 |  | 48-2002063521cpy3-10.d | 48-2002063521cpy3-10.d-1 | underground mine, open pit |  |  |  |  | ore material | drill core, polished section | drill core | mineral separate | [5 empty] | mineralisation |  |  |  | chalcopyrite, sphalerite, galena | Cu mineralisation stage, Pb-Zn mineralisation stage | replacement, vein infill, stratabound | coarse-grained, medium-grained, fine-grained, stratabound, discordant veins, replacement, infill |  |  |  | pyrite, pyrrhotite, arsenopyrite, siderite, dolomite, calcite, quartz, chlorite, K-feldspar, biotite, apatite, freibergite, tetrahedrite, cobaltite | Resin blocks containing each sample were produced following standard procedures and used for Mineral Liberation Analysis (MLA) mapping and subsequent LA-ICP-MS analyses | LA-ICPMS, EMPA, SEM-EDS | NWR213 solid state 213 nm laser ablation system coupled with an Agilent 7900 quadrupole ICP-MS; Cameca SXFive Electron Microprobe; Quanta600 SEM | Adelaide Microscopy | Ablation was conducted in an atmosphere of He (0.6 L/min) that was mixed with Ar (0.88 L/min) upon leaving the ablation cell; 70 µm diameter spot size with a 25:2 standard sample bracketing approach (2 standards analysed twice every 25 unknowns); MLA maps were acquired using the raster mode with an X-ray spectra collected every 4 µm | STDGL3 (CODES, University of Tasmania; Danyushevsky et al., 2011); GSD-1G | 104.1 |  | 2.24 | [11 empty] | 2.59 | [5 empty] | 2.61 | [5 empty] | 2.38 | [15 empty] | 287000 |  | 0.384 |  |  |  | 0.29 | [7 empty] | 140 | [23 empty] | 0.58 | [5 empty] | 3.25 | [15 empty] | 392400 |  | 0.76 |  |  |  | 3.5 | [5 empty] | 27.97 | [13 empty] | 0.132 | [13 empty] | 384 |  |  |  |  | 2020 | Cave, B., et al. (2020), Ore Geology Reviews 124, 103647 |  | AUS | Queensland
| Mount Isa Copper Operations, Black Star Mine | No. 5 and No. 9 Pb-Zn orebodies, 650 Cu orebody, 1100 Cu orebody, 3000 Cu orebody | Seafloor hydrothermal | Sedimentary Exhalative (SEDEX) | SEDEX zinc-lead-copper | Cu, Pb, Zn | Ag | Cu, Pb, Zn, Ag | Cave et al., 2020 |  | 53-2002063521cpy3-11.d | 53-2002063521cpy3-11.d-1 | underground mine, open pit |  |  |  |  | ore material | drill core, polished section | drill core | mineral separate | [5 empty] | mineralisation |  |  |  | chalcopyrite, sphalerite, galena | Cu mineralisation stage, Pb-Zn mineralisation stage | replacement, vein infill, stratabound | coarse-grained, medium-grained, fine-grained, stratabound, discordant veins, replacement, infill |  |  |  | pyrite, pyrrhotite, arsenopyrite, siderite, dolomite, calcite, quartz, chlorite, K-feldspar, biotite, apatite, freibergite, tetrahedrite, cobaltite | Resin blocks containing each sample were produced following standard procedures and used for Mineral Liberation Analysis (MLA) mapping and subsequent LA-ICP-MS analyses | LA-ICPMS, EMPA, SEM-EDS | NWR213 solid state 213 nm laser ablation system coupled with an Agilent 7900 quadrupole ICP-MS; Cameca SXFive Electron Microprobe; Quanta600 SEM | Adelaide Microscopy | Ablation was conducted in an atmosphere of He (0.6 L/min) that was mixed with Ar (0.88 L/min) upon leaving the ablation cell; 70 µm diameter spot size with a 25:2 standard sample bracketing approach (2 standards analysed twice every 25 unknowns); MLA maps were acquired using the raster mode with an X-ray spectra collected every 4 µm | STDGL3 (CODES, University of Tasmania; Danyushevsky et al., 2011); GSD-1G | 105.6 |  | 3.8 |  | 1.5 | [9 empty] | 2.54 | [5 empty] | 2.38 | [5 empty] | 2.57 | [15 empty] | 286500 |  | 0.115 | [11 empty] | 126.6 | [13 empty] | 0.29 | [9 empty] | 0.77 | [5 empty] | 2.96 | [15 empty] | 401600 |  | 1.42 |  |  |  | 5 | [5 empty] | 27.13 | [7 empty] | 0.57 | [5 empty] | 0.59 | [13 empty] | 383 |  |  |  |  | 2020 | Cave, B., et al. (2020), Ore Geology Reviews 124, 103647 |  | AUS | Queensland
| Mount Isa Copper Operations, Black Star Mine | No. 5 and No. 9 Pb-Zn orebodies, 650 Cu orebody, 1100 Cu orebody, 3000 Cu orebody | Seafloor hydrothermal | Sedimentary Exhalative (SEDEX) | SEDEX zinc-lead-copper | Cu, Pb, Zn | Ag | Cu, Pb, Zn, Ag | Cave et al., 2020 |  | 54-2002063521cpy3-12.d | 54-2002063521cpy3-12.d-1 | underground mine, open pit |  |  |  |  | ore material | drill core, polished section | drill core | mineral separate | [5 empty] | mineralisation |  |  |  | chalcopyrite, sphalerite, galena | Cu mineralisation stage, Pb-Zn mineralisation stage | replacement, vein infill, stratabound | coarse-grained, medium-grained, fine-grained, stratabound, discordant veins, replacement, infill |  |  |  | pyrite, pyrrhotite, arsenopyrite, siderite, dolomite, calcite, quartz, chlorite, K-feldspar, biotite, apatite, freibergite, tetrahedrite, cobaltite | Resin blocks containing each sample were produced following standard procedures and used for Mineral Liberation Analysis (MLA) mapping and subsequent LA-ICP-MS analyses | LA-ICPMS, EMPA, SEM-EDS | NWR213 solid state 213 nm laser ablation system coupled with an Agilent 7900 quadrupole ICP-MS; Cameca SXFive Electron Microprobe; Quanta600 SEM | Adelaide Microscopy | Ablation was conducted in an atmosphere of He (0.6 L/min) that was mixed with Ar (0.88 L/min) upon leaving the ablation cell; 70 µm diameter spot size with a 25:2 standard sample bracketing approach (2 standards analysed twice every 25 unknowns); MLA maps were acquired using the raster mode with an X-ray spectra collected every 4 µm | STDGL3 (CODES, University of Tasmania; Danyushevsky et al., 2011); GSD-1G | 104.6 |  | 3.1 |  | 0.2 | [9 empty] | 2.7 | [5 empty] | 3.12 | [5 empty] | 2.33 | [15 empty] | 288900 |  | 0.307 |  |  |  | 0.39 | [7 empty] | 118.2 | [13 empty] | 0.32 | [9 empty] | 0.35 | [5 empty] | 3.03 | [15 empty] | 407800 |  | 1.38 |  |  |  | 5.7 | [5 empty] | 26.73 | [7 empty] | 0.51 | [5 empty] | 0.467 | [13 empty] | 479 |  |  |  |  | 2020 | Cave, B., et al. (2020), Ore Geology Reviews 124, 103647 |  | AUS | Queensland
| Mount Isa Copper Operations, Black Star Mine | No. 5 and No. 9 Pb-Zn orebodies, 650 Cu orebody, 1100 Cu orebody, 3000 Cu orebody | Seafloor hydrothermal | Sedimentary Exhalative (SEDEX) | SEDEX zinc-lead-copper | Cu, Pb, Zn | Ag | Cu, Pb, Zn, Ag | Cave et al., 2020 |  | 55-2002063521cpy3-13.d | 55-2002063521cpy3-13.d-1 | underground mine, open pit |  |  |  |  | ore material | drill core, polished section | drill core | mineral separate | [5 empty] | mineralisation |  |  |  | chalcopyrite, sphalerite, galena | Cu mineralisation stage, Pb-Zn mineralisation stage | replacement, vein infill, stratabound | coarse-grained, medium-grained, fine-grained, stratabound, discordant veins, replacement, infill |  |  |  | pyrite, pyrrhotite, arsenopyrite, siderite, dolomite, calcite, quartz, chlorite, K-feldspar, biotite, apatite, freibergite, tetrahedrite, cobaltite | Resin blocks containing each sample were produced following standard procedures and used for Mineral Liberation Analysis (MLA) mapping and subsequent LA-ICP-MS analyses | LA-ICPMS, EMPA, SEM-EDS | NWR213 solid state 213 nm laser ablation system coupled with an Agilent 7900 quadrupole ICP-MS; Cameca SXFive Electron Microprobe; Quanta600 SEM | Adelaide Microscopy | Ablation was conducted in an atmosphere of He (0.6 L/min) that was mixed with Ar (0.88 L/min) upon leaving the ablation cell; 70 µm diameter spot size with a 25:2 standard sample bracketing approach (2 standards analysed twice every 25 unknowns); MLA maps were acquired using the raster mode with an X-ray spectra collected every 4 µm | STDGL3 (CODES, University of Tasmania; Danyushevsky et al., 2011); GSD-1G | 109 |  | 35 |  | 0.3 | [9 empty] | 10.02 | [5 empty] | 3.04 | [5 empty] | 2.43 | [15 empty] | 287700 |  | 0.334 |  |  |  | 0.35 | [7 empty] | 120.7 | [13 empty] | 76.3 | [9 empty] | 0.46 | [5 empty] | 10.61 | [15 empty] | 403600 |  | 6.61 |  |  |  | 4.2 | [5 empty] | 26.76 | [7 empty] | 1.21 | [5 empty] | 4.54 | [13 empty] | 574 |  |  |  |  | 2020 | Cave, B., et al. (2020), Ore Geology Reviews 124, 103647 |  | AUS | Queensland
| Mount Isa Copper Operations, Black Star Mine | No. 5 and No. 9 Pb-Zn orebodies, 650 Cu orebody, 1100 Cu orebody, 3000 Cu orebody | Seafloor hydrothermal | Sedimentary Exhalative (SEDEX) | SEDEX zinc-lead-copper | Cu, Pb, Zn | Ag | Cu, Pb, Zn, Ag | Cave et al., 2020 |  | 56-2002063521cpy3-14.d | 56-2002063521cpy3-14.d-1 | underground mine, open pit |  |  |  |  | ore material | drill core, polished section | drill core | mineral separate | [5 empty] | mineralisation |  |  |  | chalcopyrite, sphalerite, galena | Cu mineralisation stage, Pb-Zn mineralisation stage | replacement, vein infill, stratabound | coarse-grained, medium-grained, fine-grained, stratabound, discordant veins, replacement, infill |  |  |  | pyrite, pyrrhotite, arsenopyrite, siderite, dolomite, calcite, quartz, chlorite, K-feldspar, biotite, apatite, freibergite, tetrahedrite, cobaltite | Resin blocks containing each sample were produced following standard procedures and used for Mineral Liberation Analysis (MLA) mapping and subsequent LA-ICP-MS analyses | LA-ICPMS, EMPA, SEM-EDS | NWR213 solid state 213 nm laser ablation system coupled with an Agilent 7900 quadrupole ICP-MS; Cameca SXFive Electron Microprobe; Quanta600 SEM | Adelaide Microscopy | Ablation was conducted in an atmosphere of He (0.6 L/min) that was mixed with Ar (0.88 L/min) upon leaving the ablation cell; 70 µm diameter spot size with a 25:2 standard sample bracketing approach (2 standards analysed twice every 25 unknowns); MLA maps were acquired using the raster mode with an X-ray spectra collected every 4 µm | STDGL3 (CODES, University of Tasmania; Danyushevsky et al., 2011); GSD-1G | 103 |  | 16.3 |  | 0.35 | [9 empty] | 9.22 | [5 empty] | 2.84 | [5 empty] | 2.14 | [15 empty] | 282700 |  | 0.242 | [11 empty] | 120.6 | [13 empty] | 0.34 | [9 empty] | 0.45 | [5 empty] | 9.47 | [15 empty] | 392200 |  | 4.37 |  |  |  | 6.2 | [5 empty] | 24.91 | [7 empty] | 0.34 | [5 empty] | 1.74 | [13 empty] | 337 |  |  |  |  | 2020 | Cave, B., et al. (2020), Ore Geology Reviews 124, 103647 |  | AUS | Queensland
| Mount Isa Copper Operations, Black Star Mine | No. 5 and No. 9 Pb-Zn orebodies, 650 Cu orebody, 1100 Cu orebody, 3000 Cu orebody | Seafloor hydrothermal | Sedimentary Exhalative (SEDEX) | SEDEX zinc-lead-copper | Cu, Pb, Zn | Ag | Cu, Pb, Zn, Ag | Cave et al., 2020 |  | 57-2002063521cpy3-15.d | 57-2002063521cpy3-15.d-1 | underground mine, open pit |  |  |  |  | ore material | drill core, polished section | drill core | mineral separate | [5 empty] | mineralisation |  |  |  | chalcopyrite, sphalerite, galena | Cu mineralisation stage, Pb-Zn mineralisation stage | replacement, vein infill, stratabound | coarse-grained, medium-grained, fine-grained, stratabound, discordant veins, replacement, infill |  |  |  | pyrite, pyrrhotite, arsenopyrite, siderite, dolomite, calcite, quartz, chlorite, K-feldspar, biotite, apatite, freibergite, tetrahedrite, cobaltite | Resin blocks containing each sample were produced following standard procedures and used for Mineral Liberation Analysis (MLA) mapping and subsequent LA-ICP-MS analyses | LA-ICPMS, EMPA, SEM-EDS | NWR213 solid state 213 nm laser ablation system coupled with an Agilent 7900 quadrupole ICP-MS; Cameca SXFive Electron Microprobe; Quanta600 SEM | Adelaide Microscopy | Ablation was conducted in an atmosphere of He (0.6 L/min) that was mixed with Ar (0.88 L/min) upon leaving the ablation cell; 70 µm diameter spot size with a 25:2 standard sample bracketing approach (2 standards analysed twice every 25 unknowns); MLA maps were acquired using the raster mode with an X-ray spectra collected every 4 µm | STDGL3 (CODES, University of Tasmania; Danyushevsky et al., 2011); GSD-1G | 105.6 |  | 164 |  | 0.48 | [9 empty] | 9.79 | [5 empty] | 2.4 | [5 empty] | 2.22 | [15 empty] | 285800 |  | 0.31 | [11 empty] | 122.2 | [13 empty] | 1.12 | [9 empty] | 0.47 | [5 empty] | 11.6 | [15 empty] | 389800 |  | 5.29 |  |  |  | 4.1 | [5 empty] | 24.44 | [7 empty] | 0.4 | [5 empty] | 2.42 | [13 empty] | 314 |  |  |  |  | 2020 | Cave, B., et al. (2020), Ore Geology Reviews 124, 103647 |  | AUS | Queensland
| Mount Isa Copper Operations, Black Star Mine | No. 5 and No. 9 Pb-Zn orebodies, 650 Cu orebody, 1100 Cu orebody, 3000 Cu orebody | Seafloor hydrothermal | Sedimentary Exhalative (SEDEX) | SEDEX zinc-lead-copper | Cu, Pb, Zn | Ag | Cu, Pb, Zn, Ag | Cave et al., 2020 |  | 58-2002063521cpy3-16.d | 58-2002063521cpy3-16.d-1 | underground mine, open pit |  |  |  |  | ore material | drill core, polished section | drill core | mineral separate | [5 empty] | mineralisation |  |  |  | chalcopyrite, sphalerite, galena | Cu mineralisation stage, Pb-Zn mineralisation stage | replacement, vein infill, stratabound | coarse-grained, medium-grained, fine-grained, stratabound, discordant veins, replacement, infill |  |  |  | pyrite, pyrrhotite, arsenopyrite, siderite, dolomite, calcite, quartz, chlorite, K-feldspar, biotite, apatite, freibergite, tetrahedrite, cobaltite | Resin blocks containing each sample were produced following standard procedures and used for Mineral Liberation Analysis (MLA) mapping and subsequent LA-ICP-MS analyses | LA-ICPMS, EMPA, SEM-EDS | NWR213 solid state 213 nm laser ablation system coupled with an Agilent 7900 quadrupole ICP-MS; Cameca SXFive Electron Microprobe; Quanta600 SEM | Adelaide Microscopy | Ablation was conducted in an atmosphere of He (0.6 L/min) that was mixed with Ar (0.88 L/min) upon leaving the ablation cell; 70 µm diameter spot size with a 25:2 standard sample bracketing approach (2 standards analysed twice every 25 unknowns); MLA maps were acquired using the raster mode with an X-ray spectra collected every 4 µm | STDGL3 (CODES, University of Tasmania; Danyushevsky et al., 2011); GSD-1G | 101.2 |  | 6.6 | [11 empty] | 7.84 | [5 empty] | 2.77 | [5 empty] | 2.61 | [15 empty] | 290600 |  | 0.175 |  |  |  | 0.33 | [7 empty] | 119.1 | [13 empty] | 16.3 | [9 empty] | 0.61 | [5 empty] | 9.08 | [15 empty] | 392700 |  | 4 |  |  |  | 6.8 | [5 empty] | 25.66 | [13 empty] | 1.95 | [13 empty] | 465 |  |  |  |  | 2020 | Cave, B., et al. (2020), Ore Geology Reviews 124, 103647 |  | AUS | Queensland
| Mount Isa Copper Operations, Black Star Mine | No. 5 and No. 9 Pb-Zn orebodies, 650 Cu orebody, 1100 Cu orebody, 3000 Cu orebody | Seafloor hydrothermal | Sedimentary Exhalative (SEDEX) | SEDEX zinc-lead-copper | Cu, Pb, Zn | Ag | Cu, Pb, Zn, Ag | Cave et al., 2020 |  | 59-2002063521cpy3-17.d | 59-2002063521cpy3-17.d-1 | underground mine, open pit |  |  |  |  | ore material | drill core, polished section | drill core | mineral separate | [5 empty] | mineralisation |  |  |  | chalcopyrite, sphalerite, galena | Cu mineralisation stage, Pb-Zn mineralisation stage | replacement, vein infill, stratabound | coarse-grained, medium-grained, fine-grained, stratabound, discordant veins, replacement, infill |  |  |  | pyrite, pyrrhotite, arsenopyrite, siderite, dolomite, calcite, quartz, chlorite, K-feldspar, biotite, apatite, freibergite, tetrahedrite, cobaltite | Resin blocks containing each sample were produced following standard procedures and used for Mineral Liberation Analysis (MLA) mapping and subsequent LA-ICP-MS analyses | LA-ICPMS, EMPA, SEM-EDS | NWR213 solid state 213 nm laser ablation system coupled with an Agilent 7900 quadrupole ICP-MS; Cameca SXFive Electron Microprobe; Quanta600 SEM | Adelaide Microscopy | Ablation was conducted in an atmosphere of He (0.6 L/min) that was mixed with Ar (0.88 L/min) upon leaving the ablation cell; 70 µm diameter spot size with a 25:2 standard sample bracketing approach (2 standards analysed twice every 25 unknowns); MLA maps were acquired using the raster mode with an X-ray spectra collected every 4 µm | STDGL3 (CODES, University of Tasmania; Danyushevsky et al., 2011); GSD-1G | 100.4 |  | 1.05 |  | 0.21 | [9 empty] | 3.21 | [5 empty] | 2.16 | [5 empty] | 2.38 | [15 empty] | 288400 |  | 0.32 | [11 empty] | 119.6 | [13 empty] | 0.29 | [9 empty] | 0.47 | [5 empty] | 2.66 | [15 empty] | 387000 |  | 1.07 |  |  |  | 1.8 | [5 empty] | 25.55 | [7 empty] | 0.57 | [5 empty] | 0.123 | [13 empty] | 448 |  |  |  |  | 2020 | Cave, B., et al. (2020), Ore Geology Reviews 124, 103647 |  | AUS | Queensland
| Mount Isa Copper Operations, Black Star Mine | No. 5 and No. 9 Pb-Zn orebodies, 650 Cu orebody, 1100 Cu orebody, 3000 Cu orebody | Seafloor hydrothermal | Sedimentary Exhalative (SEDEX) | SEDEX zinc-lead-copper | Cu, Pb, Zn | Ag | Cu, Pb, Zn, Ag | Cave et al., 2020 |  | 60-2002063521cpy3-18.d | 60-2002063521cpy3-18.d-1 | underground mine, open pit |  |  |  |  | ore material | drill core, polished section | drill core | mineral separate | [5 empty] | mineralisation |  |  |  | chalcopyrite, sphalerite, galena | Cu mineralisation stage, Pb-Zn mineralisation stage | replacement, vein infill, stratabound | coarse-grained, medium-grained, fine-grained, stratabound, discordant veins, replacement, infill |  |  |  | pyrite, pyrrhotite, arsenopyrite, siderite, dolomite, calcite, quartz, chlorite, K-feldspar, biotite, apatite, freibergite, tetrahedrite, cobaltite | Resin blocks containing each sample were produced following standard procedures and used for Mineral Liberation Analysis (MLA) mapping and subsequent LA-ICP-MS analyses | LA-ICPMS, EMPA, SEM-EDS | NWR213 solid state 213 nm laser ablation system coupled with an Agilent 7900 quadrupole ICP-MS; Cameca SXFive Electron Microprobe; Quanta600 SEM | Adelaide Microscopy | Ablation was conducted in an atmosphere of He (0.6 L/min) that was mixed with Ar (0.88 L/min) upon leaving the ablation cell; 70 µm diameter spot size with a 25:2 standard sample bracketing approach (2 standards analysed twice every 25 unknowns); MLA maps were acquired using the raster mode with an X-ray spectra collected every 4 µm | STDGL3 (CODES, University of Tasmania; Danyushevsky et al., 2011); GSD-1G | 116 |  | 9.3 |  | 0.23 | [9 empty] | 24.1 | [5 empty] | 3.75 | [5 empty] | 1.31 | [15 empty] | 288700 |  | 0.203 |  |  |  | 0.29 | [7 empty] | 134.3 | [13 empty] | 9.1 | [9 empty] | 0.84 | [5 empty] | 21.57 | [15 empty] | 407700 |  | 11.13 |  |  |  | 3 | [5 empty] | 25.03 | [13 empty] | 7.26 | [13 empty] | 490 |  |  |  |  | 2020 | Cave, B., et al. (2020), Ore Geology Reviews 124, 103647 |  | AUS | Queensland
| Mount Isa Copper Operations, Black Star Mine | No. 5 and No. 9 Pb-Zn orebodies, 650 Cu orebody, 1100 Cu orebody, 3000 Cu orebody | Seafloor hydrothermal | Sedimentary Exhalative (SEDEX) | SEDEX zinc-lead-copper | Cu, Pb, Zn | Ag | Cu, Pb, Zn, Ag | Cave et al., 2020 |  | 63-2002063521cpy3-21.d | 63-2002063521cpy3-21.d-1 | underground mine, open pit |  |  |  |  | ore material | drill core, polished section | drill core | mineral separate | [5 empty] | mineralisation |  |  |  | chalcopyrite, sphalerite, galena | Cu mineralisation stage, Pb-Zn mineralisation stage | replacement, vein infill, stratabound | coarse-grained, medium-grained, fine-grained, stratabound, discordant veins, replacement, infill |  |  |  | pyrite, pyrrhotite, arsenopyrite, siderite, dolomite, calcite, quartz, chlorite, K-feldspar, biotite, apatite, freibergite, tetrahedrite, cobaltite | Resin blocks containing each sample were produced following standard procedures and used for Mineral Liberation Analysis (MLA) mapping and subsequent LA-ICP-MS analyses | LA-ICPMS, EMPA, SEM-EDS | NWR213 solid state 213 nm laser ablation system coupled with an Agilent 7900 quadrupole ICP-MS; Cameca SXFive Electron Microprobe; Quanta600 SEM | Adelaide Microscopy | Ablation was conducted in an atmosphere of He (0.6 L/min) that was mixed with Ar (0.88 L/min) upon leaving the ablation cell; 70 µm diameter spot size with a 25:2 standard sample bracketing approach (2 standards analysed twice every 25 unknowns); MLA maps were acquired using the raster mode with an X-ray spectra collected every 4 µm | STDGL3 (CODES, University of Tasmania; Danyushevsky et al., 2011); GSD-1G | 104.8 |  | 3.5 |  | 0.38 | [9 empty] | 3.31 | [5 empty] | 1.99 | [5 empty] | 2.2 | [15 empty] | 288000 |  | 0.337 |  |  |  | 0.31 | [7 empty] | 128.7 | [23 empty] | 0.58 | [5 empty] | 3.57 | [15 empty] | 411800 |  | 1.66 |  |  |  | 2.1 | [5 empty] | 28.35 | [13 empty] | 0.84 | [13 empty] | 391 |  |  |  |  | 2020 | Cave, B., et al. (2020), Ore Geology Reviews 124, 103647 |  | AUS | Queensland
| Mount Isa Copper Operations, Black Star Mine | No. 5 and No. 9 Pb-Zn orebodies, 650 Cu orebody, 1100 Cu orebody, 3000 Cu orebody | Seafloor hydrothermal | Sedimentary Exhalative (SEDEX) | SEDEX zinc-lead-copper | Cu, Pb, Zn | Ag | Cu, Pb, Zn, Ag | Cave et al., 2020 |  | 64-2002063521cpy3-22.d | 64-2002063521cpy3-22.d-1 | underground mine, open pit |  |  |  |  | ore material | drill core, polished section | drill core | mineral separate | [5 empty] | mineralisation |  |  |  | chalcopyrite, sphalerite, galena | Cu mineralisation stage, Pb-Zn mineralisation stage | replacement, vein infill, stratabound | coarse-grained, medium-grained, fine-grained, stratabound, discordant veins, replacement, infill |  |  |  | pyrite, pyrrhotite, arsenopyrite, siderite, dolomite, calcite, quartz, chlorite, K-feldspar, biotite, apatite, freibergite, tetrahedrite, cobaltite | Resin blocks containing each sample were produced following standard procedures and used for Mineral Liberation Analysis (MLA) mapping and subsequent LA-ICP-MS analyses | LA-ICPMS, EMPA, SEM-EDS | NWR213 solid state 213 nm laser ablation system coupled with an Agilent 7900 quadrupole ICP-MS; Cameca SXFive Electron Microprobe; Quanta600 SEM | Adelaide Microscopy | Ablation was conducted in an atmosphere of He (0.6 L/min) that was mixed with Ar (0.88 L/min) upon leaving the ablation cell; 70 µm diameter spot size with a 25:2 standard sample bracketing approach (2 standards analysed twice every 25 unknowns); MLA maps were acquired using the raster mode with an X-ray spectra collected every 4 µm | STDGL3 (CODES, University of Tasmania; Danyushevsky et al., 2011); GSD-1G | 100.8 |  | 7.5 |  | 0.25 | [9 empty] | 2.45 | [5 empty] | 2.73 | [5 empty] | 2.47 | [15 empty] | 286000 |  | 0.345 | [11 empty] | 118.2 | [13 empty] | 0.61 | [9 empty] | 0.55 | [5 empty] | 3.22 | [15 empty] | 393300 |  | 1.86 |  |  |  | 3.1 | [5 empty] | 25.81 | [7 empty] | 0.35 | [5 empty] | 1.49 | [13 empty] | 477 |  |  |  |  | 2020 | Cave, B., et al. (2020), Ore Geology Reviews 124, 103647 |  | AUS | Queensland
| Mount Isa Copper Operations, Black Star Mine | No. 5 and No. 9 Pb-Zn orebodies, 650 Cu orebody, 1100 Cu orebody, 3000 Cu orebody | Seafloor hydrothermal | Sedimentary Exhalative (SEDEX) | SEDEX zinc-lead-copper | Cu, Pb, Zn | Ag | Cu, Pb, Zn, Ag | Cave et al., 2020 |  | 65-2002063521cpy3-23.d | 65-2002063521cpy3-23.d-1 | underground mine, open pit |  |  |  |  | ore material | drill core, polished section | drill core | mineral separate | [5 empty] | mineralisation |  |  |  | chalcopyrite, sphalerite, galena | Cu mineralisation stage, Pb-Zn mineralisation stage | replacement, vein infill, stratabound | coarse-grained, medium-grained, fine-grained, stratabound, discordant veins, replacement, infill |  |  |  | pyrite, pyrrhotite, arsenopyrite, siderite, dolomite, calcite, quartz, chlorite, K-feldspar, biotite, apatite, freibergite, tetrahedrite, cobaltite | Resin blocks containing each sample were produced following standard procedures and used for Mineral Liberation Analysis (MLA) mapping and subsequent LA-ICP-MS analyses | LA-ICPMS, EMPA, SEM-EDS | NWR213 solid state 213 nm laser ablation system coupled with an Agilent 7900 quadrupole ICP-MS; Cameca SXFive Electron Microprobe; Quanta600 SEM | Adelaide Microscopy | Ablation was conducted in an atmosphere of He (0.6 L/min) that was mixed with Ar (0.88 L/min) upon leaving the ablation cell; 70 µm diameter spot size with a 25:2 standard sample bracketing approach (2 standards analysed twice every 25 unknowns); MLA maps were acquired using the raster mode with an X-ray spectra collected every 4 µm | STDGL3 (CODES, University of Tasmania; Danyushevsky et al., 2011); GSD-1G | 101.8 |  | 6 | [11 empty] | 9.41 | [5 empty] | 1.87 | [5 empty] | 2.07 | [15 empty] | 283700 |  | 0.177 | [11 empty] | 131.7 | [13 empty] | 0.47 | [9 empty] | 0.64 | [5 empty] | 9.35 | [15 empty] | 381500 |  | 4.64 |  |  |  | 1.9 | [5 empty] | 24.34 | [13 empty] | 1.77 | [13 empty] | 300.3 |  |  |  |  | 2020 | Cave, B., et al. (2020), Ore Geology Reviews 124, 103647 |  | AUS | Queensland
| Mount Isa Copper Operations, Black Star Mine | No. 5 and No. 9 Pb-Zn orebodies, 650 Cu orebody, 1100 Cu orebody, 3000 Cu orebody | Seafloor hydrothermal | Sedimentary Exhalative (SEDEX) | SEDEX zinc-lead-copper | Cu, Pb, Zn | Ag | Cu, Pb, Zn, Ag | Cave et al., 2020 |  | 70-2002063521cpy4-2.d | 70-2002063521cpy4-2.d-1 | underground mine, open pit |  |  |  |  | ore material | drill core, polished section | drill core | mineral separate | [5 empty] | mineralisation |  |  |  | chalcopyrite, sphalerite, galena | Cu mineralisation stage, Pb-Zn mineralisation stage | replacement, vein infill, stratabound | coarse-grained, medium-grained, fine-grained, stratabound, discordant veins, replacement, infill |  |  |  | pyrite, pyrrhotite, arsenopyrite, siderite, dolomite, calcite, quartz, chlorite, K-feldspar, biotite, apatite, freibergite, tetrahedrite, cobaltite | Resin blocks containing each sample were produced following standard procedures and used for Mineral Liberation Analysis (MLA) mapping and subsequent LA-ICP-MS analyses | LA-ICPMS, EMPA, SEM-EDS | NWR213 solid state 213 nm laser ablation system coupled with an Agilent 7900 quadrupole ICP-MS; Cameca SXFive Electron Microprobe; Quanta600 SEM | Adelaide Microscopy | Ablation was conducted in an atmosphere of He (0.6 L/min) that was mixed with Ar (0.88 L/min) upon leaving the ablation cell; 70 µm diameter spot size with a 25:2 standard sample bracketing approach (2 standards analysed twice every 25 unknowns); MLA maps were acquired using the raster mode with an X-ray spectra collected every 4 µm | STDGL3 (CODES, University of Tasmania; Danyushevsky et al., 2011); GSD-1G | 67.5 |  | 22.8 |  | 0.56 | [9 empty] | 0.123 | [5 empty] | 2.1 | [5 empty] | 0.032 | [15 empty] | 282300 |  | 0.118 | [11 empty] | 15.55 | [13 empty] | 0.77 | [9 empty] | 0.44 | [5 empty] | 14.1 | [15 empty] | 407000 |  | 0.79 |  |  |  | 3.7 | [5 empty] | 10.39 | [7 empty] | 1.26 | [5 empty] | 0.321 | [13 empty] | 283 |  |  |  |  | 2020 | Cave, B., et al. (2020), Ore Geology Reviews 124, 103647 |  | AUS | Queensland
| Mount Isa Copper Operations, Black Star Mine | No. 5 and No. 9 Pb-Zn orebodies, 650 Cu orebody, 1100 Cu orebody, 3000 Cu orebody | Seafloor hydrothermal | Sedimentary Exhalative (SEDEX) | SEDEX zinc-lead-copper | Cu, Pb, Zn | Ag | Cu, Pb, Zn, Ag | Cave et al., 2020 |  | 71-2002063521cpy4-3.d | 71-2002063521cpy4-3.d-1 | underground mine, open pit |  |  |  |  | ore material | drill core, polished section | drill core | mineral separate | [5 empty] | mineralisation |  |  |  | chalcopyrite, sphalerite, galena | Cu mineralisation stage, Pb-Zn mineralisation stage | replacement, vein infill, stratabound | coarse-grained, medium-grained, fine-grained, stratabound, discordant veins, replacement, infill |  |  |  | pyrite, pyrrhotite, arsenopyrite, siderite, dolomite, calcite, quartz, chlorite, K-feldspar, biotite, apatite, freibergite, tetrahedrite, cobaltite | Resin blocks containing each sample were produced following standard procedures and used for Mineral Liberation Analysis (MLA) mapping and subsequent LA-ICP-MS analyses | LA-ICPMS, EMPA, SEM-EDS | NWR213 solid state 213 nm laser ablation system coupled with an Agilent 7900 quadrupole ICP-MS; Cameca SXFive Electron Microprobe; Quanta600 SEM | Adelaide Microscopy | Ablation was conducted in an atmosphere of He (0.6 L/min) that was mixed with Ar (0.88 L/min) upon leaving the ablation cell; 70 µm diameter spot size with a 25:2 standard sample bracketing approach (2 standards analysed twice every 25 unknowns); MLA maps were acquired using the raster mode with an X-ray spectra collected every 4 µm | STDGL3 (CODES, University of Tasmania; Danyushevsky et al., 2011); GSD-1G | 65.9 |  | 7.7 | [11 empty] | 0.177 | [5 empty] | 2.3 | [5 empty] | 0.31 | [15 empty] | 291200 | [13 empty] | 15.27 | [23 empty] | 0.6 | [5 empty] | 6.8 | [15 empty] | 418000 |  | 0.91 |  |  |  | 3.9 | [5 empty] | 8.51 | [13 empty] | 0.219 | [13 empty] | 250 |  |  |  |  | 2020 | Cave, B., et al. (2020), Ore Geology Reviews 124, 103647 |  | AUS | Queensland
| Mount Isa Copper Operations, Black Star Mine | No. 5 and No. 9 Pb-Zn orebodies, 650 Cu orebody, 1100 Cu orebody, 3000 Cu orebody | Seafloor hydrothermal | Sedimentary Exhalative (SEDEX) | SEDEX zinc-lead-copper | Cu, Pb, Zn | Ag | Cu, Pb, Zn, Ag | Cave et al., 2020 |  | 72-2002063521cpy4-4.d | 72-2002063521cpy4-4.d-1 | underground mine, open pit |  |  |  |  | ore material | drill core, polished section | drill core | mineral separate | [5 empty] | mineralisation |  |  |  | chalcopyrite, sphalerite, galena | Cu mineralisation stage, Pb-Zn mineralisation stage | replacement, vein infill, stratabound | coarse-grained, medium-grained, fine-grained, stratabound, discordant veins, replacement, infill |  |  |  | pyrite, pyrrhotite, arsenopyrite, siderite, dolomite, calcite, quartz, chlorite, K-feldspar, biotite, apatite, freibergite, tetrahedrite, cobaltite | Resin blocks containing each sample were produced following standard procedures and used for Mineral Liberation Analysis (MLA) mapping and subsequent LA-ICP-MS analyses | LA-ICPMS, EMPA, SEM-EDS | NWR213 solid state 213 nm laser ablation system coupled with an Agilent 7900 quadrupole ICP-MS; Cameca SXFive Electron Microprobe; Quanta600 SEM | Adelaide Microscopy | Ablation was conducted in an atmosphere of He (0.6 L/min) that was mixed with Ar (0.88 L/min) upon leaving the ablation cell; 70 µm diameter spot size with a 25:2 standard sample bracketing approach (2 standards analysed twice every 25 unknowns); MLA maps were acquired using the raster mode with an X-ray spectra collected every 4 µm | STDGL3 (CODES, University of Tasmania; Danyushevsky et al., 2011); GSD-1G | 68.6 |  | 2.2 | [11 empty] | 0.089 | [5 empty] | 1.42 | [21 empty] | 286200 |  | 0.107 |  |  |  | 0.87 | [7 empty] | 14.78 | [23 empty] | 0.78 | [5 empty] | 2.4 | [15 empty] | 402000 |  | 0.49 |  |  |  | 5 | [5 empty] | 8.02 | [27 empty] | 237 |  |  |  |  | 2020 | Cave, B., et al. (2020), Ore Geology Reviews 124, 103647 |  | AUS | Queensland
| Mount Isa Copper Operations, Black Star Mine | No. 5 and No. 9 Pb-Zn orebodies, 650 Cu orebody, 1100 Cu orebody, 3000 Cu orebody | Seafloor hydrothermal | Sedimentary Exhalative (SEDEX) | SEDEX zinc-lead-copper | Cu, Pb, Zn | Ag | Cu, Pb, Zn, Ag | Cave et al., 2020 |  | 73-2002063521cpy4-5.d | 73-2002063521cpy4-5.d-1 | underground mine, open pit |  |  |  |  | ore material | drill core, polished section | drill core | mineral separate | [5 empty] | mineralisation |  |  |  | chalcopyrite, sphalerite, galena | Cu mineralisation stage, Pb-Zn mineralisation stage | replacement, vein infill, stratabound | coarse-grained, medium-grained, fine-grained, stratabound, discordant veins, replacement, infill |  |  |  | pyrite, pyrrhotite, arsenopyrite, siderite, dolomite, calcite, quartz, chlorite, K-feldspar, biotite, apatite, freibergite, tetrahedrite, cobaltite | Resin blocks containing each sample were produced following standard procedures and used for Mineral Liberation Analysis (MLA) mapping and subsequent LA-ICP-MS analyses | LA-ICPMS, EMPA, SEM-EDS | NWR213 solid state 213 nm laser ablation system coupled with an Agilent 7900 quadrupole ICP-MS; Cameca SXFive Electron Microprobe; Quanta600 SEM | Adelaide Microscopy | Ablation was conducted in an atmosphere of He (0.6 L/min) that was mixed with Ar (0.88 L/min) upon leaving the ablation cell; 70 µm diameter spot size with a 25:2 standard sample bracketing approach (2 standards analysed twice every 25 unknowns); MLA maps were acquired using the raster mode with an X-ray spectra collected every 4 µm | STDGL3 (CODES, University of Tasmania; Danyushevsky et al., 2011); GSD-1G | 70.4 |  | 6.4 | [11 empty] | 0.282 | [5 empty] | 3.26 | [5 empty] | 0.105 | [15 empty] | 286000 |  | 0.121 | [11 empty] | 40.3 | [13 empty] | 2.5 | [9 empty] | 0.65 | [5 empty] | 5.96 | [15 empty] | 434000 |  | 2.33 | [9 empty] | 7.07 | [13 empty] | 1.05 | [13 empty] | 279 |  |  |  |  | 2020 | Cave, B., et al. (2020), Ore Geology Reviews 124, 103647 |  | AUS | Queensland
| Mount Isa Copper Operations, Black Star Mine | No. 5 and No. 9 Pb-Zn orebodies, 650 Cu orebody, 1100 Cu orebody, 3000 Cu orebody | Seafloor hydrothermal | Sedimentary Exhalative (SEDEX) | SEDEX zinc-lead-copper | Cu, Pb, Zn | Ag | Cu, Pb, Zn, Ag | Cave et al., 2020 |  | 74-2002063521cpy4-6.d | 74-2002063521cpy4-6.d-1 | underground mine, open pit |  |  |  |  | ore material | drill core, polished section | drill core | mineral separate | [5 empty] | mineralisation |  |  |  | chalcopyrite, sphalerite, galena | Cu mineralisation stage, Pb-Zn mineralisation stage | replacement, vein infill, stratabound | coarse-grained, medium-grained, fine-grained, stratabound, discordant veins, replacement, infill |  |  |  | pyrite, pyrrhotite, arsenopyrite, siderite, dolomite, calcite, quartz, chlorite, K-feldspar, biotite, apatite, freibergite, tetrahedrite, cobaltite | Resin blocks containing each sample were produced following standard procedures and used for Mineral Liberation Analysis (MLA) mapping and subsequent LA-ICP-MS analyses | LA-ICPMS, EMPA, SEM-EDS | NWR213 solid state 213 nm laser ablation system coupled with an Agilent 7900 quadrupole ICP-MS; Cameca SXFive Electron Microprobe; Quanta600 SEM | Adelaide Microscopy | Ablation was conducted in an atmosphere of He (0.6 L/min) that was mixed with Ar (0.88 L/min) upon leaving the ablation cell; 70 µm diameter spot size with a 25:2 standard sample bracketing approach (2 standards analysed twice every 25 unknowns); MLA maps were acquired using the raster mode with an X-ray spectra collected every 4 µm | STDGL3 (CODES, University of Tasmania; Danyushevsky et al., 2011); GSD-1G | 67.9 |  | 16.2 | [11 empty] | 0.467 | [5 empty] | 3.45 | [21 empty] | 293700 |  | 0.158 |  |  |  | 0.77 | [7 empty] | 40.46 | [13 empty] | 0.95 | [9 empty] | 0.86 | [5 empty] | 7.64 | [15 empty] | 413000 |  | 2.16 | [9 empty] | 8.2 | [13 empty] | 0.147 | [13 empty] | 288 |  |  |  |  | 2020 | Cave, B., et al. (2020), Ore Geology Reviews 124, 103647 |  | AUS | Queensland
| Mount Isa Copper Operations, Black Star Mine | No. 5 and No. 9 Pb-Zn orebodies, 650 Cu orebody, 1100 Cu orebody, 3000 Cu orebody | Seafloor hydrothermal | Sedimentary Exhalative (SEDEX) | SEDEX zinc-lead-copper | Cu, Pb, Zn | Ag | Cu, Pb, Zn, Ag | Cave et al., 2020 |  | 82-2002063521cpy6-2.d | 82-2002063521cpy6-2.d-1 | underground mine, open pit |  |  |  |  | ore material | drill core, polished section | drill core | mineral separate | [5 empty] | mineralisation |  |  |  | chalcopyrite, sphalerite, galena | Cu mineralisation stage, Pb-Zn mineralisation stage | replacement, vein infill, stratabound | coarse-grained, medium-grained, fine-grained, stratabound, discordant veins, replacement, infill |  |  |  | pyrite, pyrrhotite, arsenopyrite, siderite, dolomite, calcite, quartz, chlorite, K-feldspar, biotite, apatite, freibergite, tetrahedrite, cobaltite | Resin blocks containing each sample were produced following standard procedures and used for Mineral Liberation Analysis (MLA) mapping and subsequent LA-ICP-MS analyses | LA-ICPMS, EMPA, SEM-EDS | NWR213 solid state 213 nm laser ablation system coupled with an Agilent 7900 quadrupole ICP-MS; Cameca SXFive Electron Microprobe; Quanta600 SEM | Adelaide Microscopy | Ablation was conducted in an atmosphere of He (0.6 L/min) that was mixed with Ar (0.88 L/min) upon leaving the ablation cell; 70 µm diameter spot size with a 25:2 standard sample bracketing approach (2 standards analysed twice every 25 unknowns); MLA maps were acquired using the raster mode with an X-ray spectra collected every 4 µm | STDGL3 (CODES, University of Tasmania; Danyushevsky et al., 2011); GSD-1G | 698 |  | 1.9 |  | 0.53 | [15 empty] | 2.07 | [5 empty] | 0.358 | [15 empty] | 292400 |  | 0.338 |  |  |  | 0.99 | [7 empty] | 283.2 | [13 empty] | 0.5 | [9 empty] | 0.29 | [5 empty] | 3.08 | [15 empty] | 394000 |  | 0.6 |  |  |  | 6 | [5 empty] | 80.6 | [7 empty] | 0.45 | [5 empty] | 0.109 | [13 empty] | 335 |  |  |  |  | 2020 | Cave, B., et al. (2020), Ore Geology Reviews 124, 103647 |  | AUS | Queensland
| Mount Isa Copper Operations, Black Star Mine | No. 5 and No. 9 Pb-Zn orebodies, 650 Cu orebody, 1100 Cu orebody, 3000 Cu orebody | Seafloor hydrothermal | Sedimentary Exhalative (SEDEX) | SEDEX zinc-lead-copper | Cu, Pb, Zn | Ag | Cu, Pb, Zn, Ag | Cave et al., 2020 |  | 84-2002063521cpy6-4.d | 84-2002063521cpy6-4.d-1 | underground mine, open pit |  |  |  |  | ore material | drill core, polished section | drill core | mineral separate | [5 empty] | mineralisation |  |  |  | chalcopyrite, sphalerite, galena | Cu mineralisation stage, Pb-Zn mineralisation stage | replacement, vein infill, stratabound | coarse-grained, medium-grained, fine-grained, stratabound, discordant veins, replacement, infill |  |  |  | pyrite, pyrrhotite, arsenopyrite, siderite, dolomite, calcite, quartz, chlorite, K-feldspar, biotite, apatite, freibergite, tetrahedrite, cobaltite | Resin blocks containing each sample were produced following standard procedures and used for Mineral Liberation Analysis (MLA) mapping and subsequent LA-ICP-MS analyses | LA-ICPMS, EMPA, SEM-EDS | NWR213 solid state 213 nm laser ablation system coupled with an Agilent 7900 quadrupole ICP-MS; Cameca SXFive Electron Microprobe; Quanta600 SEM | Adelaide Microscopy | Ablation was conducted in an atmosphere of He (0.6 L/min) that was mixed with Ar (0.88 L/min) upon leaving the ablation cell; 70 µm diameter spot size with a 25:2 standard sample bracketing approach (2 standards analysed twice every 25 unknowns); MLA maps were acquired using the raster mode with an X-ray spectra collected every 4 µm | STDGL3 (CODES, University of Tasmania; Danyushevsky et al., 2011); GSD-1G | 678.2 |  | 1.6 | [17 empty] | 2.17 | [5 empty] | 0.285 | [15 empty] | 286200 |  | 0.263 |  |  |  | 0.42 | [7 empty] | 296.4 | [13 empty] | 0.36 | [9 empty] | 0.31 | [5 empty] | 2.86 | [15 empty] | 389600 |  | 1.57 |  |  |  | 3.3 | [5 empty] | 74.2 | [13 empty] | 0.134 | [13 empty] | 347.5 |  |  |  |  | 2020 | Cave, B., et al. (2020), Ore Geology Reviews 124, 103647 |  | AUS | Queensland
| Mount Isa Copper Operations, Black Star Mine | No. 5 and No. 9 Pb-Zn orebodies, 650 Cu orebody, 1100 Cu orebody, 3000 Cu orebody | Seafloor hydrothermal | Sedimentary Exhalative (SEDEX) | SEDEX zinc-lead-copper | Cu, Pb, Zn | Ag | Cu, Pb, Zn, Ag | Cave et al., 2020 |  | 85-2002063521cpy6-5.d | 85-2002063521cpy6-5.d-1 | underground mine, open pit |  |  |  |  | ore material | drill core, polished section | drill core | mineral separate | [5 empty] | mineralisation |  |  |  | chalcopyrite, sphalerite, galena | Cu mineralisation stage, Pb-Zn mineralisation stage | replacement, vein infill, stratabound | coarse-grained, medium-grained, fine-grained, stratabound, discordant veins, replacement, infill |  |  |  | pyrite, pyrrhotite, arsenopyrite, siderite, dolomite, calcite, quartz, chlorite, K-feldspar, biotite, apatite, freibergite, tetrahedrite, cobaltite | Resin blocks containing each sample were produced following standard procedures and used for Mineral Liberation Analysis (MLA) mapping and subsequent LA-ICP-MS analyses | LA-ICPMS, EMPA, SEM-EDS | NWR213 solid state 213 nm laser ablation system coupled with an Agilent 7900 quadrupole ICP-MS; Cameca SXFive Electron Microprobe; Quanta600 SEM | Adelaide Microscopy | Ablation was conducted in an atmosphere of He (0.6 L/min) that was mixed with Ar (0.88 L/min) upon leaving the ablation cell; 70 µm diameter spot size with a 25:2 standard sample bracketing approach (2 standards analysed twice every 25 unknowns); MLA maps were acquired using the raster mode with an X-ray spectra collected every 4 µm | STDGL3 (CODES, University of Tasmania; Danyushevsky et al., 2011); GSD-1G | 678 |  | 1.01 |  | 0.2 | [15 empty] | 1.89 | [5 empty] | 0.382 | [15 empty] | 287100 |  | 0.375 |  |  |  | 0.41 | [7 empty] | 288.2 | [13 empty] | 1.03 | [9 empty] | 0.26 | [5 empty] | 2.38 | [15 empty] | 390900 |  | 0.86 |  |  |  | 4.6 | [5 empty] | 60.3 | [13 empty] | 0.069 | [13 empty] | 334 |  |  |  |  | 2020 | Cave, B., et al. (2020), Ore Geology Reviews 124, 103647 |  | AUS | Queensland
| Mount Isa Copper Operations, Black Star Mine | No. 5 and No. 9 Pb-Zn orebodies, 650 Cu orebody, 1100 Cu orebody, 3000 Cu orebody | Seafloor hydrothermal | Sedimentary Exhalative (SEDEX) | SEDEX zinc-lead-copper | Cu, Pb, Zn | Ag | Cu, Pb, Zn, Ag | Cave et al., 2020 |  | 86-2002063521cpy6-6.d | 86-2002063521cpy6-6.d-1 | underground mine, open pit |  |  |  |  | ore material | drill core, polished section | drill core | mineral separate | [5 empty] | mineralisation |  |  |  | chalcopyrite, sphalerite, galena | Cu mineralisation stage, Pb-Zn mineralisation stage | replacement, vein infill, stratabound | coarse-grained, medium-grained, fine-grained, stratabound, discordant veins, replacement, infill |  |  |  | pyrite, pyrrhotite, arsenopyrite, siderite, dolomite, calcite, quartz, chlorite, K-feldspar, biotite, apatite, freibergite, tetrahedrite, cobaltite | Resin blocks containing each sample were produced following standard procedures and used for Mineral Liberation Analysis (MLA) mapping and subsequent LA-ICP-MS analyses | LA-ICPMS, EMPA, SEM-EDS | NWR213 solid state 213 nm laser ablation system coupled with an Agilent 7900 quadrupole ICP-MS; Cameca SXFive Electron Microprobe; Quanta600 SEM | Adelaide Microscopy | Ablation was conducted in an atmosphere of He (0.6 L/min) that was mixed with Ar (0.88 L/min) upon leaving the ablation cell; 70 µm diameter spot size with a 25:2 standard sample bracketing approach (2 standards analysed twice every 25 unknowns); MLA maps were acquired using the raster mode with an X-ray spectra collected every 4 µm | STDGL3 (CODES, University of Tasmania; Danyushevsky et al., 2011); GSD-1G | 643.7 |  | 3.8 | [17 empty] | 1.99 | [5 empty] | 0.319 | [15 empty] | 286700 |  | 0.407 |  |  |  | 0.29 | [7 empty] | 286.5 | [13 empty] | 0.21 | [9 empty] | 0.16 | [5 empty] | 4.12 | [15 empty] | 395100 |  | 2.22 |  |  |  | 3.7 | [5 empty] | 63.7 | [7 empty] | 0.41 | [5 empty] | 0.17 | [13 empty] | 332.5 |  |  |  |  | 2020 | Cave, B., et al. (2020), Ore Geology Reviews 124, 103647 |  | AUS | Queensland
| Mount Isa Copper Operations, Black Star Mine | No. 5 and No. 9 Pb-Zn orebodies, 650 Cu orebody, 1100 Cu orebody, 3000 Cu orebody | Seafloor hydrothermal | Sedimentary Exhalative (SEDEX) | SEDEX zinc-lead-copper | Cu, Pb, Zn | Ag | Cu, Pb, Zn, Ag | Cave et al., 2020 |  | 89-2002063521cpy6-9.d | 89-2002063521cpy6-9.d-1 | underground mine, open pit |  |  |  |  | ore material | drill core, polished section | drill core | mineral separate | [5 empty] | mineralisation |  |  |  | chalcopyrite, sphalerite, galena | Cu mineralisation stage, Pb-Zn mineralisation stage | replacement, vein infill, stratabound | coarse-grained, medium-grained, fine-grained, stratabound, discordant veins, replacement, infill |  |  |  | pyrite, pyrrhotite, arsenopyrite, siderite, dolomite, calcite, quartz, chlorite, K-feldspar, biotite, apatite, freibergite, tetrahedrite, cobaltite | Resin blocks containing each sample were produced following standard procedures and used for Mineral Liberation Analysis (MLA) mapping and subsequent LA-ICP-MS analyses | LA-ICPMS, EMPA, SEM-EDS | NWR213 solid state 213 nm laser ablation system coupled with an Agilent 7900 quadrupole ICP-MS; Cameca SXFive Electron Microprobe; Quanta600 SEM | Adelaide Microscopy | Ablation was conducted in an atmosphere of He (0.6 L/min) that was mixed with Ar (0.88 L/min) upon leaving the ablation cell; 70 µm diameter spot size with a 25:2 standard sample bracketing approach (2 standards analysed twice every 25 unknowns); MLA maps were acquired using the raster mode with an X-ray spectra collected every 4 µm | STDGL3 (CODES, University of Tasmania; Danyushevsky et al., 2011); GSD-1G | 655.3 |  | 1.9 |  | 0.26 | [15 empty] | 1.59 | [5 empty] | 0.256 | [15 empty] | 283200 |  | 0.376 |  |  |  | 0.26 | [7 empty] | 296.3 | [13 empty] | 3.12 | [9 empty] | 0.35 | [5 empty] | 5.06 | [15 empty] | 388300 |  | 2.06 | [9 empty] | 56 | [13 empty] | 0.154 | [13 empty] | 277.1 |  |  |  |  | 2020 | Cave, B., et al. (2020), Ore Geology Reviews 124, 103647 |  | AUS | Queensland
| Mount Isa Copper Operations, Black Star Mine | No. 5 and No. 9 Pb-Zn orebodies, 650 Cu orebody, 1100 Cu orebody, 3000 Cu orebody | Seafloor hydrothermal | Sedimentary Exhalative (SEDEX) | SEDEX zinc-lead-copper | Cu, Pb, Zn | Ag | Cu, Pb, Zn, Ag | Cave et al., 2020 |  | 90-2002063521cpy6-10.d | 90-2002063521cpy6-10.d-1 | underground mine, open pit |  |  |  |  | ore material | drill core, polished section | drill core | mineral separate | [5 empty] | mineralisation |  |  |  | chalcopyrite, sphalerite, galena | Cu mineralisation stage, Pb-Zn mineralisation stage | replacement, vein infill, stratabound | coarse-grained, medium-grained, fine-grained, stratabound, discordant veins, replacement, infill |  |  |  | pyrite, pyrrhotite, arsenopyrite, siderite, dolomite, calcite, quartz, chlorite, K-feldspar, biotite, apatite, freibergite, tetrahedrite, cobaltite | Resin blocks containing each sample were produced following standard procedures and used for Mineral Liberation Analysis (MLA) mapping and subsequent LA-ICP-MS analyses | LA-ICPMS, EMPA, SEM-EDS | NWR213 solid state 213 nm laser ablation system coupled with an Agilent 7900 quadrupole ICP-MS; Cameca SXFive Electron Microprobe; Quanta600 SEM | Adelaide Microscopy | Ablation was conducted in an atmosphere of He (0.6 L/min) that was mixed with Ar (0.88 L/min) upon leaving the ablation cell; 70 µm diameter spot size with a 25:2 standard sample bracketing approach (2 standards analysed twice every 25 unknowns); MLA maps were acquired using the raster mode with an X-ray spectra collected every 4 µm | STDGL3 (CODES, University of Tasmania; Danyushevsky et al., 2011); GSD-1G | 667.6 |  | 3.3 | [17 empty] | 1.95 | [5 empty] | 0.335 | [15 empty] | 286400 |  | 0.261 |  |  |  | 0.36 | [7 empty] | 282.4 | [13 empty] | 0.63 | [9 empty] | 0.26 | [5 empty] | 12.87 | [15 empty] | 386700 |  | 4.8 |  |  |  | 3.6 | [5 empty] | 50.5 | [13 empty] | 2.03 | [13 empty] | 329 |  |  |  |  | 2020 | Cave, B., et al. (2020), Ore Geology Reviews 124, 103647 |  | AUS | Queensland
| Mount Isa Copper Operations, Black Star Mine | No. 5 and No. 9 Pb-Zn orebodies, 650 Cu orebody, 1100 Cu orebody, 3000 Cu orebody | Seafloor hydrothermal | Sedimentary Exhalative (SEDEX) | SEDEX zinc-lead-copper | Cu, Pb, Zn | Ag | Cu, Pb, Zn, Ag | Cave et al., 2020 |  | 91-2002063521cpy6-11.d | 91-2002063521cpy6-11.d-1 | underground mine, open pit |  |  |  |  | ore material | drill core, polished section | drill core | mineral separate | [5 empty] | mineralisation |  |  |  | chalcopyrite, sphalerite, galena | Cu mineralisation stage, Pb-Zn mineralisation stage | replacement, vein infill, stratabound | coarse-grained, medium-grained, fine-grained, stratabound, discordant veins, replacement, infill |  |  |  | pyrite, pyrrhotite, arsenopyrite, siderite, dolomite, calcite, quartz, chlorite, K-feldspar, biotite, apatite, freibergite, tetrahedrite, cobaltite | Resin blocks containing each sample were produced following standard procedures and used for Mineral Liberation Analysis (MLA) mapping and subsequent LA-ICP-MS analyses | LA-ICPMS, EMPA, SEM-EDS | NWR213 solid state 213 nm laser ablation system coupled with an Agilent 7900 quadrupole ICP-MS; Cameca SXFive Electron Microprobe; Quanta600 SEM | Adelaide Microscopy | Ablation was conducted in an atmosphere of He (0.6 L/min) that was mixed with Ar (0.88 L/min) upon leaving the ablation cell; 70 µm diameter spot size with a 25:2 standard sample bracketing approach (2 standards analysed twice every 25 unknowns); MLA maps were acquired using the raster mode with an X-ray spectra collected every 4 µm | STDGL3 (CODES, University of Tasmania; Danyushevsky et al., 2011); GSD-1G | 682.5 |  | 2.1 |  | 0.17 | [15 empty] | 2.16 | [5 empty] | 0.314 | [15 empty] | 289700 |  | 0.522 |  |  |  | 0.79 | [7 empty] | 418.8 | [23 empty] | 0.27 | [5 empty] | 5.68 | [15 empty] | 402300 |  | 2.13 |  |  |  | 3.3 | [5 empty] | 72.2 | [13 empty] | 0.279 | [13 empty] | 381 |  |  |  |  | 2020 | Cave, B., et al. (2020), Ore Geology Reviews 124, 103647 |  | AUS | Queensland
| Mount Isa Copper Operations, Black Star Mine | No. 5 and No. 9 Pb-Zn orebodies, 650 Cu orebody, 1100 Cu orebody, 3000 Cu orebody | Seafloor hydrothermal | Sedimentary Exhalative (SEDEX) | SEDEX zinc-lead-copper | Cu, Pb, Zn | Ag | Cu, Pb, Zn, Ag | Cave et al., 2020 |  | 92-2002063521cpy6-12.d | 92-2002063521cpy6-12.d-1 | underground mine, open pit |  |  |  |  | ore material | drill core, polished section | drill core | mineral separate | [5 empty] | mineralisation |  |  |  | chalcopyrite, sphalerite, galena | Cu mineralisation stage, Pb-Zn mineralisation stage | replacement, vein infill, stratabound | coarse-grained, medium-grained, fine-grained, stratabound, discordant veins, replacement, infill |  |  |  | pyrite, pyrrhotite, arsenopyrite, siderite, dolomite, calcite, quartz, chlorite, K-feldspar, biotite, apatite, freibergite, tetrahedrite, cobaltite | Resin blocks containing each sample were produced following standard procedures and used for Mineral Liberation Analysis (MLA) mapping and subsequent LA-ICP-MS analyses | LA-ICPMS, EMPA, SEM-EDS | NWR213 solid state 213 nm laser ablation system coupled with an Agilent 7900 quadrupole ICP-MS; Cameca SXFive Electron Microprobe; Quanta600 SEM | Adelaide Microscopy | Ablation was conducted in an atmosphere of He (0.6 L/min) that was mixed with Ar (0.88 L/min) upon leaving the ablation cell; 70 µm diameter spot size with a 25:2 standard sample bracketing approach (2 standards analysed twice every 25 unknowns); MLA maps were acquired using the raster mode with an X-ray spectra collected every 4 µm | STDGL3 (CODES, University of Tasmania; Danyushevsky et al., 2011); GSD-1G | 650.1 |  | 1.99 | [17 empty] | 2.8 | [5 empty] | 0.301 | [15 empty] | 289600 |  | 0.693 |  |  |  | 1.15 | [7 empty] | 449.3 | [23 empty] | 0.32 | [5 empty] | 4.44 | [15 empty] | 398500 |  | 1.41 |  |  |  | 2.2 | [5 empty] | 81.3 | [7 empty] | 0.35 | [5 empty] | 0.194 | [13 empty] | 460 |  |  |  |  | 2020 | Cave, B., et al. (2020), Ore Geology Reviews 124, 103647 |  | AUS | Queensland
| Mount Isa Copper Operations, Black Star Mine | No. 5 and No. 9 Pb-Zn orebodies, 650 Cu orebody, 1100 Cu orebody, 3000 Cu orebody | Seafloor hydrothermal | Sedimentary Exhalative (SEDEX) | SEDEX zinc-lead-copper | Cu, Pb, Zn | Ag | Cu, Pb, Zn, Ag | Cave et al., 2020 |  | 93-2002063521cpy6-13.d | 93-2002063521cpy6-13.d-1 | underground mine, open pit |  |  |  |  | ore material | drill core, polished section | drill core | mineral separate | [5 empty] | mineralisation |  |  |  | chalcopyrite, sphalerite, galena | Cu mineralisation stage, Pb-Zn mineralisation stage | replacement, vein infill, stratabound | coarse-grained, medium-grained, fine-grained, stratabound, discordant veins, replacement, infill |  |  |  | pyrite, pyrrhotite, arsenopyrite, siderite, dolomite, calcite, quartz, chlorite, K-feldspar, biotite, apatite, freibergite, tetrahedrite, cobaltite | Resin blocks containing each sample were produced following standard procedures and used for Mineral Liberation Analysis (MLA) mapping and subsequent LA-ICP-MS analyses | LA-ICPMS, EMPA, SEM-EDS | NWR213 solid state 213 nm laser ablation system coupled with an Agilent 7900 quadrupole ICP-MS; Cameca SXFive Electron Microprobe; Quanta600 SEM | Adelaide Microscopy | Ablation was conducted in an atmosphere of He (0.6 L/min) that was mixed with Ar (0.88 L/min) upon leaving the ablation cell; 70 µm diameter spot size with a 25:2 standard sample bracketing approach (2 standards analysed twice every 25 unknowns); MLA maps were acquired using the raster mode with an X-ray spectra collected every 4 µm | STDGL3 (CODES, University of Tasmania; Danyushevsky et al., 2011); GSD-1G | 673 |  | 4.8 |  | 0.16 | [15 empty] | 4.07 | [5 empty] | 0.314 | [15 empty] | 283700 |  | 0.585 |  |  |  | 0.66 | [7 empty] | 455.9 | [13 empty] | 0.33 | [9 empty] | 0.2 | [5 empty] | 8.73 | [15 empty] | 392500 |  | 3.46 |  |  |  | 4.7 | [5 empty] | 80.5 | [13 empty] | 0.516 | [13 empty] | 865 |  |  |  |  | 2020 | Cave, B., et al. (2020), Ore Geology Reviews 124, 103647 |  | AUS | Queensland
| Mount Isa Copper Operations, Black Star Mine | No. 5 and No. 9 Pb-Zn orebodies, 650 Cu orebody, 1100 Cu orebody, 3000 Cu orebody | Seafloor hydrothermal | Sedimentary Exhalative (SEDEX) | SEDEX zinc-lead-copper | Cu, Pb, Zn | Ag | Cu, Pb, Zn, Ag | Cave et al., 2020 |  | 94-2002063521cpy6-14.d | 94-2002063521cpy6-14.d-1 | underground mine, open pit |  |  |  |  | ore material | drill core, polished section | drill core | mineral separate | [5 empty] | mineralisation |  |  |  | chalcopyrite, sphalerite, galena | Cu mineralisation stage, Pb-Zn mineralisation stage | replacement, vein infill, stratabound | coarse-grained, medium-grained, fine-grained, stratabound, discordant veins, replacement, infill |  |  |  | pyrite, pyrrhotite, arsenopyrite, siderite, dolomite, calcite, quartz, chlorite, K-feldspar, biotite, apatite, freibergite, tetrahedrite, cobaltite | Resin blocks containing each sample were produced following standard procedures and used for Mineral Liberation Analysis (MLA) mapping and subsequent LA-ICP-MS analyses | LA-ICPMS, EMPA, SEM-EDS | NWR213 solid state 213 nm laser ablation system coupled with an Agilent 7900 quadrupole ICP-MS; Cameca SXFive Electron Microprobe; Quanta600 SEM | Adelaide Microscopy | Ablation was conducted in an atmosphere of He (0.6 L/min) that was mixed with Ar (0.88 L/min) upon leaving the ablation cell; 70 µm diameter spot size with a 25:2 standard sample bracketing approach (2 standards analysed twice every 25 unknowns); MLA maps were acquired using the raster mode with an X-ray spectra collected every 4 µm | STDGL3 (CODES, University of Tasmania; Danyushevsky et al., 2011); GSD-1G | 668.6 |  | 6.7 |  | 0.35 | [15 empty] | 2.52 | [5 empty] | 0.327 | [15 empty] | 286000 |  | 0.587 |  |  |  | 0.65 | [7 empty] | 467.8 | [13 empty] | 0.21 | [9 empty] | 0.18 | [5 empty] | 5.3 | [15 empty] | 393300 |  | 2.48 |  |  |  | 5.2 | [5 empty] | 77.9 | [13 empty] | 0.467 | [13 empty] | 441 |  |  |  |  | 2020 | Cave, B., et al. (2020), Ore Geology Reviews 124, 103647 |  | AUS | Queensland
| Mount Isa Copper Operations, Black Star Mine | No. 5 and No. 9 Pb-Zn orebodies, 650 Cu orebody, 1100 Cu orebody, 3000 Cu orebody | Seafloor hydrothermal | Sedimentary Exhalative (SEDEX) | SEDEX zinc-lead-copper | Cu, Pb, Zn | Ag | Cu, Pb, Zn, Ag | Cave et al., 2020 |  | 95-2002063521cpy6-15.d | 95-2002063521cpy6-15.d-1 | underground mine, open pit |  |  |  |  | ore material | drill core, polished section | drill core | mineral separate | [5 empty] | mineralisation |  |  |  | chalcopyrite, sphalerite, galena | Cu mineralisation stage, Pb-Zn mineralisation stage | replacement, vein infill, stratabound | coarse-grained, medium-grained, fine-grained, stratabound, discordant veins, replacement, infill |  |  |  | pyrite, pyrrhotite, arsenopyrite, siderite, dolomite, calcite, quartz, chlorite, K-feldspar, biotite, apatite, freibergite, tetrahedrite, cobaltite | Resin blocks containing each sample were produced following standard procedures and used for Mineral Liberation Analysis (MLA) mapping and subsequent LA-ICP-MS analyses | LA-ICPMS, EMPA, SEM-EDS | NWR213 solid state 213 nm laser ablation system coupled with an Agilent 7900 quadrupole ICP-MS; Cameca SXFive Electron Microprobe; Quanta600 SEM | Adelaide Microscopy | Ablation was conducted in an atmosphere of He (0.6 L/min) that was mixed with Ar (0.88 L/min) upon leaving the ablation cell; 70 µm diameter spot size with a 25:2 standard sample bracketing approach (2 standards analysed twice every 25 unknowns); MLA maps were acquired using the raster mode with an X-ray spectra collected every 4 µm | STDGL3 (CODES, University of Tasmania; Danyushevsky et al., 2011); GSD-1G | 692 |  | 3.4 | [17 empty] | 3.75 | [5 empty] | 0.463 | [15 empty] | 286500 |  | 0.586 |  |  |  | 0.76 | [7 empty] | 493.8 | [23 empty] | 0.24 | [5 empty] | 14.9 | [15 empty] | 412600 |  | 3.66 |  |  |  | 2.2 | [5 empty] | 84 | [7 empty] | 0.28 | [5 empty] | 0.571 | [13 empty] | 850 |  |  |  |  | 2020 | Cave, B., et al. (2020), Ore Geology Reviews 124, 103647 |  | AUS | Queensland
| Mount Isa Copper Operations, Black Star Mine | No. 5 and No. 9 Pb-Zn orebodies, 650 Cu orebody, 1100 Cu orebody, 3000 Cu orebody | Seafloor hydrothermal | Sedimentary Exhalative (SEDEX) | SEDEX zinc-lead-copper | Cu, Pb, Zn | Ag | Cu, Pb, Zn, Ag | Cave et al., 2020 |  | 96-2002063521cpy6-16.d | 96-2002063521cpy6-16.d-1 | underground mine, open pit |  |  |  |  | ore material | drill core, polished section | drill core | mineral separate | [5 empty] | mineralisation |  |  |  | chalcopyrite, sphalerite, galena | Cu mineralisation stage, Pb-Zn mineralisation stage | replacement, vein infill, stratabound | coarse-grained, medium-grained, fine-grained, stratabound, discordant veins, replacement, infill |  |  |  | pyrite, pyrrhotite, arsenopyrite, siderite, dolomite, calcite, quartz, chlorite, K-feldspar, biotite, apatite, freibergite, tetrahedrite, cobaltite | Resin blocks containing each sample were produced following standard procedures and used for Mineral Liberation Analysis (MLA) mapping and subsequent LA-ICP-MS analyses | LA-ICPMS, EMPA, SEM-EDS | NWR213 solid state 213 nm laser ablation system coupled with an Agilent 7900 quadrupole ICP-MS; Cameca SXFive Electron Microprobe; Quanta600 SEM | Adelaide Microscopy | Ablation was conducted in an atmosphere of He (0.6 L/min) that was mixed with Ar (0.88 L/min) upon leaving the ablation cell; 70 µm diameter spot size with a 25:2 standard sample bracketing approach (2 standards analysed twice every 25 unknowns); MLA maps were acquired using the raster mode with an X-ray spectra collected every 4 µm | STDGL3 (CODES, University of Tasmania; Danyushevsky et al., 2011); GSD-1G | 702 |  | 4.7 | [11 empty] | 0.036 | [5 empty] | 3.34 | [5 empty] | 2.51 | [15 empty] | 309000 |  | 0.629 |  |  |  | 0.62 | [7 empty] | 474.8 | [13 empty] | 3.5 | [9 empty] | 1.08 | [5 empty] | 44 | [15 empty] | 395600 |  | 6.19 |  |  |  | 4 | [5 empty] | 55.3 | [13 empty] | 0.614 | [13 empty] | 641 |  |  |  |  | 2020 | Cave, B., et al. (2020), Ore Geology Reviews 124, 103647 |  | AUS | Queensland
| Mount Isa Copper Operations, Black Star Mine | No. 5 and No. 9 Pb-Zn orebodies, 650 Cu orebody, 1100 Cu orebody, 3000 Cu orebody | Seafloor hydrothermal | Sedimentary Exhalative (SEDEX) | SEDEX zinc-lead-copper | Cu, Pb, Zn | Ag | Cu, Pb, Zn, Ag | Cave et al., 2020 |  | 97-2002063521cpy6-17.d | 97-2002063521cpy6-17.d-1 | underground mine, open pit |  |  |  |  | ore material | drill core, polished section | drill core | mineral separate | [5 empty] | mineralisation |  |  |  | chalcopyrite, sphalerite, galena | Cu mineralisation stage, Pb-Zn mineralisation stage | replacement, vein infill, stratabound | coarse-grained, medium-grained, fine-grained, stratabound, discordant veins, replacement, infill |  |  |  | pyrite, pyrrhotite, arsenopyrite, siderite, dolomite, calcite, quartz, chlorite, K-feldspar, biotite, apatite, freibergite, tetrahedrite, cobaltite | Resin blocks containing each sample were produced following standard procedures and used for Mineral Liberation Analysis (MLA) mapping and subsequent LA-ICP-MS analyses | LA-ICPMS, EMPA, SEM-EDS | NWR213 solid state 213 nm laser ablation system coupled with an Agilent 7900 quadrupole ICP-MS; Cameca SXFive Electron Microprobe; Quanta600 SEM | Adelaide Microscopy | Ablation was conducted in an atmosphere of He (0.6 L/min) that was mixed with Ar (0.88 L/min) upon leaving the ablation cell; 70 µm diameter spot size with a 25:2 standard sample bracketing approach (2 standards analysed twice every 25 unknowns); MLA maps were acquired using the raster mode with an X-ray spectra collected every 4 µm | STDGL3 (CODES, University of Tasmania; Danyushevsky et al., 2011); GSD-1G | 691 |  | 59 |  | 0.33 | [9 empty] | 0.065 | [5 empty] | 3 | [5 empty] | 0.43 | [15 empty] | 287200 |  | 0.43 |  |  |  | 0.43 | [7 empty] | 478 | [13 empty] | 2.17 | [9 empty] | 0.66 | [5 empty] | 28.8 | [15 empty] | 392000 |  | 2.74 |  |  |  | 5 | [5 empty] | 73.2 | [13 empty] | 0.456 | [13 empty] | 678 |  |  |  |  | 2020 | Cave, B., et al. (2020), Ore Geology Reviews 124, 103647 |  | AUS | Queensland
| Mount Isa Copper Operations, Black Star Mine | No. 5 and No. 9 Pb-Zn orebodies, 650 Cu orebody, 1100 Cu orebody, 3000 Cu orebody | Seafloor hydrothermal | Sedimentary Exhalative (SEDEX) | SEDEX zinc-lead-copper | Cu, Pb, Zn | Ag | Cu, Pb, Zn, Ag | Cave et al., 2020 |  | 99-2002063521cpy6-19.d | 99-2002063521cpy6-19.d-1 | underground mine, open pit |  |  |  |  | ore material | drill core, polished section | drill core | mineral separate | [5 empty] | mineralisation |  |  |  | chalcopyrite, sphalerite, galena | Cu mineralisation stage, Pb-Zn mineralisation stage | replacement, vein infill, stratabound | coarse-grained, medium-grained, fine-grained, stratabound, discordant veins, replacement, infill |  |  |  | pyrite, pyrrhotite, arsenopyrite, siderite, dolomite, calcite, quartz, chlorite, K-feldspar, biotite, apatite, freibergite, tetrahedrite, cobaltite | Resin blocks containing each sample were produced following standard procedures and used for Mineral Liberation Analysis (MLA) mapping and subsequent LA-ICP-MS analyses | LA-ICPMS, EMPA, SEM-EDS | NWR213 solid state 213 nm laser ablation system coupled with an Agilent 7900 quadrupole ICP-MS; Cameca SXFive Electron Microprobe; Quanta600 SEM | Adelaide Microscopy | Ablation was conducted in an atmosphere of He (0.6 L/min) that was mixed with Ar (0.88 L/min) upon leaving the ablation cell; 70 µm diameter spot size with a 25:2 standard sample bracketing approach (2 standards analysed twice every 25 unknowns); MLA maps were acquired using the raster mode with an X-ray spectra collected every 4 µm | STDGL3 (CODES, University of Tasmania; Danyushevsky et al., 2011); GSD-1G | 695 |  | 3.2 | [17 empty] | 2.88 | [5 empty] | 0.26 | [15 empty] | 284600 |  | 0.52 |  |  |  | 0.6 | [7 empty] | 500.7 | [13 empty] | 0.64 | [9 empty] | 0.27 | [5 empty] | 6.19 | [15 empty] | 403400 |  | 1.59 |  |  |  | 1.8 | [5 empty] | 88.1 | [13 empty] | 0.216 | [13 empty] | 471 |  |  |  |  | 2020 | Cave, B., et al. (2020), Ore Geology Reviews 124, 103647 |  | AUS | Queensland
| Mount Isa Copper Operations, Black Star Mine | No. 5 and No. 9 Pb-Zn orebodies, 650 Cu orebody, 1100 Cu orebody, 3000 Cu orebody | Seafloor hydrothermal | Sedimentary Exhalative (SEDEX) | SEDEX zinc-lead-copper | Cu, Pb, Zn | Ag | Cu, Pb, Zn, Ag | Cave et al., 2020 |  | 100-2002063521cpy6-20.d | 100-2002063521cpy6-20.d-1 | underground mine, open pit |  |  |  |  | ore material | drill core, polished section | drill core | mineral separate | [5 empty] | mineralisation |  |  |  | chalcopyrite, sphalerite, galena | Cu mineralisation stage, Pb-Zn mineralisation stage | replacement, vein infill, stratabound | coarse-grained, medium-grained, fine-grained, stratabound, discordant veins, replacement, infill |  |  |  | pyrite, pyrrhotite, arsenopyrite, siderite, dolomite, calcite, quartz, chlorite, K-feldspar, biotite, apatite, freibergite, tetrahedrite, cobaltite | Resin blocks containing each sample were produced following standard procedures and used for Mineral Liberation Analysis (MLA) mapping and subsequent LA-ICP-MS analyses | LA-ICPMS, EMPA, SEM-EDS | NWR213 solid state 213 nm laser ablation system coupled with an Agilent 7900 quadrupole ICP-MS; Cameca SXFive Electron Microprobe; Quanta600 SEM | Adelaide Microscopy | Ablation was conducted in an atmosphere of He (0.6 L/min) that was mixed with Ar (0.88 L/min) upon leaving the ablation cell; 70 µm diameter spot size with a 25:2 standard sample bracketing approach (2 standards analysed twice every 25 unknowns); MLA maps were acquired using the raster mode with an X-ray spectra collected every 4 µm | STDGL3 (CODES, University of Tasmania; Danyushevsky et al., 2011); GSD-1G | 680.3 |  | 1.35 | [17 empty] | 2.53 | [5 empty] | 0.289 | [15 empty] | 289300 |  | 0.551 |  |  |  | 0.76 | [7 empty] | 451.3 | [13 empty] | 0.27 | [9 empty] | 0.2 | [5 empty] | 4.86 | [15 empty] | 384900 |  | 1.82 | [9 empty] | 83.2 | [7 empty] | 0.46 | [5 empty] | 0.302 | [13 empty] | 376.4 |  |  |  |  | 2020 | Cave, B., et al. (2020), Ore Geology Reviews 124, 103647 |  | AUS | Queensland
| Mount Isa Copper Operations, Black Star Mine | No. 5 and No. 9 Pb-Zn orebodies, 650 Cu orebody, 1100 Cu orebody, 3000 Cu orebody | Seafloor hydrothermal | Sedimentary Exhalative (SEDEX) | SEDEX zinc-lead-copper | Cu, Pb, Zn | Ag | Cu, Pb, Zn, Ag | Cave et al., 2020 |  | 105-2002063521cpy6-21.d | 105-2002063521cpy6-21.d-1 | underground mine, open pit |  |  |  |  | ore material | drill core, polished section | drill core | mineral separate | [5 empty] | mineralisation |  |  |  | chalcopyrite, sphalerite, galena | Cu mineralisation stage, Pb-Zn mineralisation stage | replacement, vein infill, stratabound | coarse-grained, medium-grained, fine-grained, stratabound, discordant veins, replacement, infill |  |  |  | pyrite, pyrrhotite, arsenopyrite, siderite, dolomite, calcite, quartz, chlorite, K-feldspar, biotite, apatite, freibergite, tetrahedrite, cobaltite | Resin blocks containing each sample were produced following standard procedures and used for Mineral Liberation Analysis (MLA) mapping and subsequent LA-ICP-MS analyses | LA-ICPMS, EMPA, SEM-EDS | NWR213 solid state 213 nm laser ablation system coupled with an Agilent 7900 quadrupole ICP-MS; Cameca SXFive Electron Microprobe; Quanta600 SEM | Adelaide Microscopy | Ablation was conducted in an atmosphere of He (0.6 L/min) that was mixed with Ar (0.88 L/min) upon leaving the ablation cell; 70 µm diameter spot size with a 25:2 standard sample bracketing approach (2 standards analysed twice every 25 unknowns); MLA maps were acquired using the raster mode with an X-ray spectra collected every 4 µm | STDGL3 (CODES, University of Tasmania; Danyushevsky et al., 2011); GSD-1G | 650.4 |  | 4.8 |  | 0.5 | [9 empty] | 0.022 | [5 empty] | 8.3 | [5 empty] | 0.67 | [15 empty] | 286000 |  | 0.645 |  |  |  | 1.19 | [7 empty] | 408.4 | [13 empty] | 0.23 | [9 empty] | 0.26 | [5 empty] | 34.4 | [15 empty] | 413300 |  | 22.4 |  |  |  | 4.6 | [5 empty] | 87.5 | [13 empty] | 18.6 | [13 empty] | 2130 |  |  |  |  | 2020 | Cave, B., et al. (2020), Ore Geology Reviews 124, 103647 |  | AUS | Queensland
| Mount Isa Copper Operations, Black Star Mine | No. 5 and No. 9 Pb-Zn orebodies, 650 Cu orebody, 1100 Cu orebody, 3000 Cu orebody | Seafloor hydrothermal | Sedimentary Exhalative (SEDEX) | SEDEX zinc-lead-copper | Cu, Pb, Zn | Ag | Cu, Pb, Zn, Ag | Cave et al., 2020 |  | 106-2002063521cpy6-22.d | 106-2002063521cpy6-22.d-1 | underground mine, open pit |  |  |  |  | ore material | drill core, polished section | drill core | mineral separate | [5 empty] | mineralisation |  |  |  | chalcopyrite, sphalerite, galena | Cu mineralisation stage, Pb-Zn mineralisation stage | replacement, vein infill, stratabound | coarse-grained, medium-grained, fine-grained, stratabound, discordant veins, replacement, infill |  |  |  | pyrite, pyrrhotite, arsenopyrite, siderite, dolomite, calcite, quartz, chlorite, K-feldspar, biotite, apatite, freibergite, tetrahedrite, cobaltite | Resin blocks containing each sample were produced following standard procedures and used for Mineral Liberation Analysis (MLA) mapping and subsequent LA-ICP-MS analyses | LA-ICPMS, EMPA, SEM-EDS | NWR213 solid state 213 nm laser ablation system coupled with an Agilent 7900 quadrupole ICP-MS; Cameca SXFive Electron Microprobe; Quanta600 SEM | Adelaide Microscopy | Ablation was conducted in an atmosphere of He (0.6 L/min) that was mixed with Ar (0.88 L/min) upon leaving the ablation cell; 70 µm diameter spot size with a 25:2 standard sample bracketing approach (2 standards analysed twice every 25 unknowns); MLA maps were acquired using the raster mode with an X-ray spectra collected every 4 µm | STDGL3 (CODES, University of Tasmania; Danyushevsky et al., 2011); GSD-1G | 662.4 |  | 2.7 |  | 0.23 | [15 empty] | 2.68 | [5 empty] | 0.278 | [15 empty] | 285800 |  | 0.432 |  |  |  | 0.62 | [7 empty] | 360.6 | [23 empty] | 0.25 | [5 empty] | 3.35 | [15 empty] | 392000 |  | 1.61 |  |  |  | 7 | [5 empty] | 75 | [7 empty] | 0.77 | [5 empty] | 0.145 | [13 empty] | 338.1 |  |  |  |  | 2020 | Cave, B., et al. (2020), Ore Geology Reviews 124, 103647 |  | AUS | Queensland
| Mount Isa Copper Operations, Black Star Mine | No. 5 and No. 9 Pb-Zn orebodies, 650 Cu orebody, 1100 Cu orebody, 3000 Cu orebody | Seafloor hydrothermal | Sedimentary Exhalative (SEDEX) | SEDEX zinc-lead-copper | Cu, Pb, Zn | Ag | Cu, Pb, Zn, Ag | Cave et al., 2020 |  | 107-2002063521cpy6-23.d | 107-2002063521cpy6-23.d-1 | underground mine, open pit |  |  |  |  | ore material | drill core, polished section | drill core | mineral separate | [5 empty] | mineralisation |  |  |  | chalcopyrite, sphalerite, galena | Cu mineralisation stage, Pb-Zn mineralisation stage | replacement, vein infill, stratabound | coarse-grained, medium-grained, fine-grained, stratabound, discordant veins, replacement, infill |  |  |  | pyrite, pyrrhotite, arsenopyrite, siderite, dolomite, calcite, quartz, chlorite, K-feldspar, biotite, apatite, freibergite, tetrahedrite, cobaltite | Resin blocks containing each sample were produced following standard procedures and used for Mineral Liberation Analysis (MLA) mapping and subsequent LA-ICP-MS analyses | LA-ICPMS, EMPA, SEM-EDS | NWR213 solid state 213 nm laser ablation system coupled with an Agilent 7900 quadrupole ICP-MS; Cameca SXFive Electron Microprobe; Quanta600 SEM | Adelaide Microscopy | Ablation was conducted in an atmosphere of He (0.6 L/min) that was mixed with Ar (0.88 L/min) upon leaving the ablation cell; 70 µm diameter spot size with a 25:2 standard sample bracketing approach (2 standards analysed twice every 25 unknowns); MLA maps were acquired using the raster mode with an X-ray spectra collected every 4 µm | STDGL3 (CODES, University of Tasmania; Danyushevsky et al., 2011); GSD-1G | 686 |  | 8.1 |  | 0.54 | [15 empty] | 2.38 | [5 empty] | 0.57 | [15 empty] | 287500 |  | 0.382 |  |  |  | 0.37 | [7 empty] | 334.9 | [23 empty] | 1.04 | [5 empty] | 11.8 | [15 empty] | 407000 |  | 2.4 |  |  |  | 6.9 | [5 empty] | 70.3 | [7 empty] | 0.62 | [5 empty] | 0.226 | [13 empty] | 402 |  |  |  |  | 2020 | Cave, B., et al. (2020), Ore Geology Reviews 124, 103647 |  | AUS | Queensland
| Mount Isa Copper Operations, Black Star Mine | No. 5 and No. 9 Pb-Zn orebodies, 650 Cu orebody, 1100 Cu orebody, 3000 Cu orebody | Seafloor hydrothermal | Sedimentary Exhalative (SEDEX) | SEDEX zinc-lead-copper | Cu, Pb, Zn | Ag | Cu, Pb, Zn, Ag | Cave et al., 2020 |  | 108-2002063521cpy6-24.d | 108-2002063521cpy6-24.d-1 | underground mine, open pit |  |  |  |  | ore material | drill core, polished section | drill core | mineral separate | [5 empty] | mineralisation |  |  |  | chalcopyrite, sphalerite, galena | Cu mineralisation stage, Pb-Zn mineralisation stage | replacement, vein infill, stratabound | coarse-grained, medium-grained, fine-grained, stratabound, discordant veins, replacement, infill |  |  |  | pyrite, pyrrhotite, arsenopyrite, siderite, dolomite, calcite, quartz, chlorite, K-feldspar, biotite, apatite, freibergite, tetrahedrite, cobaltite | Resin blocks containing each sample were produced following standard procedures and used for Mineral Liberation Analysis (MLA) mapping and subsequent LA-ICP-MS analyses | LA-ICPMS, EMPA, SEM-EDS | NWR213 solid state 213 nm laser ablation system coupled with an Agilent 7900 quadrupole ICP-MS; Cameca SXFive Electron Microprobe; Quanta600 SEM | Adelaide Microscopy | Ablation was conducted in an atmosphere of He (0.6 L/min) that was mixed with Ar (0.88 L/min) upon leaving the ablation cell; 70 µm diameter spot size with a 25:2 standard sample bracketing approach (2 standards analysed twice every 25 unknowns); MLA maps were acquired using the raster mode with an X-ray spectra collected every 4 µm | STDGL3 (CODES, University of Tasmania; Danyushevsky et al., 2011); GSD-1G | 665 |  | 11.1 |  | 0.41 | [9 empty] | 0.033 | [5 empty] | 2.29 | [5 empty] | 0.351 | [15 empty] | 288800 |  | 0.292 |  |  |  | 0.31 | [7 empty] | 292 | [13 empty] | 0.53 | [9 empty] | 0.56 | [5 empty] | 7.81 | [15 empty] | 394700 |  | 3.2 |  |  |  | 2.2 | [5 empty] | 66.2 | [13 empty] | 0.13 | [13 empty] | 366 |  |  |  |  | 2020 | Cave, B., et al. (2020), Ore Geology Reviews 124, 103647 |  | AUS | Queensland
| Mount Isa Copper Operations, Black Star Mine | No. 5 and No. 9 Pb-Zn orebodies, 650 Cu orebody, 1100 Cu orebody, 3000 Cu orebody | Seafloor hydrothermal | Sedimentary Exhalative (SEDEX) | SEDEX zinc-lead-copper | Cu, Pb, Zn | Ag | Cu, Pb, Zn, Ag | Cave et al., 2020 |  | 109-2002063521cpy6-25.d | 109-2002063521cpy6-25.d-1 | underground mine, open pit |  |  |  |  | ore material | drill core, polished section | drill core | mineral separate | [5 empty] | mineralisation |  |  |  | chalcopyrite, sphalerite, galena | Cu mineralisation stage, Pb-Zn mineralisation stage | replacement, vein infill, stratabound | coarse-grained, medium-grained, fine-grained, stratabound, discordant veins, replacement, infill |  |  |  | pyrite, pyrrhotite, arsenopyrite, siderite, dolomite, calcite, quartz, chlorite, K-feldspar, biotite, apatite, freibergite, tetrahedrite, cobaltite | Resin blocks containing each sample were produced following standard procedures and used for Mineral Liberation Analysis (MLA) mapping and subsequent LA-ICP-MS analyses | LA-ICPMS, EMPA, SEM-EDS | NWR213 solid state 213 nm laser ablation system coupled with an Agilent 7900 quadrupole ICP-MS; Cameca SXFive Electron Microprobe; Quanta600 SEM | Adelaide Microscopy | Ablation was conducted in an atmosphere of He (0.6 L/min) that was mixed with Ar (0.88 L/min) upon leaving the ablation cell; 70 µm diameter spot size with a 25:2 standard sample bracketing approach (2 standards analysed twice every 25 unknowns); MLA maps were acquired using the raster mode with an X-ray spectra collected every 4 µm | STDGL3 (CODES, University of Tasmania; Danyushevsky et al., 2011); GSD-1G | 691.5 |  | 3.5 | [17 empty] | 2.72 | [5 empty] | 0.398 | [15 empty] | 284800 |  | 0.34 |  |  |  | 0.39 | [7 empty] | 338.2 | [13 empty] | 0.31 | [9 empty] | 0.88 | [5 empty] | 13.05 | [15 empty] | 408500 |  | 1.86 |  |  |  | 3.2 | [5 empty] | 72.1 | [7 empty] | 0.6 | [5 empty] | 0.278 | [13 empty] | 364 |  |  |  |  | 2020 | Cave, B., et al. (2020), Ore Geology Reviews 124, 103647 |  | AUS | Queensland
| Mount Isa Copper Operations, Black Star Mine | No. 5 and No. 9 Pb-Zn orebodies, 650 Cu orebody, 1100 Cu orebody, 3000 Cu orebody | Seafloor hydrothermal | Sedimentary Exhalative (SEDEX) | SEDEX zinc-lead-copper | Cu, Pb, Zn | Ag | Cu, Pb, Zn, Ag | Cave et al., 2020 |  | 110-2002063521cpy6-26.d | 110-2002063521cpy6-26.d-1 | underground mine, open pit |  |  |  |  | ore material | drill core, polished section | drill core | mineral separate | [5 empty] | mineralisation |  |  |  | chalcopyrite, sphalerite, galena | Cu mineralisation stage, Pb-Zn mineralisation stage | replacement, vein infill, stratabound | coarse-grained, medium-grained, fine-grained, stratabound, discordant veins, replacement, infill |  |  |  | pyrite, pyrrhotite, arsenopyrite, siderite, dolomite, calcite, quartz, chlorite, K-feldspar, biotite, apatite, freibergite, tetrahedrite, cobaltite | Resin blocks containing each sample were produced following standard procedures and used for Mineral Liberation Analysis (MLA) mapping and subsequent LA-ICP-MS analyses | LA-ICPMS, EMPA, SEM-EDS | NWR213 solid state 213 nm laser ablation system coupled with an Agilent 7900 quadrupole ICP-MS; Cameca SXFive Electron Microprobe; Quanta600 SEM | Adelaide Microscopy | Ablation was conducted in an atmosphere of He (0.6 L/min) that was mixed with Ar (0.88 L/min) upon leaving the ablation cell; 70 µm diameter spot size with a 25:2 standard sample bracketing approach (2 standards analysed twice every 25 unknowns); MLA maps were acquired using the raster mode with an X-ray spectra collected every 4 µm | STDGL3 (CODES, University of Tasmania; Danyushevsky et al., 2011); GSD-1G | 695 |  | 1.39 | [17 empty] | 2.72 | [5 empty] | 0.397 | [15 empty] | 289500 |  | 0.549 |  |  |  | 0.53 | [7 empty] | 395.2 | [23 empty] | 0.32 | [5 empty] | 5.49 | [15 empty] | 394100 |  | 2.59 |  |  |  | 3.5 | [5 empty] | 79.9 | [13 empty] | 0.226 | [13 empty] | 428 |  |  |  |  | 2020 | Cave, B., et al. (2020), Ore Geology Reviews 124, 103647 |  | AUS | Queensland
| Mount Isa Copper Operations, Black Star Mine | No. 5 and No. 9 Pb-Zn orebodies, 650 Cu orebody, 1100 Cu orebody, 3000 Cu orebody | Seafloor hydrothermal | Sedimentary Exhalative (SEDEX) | SEDEX zinc-lead-copper | Cu, Pb, Zn | Ag | Cu, Pb, Zn, Ag | Cave et al., 2020 |  | 111-2002063521cpy6-27.d | 111-2002063521cpy6-27.d-1 | underground mine, open pit |  |  |  |  | ore material | drill core, polished section | drill core | mineral separate | [5 empty] | mineralisation |  |  |  | chalcopyrite, sphalerite, galena | Cu mineralisation stage, Pb-Zn mineralisation stage | replacement, vein infill, stratabound | coarse-grained, medium-grained, fine-grained, stratabound, discordant veins, replacement, infill |  |  |  | pyrite, pyrrhotite, arsenopyrite, siderite, dolomite, calcite, quartz, chlorite, K-feldspar, biotite, apatite, freibergite, tetrahedrite, cobaltite | Resin blocks containing each sample were produced following standard procedures and used for Mineral Liberation Analysis (MLA) mapping and subsequent LA-ICP-MS analyses | LA-ICPMS, EMPA, SEM-EDS | NWR213 solid state 213 nm laser ablation system coupled with an Agilent 7900 quadrupole ICP-MS; Cameca SXFive Electron Microprobe; Quanta600 SEM | Adelaide Microscopy | Ablation was conducted in an atmosphere of He (0.6 L/min) that was mixed with Ar (0.88 L/min) upon leaving the ablation cell; 70 µm diameter spot size with a 25:2 standard sample bracketing approach (2 standards analysed twice every 25 unknowns); MLA maps were acquired using the raster mode with an X-ray spectra collected every 4 µm | STDGL3 (CODES, University of Tasmania; Danyushevsky et al., 2011); GSD-1G | 687.1 |  | 2.8 |  | 0.24 | [9 empty] | 0.039 | [5 empty] | 3.84 | [5 empty] | 0.445 | [15 empty] | 289900 |  | 0.589 |  |  |  | 0.94 | [7 empty] | 390.6 | [23 empty] | 0.27 | [5 empty] | 14.7 | [15 empty] | 406000 |  | 8.69 |  |  |  | 3 | [5 empty] | 87.9 | [13 empty] | 6.64 | [13 empty] | 855 |  |  |  |  | 2020 | Cave, B., et al. (2020), Ore Geology Reviews 124, 103647 |  | AUS | Queensland
| Mount Isa Copper Operations, Black Star Mine | No. 5 and No. 9 Pb-Zn orebodies, 650 Cu orebody, 1100 Cu orebody, 3000 Cu orebody | Seafloor hydrothermal | Sedimentary Exhalative (SEDEX) | SEDEX zinc-lead-copper | Cu, Pb, Zn | Ag | Cu, Pb, Zn, Ag | Cave et al., 2020 |  | 112-2002063521cpy6-28.d | 112-2002063521cpy6-28.d-1 | underground mine, open pit |  |  |  |  | ore material | drill core, polished section | drill core | mineral separate | [5 empty] | mineralisation |  |  |  | chalcopyrite, sphalerite, galena | Cu mineralisation stage, Pb-Zn mineralisation stage | replacement, vein infill, stratabound | coarse-grained, medium-grained, fine-grained, stratabound, discordant veins, replacement, infill |  |  |  | pyrite, pyrrhotite, arsenopyrite, siderite, dolomite, calcite, quartz, chlorite, K-feldspar, biotite, apatite, freibergite, tetrahedrite, cobaltite | Resin blocks containing each sample were produced following standard procedures and used for Mineral Liberation Analysis (MLA) mapping and subsequent LA-ICP-MS analyses | LA-ICPMS, EMPA, SEM-EDS | NWR213 solid state 213 nm laser ablation system coupled with an Agilent 7900 quadrupole ICP-MS; Cameca SXFive Electron Microprobe; Quanta600 SEM | Adelaide Microscopy | Ablation was conducted in an atmosphere of He (0.6 L/min) that was mixed with Ar (0.88 L/min) upon leaving the ablation cell; 70 µm diameter spot size with a 25:2 standard sample bracketing approach (2 standards analysed twice every 25 unknowns); MLA maps were acquired using the raster mode with an X-ray spectra collected every 4 µm | STDGL3 (CODES, University of Tasmania; Danyushevsky et al., 2011); GSD-1G | 658 |  | 2.5 | [17 empty] | 2.23 | [5 empty] | 0.412 | [15 empty] | 280700 |  | 0.432 |  |  |  | 0.77 | [7 empty] | 443.5 | [13 empty] | 0.22 | [9 empty] | 0.26 | [5 empty] | 4.07 | [15 empty] | 393500 |  | 1.89 |  |  |  | 5 | [5 empty] | 81.5 | [13 empty] | 0.183 | [13 empty] | 416 |  |  |  |  | 2020 | Cave, B., et al. (2020), Ore Geology Reviews 124, 103647 |  | AUS | Queensland
| Mount Isa Copper Operations, Black Star Mine | No. 5 and No. 9 Pb-Zn orebodies, 650 Cu orebody, 1100 Cu orebody, 3000 Cu orebody | Seafloor hydrothermal | Sedimentary Exhalative (SEDEX) | SEDEX zinc-lead-copper | Cu, Pb, Zn | Ag | Cu, Pb, Zn, Ag | Cave et al., 2020 |  | 113-2002063521cpy6-29.d | 113-2002063521cpy6-29.d-1 | underground mine, open pit |  |  |  |  | ore material | drill core, polished section | drill core | mineral separate | [5 empty] | mineralisation |  |  |  | chalcopyrite, sphalerite, galena | Cu mineralisation stage, Pb-Zn mineralisation stage | replacement, vein infill, stratabound | coarse-grained, medium-grained, fine-grained, stratabound, discordant veins, replacement, infill |  |  |  | pyrite, pyrrhotite, arsenopyrite, siderite, dolomite, calcite, quartz, chlorite, K-feldspar, biotite, apatite, freibergite, tetrahedrite, cobaltite | Resin blocks containing each sample were produced following standard procedures and used for Mineral Liberation Analysis (MLA) mapping and subsequent LA-ICP-MS analyses | LA-ICPMS, EMPA, SEM-EDS | NWR213 solid state 213 nm laser ablation system coupled with an Agilent 7900 quadrupole ICP-MS; Cameca SXFive Electron Microprobe; Quanta600 SEM | Adelaide Microscopy | Ablation was conducted in an atmosphere of He (0.6 L/min) that was mixed with Ar (0.88 L/min) upon leaving the ablation cell; 70 µm diameter spot size with a 25:2 standard sample bracketing approach (2 standards analysed twice every 25 unknowns); MLA maps were acquired using the raster mode with an X-ray spectra collected every 4 µm | STDGL3 (CODES, University of Tasmania; Danyushevsky et al., 2011); GSD-1G | 692 |  | 2 | [17 empty] | 2.59 | [5 empty] | 0.344 | [15 empty] | 291100 |  | 0.524 |  |  |  | 0.63 | [7 empty] | 481 | [13 empty] | 1.96 | [9 empty] | 0.18 | [5 empty] | 11.7 | [15 empty] | 399000 |  | 3.3 |  |  |  | 2.6 | [5 empty] | 63 | [7 empty] | 0.39 | [5 empty] | 0.418 | [13 empty] | 492 |  |  |  |  | 2020 | Cave, B., et al. (2020), Ore Geology Reviews 124, 103647 |  | AUS | Queensland
| Mount Isa Copper Operations, Black Star Mine | No. 5 and No. 9 Pb-Zn orebodies, 650 Cu orebody, 1100 Cu orebody, 3000 Cu orebody | Seafloor hydrothermal | Sedimentary Exhalative (SEDEX) | SEDEX zinc-lead-copper | Cu, Pb, Zn | Ag | Cu, Pb, Zn, Ag | Cave et al., 2020 |  | 114-2002063521cpy6-30.d | 114-2002063521cpy6-30.d-1 | underground mine, open pit |  |  |  |  | ore material | drill core, polished section | drill core | mineral separate | [5 empty] | mineralisation |  |  |  | chalcopyrite, sphalerite, galena | Cu mineralisation stage, Pb-Zn mineralisation stage | replacement, vein infill, stratabound | coarse-grained, medium-grained, fine-grained, stratabound, discordant veins, replacement, infill |  |  |  | pyrite, pyrrhotite, arsenopyrite, siderite, dolomite, calcite, quartz, chlorite, K-feldspar, biotite, apatite, freibergite, tetrahedrite, cobaltite | Resin blocks containing each sample were produced following standard procedures and used for Mineral Liberation Analysis (MLA) mapping and subsequent LA-ICP-MS analyses | LA-ICPMS, EMPA, SEM-EDS | NWR213 solid state 213 nm laser ablation system coupled with an Agilent 7900 quadrupole ICP-MS; Cameca SXFive Electron Microprobe; Quanta600 SEM | Adelaide Microscopy | Ablation was conducted in an atmosphere of He (0.6 L/min) that was mixed with Ar (0.88 L/min) upon leaving the ablation cell; 70 µm diameter spot size with a 25:2 standard sample bracketing approach (2 standards analysed twice every 25 unknowns); MLA maps were acquired using the raster mode with an X-ray spectra collected every 4 µm | STDGL3 (CODES, University of Tasmania; Danyushevsky et al., 2011); GSD-1G | 681 |  | 8.6 |  | 0.28 | [9 empty] | 0.022 | [5 empty] | 2.5 | [5 empty] | 0.462 | [15 empty] | 290900 |  | 0.568 |  |  |  | 0.56 | [7 empty] | 451 | [13 empty] | 1.61 | [9 empty] | 0.39 | [5 empty] | 18.9 | [15 empty] | 402700 |  | 2.94 |  |  |  | 2.1 | [5 empty] | 76.4 | [13 empty] | 0.298 | [13 empty] | 417.2 |  |  |  |  | 2020 | Cave, B., et al. (2020), Ore Geology Reviews 124, 103647 |  | AUS | Queensland
| Mount Isa Copper Operations, Black Star Mine | No. 5 and No. 9 Pb-Zn orebodies, 650 Cu orebody, 1100 Cu orebody, 3000 Cu orebody | Seafloor hydrothermal | Sedimentary Exhalative (SEDEX) | SEDEX zinc-lead-copper | Cu, Pb, Zn | Ag | Cu, Pb, Zn, Ag | Cave et al., 2020 |  | 116-2002063521cpy9-2.d | 116-2002063521cpy9-2.d-1 | underground mine, open pit |  |  |  |  | ore material | drill core, polished section | drill core | mineral separate | [5 empty] | mineralisation |  |  |  | chalcopyrite, sphalerite, galena | Cu mineralisation stage, Pb-Zn mineralisation stage | replacement, vein infill, stratabound | coarse-grained, medium-grained, fine-grained, stratabound, discordant veins, replacement, infill |  |  |  | pyrite, pyrrhotite, arsenopyrite, siderite, dolomite, calcite, quartz, chlorite, K-feldspar, biotite, apatite, freibergite, tetrahedrite, cobaltite | Resin blocks containing each sample were produced following standard procedures and used for Mineral Liberation Analysis (MLA) mapping and subsequent LA-ICP-MS analyses | LA-ICPMS, EMPA, SEM-EDS | NWR213 solid state 213 nm laser ablation system coupled with an Agilent 7900 quadrupole ICP-MS; Cameca SXFive Electron Microprobe; Quanta600 SEM | Adelaide Microscopy | Ablation was conducted in an atmosphere of He (0.6 L/min) that was mixed with Ar (0.88 L/min) upon leaving the ablation cell; 70 µm diameter spot size with a 25:2 standard sample bracketing approach (2 standards analysed twice every 25 unknowns); MLA maps were acquired using the raster mode with an X-ray spectra collected every 4 µm | STDGL3 (CODES, University of Tasmania; Danyushevsky et al., 2011); GSD-1G | 230.2 |  | 11.1 |  | 0.27 | [9 empty] | 0.257 | [5 empty] | 3.59 | [5 empty] | 0.058 | [15 empty] | 284000 |  | 0.117 |  |  |  | 0.37 | [7 empty] | 76.7 | [13 empty] | 0.35 | [9 empty] | 0.23 | [5 empty] | 33.7 | [15 empty] | 405800 |  | 6.01 |  |  |  | 7.9 | [5 empty] | 7.93 | [13 empty] | 1.61 | [13 empty] | 314 |  |  |  |  | 2020 | Cave, B., et al. (2020), Ore Geology Reviews 124, 103647 |  | AUS | Queensland
| Mount Isa Copper Operations, Black Star Mine | No. 5 and No. 9 Pb-Zn orebodies, 650 Cu orebody, 1100 Cu orebody, 3000 Cu orebody | Seafloor hydrothermal | Sedimentary Exhalative (SEDEX) | SEDEX zinc-lead-copper | Cu, Pb, Zn | Ag | Cu, Pb, Zn, Ag | Cave et al., 2020 |  | 117-2002063521cpy9-3.d | 117-2002063521cpy9-3.d-1 | underground mine, open pit |  |  |  |  | ore material | drill core, polished section | drill core | mineral separate | [5 empty] | mineralisation |  |  |  | chalcopyrite, sphalerite, galena | Cu mineralisation stage, Pb-Zn mineralisation stage | replacement, vein infill, stratabound | coarse-grained, medium-grained, fine-grained, stratabound, discordant veins, replacement, infill |  |  |  | pyrite, pyrrhotite, arsenopyrite, siderite, dolomite, calcite, quartz, chlorite, K-feldspar, biotite, apatite, freibergite, tetrahedrite, cobaltite | Resin blocks containing each sample were produced following standard procedures and used for Mineral Liberation Analysis (MLA) mapping and subsequent LA-ICP-MS analyses | LA-ICPMS, EMPA, SEM-EDS | NWR213 solid state 213 nm laser ablation system coupled with an Agilent 7900 quadrupole ICP-MS; Cameca SXFive Electron Microprobe; Quanta600 SEM | Adelaide Microscopy | Ablation was conducted in an atmosphere of He (0.6 L/min) that was mixed with Ar (0.88 L/min) upon leaving the ablation cell; 70 µm diameter spot size with a 25:2 standard sample bracketing approach (2 standards analysed twice every 25 unknowns); MLA maps were acquired using the raster mode with an X-ray spectra collected every 4 µm | STDGL3 (CODES, University of Tasmania; Danyushevsky et al., 2011); GSD-1G | 247.5 |  | 7.2 |  | 0.54 | [9 empty] | 0.106 | [5 empty] | 3.42 | [5 empty] | 0.092 | [15 empty] | 288000 |  | 0.1 | [11 empty] | 72 | [13 empty] | 1.37 | [9 empty] | 0.2 | [5 empty] | 24.6 | [15 empty] | 398000 |  | 5.16 | [9 empty] | 7.27 | [13 empty] | 1.45 | [13 empty] | 320 |  |  |  |  | 2020 | Cave, B., et al. (2020), Ore Geology Reviews 124, 103647 |  | AUS | Queensland
| Mount Isa Copper Operations, Black Star Mine | No. 5 and No. 9 Pb-Zn orebodies, 650 Cu orebody, 1100 Cu orebody, 3000 Cu orebody | Seafloor hydrothermal | Sedimentary Exhalative (SEDEX) | SEDEX zinc-lead-copper | Cu, Pb, Zn | Ag | Cu, Pb, Zn, Ag | Cave et al., 2020 |  | 118-2002063521cpy9-4.d | 118-2002063521cpy9-4.d-1 | underground mine, open pit |  |  |  |  | ore material | drill core, polished section | drill core | mineral separate | [5 empty] | mineralisation |  |  |  | chalcopyrite, sphalerite, galena | Cu mineralisation stage, Pb-Zn mineralisation stage | replacement, vein infill, stratabound | coarse-grained, medium-grained, fine-grained, stratabound, discordant veins, replacement, infill |  |  |  | pyrite, pyrrhotite, arsenopyrite, siderite, dolomite, calcite, quartz, chlorite, K-feldspar, biotite, apatite, freibergite, tetrahedrite, cobaltite | Resin blocks containing each sample were produced following standard procedures and used for Mineral Liberation Analysis (MLA) mapping and subsequent LA-ICP-MS analyses | LA-ICPMS, EMPA, SEM-EDS | NWR213 solid state 213 nm laser ablation system coupled with an Agilent 7900 quadrupole ICP-MS; Cameca SXFive Electron Microprobe; Quanta600 SEM | Adelaide Microscopy | Ablation was conducted in an atmosphere of He (0.6 L/min) that was mixed with Ar (0.88 L/min) upon leaving the ablation cell; 70 µm diameter spot size with a 25:2 standard sample bracketing approach (2 standards analysed twice every 25 unknowns); MLA maps were acquired using the raster mode with an X-ray spectra collected every 4 µm | STDGL3 (CODES, University of Tasmania; Danyushevsky et al., 2011); GSD-1G | 268.7 |  | 11.1 | [11 empty] | 0.142 | [5 empty] | 2.81 | [5 empty] | 0.061 | [15 empty] | 292500 |  | 0.163 |  |  |  | 0.51 | [7 empty] | 78.3 | [13 empty] | 0.86 | [9 empty] | 0.15 | [5 empty] | 17.6 | [15 empty] | 424400 |  | 2.47 | [9 empty] | 9.78 | [7 empty] | 1.26 | [5 empty] | 1 | [13 empty] | 330 |  |  |  |  | 2020 | Cave, B., et al. (2020), Ore Geology Reviews 124, 103647 |  | AUS | Queensland
| Mount Isa Copper Operations, Black Star Mine | No. 5 and No. 9 Pb-Zn orebodies, 650 Cu orebody, 1100 Cu orebody, 3000 Cu orebody | Seafloor hydrothermal | Sedimentary Exhalative (SEDEX) | SEDEX zinc-lead-copper | Cu, Pb, Zn | Ag | Cu, Pb, Zn, Ag | Cave et al., 2020 |  | 120-2002063521cpy9-6.d | 120-2002063521cpy9-6.d-1 | underground mine, open pit |  |  |  |  | ore material | drill core, polished section | drill core | mineral separate | [5 empty] | mineralisation |  |  |  | chalcopyrite, sphalerite, galena | Cu mineralisation stage, Pb-Zn mineralisation stage | replacement, vein infill, stratabound | coarse-grained, medium-grained, fine-grained, stratabound, discordant veins, replacement, infill |  |  |  | pyrite, pyrrhotite, arsenopyrite, siderite, dolomite, calcite, quartz, chlorite, K-feldspar, biotite, apatite, freibergite, tetrahedrite, cobaltite | Resin blocks containing each sample were produced following standard procedures and used for Mineral Liberation Analysis (MLA) mapping and subsequent LA-ICP-MS analyses | LA-ICPMS, EMPA, SEM-EDS | NWR213 solid state 213 nm laser ablation system coupled with an Agilent 7900 quadrupole ICP-MS; Cameca SXFive Electron Microprobe; Quanta600 SEM | Adelaide Microscopy | Ablation was conducted in an atmosphere of He (0.6 L/min) that was mixed with Ar (0.88 L/min) upon leaving the ablation cell; 70 µm diameter spot size with a 25:2 standard sample bracketing approach (2 standards analysed twice every 25 unknowns); MLA maps were acquired using the raster mode with an X-ray spectra collected every 4 µm | STDGL3 (CODES, University of Tasmania; Danyushevsky et al., 2011); GSD-1G | 226.7 |  | 5.4 |  | 0.19 | [9 empty] | 0.135 | [5 empty] | 3.55 | [5 empty] | 0.025 | [15 empty] | 286200 |  | 0.164 |  |  |  | 1.09 | [7 empty] | 69.8 | [13 empty] | 3.5 | [9 empty] | 0.26 | [5 empty] | 18.7 | [15 empty] | 396200 |  | 4.89 |  |  |  | 5.1 | [5 empty] | 8.66 | [13 empty] | 0.747 | [13 empty] | 283.1 |  |  |  |  | 2020 | Cave, B., et al. (2020), Ore Geology Reviews 124, 103647 |  | AUS | Queensland
| Mount Isa Copper Operations, Black Star Mine | No. 5 and No. 9 Pb-Zn orebodies, 650 Cu orebody, 1100 Cu orebody, 3000 Cu orebody | Seafloor hydrothermal | Sedimentary Exhalative (SEDEX) | SEDEX zinc-lead-copper | Cu, Pb, Zn | Ag | Cu, Pb, Zn, Ag | Cave et al., 2020 |  | 122-2002063521cpy9-8.d | 122-2002063521cpy9-8.d-1 | underground mine, open pit |  |  |  |  | ore material | drill core, polished section | drill core | mineral separate | [5 empty] | mineralisation |  |  |  | chalcopyrite, sphalerite, galena | Cu mineralisation stage, Pb-Zn mineralisation stage | replacement, vein infill, stratabound | coarse-grained, medium-grained, fine-grained, stratabound, discordant veins, replacement, infill |  |  |  | pyrite, pyrrhotite, arsenopyrite, siderite, dolomite, calcite, quartz, chlorite, K-feldspar, biotite, apatite, freibergite, tetrahedrite, cobaltite | Resin blocks containing each sample were produced following standard procedures and used for Mineral Liberation Analysis (MLA) mapping and subsequent LA-ICP-MS analyses | LA-ICPMS, EMPA, SEM-EDS | NWR213 solid state 213 nm laser ablation system coupled with an Agilent 7900 quadrupole ICP-MS; Cameca SXFive Electron Microprobe; Quanta600 SEM | Adelaide Microscopy | Ablation was conducted in an atmosphere of He (0.6 L/min) that was mixed with Ar (0.88 L/min) upon leaving the ablation cell; 70 µm diameter spot size with a 25:2 standard sample bracketing approach (2 standards analysed twice every 25 unknowns); MLA maps were acquired using the raster mode with an X-ray spectra collected every 4 µm | STDGL3 (CODES, University of Tasmania; Danyushevsky et al., 2011); GSD-1G | 233.8 |  | 6.3 | [11 empty] | 0.147 | [5 empty] | 3.26 | [5 empty] | 0.049 | [15 empty] | 287100 |  | 0.053 |  |  |  | 0.6 | [7 empty] | 68 | [13 empty] | 1.07 | [9 empty] | 0.27 | [5 empty] | 27.3 | [15 empty] | 412900 |  | 4.72 |  |  |  | 2.4 | [5 empty] | 7.07 | [13 empty] | 1.259 | [13 empty] | 266.2 |  |  |  |  | 2020 | Cave, B., et al. (2020), Ore Geology Reviews 124, 103647 |  | AUS | Queensland
| Mount Isa Copper Operations, Black Star Mine | No. 5 and No. 9 Pb-Zn orebodies, 650 Cu orebody, 1100 Cu orebody, 3000 Cu orebody | Seafloor hydrothermal | Sedimentary Exhalative (SEDEX) | SEDEX zinc-lead-copper | Cu, Pb, Zn | Ag | Cu, Pb, Zn, Ag | Cave et al., 2020 |  | 125-2002063521cpy9-11.d | 125-2002063521cpy9-11.d-1 | underground mine, open pit |  |  |  |  | ore material | drill core, polished section | drill core | mineral separate | [5 empty] | mineralisation |  |  |  | chalcopyrite, sphalerite, galena | Cu mineralisation stage, Pb-Zn mineralisation stage | replacement, vein infill, stratabound | coarse-grained, medium-grained, fine-grained, stratabound, discordant veins, replacement, infill |  |  |  | pyrite, pyrrhotite, arsenopyrite, siderite, dolomite, calcite, quartz, chlorite, K-feldspar, biotite, apatite, freibergite, tetrahedrite, cobaltite | Resin blocks containing each sample were produced following standard procedures and used for Mineral Liberation Analysis (MLA) mapping and subsequent LA-ICP-MS analyses | LA-ICPMS, EMPA, SEM-EDS | NWR213 solid state 213 nm laser ablation system coupled with an Agilent 7900 quadrupole ICP-MS; Cameca SXFive Electron Microprobe; Quanta600 SEM | Adelaide Microscopy | Ablation was conducted in an atmosphere of He (0.6 L/min) that was mixed with Ar (0.88 L/min) upon leaving the ablation cell; 70 µm diameter spot size with a 25:2 standard sample bracketing approach (2 standards analysed twice every 25 unknowns); MLA maps were acquired using the raster mode with an X-ray spectra collected every 4 µm | STDGL3 (CODES, University of Tasmania; Danyushevsky et al., 2011); GSD-1G | 234.1 |  | 23.2 |  | 0.45 | [9 empty] | 0.138 | [5 empty] | 3.17 | [5 empty] | 0.092 | [15 empty] | 284700 |  | 0.216 |  |  |  | 0.36 | [7 empty] | 63.5 | [13 empty] | 0.71 | [9 empty] | 0.58 | [5 empty] | 26 | [15 empty] | 426700 |  | 4.73 |  |  |  | 1.8 | [5 empty] | 8.37 | [7 empty] | 0.6 | [5 empty] | 0.691 | [13 empty] | 259 |  |  |  |  | 2020 | Cave, B., et al. (2020), Ore Geology Reviews 124, 103647 |  | AUS | Queensland
| Mount Isa Copper Operations, Black Star Mine | No. 5 and No. 9 Pb-Zn orebodies, 650 Cu orebody, 1100 Cu orebody, 3000 Cu orebody | Seafloor hydrothermal | Sedimentary Exhalative (SEDEX) | SEDEX zinc-lead-copper | Cu, Pb, Zn | Ag | Cu, Pb, Zn, Ag | Cave et al., 2020 |  | 131-2002063521cpy9-13.d | 131-2002063521cpy9-13.d-1 | underground mine, open pit |  |  |  |  | ore material | drill core, polished section | drill core | mineral separate | [5 empty] | mineralisation |  |  |  | chalcopyrite, sphalerite, galena | Cu mineralisation stage, Pb-Zn mineralisation stage | replacement, vein infill, stratabound | coarse-grained, medium-grained, fine-grained, stratabound, discordant veins, replacement, infill |  |  |  | pyrite, pyrrhotite, arsenopyrite, siderite, dolomite, calcite, quartz, chlorite, K-feldspar, biotite, apatite, freibergite, tetrahedrite, cobaltite | Resin blocks containing each sample were produced following standard procedures and used for Mineral Liberation Analysis (MLA) mapping and subsequent LA-ICP-MS analyses | LA-ICPMS, EMPA, SEM-EDS | NWR213 solid state 213 nm laser ablation system coupled with an Agilent 7900 quadrupole ICP-MS; Cameca SXFive Electron Microprobe; Quanta600 SEM | Adelaide Microscopy | Ablation was conducted in an atmosphere of He (0.6 L/min) that was mixed with Ar (0.88 L/min) upon leaving the ablation cell; 70 µm diameter spot size with a 25:2 standard sample bracketing approach (2 standards analysed twice every 25 unknowns); MLA maps were acquired using the raster mode with an X-ray spectra collected every 4 µm | STDGL3 (CODES, University of Tasmania; Danyushevsky et al., 2011); GSD-1G | 219.3 |  | 1.7 | [11 empty] | 0.084 | [5 empty] | 2.53 | [5 empty] | 0.055 | [15 empty] | 287800 |  | 0.093 |  |  |  | 0.4 | [7 empty] | 32.78 | [13 empty] | 0.22 | [9 empty] | 0.141 | [5 empty] | 10.76 | [15 empty] | 409600 |  | 1.78 |  |  |  | 7.4 | [5 empty] | 8.56 | [7 empty] | 0.85 | [5 empty] | 0.297 | [13 empty] | 328 |  |  |  |  | 2020 | Cave, B., et al. (2020), Ore Geology Reviews 124, 103647 |  | AUS | Queensland
| Mount Isa Copper Operations, Black Star Mine | No. 5 and No. 9 Pb-Zn orebodies, 650 Cu orebody, 1100 Cu orebody, 3000 Cu orebody | Seafloor hydrothermal | Sedimentary Exhalative (SEDEX) | SEDEX zinc-lead-copper | Cu, Pb, Zn | Ag | Cu, Pb, Zn, Ag | Cave et al., 2020 |  | 132-2002063521cpy9-14.d | 132-2002063521cpy9-14.d-1 | underground mine, open pit |  |  |  |  | ore material | drill core, polished section | drill core | mineral separate | [5 empty] | mineralisation |  |  |  | chalcopyrite, sphalerite, galena | Cu mineralisation stage, Pb-Zn mineralisation stage | replacement, vein infill, stratabound | coarse-grained, medium-grained, fine-grained, stratabound, discordant veins, replacement, infill |  |  |  | pyrite, pyrrhotite, arsenopyrite, siderite, dolomite, calcite, quartz, chlorite, K-feldspar, biotite, apatite, freibergite, tetrahedrite, cobaltite | Resin blocks containing each sample were produced following standard procedures and used for Mineral Liberation Analysis (MLA) mapping and subsequent LA-ICP-MS analyses | LA-ICPMS, EMPA, SEM-EDS | NWR213 solid state 213 nm laser ablation system coupled with an Agilent 7900 quadrupole ICP-MS; Cameca SXFive Electron Microprobe; Quanta600 SEM | Adelaide Microscopy | Ablation was conducted in an atmosphere of He (0.6 L/min) that was mixed with Ar (0.88 L/min) upon leaving the ablation cell; 70 µm diameter spot size with a 25:2 standard sample bracketing approach (2 standards analysed twice every 25 unknowns); MLA maps were acquired using the raster mode with an X-ray spectra collected every 4 µm | STDGL3 (CODES, University of Tasmania; Danyushevsky et al., 2011); GSD-1G | 210.1 |  | 4.1 | [11 empty] | 0.031 | [5 empty] | 2.61 | [5 empty] | 0.044 | [15 empty] | 286200 |  | 0.119 | [11 empty] | 32.4 | [23 empty] | 0.23 | [5 empty] | 6.45 | [15 empty] | 396900 |  | 1.15 |  |  |  | 4.2 | [5 empty] | 9.96 | [13 empty] | 0.191 | [13 empty] | 301.8 |  |  |  |  | 2020 | Cave, B., et al. (2020), Ore Geology Reviews 124, 103647 |  | AUS | Queensland
| Mount Isa Copper Operations, Black Star Mine | No. 5 and No. 9 Pb-Zn orebodies, 650 Cu orebody, 1100 Cu orebody, 3000 Cu orebody | Seafloor hydrothermal | Sedimentary Exhalative (SEDEX) | SEDEX zinc-lead-copper | Cu, Pb, Zn | Ag | Cu, Pb, Zn, Ag | Cave et al., 2020 |  | 133-2002063521cpy9-15.d | 133-2002063521cpy9-15.d-1 | underground mine, open pit |  |  |  |  | ore material | drill core, polished section | drill core | mineral separate | [5 empty] | mineralisation |  |  |  | chalcopyrite, sphalerite, galena | Cu mineralisation stage, Pb-Zn mineralisation stage | replacement, vein infill, stratabound | coarse-grained, medium-grained, fine-grained, stratabound, discordant veins, replacement, infill |  |  |  | pyrite, pyrrhotite, arsenopyrite, siderite, dolomite, calcite, quartz, chlorite, K-feldspar, biotite, apatite, freibergite, tetrahedrite, cobaltite | Resin blocks containing each sample were produced following standard procedures and used for Mineral Liberation Analysis (MLA) mapping and subsequent LA-ICP-MS analyses | LA-ICPMS, EMPA, SEM-EDS | NWR213 solid state 213 nm laser ablation system coupled with an Agilent 7900 quadrupole ICP-MS; Cameca SXFive Electron Microprobe; Quanta600 SEM | Adelaide Microscopy | Ablation was conducted in an atmosphere of He (0.6 L/min) that was mixed with Ar (0.88 L/min) upon leaving the ablation cell; 70 µm diameter spot size with a 25:2 standard sample bracketing approach (2 standards analysed twice every 25 unknowns); MLA maps were acquired using the raster mode with an X-ray spectra collected every 4 µm | STDGL3 (CODES, University of Tasmania; Danyushevsky et al., 2011); GSD-1G | 239.1 |  | 5.6 |  | 16.9 | [9 empty] | 0.88 | [5 empty] | 3.35 | [5 empty] | 4.3 | [15 empty] | 299600 |  | 0.085 |  |  |  | 0.41 | [7 empty] | 31.87 | [23 empty] | 0.79 | [5 empty] | 50.6 | [15 empty] | 417000 |  | 11.44 |  |  |  | 2.9 | [5 empty] | 7.2 | [7 empty] | 0.6 | [5 empty] | 2.14 | [13 empty] | 322 |  |  |  |  | 2020 | Cave, B., et al. (2020), Ore Geology Reviews 124, 103647 |  | AUS | Queensland
| Mount Isa Copper Operations, Black Star Mine | No. 5 and No. 9 Pb-Zn orebodies, 650 Cu orebody, 1100 Cu orebody, 3000 Cu orebody | Seafloor hydrothermal | Sedimentary Exhalative (SEDEX) | SEDEX zinc-lead-copper | Cu, Pb, Zn | Ag | Cu, Pb, Zn, Ag | Cave et al., 2020 |  | 134-2002063521cpy9-16.d | 134-2002063521cpy9-16.d-1 | underground mine, open pit |  |  |  |  | ore material | drill core, polished section | drill core | mineral separate | [5 empty] | mineralisation |  |  |  | chalcopyrite, sphalerite, galena | Cu mineralisation stage, Pb-Zn mineralisation stage | replacement, vein infill, stratabound | coarse-grained, medium-grained, fine-grained, stratabound, discordant veins, replacement, infill |  |  |  | pyrite, pyrrhotite, arsenopyrite, siderite, dolomite, calcite, quartz, chlorite, K-feldspar, biotite, apatite, freibergite, tetrahedrite, cobaltite | Resin blocks containing each sample were produced following standard procedures and used for Mineral Liberation Analysis (MLA) mapping and subsequent LA-ICP-MS analyses | LA-ICPMS, EMPA, SEM-EDS | NWR213 solid state 213 nm laser ablation system coupled with an Agilent 7900 quadrupole ICP-MS; Cameca SXFive Electron Microprobe; Quanta600 SEM | Adelaide Microscopy | Ablation was conducted in an atmosphere of He (0.6 L/min) that was mixed with Ar (0.88 L/min) upon leaving the ablation cell; 70 µm diameter spot size with a 25:2 standard sample bracketing approach (2 standards analysed twice every 25 unknowns); MLA maps were acquired using the raster mode with an X-ray spectra collected every 4 µm | STDGL3 (CODES, University of Tasmania; Danyushevsky et al., 2011); GSD-1G | 224.4 |  | 5.6 |  | 1.7 | [9 empty] | 0.126 | [5 empty] | 3.53 | [5 empty] | 0.12 | [15 empty] | 289900 |  | 0.047 | [11 empty] | 32.44 | [13 empty] | 0.15 | [9 empty] | 0.22 | [5 empty] | 14.32 | [15 empty] | 400100 |  | 3.54 | [9 empty] | 9.24 | [13 empty] | 0.554 | [13 empty] | 255.6 |  |  |  |  | 2020 | Cave, B., et al. (2020), Ore Geology Reviews 124, 103647 |  | AUS | Queensland
| Mount Isa Copper Operations, Black Star Mine | No. 5 and No. 9 Pb-Zn orebodies, 650 Cu orebody, 1100 Cu orebody, 3000 Cu orebody | Seafloor hydrothermal | Sedimentary Exhalative (SEDEX) | SEDEX zinc-lead-copper | Cu, Pb, Zn | Ag | Cu, Pb, Zn, Ag | Cave et al., 2020 |  | 135-2002063521cpy9-17.d | 135-2002063521cpy9-17.d-1 | underground mine, open pit |  |  |  |  | ore material | drill core, polished section | drill core | mineral separate | [5 empty] | mineralisation |  |  |  | chalcopyrite, sphalerite, galena | Cu mineralisation stage, Pb-Zn mineralisation stage | replacement, vein infill, stratabound | coarse-grained, medium-grained, fine-grained, stratabound, discordant veins, replacement, infill |  |  |  | pyrite, pyrrhotite, arsenopyrite, siderite, dolomite, calcite, quartz, chlorite, K-feldspar, biotite, apatite, freibergite, tetrahedrite, cobaltite | Resin blocks containing each sample were produced following standard procedures and used for Mineral Liberation Analysis (MLA) mapping and subsequent LA-ICP-MS analyses | LA-ICPMS, EMPA, SEM-EDS | NWR213 solid state 213 nm laser ablation system coupled with an Agilent 7900 quadrupole ICP-MS; Cameca SXFive Electron Microprobe; Quanta600 SEM | Adelaide Microscopy | Ablation was conducted in an atmosphere of He (0.6 L/min) that was mixed with Ar (0.88 L/min) upon leaving the ablation cell; 70 µm diameter spot size with a 25:2 standard sample bracketing approach (2 standards analysed twice every 25 unknowns); MLA maps were acquired using the raster mode with an X-ray spectra collected every 4 µm | STDGL3 (CODES, University of Tasmania; Danyushevsky et al., 2011); GSD-1G | 233.3 |  | 24.7 |  | 0.53 | [9 empty] | 0.212 | [5 empty] | 4.47 | [5 empty] | 0.074 | [15 empty] | 285400 |  | 0.072 |  |  |  | 0.4 | [7 empty] | 33.64 | [13 empty] | 0.61 | [9 empty] | 0.43 | [5 empty] | 38.8 | [15 empty] | 410000 |  | 7.24 |  |  |  | 3.5 | [5 empty] | 9.98 | [7 empty] | 0.57 | [5 empty] | 1.95 | [13 empty] | 442 |  |  |  |  | 2020 | Cave, B., et al. (2020), Ore Geology Reviews 124, 103647 |  | AUS | Queensland
| Mount Isa Copper Operations, Black Star Mine | No. 5 and No. 9 Pb-Zn orebodies, 650 Cu orebody, 1100 Cu orebody, 3000 Cu orebody | Seafloor hydrothermal | Sedimentary Exhalative (SEDEX) | SEDEX zinc-lead-copper | Cu, Pb, Zn | Ag | Cu, Pb, Zn, Ag | Cave et al., 2020 |  | 137-2002063521cpy9-19.d | 137-2002063521cpy9-19.d-1 | underground mine, open pit |  |  |  |  | ore material | drill core, polished section | drill core | mineral separate | [5 empty] | mineralisation |  |  |  | chalcopyrite, sphalerite, galena | Cu mineralisation stage, Pb-Zn mineralisation stage | replacement, vein infill, stratabound | coarse-grained, medium-grained, fine-grained, stratabound, discordant veins, replacement, infill |  |  |  | pyrite, pyrrhotite, arsenopyrite, siderite, dolomite, calcite, quartz, chlorite, K-feldspar, biotite, apatite, freibergite, tetrahedrite, cobaltite | Resin blocks containing each sample were produced following standard procedures and used for Mineral Liberation Analysis (MLA) mapping and subsequent LA-ICP-MS analyses | LA-ICPMS, EMPA, SEM-EDS | NWR213 solid state 213 nm laser ablation system coupled with an Agilent 7900 quadrupole ICP-MS; Cameca SXFive Electron Microprobe; Quanta600 SEM | Adelaide Microscopy | Ablation was conducted in an atmosphere of He (0.6 L/min) that was mixed with Ar (0.88 L/min) upon leaving the ablation cell; 70 µm diameter spot size with a 25:2 standard sample bracketing approach (2 standards analysed twice every 25 unknowns); MLA maps were acquired using the raster mode with an X-ray spectra collected every 4 µm | STDGL3 (CODES, University of Tasmania; Danyushevsky et al., 2011); GSD-1G | 230.7 |  | 6.2 | [11 empty] | 0.295 | [5 empty] | 3.27 | [5 empty] | 0.061 | [15 empty] | 289100 |  | 0.104 |  |  |  | 0.32 | [7 empty] | 31.93 | [13 empty] | 0.13 | [9 empty] | 0.3 | [5 empty] | 43.8 | [15 empty] | 394700 |  | 9.24 |  |  |  | 3.7 | [5 empty] | 7.47 | [7 empty] | 1.05 | [5 empty] | 3.62 | [13 empty] | 380 |  |  |  |  | 2020 | Cave, B., et al. (2020), Ore Geology Reviews 124, 103647 |  | AUS | Queensland
| Mount Isa Copper Operations, Black Star Mine | No. 5 and No. 9 Pb-Zn orebodies, 650 Cu orebody, 1100 Cu orebody, 3000 Cu orebody | Seafloor hydrothermal | Sedimentary Exhalative (SEDEX) | SEDEX zinc-lead-copper | Cu, Pb, Zn | Ag | Cu, Pb, Zn, Ag | Cave et al., 2020 |  | 139-2002063521cpy9-21.d | 139-2002063521cpy9-21.d-1 | underground mine, open pit |  |  |  |  | ore material | drill core, polished section | drill core | mineral separate | [5 empty] | mineralisation |  |  |  | chalcopyrite, sphalerite, galena | Cu mineralisation stage, Pb-Zn mineralisation stage | replacement, vein infill, stratabound | coarse-grained, medium-grained, fine-grained, stratabound, discordant veins, replacement, infill |  |  |  | pyrite, pyrrhotite, arsenopyrite, siderite, dolomite, calcite, quartz, chlorite, K-feldspar, biotite, apatite, freibergite, tetrahedrite, cobaltite | Resin blocks containing each sample were produced following standard procedures and used for Mineral Liberation Analysis (MLA) mapping and subsequent LA-ICP-MS analyses | LA-ICPMS, EMPA, SEM-EDS | NWR213 solid state 213 nm laser ablation system coupled with an Agilent 7900 quadrupole ICP-MS; Cameca SXFive Electron Microprobe; Quanta600 SEM | Adelaide Microscopy | Ablation was conducted in an atmosphere of He (0.6 L/min) that was mixed with Ar (0.88 L/min) upon leaving the ablation cell; 70 µm diameter spot size with a 25:2 standard sample bracketing approach (2 standards analysed twice every 25 unknowns); MLA maps were acquired using the raster mode with an X-ray spectra collected every 4 µm | STDGL3 (CODES, University of Tasmania; Danyushevsky et al., 2011); GSD-1G | 211.8 |  | 33.7 |  | 1.72 | [9 empty] | 0.072 | [5 empty] | 2.14 | [5 empty] | 0.067 | [15 empty] | 282800 | [13 empty] | 35.76 | [13 empty] | 0.31 | [9 empty] | 0.2 | [5 empty] | 6.35 | [15 empty] | 394400 |  | 0.91 |  |  |  | 3.1 | [5 empty] | 13.34 | [13 empty] | 0.107 | [13 empty] | 258 |  |  |  |  | 2020 | Cave, B., et al. (2020), Ore Geology Reviews 124, 103647 |  | AUS | Queensland
| Mount Isa Copper Operations, Black Star Mine | No. 5 and No. 9 Pb-Zn orebodies, 650 Cu orebody, 1100 Cu orebody, 3000 Cu orebody | Seafloor hydrothermal | Sedimentary Exhalative (SEDEX) | SEDEX zinc-lead-copper | Cu, Pb, Zn | Ag | Cu, Pb, Zn, Ag | Cave et al., 2020 |  | 141-2002063521cpy9-23.d | 141-2002063521cpy9-23.d-1 | underground mine, open pit |  |  |  |  | ore material | drill core, polished section | drill core | mineral separate | [5 empty] | mineralisation |  |  |  | chalcopyrite, sphalerite, galena | Cu mineralisation stage, Pb-Zn mineralisation stage | replacement, vein infill, stratabound | coarse-grained, medium-grained, fine-grained, stratabound, discordant veins, replacement, infill |  |  |  | pyrite, pyrrhotite, arsenopyrite, siderite, dolomite, calcite, quartz, chlorite, K-feldspar, biotite, apatite, freibergite, tetrahedrite, cobaltite | Resin blocks containing each sample were produced following standard procedures and used for Mineral Liberation Analysis (MLA) mapping and subsequent LA-ICP-MS analyses | LA-ICPMS, EMPA, SEM-EDS | NWR213 solid state 213 nm laser ablation system coupled with an Agilent 7900 quadrupole ICP-MS; Cameca SXFive Electron Microprobe; Quanta600 SEM | Adelaide Microscopy | Ablation was conducted in an atmosphere of He (0.6 L/min) that was mixed with Ar (0.88 L/min) upon leaving the ablation cell; 70 µm diameter spot size with a 25:2 standard sample bracketing approach (2 standards analysed twice every 25 unknowns); MLA maps were acquired using the raster mode with an X-ray spectra collected every 4 µm | STDGL3 (CODES, University of Tasmania; Danyushevsky et al., 2011); GSD-1G | 218.5 |  | 4 |  | 0.2 | [9 empty] | 0.173 | [5 empty] | 3 | [5 empty] | 0.058 | [15 empty] | 288900 |  | 0.102 | [11 empty] | 35.47 | [13 empty] | 80 | [9 empty] | 0.18 | [5 empty] | 28.2 | [15 empty] | 396300 |  | 5.2 |  |  |  | 4.9 | [5 empty] | 8.01 | [13 empty] | 1.78 | [13 empty] | 254 |  |  |  |  | 2020 | Cave, B., et al. (2020), Ore Geology Reviews 124, 103647 |  | AUS | Queensland
| Mount Isa Copper Operations, Black Star Mine | No. 5 and No. 9 Pb-Zn orebodies, 650 Cu orebody, 1100 Cu orebody, 3000 Cu orebody | Seafloor hydrothermal | Sedimentary Exhalative (SEDEX) | SEDEX zinc-lead-copper | Cu, Pb, Zn | Ag | Cu, Pb, Zn, Ag | Cave et al., 2020 |  | 143-2002063521cpy9-25.d | 143-2002063521cpy9-25.d-1 | underground mine, open pit |  |  |  |  | ore material | drill core, polished section | drill core | mineral separate | [5 empty] | mineralisation |  |  |  | chalcopyrite, sphalerite, galena | Cu mineralisation stage, Pb-Zn mineralisation stage | replacement, vein infill, stratabound | coarse-grained, medium-grained, fine-grained, stratabound, discordant veins, replacement, infill |  |  |  | pyrite, pyrrhotite, arsenopyrite, siderite, dolomite, calcite, quartz, chlorite, K-feldspar, biotite, apatite, freibergite, tetrahedrite, cobaltite | Resin blocks containing each sample were produced following standard procedures and used for Mineral Liberation Analysis (MLA) mapping and subsequent LA-ICP-MS analyses | LA-ICPMS, EMPA, SEM-EDS | NWR213 solid state 213 nm laser ablation system coupled with an Agilent 7900 quadrupole ICP-MS; Cameca SXFive Electron Microprobe; Quanta600 SEM | Adelaide Microscopy | Ablation was conducted in an atmosphere of He (0.6 L/min) that was mixed with Ar (0.88 L/min) upon leaving the ablation cell; 70 µm diameter spot size with a 25:2 standard sample bracketing approach (2 standards analysed twice every 25 unknowns); MLA maps were acquired using the raster mode with an X-ray spectra collected every 4 µm | STDGL3 (CODES, University of Tasmania; Danyushevsky et al., 2011); GSD-1G | 235 |  | 83 |  | 0.2 | [9 empty] | 0.109 | [5 empty] | 3.3 | [5 empty] | 0.121 | [15 empty] | 294200 |  | 0.33 |  |  |  | 0.33 | [7 empty] | 42.93 | [13 empty] | 0.21 | [9 empty] | 0.18 | [5 empty] | 25.8 | [15 empty] | 411000 |  | 6.28 |  |  |  | 3.6 | [5 empty] | 9.25 | [13 empty] | 2.01 | [13 empty] | 251 |  |  |  |  | 2020 | Cave, B., et al. (2020), Ore Geology Reviews 124, 103647 |  | AUS | Queensland
| Mount Isa Copper Operations, Black Star Mine | No. 5 and No. 9 Pb-Zn orebodies, 650 Cu orebody, 1100 Cu orebody, 3000 Cu orebody | Seafloor hydrothermal | Sedimentary Exhalative (SEDEX) | SEDEX zinc-lead-copper | Cu, Pb, Zn | Ag | Cu, Pb, Zn, Ag | Cave et al., 2020 |  | 144-2002063521cpy9-26.d | 144-2002063521cpy9-26.d-1 | underground mine, open pit |  |  |  |  | ore material | drill core, polished section | drill core | mineral separate | [5 empty] | mineralisation |  |  |  | chalcopyrite, sphalerite, galena | Cu mineralisation stage, Pb-Zn mineralisation stage | replacement, vein infill, stratabound | coarse-grained, medium-grained, fine-grained, stratabound, discordant veins, replacement, infill |  |  |  | pyrite, pyrrhotite, arsenopyrite, siderite, dolomite, calcite, quartz, chlorite, K-feldspar, biotite, apatite, freibergite, tetrahedrite, cobaltite | Resin blocks containing each sample were produced following standard procedures and used for Mineral Liberation Analysis (MLA) mapping and subsequent LA-ICP-MS analyses | LA-ICPMS, EMPA, SEM-EDS | NWR213 solid state 213 nm laser ablation system coupled with an Agilent 7900 quadrupole ICP-MS; Cameca SXFive Electron Microprobe; Quanta600 SEM | Adelaide Microscopy | Ablation was conducted in an atmosphere of He (0.6 L/min) that was mixed with Ar (0.88 L/min) upon leaving the ablation cell; 70 µm diameter spot size with a 25:2 standard sample bracketing approach (2 standards analysed twice every 25 unknowns); MLA maps were acquired using the raster mode with an X-ray spectra collected every 4 µm | STDGL3 (CODES, University of Tasmania; Danyushevsky et al., 2011); GSD-1G | 228.9 |  | 25.4 | [11 empty] | 0.09 | [5 empty] | 3.28 | [5 empty] | 0.048 | [15 empty] | 282100 |  | 0.327 |  |  |  | 0.8 | [7 empty] | 42.09 | [23 empty] | 0.26 | [5 empty] | 18.83 | [15 empty] | 397100 |  | 4.95 |  |  |  | 4.1 | [5 empty] | 8.52 | [13 empty] | 1.08 | [13 empty] | 276 |  |  |  |  | 2020 | Cave, B., et al. (2020), Ore Geology Reviews 124, 103647 |  | AUS | Queensland
| Mount Isa Copper Operations, Black Star Mine | No. 5 and No. 9 Pb-Zn orebodies, 650 Cu orebody, 1100 Cu orebody, 3000 Cu orebody | Seafloor hydrothermal | Sedimentary Exhalative (SEDEX) | SEDEX zinc-lead-copper | Cu, Pb, Zn | Ag | Cu, Pb, Zn, Ag | Cave et al., 2020 |  | 145-2002063521cpy9-27.d | 145-2002063521cpy9-27.d-1 | underground mine, open pit |  |  |  |  | ore material | drill core, polished section | drill core | mineral separate | [5 empty] | mineralisation |  |  |  | chalcopyrite, sphalerite, galena | Cu mineralisation stage, Pb-Zn mineralisation stage | replacement, vein infill, stratabound | coarse-grained, medium-grained, fine-grained, stratabound, discordant veins, replacement, infill |  |  |  | pyrite, pyrrhotite, arsenopyrite, siderite, dolomite, calcite, quartz, chlorite, K-feldspar, biotite, apatite, freibergite, tetrahedrite, cobaltite | Resin blocks containing each sample were produced following standard procedures and used for Mineral Liberation Analysis (MLA) mapping and subsequent LA-ICP-MS analyses | LA-ICPMS, EMPA, SEM-EDS | NWR213 solid state 213 nm laser ablation system coupled with an Agilent 7900 quadrupole ICP-MS; Cameca SXFive Electron Microprobe; Quanta600 SEM | Adelaide Microscopy | Ablation was conducted in an atmosphere of He (0.6 L/min) that was mixed with Ar (0.88 L/min) upon leaving the ablation cell; 70 µm diameter spot size with a 25:2 standard sample bracketing approach (2 standards analysed twice every 25 unknowns); MLA maps were acquired using the raster mode with an X-ray spectra collected every 4 µm | STDGL3 (CODES, University of Tasmania; Danyushevsky et al., 2011); GSD-1G | 235.6 |  | 10.4 | [11 empty] | 0.184 | [5 empty] | 3.42 | [5 empty] | 0.053 | [15 empty] | 283200 |  | 0.352 |  |  |  | 0.6 | [7 empty] | 42.32 | [23 empty] | 0.24 | [5 empty] | 35.82 | [15 empty] | 396200 |  | 8.46 |  |  |  | 2.6 | [5 empty] | 8.41 | [7 empty] | 0.58 | [5 empty] | 1.534 | [13 empty] | 323 |  |  |  |  | 2020 | Cave, B., et al. (2020), Ore Geology Reviews 124, 103647 |  | AUS | Queensland
| Mount Isa Copper Operations, Black Star Mine | No. 5 and No. 9 Pb-Zn orebodies, 650 Cu orebody, 1100 Cu orebody, 3000 Cu orebody | Seafloor hydrothermal | Sedimentary Exhalative (SEDEX) | SEDEX zinc-lead-copper | Cu, Pb, Zn | Ag | Cu, Pb, Zn, Ag | Cave et al., 2020 |  | 148-2002063521cpy9-30.d | 148-2002063521cpy9-30.d-1 | underground mine, open pit |  |  |  |  | ore material | drill core, polished section | drill core | mineral separate | [5 empty] | mineralisation |  |  |  | chalcopyrite, sphalerite, galena | Cu mineralisation stage, Pb-Zn mineralisation stage | replacement, vein infill, stratabound | coarse-grained, medium-grained, fine-grained, stratabound, discordant veins, replacement, infill |  |  |  | pyrite, pyrrhotite, arsenopyrite, siderite, dolomite, calcite, quartz, chlorite, K-feldspar, biotite, apatite, freibergite, tetrahedrite, cobaltite | Resin blocks containing each sample were produced following standard procedures and used for Mineral Liberation Analysis (MLA) mapping and subsequent LA-ICP-MS analyses | LA-ICPMS, EMPA, SEM-EDS | NWR213 solid state 213 nm laser ablation system coupled with an Agilent 7900 quadrupole ICP-MS; Cameca SXFive Electron Microprobe; Quanta600 SEM | Adelaide Microscopy | Ablation was conducted in an atmosphere of He (0.6 L/min) that was mixed with Ar (0.88 L/min) upon leaving the ablation cell; 70 µm diameter spot size with a 25:2 standard sample bracketing approach (2 standards analysed twice every 25 unknowns); MLA maps were acquired using the raster mode with an X-ray spectra collected every 4 µm | STDGL3 (CODES, University of Tasmania; Danyushevsky et al., 2011); GSD-1G | 227.3 |  | 146 |  | 0.15 | [9 empty] | 0.091 | [5 empty] | 3.13 | [5 empty] | 0.066 | [15 empty] | 288500 |  | 0.348 |  |  |  | 0.41 | [7 empty] | 42.55 | [13 empty] | 3.3 | [9 empty] | 0.19 | [5 empty] | 17.54 | [15 empty] | 395300 |  | 4.58 |  |  |  | 4.5 | [5 empty] | 8.73 | [13 empty] | 2.2 | [13 empty] | 350 |  |  |  |  | 2020 | Cave, B., et al. (2020), Ore Geology Reviews 124, 103647 |  | AUS | Queensland
| Mount Isa Copper Operations, Black Star Mine | No. 5 and No. 9 Pb-Zn orebodies, 650 Cu orebody, 1100 Cu orebody, 3000 Cu orebody | Seafloor hydrothermal | Sedimentary Exhalative (SEDEX) | SEDEX zinc-lead-copper | Cu, Pb, Zn | Ag | Cu, Pb, Zn, Ag | Cave et al., 2020 |  | 149-2002063521cpy9-31.d | 149-2002063521cpy9-31.d-1 | underground mine, open pit |  |  |  |  | ore material | drill core, polished section | drill core | mineral separate | [5 empty] | mineralisation |  |  |  | chalcopyrite, sphalerite, galena | Cu mineralisation stage, Pb-Zn mineralisation stage | replacement, vein infill, stratabound | coarse-grained, medium-grained, fine-grained, stratabound, discordant veins, replacement, infill |  |  |  | pyrite, pyrrhotite, arsenopyrite, siderite, dolomite, calcite, quartz, chlorite, K-feldspar, biotite, apatite, freibergite, tetrahedrite, cobaltite | Resin blocks containing each sample were produced following standard procedures and used for Mineral Liberation Analysis (MLA) mapping and subsequent LA-ICP-MS analyses | LA-ICPMS, EMPA, SEM-EDS | NWR213 solid state 213 nm laser ablation system coupled with an Agilent 7900 quadrupole ICP-MS; Cameca SXFive Electron Microprobe; Quanta600 SEM | Adelaide Microscopy | Ablation was conducted in an atmosphere of He (0.6 L/min) that was mixed with Ar (0.88 L/min) upon leaving the ablation cell; 70 µm diameter spot size with a 25:2 standard sample bracketing approach (2 standards analysed twice every 25 unknowns); MLA maps were acquired using the raster mode with an X-ray spectra collected every 4 µm | STDGL3 (CODES, University of Tasmania; Danyushevsky et al., 2011); GSD-1G | 245 |  | 50 |  | 0.37 | [9 empty] | 0.178 | [5 empty] | 5.61 | [5 empty] | 0.075 | [15 empty] | 288500 |  | 0.313 |  |  |  | 0.45 | [7 empty] | 44.39 | [13 empty] | 1.56 | [9 empty] | 0.42 | [5 empty] | 41.8 | [15 empty] | 408300 |  | 9.8 |  |  |  | 3.6 | [5 empty] | 10.7 | [7 empty] | 0.37 | [5 empty] | 3.22 | [13 empty] | 800 |  |  |  |  | 2020 | Cave, B., et al. (2020), Ore Geology Reviews 124, 103647 |  | AUS | Queensland
| Mount Isa Copper Operations, Black Star Mine | No. 5 and No. 9 Pb-Zn orebodies, 650 Cu orebody, 1100 Cu orebody, 3000 Cu orebody | Seafloor hydrothermal | Sedimentary Exhalative (SEDEX) | SEDEX zinc-lead-copper | Cu, Pb, Zn | Ag | Cu, Pb, Zn, Ag | Cave et al., 2020 |  | 151-2002063521cpy9-33.d | 151-2002063521cpy9-33.d-1 | underground mine, open pit |  |  |  |  | ore material | drill core, polished section | drill core | mineral separate | [5 empty] | mineralisation |  |  |  | chalcopyrite, sphalerite, galena | Cu mineralisation stage, Pb-Zn mineralisation stage | replacement, vein infill, stratabound | coarse-grained, medium-grained, fine-grained, stratabound, discordant veins, replacement, infill |  |  |  | pyrite, pyrrhotite, arsenopyrite, siderite, dolomite, calcite, quartz, chlorite, K-feldspar, biotite, apatite, freibergite, tetrahedrite, cobaltite | Resin blocks containing each sample were produced following standard procedures and used for Mineral Liberation Analysis (MLA) mapping and subsequent LA-ICP-MS analyses | LA-ICPMS, EMPA, SEM-EDS | NWR213 solid state 213 nm laser ablation system coupled with an Agilent 7900 quadrupole ICP-MS; Cameca SXFive Electron Microprobe; Quanta600 SEM | Adelaide Microscopy | Ablation was conducted in an atmosphere of He (0.6 L/min) that was mixed with Ar (0.88 L/min) upon leaving the ablation cell; 70 µm diameter spot size with a 25:2 standard sample bracketing approach (2 standards analysed twice every 25 unknowns); MLA maps were acquired using the raster mode with an X-ray spectra collected every 4 µm | STDGL3 (CODES, University of Tasmania; Danyushevsky et al., 2011); GSD-1G | 242.1 |  | 2610 |  | 0.95 | [9 empty] | 0.255 | [5 empty] | 3.46 | [5 empty] | 0.73 | [15 empty] | 288100 |  | 0.465 |  |  |  | 0.89 | [7 empty] | 43.9 | [13 empty] | 1.76 | [9 empty] | 0.39 | [5 empty] | 40.3 | [15 empty] | 403000 |  | 7.97 |  |  |  | 3.8 | [5 empty] | 11.2 | [7 empty] | 0.59 | [5 empty] | 5.8 | [13 empty] | 281 |  |  |  |  | 2020 | Cave, B., et al. (2020), Ore Geology Reviews 124, 103647 |  | AUS | Queensland
| Mount Isa Copper Operations, Black Star Mine | No. 5 and No. 9 Pb-Zn orebodies, 650 Cu orebody, 1100 Cu orebody, 3000 Cu orebody | Seafloor hydrothermal | Sedimentary Exhalative (SEDEX) | SEDEX zinc-lead-copper | Cu, Pb, Zn | Ag | Cu, Pb, Zn, Ag | Cave et al., 2020 |  | 153-2002063521cpy9-35.d | 153-2002063521cpy9-35.d-1 | underground mine, open pit |  |  |  |  | ore material | drill core, polished section | drill core | mineral separate | [5 empty] | mineralisation |  |  |  | chalcopyrite, sphalerite, galena | Cu mineralisation stage, Pb-Zn mineralisation stage | replacement, vein infill, stratabound | coarse-grained, medium-grained, fine-grained, stratabound, discordant veins, replacement, infill |  |  |  | pyrite, pyrrhotite, arsenopyrite, siderite, dolomite, calcite, quartz, chlorite, K-feldspar, biotite, apatite, freibergite, tetrahedrite, cobaltite | Resin blocks containing each sample were produced following standard procedures and used for Mineral Liberation Analysis (MLA) mapping and subsequent LA-ICP-MS analyses | LA-ICPMS, EMPA, SEM-EDS | NWR213 solid state 213 nm laser ablation system coupled with an Agilent 7900 quadrupole ICP-MS; Cameca SXFive Electron Microprobe; Quanta600 SEM | Adelaide Microscopy | Ablation was conducted in an atmosphere of He (0.6 L/min) that was mixed with Ar (0.88 L/min) upon leaving the ablation cell; 70 µm diameter spot size with a 25:2 standard sample bracketing approach (2 standards analysed twice every 25 unknowns); MLA maps were acquired using the raster mode with an X-ray spectra collected every 4 µm | STDGL3 (CODES, University of Tasmania; Danyushevsky et al., 2011); GSD-1G | 244.8 |  | 1770 |  | 0.5 | [9 empty] | 0.199 | [5 empty] | 4.34 | [5 empty] | 0.092 | [15 empty] | 286000 |  | 0.406 |  |  |  | 0.41 | [7 empty] | 45.2 | [13 empty] | 1.42 | [9 empty] | 0.38 | [5 empty] | 37.6 | [15 empty] | 393700 |  | 12.86 |  |  |  | 1.7 | [5 empty] | 10.1 | [7 empty] | 0.59 | [5 empty] | 12.48 | [13 empty] | 529 |  |  |  |  | 2020 | Cave, B., et al. (2020), Ore Geology Reviews 124, 103647 |  | AUS | Queensland
| Mount Isa Copper Operations, Black Star Mine | No. 5 and No. 9 Pb-Zn orebodies, 650 Cu orebody, 1100 Cu orebody, 3000 Cu orebody | Seafloor hydrothermal | Sedimentary Exhalative (SEDEX) | SEDEX zinc-lead-copper | Cu, Pb, Zn | Ag | Cu, Pb, Zn, Ag | Cave et al., 2020 |  | 158-200209312cpy3-1.d | 158-200209312cpy3-1.d-1 | underground mine, open pit |  |  |  |  | ore material | drill core, polished section | drill core | mineral separate | [5 empty] | mineralisation |  |  |  | chalcopyrite, sphalerite, galena | Cu mineralisation stage, Pb-Zn mineralisation stage | replacement, vein infill, stratabound | coarse-grained, medium-grained, fine-grained, stratabound, discordant veins, replacement, infill |  |  |  | pyrite, pyrrhotite, arsenopyrite, siderite, dolomite, calcite, quartz, chlorite, K-feldspar, biotite, apatite, freibergite, tetrahedrite, cobaltite | Resin blocks containing each sample were produced following standard procedures and used for Mineral Liberation Analysis (MLA) mapping and subsequent LA-ICP-MS analyses | LA-ICPMS, EMPA, SEM-EDS | NWR213 solid state 213 nm laser ablation system coupled with an Agilent 7900 quadrupole ICP-MS; Cameca SXFive Electron Microprobe; Quanta600 SEM | Adelaide Microscopy | Ablation was conducted in an atmosphere of He (0.6 L/min) that was mixed with Ar (0.88 L/min) upon leaving the ablation cell; 70 µm diameter spot size with a 25:2 standard sample bracketing approach (2 standards analysed twice every 25 unknowns); MLA maps were acquired using the raster mode with an X-ray spectra collected every 4 µm | STDGL3 (CODES, University of Tasmania; Danyushevsky et al., 2011); GSD-1G | 27.66 |  | 9.8 |  | 0.57 | [9 empty] | 7.05 | [5 empty] | 2.09 | [5 empty] | 0.74 | [15 empty] | 285600 |  | 0.044 | [11 empty] | 0.364 | [13 empty] | 0.65 | [9 empty] | 0.064 | [5 empty] | 24.2 | [15 empty] | 395900 |  | 17.7 |  |  |  | 4.3 | [5 empty] | 3.22 | [13 empty] | 2.31 | [13 empty] | 259 |  |  |  |  | 2020 | Cave, B., et al. (2020), Ore Geology Reviews 124, 103647 |  | AUS | Queensland
| Mount Isa Copper Operations, Black Star Mine | No. 5 and No. 9 Pb-Zn orebodies, 650 Cu orebody, 1100 Cu orebody, 3000 Cu orebody | Seafloor hydrothermal | Sedimentary Exhalative (SEDEX) | SEDEX zinc-lead-copper | Cu, Pb, Zn | Ag | Cu, Pb, Zn, Ag | Cave et al., 2020 |  | 159-200209312cpy3-2.d | 159-200209312cpy3-2.d-1 | underground mine, open pit |  |  |  |  | ore material | drill core, polished section | drill core | mineral separate | [5 empty] | mineralisation |  |  |  | chalcopyrite, sphalerite, galena | Cu mineralisation stage, Pb-Zn mineralisation stage | replacement, vein infill, stratabound | coarse-grained, medium-grained, fine-grained, stratabound, discordant veins, replacement, infill |  |  |  | pyrite, pyrrhotite, arsenopyrite, siderite, dolomite, calcite, quartz, chlorite, K-feldspar, biotite, apatite, freibergite, tetrahedrite, cobaltite | Resin blocks containing each sample were produced following standard procedures and used for Mineral Liberation Analysis (MLA) mapping and subsequent LA-ICP-MS analyses | LA-ICPMS, EMPA, SEM-EDS | NWR213 solid state 213 nm laser ablation system coupled with an Agilent 7900 quadrupole ICP-MS; Cameca SXFive Electron Microprobe; Quanta600 SEM | Adelaide Microscopy | Ablation was conducted in an atmosphere of He (0.6 L/min) that was mixed with Ar (0.88 L/min) upon leaving the ablation cell; 70 µm diameter spot size with a 25:2 standard sample bracketing approach (2 standards analysed twice every 25 unknowns); MLA maps were acquired using the raster mode with an X-ray spectra collected every 4 µm | STDGL3 (CODES, University of Tasmania; Danyushevsky et al., 2011); GSD-1G | 32.1 |  | 4.7 |  | 0.16 | [9 empty] | 11.02 | [5 empty] | 2.07 | [5 empty] | 0.035 | [15 empty] | 285000 |  | 0.014 | [11 empty] | 0.327 | [23 empty] | 0.075 | [5 empty] | 44.8 | [15 empty] | 389500 |  | 16.7 |  |  |  | 3.7 | [5 empty] | 3.15 | [13 empty] | 2.57 | [13 empty] | 240 |  |  |  |  | 2020 | Cave, B., et al. (2020), Ore Geology Reviews 124, 103647 |  | AUS | Queensland
| Mount Isa Copper Operations, Black Star Mine | No. 5 and No. 9 Pb-Zn orebodies, 650 Cu orebody, 1100 Cu orebody, 3000 Cu orebody | Seafloor hydrothermal | Sedimentary Exhalative (SEDEX) | SEDEX zinc-lead-copper | Cu, Pb, Zn | Ag | Cu, Pb, Zn, Ag | Cave et al., 2020 |  | 161-200209312cpy3-4.d | 161-200209312cpy3-4.d-1 | underground mine, open pit |  |  |  |  | ore material | drill core, polished section | drill core | mineral separate | [5 empty] | mineralisation |  |  |  | chalcopyrite, sphalerite, galena | Cu mineralisation stage, Pb-Zn mineralisation stage | replacement, vein infill, stratabound | coarse-grained, medium-grained, fine-grained, stratabound, discordant veins, replacement, infill |  |  |  | pyrite, pyrrhotite, arsenopyrite, siderite, dolomite, calcite, quartz, chlorite, K-feldspar, biotite, apatite, freibergite, tetrahedrite, cobaltite | Resin blocks containing each sample were produced following standard procedures and used for Mineral Liberation Analysis (MLA) mapping and subsequent LA-ICP-MS analyses | LA-ICPMS, EMPA, SEM-EDS | NWR213 solid state 213 nm laser ablation system coupled with an Agilent 7900 quadrupole ICP-MS; Cameca SXFive Electron Microprobe; Quanta600 SEM | Adelaide Microscopy | Ablation was conducted in an atmosphere of He (0.6 L/min) that was mixed with Ar (0.88 L/min) upon leaving the ablation cell; 70 µm diameter spot size with a 25:2 standard sample bracketing approach (2 standards analysed twice every 25 unknowns); MLA maps were acquired using the raster mode with an X-ray spectra collected every 4 µm | STDGL3 (CODES, University of Tasmania; Danyushevsky et al., 2011); GSD-1G | 24.19 |  | 1.5 |  | 0.193 | [9 empty] | 2.94 | [5 empty] | 1.78 | [5 empty] | 0.028 | [15 empty] | 288200 | [13 empty] | 0.476 | [23 empty] | 0.123 | [5 empty] | 10.86 | [15 empty] | 386200 |  | 4.43 |  |  |  | 2.8 | [5 empty] | 3.79 | [13 empty] | 0.276 | [13 empty] | 275.8 |  |  |  |  | 2020 | Cave, B., et al. (2020), Ore Geology Reviews 124, 103647 |  | AUS | Queensland
| Mount Isa Copper Operations, Black Star Mine | No. 5 and No. 9 Pb-Zn orebodies, 650 Cu orebody, 1100 Cu orebody, 3000 Cu orebody | Seafloor hydrothermal | Sedimentary Exhalative (SEDEX) | SEDEX zinc-lead-copper | Cu, Pb, Zn | Ag | Cu, Pb, Zn, Ag | Cave et al., 2020 |  | 162-200209312cpy3-5.d | 162-200209312cpy3-5.d-1 | underground mine, open pit |  |  |  |  | ore material | drill core, polished section | drill core | mineral separate | [5 empty] | mineralisation |  |  |  | chalcopyrite, sphalerite, galena | Cu mineralisation stage, Pb-Zn mineralisation stage | replacement, vein infill, stratabound | coarse-grained, medium-grained, fine-grained, stratabound, discordant veins, replacement, infill |  |  |  | pyrite, pyrrhotite, arsenopyrite, siderite, dolomite, calcite, quartz, chlorite, K-feldspar, biotite, apatite, freibergite, tetrahedrite, cobaltite | Resin blocks containing each sample were produced following standard procedures and used for Mineral Liberation Analysis (MLA) mapping and subsequent LA-ICP-MS analyses | LA-ICPMS, EMPA, SEM-EDS | NWR213 solid state 213 nm laser ablation system coupled with an Agilent 7900 quadrupole ICP-MS; Cameca SXFive Electron Microprobe; Quanta600 SEM | Adelaide Microscopy | Ablation was conducted in an atmosphere of He (0.6 L/min) that was mixed with Ar (0.88 L/min) upon leaving the ablation cell; 70 µm diameter spot size with a 25:2 standard sample bracketing approach (2 standards analysed twice every 25 unknowns); MLA maps were acquired using the raster mode with an X-ray spectra collected every 4 µm | STDGL3 (CODES, University of Tasmania; Danyushevsky et al., 2011); GSD-1G | 22.99 |  | 10.9 | [11 empty] | 1.9 | [5 empty] | 1.6 | [5 empty] | 0.064 | [15 empty] | 289200 | [13 empty] | 0.329 | [13 empty] | 0.12 | [15 empty] | 6.58 | [15 empty] | 378600 |  | 2.27 |  |  |  | 1.14 | [5 empty] | 3.76 | [7 empty] | 0.28 | [5 empty] | 0.257 | [13 empty] | 302 |  |  |  |  | 2020 | Cave, B., et al. (2020), Ore Geology Reviews 124, 103647 |  | AUS | Queensland
| Mount Isa Copper Operations, Black Star Mine | No. 5 and No. 9 Pb-Zn orebodies, 650 Cu orebody, 1100 Cu orebody, 3000 Cu orebody | Seafloor hydrothermal | Sedimentary Exhalative (SEDEX) | SEDEX zinc-lead-copper | Cu, Pb, Zn | Ag | Cu, Pb, Zn, Ag | Cave et al., 2020 |  | 163-200209312cpy3-6.d | 163-200209312cpy3-6.d-1 | underground mine, open pit |  |  |  |  | ore material | drill core, polished section | drill core | mineral separate | [5 empty] | mineralisation |  |  |  | chalcopyrite, sphalerite, galena | Cu mineralisation stage, Pb-Zn mineralisation stage | replacement, vein infill, stratabound | coarse-grained, medium-grained, fine-grained, stratabound, discordant veins, replacement, infill |  |  |  | pyrite, pyrrhotite, arsenopyrite, siderite, dolomite, calcite, quartz, chlorite, K-feldspar, biotite, apatite, freibergite, tetrahedrite, cobaltite | Resin blocks containing each sample were produced following standard procedures and used for Mineral Liberation Analysis (MLA) mapping and subsequent LA-ICP-MS analyses | LA-ICPMS, EMPA, SEM-EDS | NWR213 solid state 213 nm laser ablation system coupled with an Agilent 7900 quadrupole ICP-MS; Cameca SXFive Electron Microprobe; Quanta600 SEM | Adelaide Microscopy | Ablation was conducted in an atmosphere of He (0.6 L/min) that was mixed with Ar (0.88 L/min) upon leaving the ablation cell; 70 µm diameter spot size with a 25:2 standard sample bracketing approach (2 standards analysed twice every 25 unknowns); MLA maps were acquired using the raster mode with an X-ray spectra collected every 4 µm | STDGL3 (CODES, University of Tasmania; Danyushevsky et al., 2011); GSD-1G | 30.07 |  | 3.05 | [11 empty] | 7.93 | [5 empty] | 1.76 | [5 empty] | 0.027 | [15 empty] | 291400 | [5 empty] | 0.14 | [7 empty] | 2.621 | [23 empty] | 0.104 | [5 empty] | 29.7 | [15 empty] | 375900 |  | 12.56 |  |  |  | 3 | [5 empty] | 2.99 | [7 empty] | 0.29 | [5 empty] | 1.669 | [13 empty] | 162.3 |  |  |  |  | 2020 | Cave, B., et al. (2020), Ore Geology Reviews 124, 103647 |  | AUS | Queensland
| Mount Isa Copper Operations, Black Star Mine | No. 5 and No. 9 Pb-Zn orebodies, 650 Cu orebody, 1100 Cu orebody, 3000 Cu orebody | Seafloor hydrothermal | Sedimentary Exhalative (SEDEX) | SEDEX zinc-lead-copper | Cu, Pb, Zn | Ag | Cu, Pb, Zn, Ag | Cave et al., 2020 |  | 164-200209312cpy3-7.d | 164-200209312cpy3-7.d-1 | underground mine, open pit |  |  |  |  | ore material | drill core, polished section | drill core | mineral separate | [5 empty] | mineralisation |  |  |  | chalcopyrite, sphalerite, galena | Cu mineralisation stage, Pb-Zn mineralisation stage | replacement, vein infill, stratabound | coarse-grained, medium-grained, fine-grained, stratabound, discordant veins, replacement, infill |  |  |  | pyrite, pyrrhotite, arsenopyrite, siderite, dolomite, calcite, quartz, chlorite, K-feldspar, biotite, apatite, freibergite, tetrahedrite, cobaltite | Resin blocks containing each sample were produced following standard procedures and used for Mineral Liberation Analysis (MLA) mapping and subsequent LA-ICP-MS analyses | LA-ICPMS, EMPA, SEM-EDS | NWR213 solid state 213 nm laser ablation system coupled with an Agilent 7900 quadrupole ICP-MS; Cameca SXFive Electron Microprobe; Quanta600 SEM | Adelaide Microscopy | Ablation was conducted in an atmosphere of He (0.6 L/min) that was mixed with Ar (0.88 L/min) upon leaving the ablation cell; 70 µm diameter spot size with a 25:2 standard sample bracketing approach (2 standards analysed twice every 25 unknowns); MLA maps were acquired using the raster mode with an X-ray spectra collected every 4 µm | STDGL3 (CODES, University of Tasmania; Danyushevsky et al., 2011); GSD-1G | 27.72 |  | 3.46 | [11 empty] | 5.45 | [5 empty] | 1.93 | [5 empty] | 0.032 | [15 empty] | 291200 | [13 empty] | 0.812 | [29 empty] | 21.71 | [15 empty] | 380800 |  | 9.19 |  |  |  | 3.2 | [5 empty] | 3.58 | [13 empty] | 1.159 | [13 empty] | 263.8 |  |  |  |  | 2020 | Cave, B., et al. (2020), Ore Geology Reviews 124, 103647 |  | AUS | Queensland
| Mount Isa Copper Operations, Black Star Mine | No. 5 and No. 9 Pb-Zn orebodies, 650 Cu orebody, 1100 Cu orebody, 3000 Cu orebody | Seafloor hydrothermal | Sedimentary Exhalative (SEDEX) | SEDEX zinc-lead-copper | Cu, Pb, Zn | Ag | Cu, Pb, Zn, Ag | Cave et al., 2020 |  | 165-200209312cpy3-8.d | 165-200209312cpy3-8.d-1 | underground mine, open pit |  |  |  |  | ore material | drill core, polished section | drill core | mineral separate | [5 empty] | mineralisation |  |  |  | chalcopyrite, sphalerite, galena | Cu mineralisation stage, Pb-Zn mineralisation stage | replacement, vein infill, stratabound | coarse-grained, medium-grained, fine-grained, stratabound, discordant veins, replacement, infill |  |  |  | pyrite, pyrrhotite, arsenopyrite, siderite, dolomite, calcite, quartz, chlorite, K-feldspar, biotite, apatite, freibergite, tetrahedrite, cobaltite | Resin blocks containing each sample were produced following standard procedures and used for Mineral Liberation Analysis (MLA) mapping and subsequent LA-ICP-MS analyses | LA-ICPMS, EMPA, SEM-EDS | NWR213 solid state 213 nm laser ablation system coupled with an Agilent 7900 quadrupole ICP-MS; Cameca SXFive Electron Microprobe; Quanta600 SEM | Adelaide Microscopy | Ablation was conducted in an atmosphere of He (0.6 L/min) that was mixed with Ar (0.88 L/min) upon leaving the ablation cell; 70 µm diameter spot size with a 25:2 standard sample bracketing approach (2 standards analysed twice every 25 unknowns); MLA maps were acquired using the raster mode with an X-ray spectra collected every 4 µm | STDGL3 (CODES, University of Tasmania; Danyushevsky et al., 2011); GSD-1G | 24.49 |  | 4.7 |  | 0.31 | [9 empty] | 4.13 | [5 empty] | 1.65 | [5 empty] | 0.098 | [15 empty] | 289800 | [13 empty] | 0.446 | [13 empty] | 0.19 | [9 empty] | 0.164 | [5 empty] | 273 | [15 empty] | 378400 |  | 4.69 |  |  |  | 3.5 | [5 empty] | 4.14 | [7 empty] | 0.22 | [5 empty] | 0.681 | [13 empty] | 268 |  |  |  |  | 2020 | Cave, B., et al. (2020), Ore Geology Reviews 124, 103647 |  | AUS | Queensland
| Mount Isa Copper Operations, Black Star Mine | No. 5 and No. 9 Pb-Zn orebodies, 650 Cu orebody, 1100 Cu orebody, 3000 Cu orebody | Seafloor hydrothermal | Sedimentary Exhalative (SEDEX) | SEDEX zinc-lead-copper | Cu, Pb, Zn | Ag | Cu, Pb, Zn, Ag | Cave et al., 2020 |  | 166-200209312cpy3-9.d | 166-200209312cpy3-9.d-1 | underground mine, open pit |  |  |  |  | ore material | drill core, polished section | drill core | mineral separate | [5 empty] | mineralisation |  |  |  | chalcopyrite, sphalerite, galena | Cu mineralisation stage, Pb-Zn mineralisation stage | replacement, vein infill, stratabound | coarse-grained, medium-grained, fine-grained, stratabound, discordant veins, replacement, infill |  |  |  | pyrite, pyrrhotite, arsenopyrite, siderite, dolomite, calcite, quartz, chlorite, K-feldspar, biotite, apatite, freibergite, tetrahedrite, cobaltite | Resin blocks containing each sample were produced following standard procedures and used for Mineral Liberation Analysis (MLA) mapping and subsequent LA-ICP-MS analyses | LA-ICPMS, EMPA, SEM-EDS | NWR213 solid state 213 nm laser ablation system coupled with an Agilent 7900 quadrupole ICP-MS; Cameca SXFive Electron Microprobe; Quanta600 SEM | Adelaide Microscopy | Ablation was conducted in an atmosphere of He (0.6 L/min) that was mixed with Ar (0.88 L/min) upon leaving the ablation cell; 70 µm diameter spot size with a 25:2 standard sample bracketing approach (2 standards analysed twice every 25 unknowns); MLA maps were acquired using the raster mode with an X-ray spectra collected every 4 µm | STDGL3 (CODES, University of Tasmania; Danyushevsky et al., 2011); GSD-1G | 23.01 |  | 1.18 |  | 0.118 | [9 empty] | 3.71 | [5 empty] | 2.77 | [5 empty] | 0.049 | [15 empty] | 286300 | [13 empty] | 0.498 | [13 empty] | 0.126 | [9 empty] | 0.073 | [5 empty] | 11.16 | [15 empty] | 377700 |  | 3.37 |  |  |  | 0.72 | [5 empty] | 3.74 | [13 empty] | 0.246 | [13 empty] | 576 |  |  |  |  | 2020 | Cave, B., et al. (2020), Ore Geology Reviews 124, 103647 |  | AUS | Queensland
| Mount Isa Copper Operations, Black Star Mine | No. 5 and No. 9 Pb-Zn orebodies, 650 Cu orebody, 1100 Cu orebody, 3000 Cu orebody | Seafloor hydrothermal | Sedimentary Exhalative (SEDEX) | SEDEX zinc-lead-copper | Cu, Pb, Zn | Ag | Cu, Pb, Zn, Ag | Cave et al., 2020 |  | 168-200209312cpy3-11.d | 168-200209312cpy3-11.d-1 | underground mine, open pit |  |  |  |  | ore material | drill core, polished section | drill core | mineral separate | [5 empty] | mineralisation |  |  |  | chalcopyrite, sphalerite, galena | Cu mineralisation stage, Pb-Zn mineralisation stage | replacement, vein infill, stratabound | coarse-grained, medium-grained, fine-grained, stratabound, discordant veins, replacement, infill |  |  |  | pyrite, pyrrhotite, arsenopyrite, siderite, dolomite, calcite, quartz, chlorite, K-feldspar, biotite, apatite, freibergite, tetrahedrite, cobaltite | Resin blocks containing each sample were produced following standard procedures and used for Mineral Liberation Analysis (MLA) mapping and subsequent LA-ICP-MS analyses | LA-ICPMS, EMPA, SEM-EDS | NWR213 solid state 213 nm laser ablation system coupled with an Agilent 7900 quadrupole ICP-MS; Cameca SXFive Electron Microprobe; Quanta600 SEM | Adelaide Microscopy | Ablation was conducted in an atmosphere of He (0.6 L/min) that was mixed with Ar (0.88 L/min) upon leaving the ablation cell; 70 µm diameter spot size with a 25:2 standard sample bracketing approach (2 standards analysed twice every 25 unknowns); MLA maps were acquired using the raster mode with an X-ray spectra collected every 4 µm | STDGL3 (CODES, University of Tasmania; Danyushevsky et al., 2011); GSD-1G | 31.02 |  | 7.9 | [11 empty] | 9.06 | [5 empty] | 2.08 | [5 empty] | 0.085 | [15 empty] | 286600 |  | 0.018 | [11 empty] | 1.81 | [13 empty] | 0.38 | [9 empty] | 0.08 | [5 empty] | 34.99 | [15 empty] | 391500 |  | 14.8 |  |  |  | 2.43 | [5 empty] | 2.93 | [13 empty] | 2.304 | [13 empty] | 212.8 |  |  |  |  | 2020 | Cave, B., et al. (2020), Ore Geology Reviews 124, 103647 |  | AUS | Queensland
| Mount Isa Copper Operations, Black Star Mine | No. 5 and No. 9 Pb-Zn orebodies, 650 Cu orebody, 1100 Cu orebody, 3000 Cu orebody | Seafloor hydrothermal | Sedimentary Exhalative (SEDEX) | SEDEX zinc-lead-copper | Cu, Pb, Zn | Ag | Cu, Pb, Zn, Ag | Cave et al., 2020 |  | 169-200209312cpy3-12.d | 169-200209312cpy3-12.d-1 | underground mine, open pit |  |  |  |  | ore material | drill core, polished section | drill core | mineral separate | [5 empty] | mineralisation |  |  |  | chalcopyrite, sphalerite, galena | Cu mineralisation stage, Pb-Zn mineralisation stage | replacement, vein infill, stratabound | coarse-grained, medium-grained, fine-grained, stratabound, discordant veins, replacement, infill |  |  |  | pyrite, pyrrhotite, arsenopyrite, siderite, dolomite, calcite, quartz, chlorite, K-feldspar, biotite, apatite, freibergite, tetrahedrite, cobaltite | Resin blocks containing each sample were produced following standard procedures and used for Mineral Liberation Analysis (MLA) mapping and subsequent LA-ICP-MS analyses | LA-ICPMS, EMPA, SEM-EDS | NWR213 solid state 213 nm laser ablation system coupled with an Agilent 7900 quadrupole ICP-MS; Cameca SXFive Electron Microprobe; Quanta600 SEM | Adelaide Microscopy | Ablation was conducted in an atmosphere of He (0.6 L/min) that was mixed with Ar (0.88 L/min) upon leaving the ablation cell; 70 µm diameter spot size with a 25:2 standard sample bracketing approach (2 standards analysed twice every 25 unknowns); MLA maps were acquired using the raster mode with an X-ray spectra collected every 4 µm | STDGL3 (CODES, University of Tasmania; Danyushevsky et al., 2011); GSD-1G | 30.9 |  | 3.9 |  | 0.15 | [9 empty] | 7.06 | [5 empty] | 2.54 | [5 empty] | 0.031 | [15 empty] | 288200 |  | 0.019 | [11 empty] | 0.409 | [13 empty] | 0.19 | [9 empty] | 0.177 | [5 empty] | 28.4 | [15 empty] | 392700 |  | 12.57 |  |  |  | 2.5 | [5 empty] | 4.03 | [13 empty] | 1.809 | [13 empty] | 368 |  |  |  |  | 2020 | Cave, B., et al. (2020), Ore Geology Reviews 124, 103647 |  | AUS | Queensland
| Mount Isa Copper Operations, Black Star Mine | No. 5 and No. 9 Pb-Zn orebodies, 650 Cu orebody, 1100 Cu orebody, 3000 Cu orebody | Seafloor hydrothermal | Sedimentary Exhalative (SEDEX) | SEDEX zinc-lead-copper | Cu, Pb, Zn | Ag | Cu, Pb, Zn, Ag | Cave et al., 2020 |  | 170-200209312cpy3-13.d | 170-200209312cpy3-13.d-1 | underground mine, open pit |  |  |  |  | ore material | drill core, polished section | drill core | mineral separate | [5 empty] | mineralisation |  |  |  | chalcopyrite, sphalerite, galena | Cu mineralisation stage, Pb-Zn mineralisation stage | replacement, vein infill, stratabound | coarse-grained, medium-grained, fine-grained, stratabound, discordant veins, replacement, infill |  |  |  | pyrite, pyrrhotite, arsenopyrite, siderite, dolomite, calcite, quartz, chlorite, K-feldspar, biotite, apatite, freibergite, tetrahedrite, cobaltite | Resin blocks containing each sample were produced following standard procedures and used for Mineral Liberation Analysis (MLA) mapping and subsequent LA-ICP-MS analyses | LA-ICPMS, EMPA, SEM-EDS | NWR213 solid state 213 nm laser ablation system coupled with an Agilent 7900 quadrupole ICP-MS; Cameca SXFive Electron Microprobe; Quanta600 SEM | Adelaide Microscopy | Ablation was conducted in an atmosphere of He (0.6 L/min) that was mixed with Ar (0.88 L/min) upon leaving the ablation cell; 70 µm diameter spot size with a 25:2 standard sample bracketing approach (2 standards analysed twice every 25 unknowns); MLA maps were acquired using the raster mode with an X-ray spectra collected every 4 µm | STDGL3 (CODES, University of Tasmania; Danyushevsky et al., 2011); GSD-1G | 22.87 | [13 empty] | 1.093 | [5 empty] | 1.77 | [5 empty] | 0.031 | [15 empty] | 289300 | [13 empty] | 0.231 | [23 empty] | 0.153 | [5 empty] | 4.64 | [15 empty] | 388100 |  | 1.31 |  |  |  | 2.5 | [5 empty] | 3.85 | [13 empty] | 0.234 | [13 empty] | 300 |  |  |  |  | 2020 | Cave, B., et al. (2020), Ore Geology Reviews 124, 103647 |  | AUS | Queensland
| Mount Isa Copper Operations, Black Star Mine | No. 5 and No. 9 Pb-Zn orebodies, 650 Cu orebody, 1100 Cu orebody, 3000 Cu orebody | Seafloor hydrothermal | Sedimentary Exhalative (SEDEX) | SEDEX zinc-lead-copper | Cu, Pb, Zn | Ag | Cu, Pb, Zn, Ag | Cave et al., 2020 |  | 171-200209312cpy3-14.d | 171-200209312cpy3-14.d-1 | underground mine, open pit |  |  |  |  | ore material | drill core, polished section | drill core | mineral separate | [5 empty] | mineralisation |  |  |  | chalcopyrite, sphalerite, galena | Cu mineralisation stage, Pb-Zn mineralisation stage | replacement, vein infill, stratabound | coarse-grained, medium-grained, fine-grained, stratabound, discordant veins, replacement, infill |  |  |  | pyrite, pyrrhotite, arsenopyrite, siderite, dolomite, calcite, quartz, chlorite, K-feldspar, biotite, apatite, freibergite, tetrahedrite, cobaltite | Resin blocks containing each sample were produced following standard procedures and used for Mineral Liberation Analysis (MLA) mapping and subsequent LA-ICP-MS analyses | LA-ICPMS, EMPA, SEM-EDS | NWR213 solid state 213 nm laser ablation system coupled with an Agilent 7900 quadrupole ICP-MS; Cameca SXFive Electron Microprobe; Quanta600 SEM | Adelaide Microscopy | Ablation was conducted in an atmosphere of He (0.6 L/min) that was mixed with Ar (0.88 L/min) upon leaving the ablation cell; 70 µm diameter spot size with a 25:2 standard sample bracketing approach (2 standards analysed twice every 25 unknowns); MLA maps were acquired using the raster mode with an X-ray spectra collected every 4 µm | STDGL3 (CODES, University of Tasmania; Danyushevsky et al., 2011); GSD-1G | 23.14 |  | 0.36 | [11 empty] | 1.464 | [5 empty] | 2.02 | [5 empty] | 0.041 | [15 empty] | 289600 | [13 empty] | 0.254 | [23 empty] | 0.117 | [5 empty] | 5.69 | [15 empty] | 375400 |  | 2.61 |  |  |  | 1.79 | [5 empty] | 3.71 | [7 empty] | 0.18 | [5 empty] | 0.204 | [13 empty] | 307 |  |  |  |  | 2020 | Cave, B., et al. (2020), Ore Geology Reviews 124, 103647 |  | AUS | Queensland
| Mount Isa Copper Operations, Black Star Mine | No. 5 and No. 9 Pb-Zn orebodies, 650 Cu orebody, 1100 Cu orebody, 3000 Cu orebody | Seafloor hydrothermal | Sedimentary Exhalative (SEDEX) | SEDEX zinc-lead-copper | Cu, Pb, Zn | Ag | Cu, Pb, Zn, Ag | Cave et al., 2020 |  | 172-200209312cpy3-15.d | 172-200209312cpy3-15.d-1 | underground mine, open pit |  |  |  |  | ore material | drill core, polished section | drill core | mineral separate | [5 empty] | mineralisation |  |  |  | chalcopyrite, sphalerite, galena | Cu mineralisation stage, Pb-Zn mineralisation stage | replacement, vein infill, stratabound | coarse-grained, medium-grained, fine-grained, stratabound, discordant veins, replacement, infill |  |  |  | pyrite, pyrrhotite, arsenopyrite, siderite, dolomite, calcite, quartz, chlorite, K-feldspar, biotite, apatite, freibergite, tetrahedrite, cobaltite | Resin blocks containing each sample were produced following standard procedures and used for Mineral Liberation Analysis (MLA) mapping and subsequent LA-ICP-MS analyses | LA-ICPMS, EMPA, SEM-EDS | NWR213 solid state 213 nm laser ablation system coupled with an Agilent 7900 quadrupole ICP-MS; Cameca SXFive Electron Microprobe; Quanta600 SEM | Adelaide Microscopy | Ablation was conducted in an atmosphere of He (0.6 L/min) that was mixed with Ar (0.88 L/min) upon leaving the ablation cell; 70 µm diameter spot size with a 25:2 standard sample bracketing approach (2 standards analysed twice every 25 unknowns); MLA maps were acquired using the raster mode with an X-ray spectra collected every 4 µm | STDGL3 (CODES, University of Tasmania; Danyushevsky et al., 2011); GSD-1G | 25.97 |  | 24 | [11 empty] | 2.25 | [5 empty] | 1.36 | [5 empty] | 0.084 | [15 empty] | 286500 |  | 0.038 | [11 empty] | 1.062 | [13 empty] | 0.15 | [15 empty] | 11 | [15 empty] | 374100 |  | 4.64 |  |  |  | 0.93 | [5 empty] | 3.85 | [13 empty] | 0.668 | [13 empty] | 225.7 |  |  |  |  | 2020 | Cave, B., et al. (2020), Ore Geology Reviews 124, 103647 |  | AUS | Queensland
| Mount Isa Copper Operations, Black Star Mine | No. 5 and No. 9 Pb-Zn orebodies, 650 Cu orebody, 1100 Cu orebody, 3000 Cu orebody | Seafloor hydrothermal | Sedimentary Exhalative (SEDEX) | SEDEX zinc-lead-copper | Cu, Pb, Zn | Ag | Cu, Pb, Zn, Ag | Cave et al., 2020 |  | 174-200209312cpy3-17.d | 174-200209312cpy3-17.d-1 | underground mine, open pit |  |  |  |  | ore material | drill core, polished section | drill core | mineral separate | [5 empty] | mineralisation |  |  |  | chalcopyrite, sphalerite, galena | Cu mineralisation stage, Pb-Zn mineralisation stage | replacement, vein infill, stratabound | coarse-grained, medium-grained, fine-grained, stratabound, discordant veins, replacement, infill |  |  |  | pyrite, pyrrhotite, arsenopyrite, siderite, dolomite, calcite, quartz, chlorite, K-feldspar, biotite, apatite, freibergite, tetrahedrite, cobaltite | Resin blocks containing each sample were produced following standard procedures and used for Mineral Liberation Analysis (MLA) mapping and subsequent LA-ICP-MS analyses | LA-ICPMS, EMPA, SEM-EDS | NWR213 solid state 213 nm laser ablation system coupled with an Agilent 7900 quadrupole ICP-MS; Cameca SXFive Electron Microprobe; Quanta600 SEM | Adelaide Microscopy | Ablation was conducted in an atmosphere of He (0.6 L/min) that was mixed with Ar (0.88 L/min) upon leaving the ablation cell; 70 µm diameter spot size with a 25:2 standard sample bracketing approach (2 standards analysed twice every 25 unknowns); MLA maps were acquired using the raster mode with an X-ray spectra collected every 4 µm | STDGL3 (CODES, University of Tasmania; Danyushevsky et al., 2011); GSD-1G | 25.67 |  | 3.21 |  | 1 | [9 empty] | 2.97 | [5 empty] | 1.78 | [5 empty] | 1.12 | [15 empty] | 289600 | [5 empty] | 0.2 | [7 empty] | 0.915 | [13 empty] | 7.5 | [9 empty] | 0.103 | [5 empty] | 17.2 | [15 empty] | 377300 |  | 6.16 |  |  |  | 1.93 | [5 empty] | 3.37 | [13 empty] | 1.2 | [13 empty] | 179.5 |  |  |  |  | 2020 | Cave, B., et al. (2020), Ore Geology Reviews 124, 103647 |  | AUS | Queensland
| Mount Isa Copper Operations, Black Star Mine | No. 5 and No. 9 Pb-Zn orebodies, 650 Cu orebody, 1100 Cu orebody, 3000 Cu orebody | Seafloor hydrothermal | Sedimentary Exhalative (SEDEX) | SEDEX zinc-lead-copper | Cu, Pb, Zn | Ag | Cu, Pb, Zn, Ag | Cave et al., 2020 |  | 175-200209312cpy3-18.d | 175-200209312cpy3-18.d-1 | underground mine, open pit |  |  |  |  | ore material | drill core, polished section | drill core | mineral separate | [5 empty] | mineralisation |  |  |  | chalcopyrite, sphalerite, galena | Cu mineralisation stage, Pb-Zn mineralisation stage | replacement, vein infill, stratabound | coarse-grained, medium-grained, fine-grained, stratabound, discordant veins, replacement, infill |  |  |  | pyrite, pyrrhotite, arsenopyrite, siderite, dolomite, calcite, quartz, chlorite, K-feldspar, biotite, apatite, freibergite, tetrahedrite, cobaltite | Resin blocks containing each sample were produced following standard procedures and used for Mineral Liberation Analysis (MLA) mapping and subsequent LA-ICP-MS analyses | LA-ICPMS, EMPA, SEM-EDS | NWR213 solid state 213 nm laser ablation system coupled with an Agilent 7900 quadrupole ICP-MS; Cameca SXFive Electron Microprobe; Quanta600 SEM | Adelaide Microscopy | Ablation was conducted in an atmosphere of He (0.6 L/min) that was mixed with Ar (0.88 L/min) upon leaving the ablation cell; 70 µm diameter spot size with a 25:2 standard sample bracketing approach (2 standards analysed twice every 25 unknowns); MLA maps were acquired using the raster mode with an X-ray spectra collected every 4 µm | STDGL3 (CODES, University of Tasmania; Danyushevsky et al., 2011); GSD-1G | 36.54 |  | 16.9 |  | 0.122 | [9 empty] | 11.18 | [5 empty] | 2.04 | [5 empty] | 0.016 | [15 empty] | 289100 | [13 empty] | 2.27 | [13 empty] | 0.67 | [15 empty] | 44.2 | [15 empty] | 371800 |  | 20.18 |  |  |  | 1.61 | [5 empty] | 3.26 | [13 empty] | 3.53 | [13 empty] | 198 |  |  |  |  | 2020 | Cave, B., et al. (2020), Ore Geology Reviews 124, 103647 |  | AUS | Queensland
| Mount Isa Copper Operations, Black Star Mine | No. 5 and No. 9 Pb-Zn orebodies, 650 Cu orebody, 1100 Cu orebody, 3000 Cu orebody | Seafloor hydrothermal | Sedimentary Exhalative (SEDEX) | SEDEX zinc-lead-copper | Cu, Pb, Zn | Ag | Cu, Pb, Zn, Ag | Cave et al., 2020 |  | 176-200209312cpy3-19.d | 176-200209312cpy3-19.d-1 | underground mine, open pit |  |  |  |  | ore material | drill core, polished section | drill core | mineral separate | [5 empty] | mineralisation |  |  |  | chalcopyrite, sphalerite, galena | Cu mineralisation stage, Pb-Zn mineralisation stage | replacement, vein infill, stratabound | coarse-grained, medium-grained, fine-grained, stratabound, discordant veins, replacement, infill |  |  |  | pyrite, pyrrhotite, arsenopyrite, siderite, dolomite, calcite, quartz, chlorite, K-feldspar, biotite, apatite, freibergite, tetrahedrite, cobaltite | Resin blocks containing each sample were produced following standard procedures and used for Mineral Liberation Analysis (MLA) mapping and subsequent LA-ICP-MS analyses | LA-ICPMS, EMPA, SEM-EDS | NWR213 solid state 213 nm laser ablation system coupled with an Agilent 7900 quadrupole ICP-MS; Cameca SXFive Electron Microprobe; Quanta600 SEM | Adelaide Microscopy | Ablation was conducted in an atmosphere of He (0.6 L/min) that was mixed with Ar (0.88 L/min) upon leaving the ablation cell; 70 µm diameter spot size with a 25:2 standard sample bracketing approach (2 standards analysed twice every 25 unknowns); MLA maps were acquired using the raster mode with an X-ray spectra collected every 4 µm | STDGL3 (CODES, University of Tasmania; Danyushevsky et al., 2011); GSD-1G | 26.6 |  | 4.1 | [11 empty] | 4.3 | [5 empty] | 2.05 | [5 empty] | 0.028 | [15 empty] | 287200 | [13 empty] | 0.547 | [13 empty] | 0.16 | [9 empty] | 0.134 | [5 empty] | 18.75 | [15 empty] | 373800 |  | 8.31 |  |  |  | 2 | [5 empty] | 3.73 | [13 empty] | 1.163 | [13 empty] | 301 |  |  |  |  | 2020 | Cave, B., et al. (2020), Ore Geology Reviews 124, 103647 |  | AUS | Queensland
| Mount Isa Copper Operations, Black Star Mine | No. 5 and No. 9 Pb-Zn orebodies, 650 Cu orebody, 1100 Cu orebody, 3000 Cu orebody | Seafloor hydrothermal | Sedimentary Exhalative (SEDEX) | SEDEX zinc-lead-copper | Cu, Pb, Zn | Ag | Cu, Pb, Zn, Ag | Cave et al., 2020 |  | 177-200209312cpy3-20.d | 177-200209312cpy3-20.d-1 | underground mine, open pit |  |  |  |  | ore material | drill core, polished section | drill core | mineral separate | [5 empty] | mineralisation |  |  |  | chalcopyrite, sphalerite, galena | Cu mineralisation stage, Pb-Zn mineralisation stage | replacement, vein infill, stratabound | coarse-grained, medium-grained, fine-grained, stratabound, discordant veins, replacement, infill |  |  |  | pyrite, pyrrhotite, arsenopyrite, siderite, dolomite, calcite, quartz, chlorite, K-feldspar, biotite, apatite, freibergite, tetrahedrite, cobaltite | Resin blocks containing each sample were produced following standard procedures and used for Mineral Liberation Analysis (MLA) mapping and subsequent LA-ICP-MS analyses | LA-ICPMS, EMPA, SEM-EDS | NWR213 solid state 213 nm laser ablation system coupled with an Agilent 7900 quadrupole ICP-MS; Cameca SXFive Electron Microprobe; Quanta600 SEM | Adelaide Microscopy | Ablation was conducted in an atmosphere of He (0.6 L/min) that was mixed with Ar (0.88 L/min) upon leaving the ablation cell; 70 µm diameter spot size with a 25:2 standard sample bracketing approach (2 standards analysed twice every 25 unknowns); MLA maps were acquired using the raster mode with an X-ray spectra collected every 4 µm | STDGL3 (CODES, University of Tasmania; Danyushevsky et al., 2011); GSD-1G | 33.67 |  | 7.3 |  | 0.15 | [9 empty] | 7.18 | [5 empty] | 1.86 | [5 empty] | 0.069 | [15 empty] | 288000 | [13 empty] | 2.002 | [13 empty] | 1.01 | [9 empty] | 0.177 | [5 empty] | 30.8 | [15 empty] | 370400 |  | 23.07 |  |  |  | 2.65 | [5 empty] | 4.23 | [13 empty] | 3.09 | [13 empty] | 220.4 |  |  |  |  | 2020 | Cave, B., et al. (2020), Ore Geology Reviews 124, 103647 |  | AUS | Queensland
| Mount Isa Copper Operations, Black Star Mine | No. 5 and No. 9 Pb-Zn orebodies, 650 Cu orebody, 1100 Cu orebody, 3000 Cu orebody | Seafloor hydrothermal | Sedimentary Exhalative (SEDEX) | SEDEX zinc-lead-copper | Cu, Pb, Zn | Ag | Cu, Pb, Zn, Ag | Cave et al., 2020 |  | 179-200209312cpy3-22.d | 179-200209312cpy3-22.d-1 | underground mine, open pit |  |  |  |  | ore material | drill core, polished section | drill core | mineral separate | [5 empty] | mineralisation |  |  |  | chalcopyrite, sphalerite, galena | Cu mineralisation stage, Pb-Zn mineralisation stage | replacement, vein infill, stratabound | coarse-grained, medium-grained, fine-grained, stratabound, discordant veins, replacement, infill |  |  |  | pyrite, pyrrhotite, arsenopyrite, siderite, dolomite, calcite, quartz, chlorite, K-feldspar, biotite, apatite, freibergite, tetrahedrite, cobaltite | Resin blocks containing each sample were produced following standard procedures and used for Mineral Liberation Analysis (MLA) mapping and subsequent LA-ICP-MS analyses | LA-ICPMS, EMPA, SEM-EDS | NWR213 solid state 213 nm laser ablation system coupled with an Agilent 7900 quadrupole ICP-MS; Cameca SXFive Electron Microprobe; Quanta600 SEM | Adelaide Microscopy | Ablation was conducted in an atmosphere of He (0.6 L/min) that was mixed with Ar (0.88 L/min) upon leaving the ablation cell; 70 µm diameter spot size with a 25:2 standard sample bracketing approach (2 standards analysed twice every 25 unknowns); MLA maps were acquired using the raster mode with an X-ray spectra collected every 4 µm | STDGL3 (CODES, University of Tasmania; Danyushevsky et al., 2011); GSD-1G | 30.86 |  | 2.23 | [11 empty] | 9.07 | [5 empty] | 1.67 | [5 empty] | 0.072 | [15 empty] | 286800 |  | 0.033 |  |  |  | 0.14 | [7 empty] | 1.95 | [23 empty] | 0.088 | [5 empty] | 32.5 | [15 empty] | 378600 |  | 12.88 |  |  |  | 1.78 | [5 empty] | 3.2 | [13 empty] | 2.25 | [13 empty] | 207.5 |  |  |  |  | 2020 | Cave, B., et al. (2020), Ore Geology Reviews 124, 103647 |  | AUS | Queensland
| Mount Isa Copper Operations, Black Star Mine | No. 5 and No. 9 Pb-Zn orebodies, 650 Cu orebody, 1100 Cu orebody, 3000 Cu orebody | Seafloor hydrothermal | Sedimentary Exhalative (SEDEX) | SEDEX zinc-lead-copper | Cu, Pb, Zn | Ag | Cu, Pb, Zn, Ag | Cave et al., 2020 |  | 187-200209312cpy5-1.d | 187-200209312cpy5-1.d-1 | underground mine, open pit |  |  |  |  | ore material | drill core, polished section | drill core | mineral separate | [5 empty] | mineralisation |  |  |  | chalcopyrite, sphalerite, galena | Cu mineralisation stage, Pb-Zn mineralisation stage | replacement, vein infill, stratabound | coarse-grained, medium-grained, fine-grained, stratabound, discordant veins, replacement, infill |  |  |  | pyrite, pyrrhotite, arsenopyrite, siderite, dolomite, calcite, quartz, chlorite, K-feldspar, biotite, apatite, freibergite, tetrahedrite, cobaltite | Resin blocks containing each sample were produced following standard procedures and used for Mineral Liberation Analysis (MLA) mapping and subsequent LA-ICP-MS analyses | LA-ICPMS, EMPA, SEM-EDS | NWR213 solid state 213 nm laser ablation system coupled with an Agilent 7900 quadrupole ICP-MS; Cameca SXFive Electron Microprobe; Quanta600 SEM | Adelaide Microscopy | Ablation was conducted in an atmosphere of He (0.6 L/min) that was mixed with Ar (0.88 L/min) upon leaving the ablation cell; 70 µm diameter spot size with a 25:2 standard sample bracketing approach (2 standards analysed twice every 25 unknowns); MLA maps were acquired using the raster mode with an X-ray spectra collected every 4 µm | STDGL3 (CODES, University of Tasmania; Danyushevsky et al., 2011); GSD-1G | 15 |  | 3.3 | [11 empty] | 1.22 | [5 empty] | 1.73 | [5 empty] | 0.283 | [15 empty] | 291900 |  | 0.091 |  |  |  | 0.63 | [7 empty] | 592 | [13 empty] | 0.76 | [9 empty] | 0.28 | [5 empty] | 2.11 | [15 empty] | 409300 |  | 0.79 |  |  |  | 7.3 | [5 empty] | 4.35 | [7 empty] | 0.63 | [5 empty] | 0.5 | [13 empty] | 320 |  |  |  |  | 2020 | Cave, B., et al. (2020), Ore Geology Reviews 124, 103647 |  | AUS | Queensland
| Mount Isa Copper Operations, Black Star Mine | No. 5 and No. 9 Pb-Zn orebodies, 650 Cu orebody, 1100 Cu orebody, 3000 Cu orebody | Seafloor hydrothermal | Sedimentary Exhalative (SEDEX) | SEDEX zinc-lead-copper | Cu, Pb, Zn | Ag | Cu, Pb, Zn, Ag | Cave et al., 2020 |  | 189-200209312cpy5-3.d | 189-200209312cpy5-3.d-1 | underground mine, open pit |  |  |  |  | ore material | drill core, polished section | drill core | mineral separate | [5 empty] | mineralisation |  |  |  | chalcopyrite, sphalerite, galena | Cu mineralisation stage, Pb-Zn mineralisation stage | replacement, vein infill, stratabound | coarse-grained, medium-grained, fine-grained, stratabound, discordant veins, replacement, infill |  |  |  | pyrite, pyrrhotite, arsenopyrite, siderite, dolomite, calcite, quartz, chlorite, K-feldspar, biotite, apatite, freibergite, tetrahedrite, cobaltite | Resin blocks containing each sample were produced following standard procedures and used for Mineral Liberation Analysis (MLA) mapping and subsequent LA-ICP-MS analyses | LA-ICPMS, EMPA, SEM-EDS | NWR213 solid state 213 nm laser ablation system coupled with an Agilent 7900 quadrupole ICP-MS; Cameca SXFive Electron Microprobe; Quanta600 SEM | Adelaide Microscopy | Ablation was conducted in an atmosphere of He (0.6 L/min) that was mixed with Ar (0.88 L/min) upon leaving the ablation cell; 70 µm diameter spot size with a 25:2 standard sample bracketing approach (2 standards analysed twice every 25 unknowns); MLA maps were acquired using the raster mode with an X-ray spectra collected every 4 µm | STDGL3 (CODES, University of Tasmania; Danyushevsky et al., 2011); GSD-1G | 16.14 |  | 4.3 | [11 empty] | 0.519 | [5 empty] | 2.2 | [5 empty] | 0.37 | [15 empty] | 290000 |  | 0.157 | [11 empty] | 594 | [13 empty] | 0.74 | [9 empty] | 0.43 | [5 empty] | 3.48 | [15 empty] | 437000 |  | 0.67 |  |  |  | 9.7 | [5 empty] | 4.51 | [13 empty] | 0.59 | [13 empty] | 300 |  |  |  |  | 2020 | Cave, B., et al. (2020), Ore Geology Reviews 124, 103647 |  | AUS | Queensland
| Mount Isa Copper Operations, Black Star Mine | No. 5 and No. 9 Pb-Zn orebodies, 650 Cu orebody, 1100 Cu orebody, 3000 Cu orebody | Seafloor hydrothermal | Sedimentary Exhalative (SEDEX) | SEDEX zinc-lead-copper | Cu, Pb, Zn | Ag | Cu, Pb, Zn, Ag | Cave et al., 2020 |  | 190-200209312cpy5-4.d | 190-200209312cpy5-4.d-1 | underground mine, open pit |  |  |  |  | ore material | drill core, polished section | drill core | mineral separate | [5 empty] | mineralisation |  |  |  | chalcopyrite, sphalerite, galena | Cu mineralisation stage, Pb-Zn mineralisation stage | replacement, vein infill, stratabound | coarse-grained, medium-grained, fine-grained, stratabound, discordant veins, replacement, infill |  |  |  | pyrite, pyrrhotite, arsenopyrite, siderite, dolomite, calcite, quartz, chlorite, K-feldspar, biotite, apatite, freibergite, tetrahedrite, cobaltite | Resin blocks containing each sample were produced following standard procedures and used for Mineral Liberation Analysis (MLA) mapping and subsequent LA-ICP-MS analyses | LA-ICPMS, EMPA, SEM-EDS | NWR213 solid state 213 nm laser ablation system coupled with an Agilent 7900 quadrupole ICP-MS; Cameca SXFive Electron Microprobe; Quanta600 SEM | Adelaide Microscopy | Ablation was conducted in an atmosphere of He (0.6 L/min) that was mixed with Ar (0.88 L/min) upon leaving the ablation cell; 70 µm diameter spot size with a 25:2 standard sample bracketing approach (2 standards analysed twice every 25 unknowns); MLA maps were acquired using the raster mode with an X-ray spectra collected every 4 µm | STDGL3 (CODES, University of Tasmania; Danyushevsky et al., 2011); GSD-1G | 18.8 |  | 27 |  | 1.21 | [9 empty] | 9.42 | [5 empty] | 2.3 | [5 empty] | 0.31 | [15 empty] | 290800 | [5 empty] | 1.6 | [7 empty] | 620 | [13 empty] | 4.8 | [15 empty] | 13.5 | [15 empty] | 419000 |  | 6.43 |  |  |  | 6.1 | [5 empty] | 6.8 | [13 empty] | 0.54 | [13 empty] | 260 |  |  |  |  | 2020 | Cave, B., et al. (2020), Ore Geology Reviews 124, 103647 |  | AUS | Queensland
| Mount Isa Copper Operations, Black Star Mine | No. 5 and No. 9 Pb-Zn orebodies, 650 Cu orebody, 1100 Cu orebody, 3000 Cu orebody | Seafloor hydrothermal | Sedimentary Exhalative (SEDEX) | SEDEX zinc-lead-copper | Cu, Pb, Zn | Ag | Cu, Pb, Zn, Ag | Cave et al., 2020 |  | 194-200209312cpy5-8.d | 194-200209312cpy5-8.d-1 | underground mine, open pit |  |  |  |  | ore material | drill core, polished section | drill core | mineral separate | [5 empty] | mineralisation |  |  |  | chalcopyrite, sphalerite, galena | Cu mineralisation stage, Pb-Zn mineralisation stage | replacement, vein infill, stratabound | coarse-grained, medium-grained, fine-grained, stratabound, discordant veins, replacement, infill |  |  |  | pyrite, pyrrhotite, arsenopyrite, siderite, dolomite, calcite, quartz, chlorite, K-feldspar, biotite, apatite, freibergite, tetrahedrite, cobaltite | Resin blocks containing each sample were produced following standard procedures and used for Mineral Liberation Analysis (MLA) mapping and subsequent LA-ICP-MS analyses | LA-ICPMS, EMPA, SEM-EDS | NWR213 solid state 213 nm laser ablation system coupled with an Agilent 7900 quadrupole ICP-MS; Cameca SXFive Electron Microprobe; Quanta600 SEM | Adelaide Microscopy | Ablation was conducted in an atmosphere of He (0.6 L/min) that was mixed with Ar (0.88 L/min) upon leaving the ablation cell; 70 µm diameter spot size with a 25:2 standard sample bracketing approach (2 standards analysed twice every 25 unknowns); MLA maps were acquired using the raster mode with an X-ray spectra collected every 4 µm | STDGL3 (CODES, University of Tasmania; Danyushevsky et al., 2011); GSD-1G | 30.6 |  |  |  | 3 | [9 empty] | 0.7 | [5 empty] | 3.4 | [5 empty] | 1.86 | [15 empty] | 321000 |  | 0.127 |  |  |  | 1.4 | [7 empty] | 466 | [13 empty] | 1013 | [15 empty] | 18.4 | [15 empty] | 469000 |  | 2.9 |  |  |  | 9.6 | [5 empty] | 4.56 | [13 empty] | 5.51 | [13 empty] | 329 |  |  |  |  | 2020 | Cave, B., et al. (2020), Ore Geology Reviews 124, 103647 |  | AUS | Queensland
| Mount Isa Copper Operations, Black Star Mine | No. 5 and No. 9 Pb-Zn orebodies, 650 Cu orebody, 1100 Cu orebody, 3000 Cu orebody | Seafloor hydrothermal | Sedimentary Exhalative (SEDEX) | SEDEX zinc-lead-copper | Cu, Pb, Zn | Ag | Cu, Pb, Zn, Ag | Cave et al., 2020 |  | 196-200209312cpy5-10.d | 196-200209312cpy5-10.d-1 | underground mine, open pit |  |  |  |  | ore material | drill core, polished section | drill core | mineral separate | [5 empty] | mineralisation |  |  |  | chalcopyrite, sphalerite, galena | Cu mineralisation stage, Pb-Zn mineralisation stage | replacement, vein infill, stratabound | coarse-grained, medium-grained, fine-grained, stratabound, discordant veins, replacement, infill |  |  |  | pyrite, pyrrhotite, arsenopyrite, siderite, dolomite, calcite, quartz, chlorite, K-feldspar, biotite, apatite, freibergite, tetrahedrite, cobaltite | Resin blocks containing each sample were produced following standard procedures and used for Mineral Liberation Analysis (MLA) mapping and subsequent LA-ICP-MS analyses | LA-ICPMS, EMPA, SEM-EDS | NWR213 solid state 213 nm laser ablation system coupled with an Agilent 7900 quadrupole ICP-MS; Cameca SXFive Electron Microprobe; Quanta600 SEM | Adelaide Microscopy | Ablation was conducted in an atmosphere of He (0.6 L/min) that was mixed with Ar (0.88 L/min) upon leaving the ablation cell; 70 µm diameter spot size with a 25:2 standard sample bracketing approach (2 standards analysed twice every 25 unknowns); MLA maps were acquired using the raster mode with an X-ray spectra collected every 4 µm | STDGL3 (CODES, University of Tasmania; Danyushevsky et al., 2011); GSD-1G | 14.7 |  | 5.3 | [11 empty] | 0.206 | [5 empty] | 2.03 | [5 empty] | 0.65 | [15 empty] | 288500 |  | 0.125 | [11 empty] | 521 | [13 empty] | 0.72 | [15 empty] | 2.24 | [15 empty] | 424600 | [5 empty] | 6 | [5 empty] | 5.5 | [7 empty] | 1.63 | [19 empty] | 344 |  |  |  |  | 2020 | Cave, B., et al. (2020), Ore Geology Reviews 124, 103647 |  | AUS | Queensland
| Mount Isa Copper Operations, Black Star Mine | No. 5 and No. 9 Pb-Zn orebodies, 650 Cu orebody, 1100 Cu orebody, 3000 Cu orebody | Seafloor hydrothermal | Sedimentary Exhalative (SEDEX) | SEDEX zinc-lead-copper | Cu, Pb, Zn | Ag | Cu, Pb, Zn, Ag | Cave et al., 2020 |  | 199-200209312cpy5-13.d | 199-200209312cpy5-13.d-1 | underground mine, open pit |  |  |  |  | ore material | drill core, polished section | drill core | mineral separate | [5 empty] | mineralisation |  |  |  | chalcopyrite, sphalerite, galena | Cu mineralisation stage, Pb-Zn mineralisation stage | replacement, vein infill, stratabound | coarse-grained, medium-grained, fine-grained, stratabound, discordant veins, replacement, infill |  |  |  | pyrite, pyrrhotite, arsenopyrite, siderite, dolomite, calcite, quartz, chlorite, K-feldspar, biotite, apatite, freibergite, tetrahedrite, cobaltite | Resin blocks containing each sample were produced following standard procedures and used for Mineral Liberation Analysis (MLA) mapping and subsequent LA-ICP-MS analyses | LA-ICPMS, EMPA, SEM-EDS | NWR213 solid state 213 nm laser ablation system coupled with an Agilent 7900 quadrupole ICP-MS; Cameca SXFive Electron Microprobe; Quanta600 SEM | Adelaide Microscopy | Ablation was conducted in an atmosphere of He (0.6 L/min) that was mixed with Ar (0.88 L/min) upon leaving the ablation cell; 70 µm diameter spot size with a 25:2 standard sample bracketing approach (2 standards analysed twice every 25 unknowns); MLA maps were acquired using the raster mode with an X-ray spectra collected every 4 µm | STDGL3 (CODES, University of Tasmania; Danyushevsky et al., 2011); GSD-1G | 15.04 |  | 3.2 |  | 1.77 | [9 empty] | 0.105 | [5 empty] | 2.37 | [5 empty] | 0.47 | [15 empty] | 289500 |  | 0.095 | [11 empty] | 527.1 | [13 empty] | 0.63 | [9 empty] | 0.43 | [5 empty] | 1.47 | [15 empty] | 428500 | [5 empty] | 4.1 | [5 empty] | 5.47 | [7 empty] | 1.03 | [5 empty] | 0.04 | [13 empty] | 374 |  |  |  |  | 2020 | Cave, B., et al. (2020), Ore Geology Reviews 124, 103647 |  | AUS | Queensland
| Mount Isa Copper Operations, Black Star Mine | No. 5 and No. 9 Pb-Zn orebodies, 650 Cu orebody, 1100 Cu orebody, 3000 Cu orebody | Seafloor hydrothermal | Sedimentary Exhalative (SEDEX) | SEDEX zinc-lead-copper | Cu, Pb, Zn | Ag | Cu, Pb, Zn, Ag | Cave et al., 2020 |  | 200-200209312cpy5-14.d | 200-200209312cpy5-14.d-1 | underground mine, open pit |  |  |  |  | ore material | drill core, polished section | drill core | mineral separate | [5 empty] | mineralisation |  |  |  | chalcopyrite, sphalerite, galena | Cu mineralisation stage, Pb-Zn mineralisation stage | replacement, vein infill, stratabound | coarse-grained, medium-grained, fine-grained, stratabound, discordant veins, replacement, infill |  |  |  | pyrite, pyrrhotite, arsenopyrite, siderite, dolomite, calcite, quartz, chlorite, K-feldspar, biotite, apatite, freibergite, tetrahedrite, cobaltite | Resin blocks containing each sample were produced following standard procedures and used for Mineral Liberation Analysis (MLA) mapping and subsequent LA-ICP-MS analyses | LA-ICPMS, EMPA, SEM-EDS | NWR213 solid state 213 nm laser ablation system coupled with an Agilent 7900 quadrupole ICP-MS; Cameca SXFive Electron Microprobe; Quanta600 SEM | Adelaide Microscopy | Ablation was conducted in an atmosphere of He (0.6 L/min) that was mixed with Ar (0.88 L/min) upon leaving the ablation cell; 70 µm diameter spot size with a 25:2 standard sample bracketing approach (2 standards analysed twice every 25 unknowns); MLA maps were acquired using the raster mode with an X-ray spectra collected every 4 µm | STDGL3 (CODES, University of Tasmania; Danyushevsky et al., 2011); GSD-1G | 50.2 |  | 2.5 |  | 3.01 | [9 empty] | 2.07 | [5 empty] | 1.96 | [5 empty] | 0.99 | [15 empty] | 306800 |  | 0.146 | [11 empty] | 546 | [13 empty] | 700 | [9 empty] | 0.36 | [5 empty] | 3.88 | [15 empty] | 424000 |  | 9.61 |  |  |  | 9.7 | [5 empty] | 4.28 | [7 empty] | 1.01 | [5 empty] | 18.18 | [13 empty] | 349 |  |  |  |  | 2020 | Cave, B., et al. (2020), Ore Geology Reviews 124, 103647 |  | AUS | Queensland
| Mount Isa Copper Operations, Black Star Mine | No. 5 and No. 9 Pb-Zn orebodies, 650 Cu orebody, 1100 Cu orebody, 3000 Cu orebody | Seafloor hydrothermal | Sedimentary Exhalative (SEDEX) | SEDEX zinc-lead-copper | Cu, Pb, Zn | Ag | Cu, Pb, Zn, Ag | Cave et al., 2020 |  | 203-200209312cpy5-17.d | 203-200209312cpy5-17.d-1 | underground mine, open pit |  |  |  |  | ore material | drill core, polished section | drill core | mineral separate | [5 empty] | mineralisation |  |  |  | chalcopyrite, sphalerite, galena | Cu mineralisation stage, Pb-Zn mineralisation stage | replacement, vein infill, stratabound | coarse-grained, medium-grained, fine-grained, stratabound, discordant veins, replacement, infill |  |  |  | pyrite, pyrrhotite, arsenopyrite, siderite, dolomite, calcite, quartz, chlorite, K-feldspar, biotite, apatite, freibergite, tetrahedrite, cobaltite | Resin blocks containing each sample were produced following standard procedures and used for Mineral Liberation Analysis (MLA) mapping and subsequent LA-ICP-MS analyses | LA-ICPMS, EMPA, SEM-EDS | NWR213 solid state 213 nm laser ablation system coupled with an Agilent 7900 quadrupole ICP-MS; Cameca SXFive Electron Microprobe; Quanta600 SEM | Adelaide Microscopy | Ablation was conducted in an atmosphere of He (0.6 L/min) that was mixed with Ar (0.88 L/min) upon leaving the ablation cell; 70 µm diameter spot size with a 25:2 standard sample bracketing approach (2 standards analysed twice every 25 unknowns); MLA maps were acquired using the raster mode with an X-ray spectra collected every 4 µm | STDGL3 (CODES, University of Tasmania; Danyushevsky et al., 2011); GSD-1G | 20.2 |  | 22 | [11 empty] | 8.79 | [27 empty] | 309000 | [13 empty] | 473 | [13 empty] | 212 | [15 empty] | 13.8 | [15 empty] | 393000 |  | 6.6 |  |  |  | 10 | [5 empty] | 5.2 | [7 empty] | 4.7 | [5 empty] | 1.58 | [13 empty] | 269 |  |  |  |  | 2020 | Cave, B., et al. (2020), Ore Geology Reviews 124, 103647 |  | AUS | Queensland
| Mount Isa Copper Operations, Black Star Mine | No. 5 and No. 9 Pb-Zn orebodies, 650 Cu orebody, 1100 Cu orebody, 3000 Cu orebody | Seafloor hydrothermal | Sedimentary Exhalative (SEDEX) | SEDEX zinc-lead-copper | Cu, Pb, Zn | Ag | Cu, Pb, Zn, Ag | Cave et al., 2020 |  | 204-200209312cpy5-18.d | 204-200209312cpy5-18.d-1 | underground mine, open pit |  |  |  |  | ore material | drill core, polished section | drill core | mineral separate | [5 empty] | mineralisation |  |  |  | chalcopyrite, sphalerite, galena | Cu mineralisation stage, Pb-Zn mineralisation stage | replacement, vein infill, stratabound | coarse-grained, medium-grained, fine-grained, stratabound, discordant veins, replacement, infill |  |  |  | pyrite, pyrrhotite, arsenopyrite, siderite, dolomite, calcite, quartz, chlorite, K-feldspar, biotite, apatite, freibergite, tetrahedrite, cobaltite | Resin blocks containing each sample were produced following standard procedures and used for Mineral Liberation Analysis (MLA) mapping and subsequent LA-ICP-MS analyses | LA-ICPMS, EMPA, SEM-EDS | NWR213 solid state 213 nm laser ablation system coupled with an Agilent 7900 quadrupole ICP-MS; Cameca SXFive Electron Microprobe; Quanta600 SEM | Adelaide Microscopy | Ablation was conducted in an atmosphere of He (0.6 L/min) that was mixed with Ar (0.88 L/min) upon leaving the ablation cell; 70 µm diameter spot size with a 25:2 standard sample bracketing approach (2 standards analysed twice every 25 unknowns); MLA maps were acquired using the raster mode with an X-ray spectra collected every 4 µm | STDGL3 (CODES, University of Tasmania; Danyushevsky et al., 2011); GSD-1G | 97.4 |  | 5.2 |  | 2.15 | [9 empty] | 3.56 | [5 empty] | 1.6 | [5 empty] | 0.99 | [15 empty] | 330000 |  | 0.099 | [11 empty] | 521 | [13 empty] | 2620 | [9 empty] | 0.65 | [5 empty] | 4.02 | [15 empty] | 442000 |  | 7.53 |  |  |  | 7.7 | [5 empty] | 4.03 | [13 empty] | 17.53 | [13 empty] | 290 |  |  |  |  | 2020 | Cave, B., et al. (2020), Ore Geology Reviews 124, 103647 |  | AUS | Queensland
| Mount Isa Copper Operations, Black Star Mine | No. 5 and No. 9 Pb-Zn orebodies, 650 Cu orebody, 1100 Cu orebody, 3000 Cu orebody | Seafloor hydrothermal | Sedimentary Exhalative (SEDEX) | SEDEX zinc-lead-copper | Cu, Pb, Zn | Ag | Cu, Pb, Zn, Ag | Cave et al., 2020 |  | 206-200209312cpy5-20.d | 206-200209312cpy5-20.d-1 | underground mine, open pit |  |  |  |  | ore material | drill core, polished section | drill core | mineral separate | [5 empty] | mineralisation |  |  |  | chalcopyrite, sphalerite, galena | Cu mineralisation stage, Pb-Zn mineralisation stage | replacement, vein infill, stratabound | coarse-grained, medium-grained, fine-grained, stratabound, discordant veins, replacement, infill |  |  |  | pyrite, pyrrhotite, arsenopyrite, siderite, dolomite, calcite, quartz, chlorite, K-feldspar, biotite, apatite, freibergite, tetrahedrite, cobaltite | Resin blocks containing each sample were produced following standard procedures and used for Mineral Liberation Analysis (MLA) mapping and subsequent LA-ICP-MS analyses | LA-ICPMS, EMPA, SEM-EDS | NWR213 solid state 213 nm laser ablation system coupled with an Agilent 7900 quadrupole ICP-MS; Cameca SXFive Electron Microprobe; Quanta600 SEM | Adelaide Microscopy | Ablation was conducted in an atmosphere of He (0.6 L/min) that was mixed with Ar (0.88 L/min) upon leaving the ablation cell; 70 µm diameter spot size with a 25:2 standard sample bracketing approach (2 standards analysed twice every 25 unknowns); MLA maps were acquired using the raster mode with an X-ray spectra collected every 4 µm | STDGL3 (CODES, University of Tasmania; Danyushevsky et al., 2011); GSD-1G | 18.81 |  | 24 |  | 0.75 | [9 empty] | 2.81 | [5 empty] | 1.93 | [5 empty] | 0.43 | [15 empty] | 291800 |  | 0.103 | [11 empty] | 531.9 | [13 empty] | 67 | [9 empty] | 0.64 | [5 empty] | 11.9 | [15 empty] | 427000 |  | 2.04 |  |  |  | 6.8 | [5 empty] | 7.2 | [13 empty] | 2.69 | [13 empty] | 282 |  |  |  |  | 2020 | Cave, B., et al. (2020), Ore Geology Reviews 124, 103647 |  | AUS | Queensland
| Mount Isa Copper Operations, Black Star Mine | No. 5 and No. 9 Pb-Zn orebodies, 650 Cu orebody, 1100 Cu orebody, 3000 Cu orebody | Seafloor hydrothermal | Sedimentary Exhalative (SEDEX) | SEDEX zinc-lead-copper | Cu, Pb, Zn | Ag | Cu, Pb, Zn, Ag | Cave et al., 2020 |  | 211-200209162cpy6-1.d | 211-200209162cpy6-1.d-1 | underground mine, open pit |  |  |  |  | ore material | drill core, polished section | drill core | mineral separate | [5 empty] | mineralisation |  |  |  | chalcopyrite, sphalerite, galena | Cu mineralisation stage, Pb-Zn mineralisation stage | replacement, vein infill, stratabound | coarse-grained, medium-grained, fine-grained, stratabound, discordant veins, replacement, infill |  |  |  | pyrite, pyrrhotite, arsenopyrite, siderite, dolomite, calcite, quartz, chlorite, K-feldspar, biotite, apatite, freibergite, tetrahedrite, cobaltite | Resin blocks containing each sample were produced following standard procedures and used for Mineral Liberation Analysis (MLA) mapping and subsequent LA-ICP-MS analyses | LA-ICPMS, EMPA, SEM-EDS | NWR213 solid state 213 nm laser ablation system coupled with an Agilent 7900 quadrupole ICP-MS; Cameca SXFive Electron Microprobe; Quanta600 SEM | Adelaide Microscopy | Ablation was conducted in an atmosphere of He (0.6 L/min) that was mixed with Ar (0.88 L/min) upon leaving the ablation cell; 70 µm diameter spot size with a 25:2 standard sample bracketing approach (2 standards analysed twice every 25 unknowns); MLA maps were acquired using the raster mode with an X-ray spectra collected every 4 µm | STDGL3 (CODES, University of Tasmania; Danyushevsky et al., 2011); GSD-1G | 162.5 |  | 2.3 |  | 0.16 | [9 empty] | 1.162 | [5 empty] | 4.44 | [5 empty] | 33.8 | [15 empty] | 294100 |  | 0.014 |  |  |  | 0.15 | [7 empty] | 47.05 | [13 empty] | 0.15 | [9 empty] | 29.1 | [5 empty] | 1.75 | [15 empty] | 394700 |  | 0.708 |  |  |  | 3.6 | [5 empty] | 15.24 | [7 empty] | 0.51 | [5 empty] | 0.069 | [13 empty] | 502 |  |  |  |  | 2020 | Cave, B., et al. (2020), Ore Geology Reviews 124, 103647 |  | AUS | Queensland
| Mount Isa Copper Operations, Black Star Mine | No. 5 and No. 9 Pb-Zn orebodies, 650 Cu orebody, 1100 Cu orebody, 3000 Cu orebody | Seafloor hydrothermal | Sedimentary Exhalative (SEDEX) | SEDEX zinc-lead-copper | Cu, Pb, Zn | Ag | Cu, Pb, Zn, Ag | Cave et al., 2020 |  | 212-200209162cpy6-2.d | 212-200209162cpy6-2.d-1 | underground mine, open pit |  |  |  |  | ore material | drill core, polished section | drill core | mineral separate | [5 empty] | mineralisation |  |  |  | chalcopyrite, sphalerite, galena | Cu mineralisation stage, Pb-Zn mineralisation stage | replacement, vein infill, stratabound | coarse-grained, medium-grained, fine-grained, stratabound, discordant veins, replacement, infill |  |  |  | pyrite, pyrrhotite, arsenopyrite, siderite, dolomite, calcite, quartz, chlorite, K-feldspar, biotite, apatite, freibergite, tetrahedrite, cobaltite | Resin blocks containing each sample were produced following standard procedures and used for Mineral Liberation Analysis (MLA) mapping and subsequent LA-ICP-MS analyses | LA-ICPMS, EMPA, SEM-EDS | NWR213 solid state 213 nm laser ablation system coupled with an Agilent 7900 quadrupole ICP-MS; Cameca SXFive Electron Microprobe; Quanta600 SEM | Adelaide Microscopy | Ablation was conducted in an atmosphere of He (0.6 L/min) that was mixed with Ar (0.88 L/min) upon leaving the ablation cell; 70 µm diameter spot size with a 25:2 standard sample bracketing approach (2 standards analysed twice every 25 unknowns); MLA maps were acquired using the raster mode with an X-ray spectra collected every 4 µm | STDGL3 (CODES, University of Tasmania; Danyushevsky et al., 2011); GSD-1G | 161.3 |  | 0.78 |  | 0.15 | [9 empty] | 1.005 | [5 empty] | 3.45 | [5 empty] | 2.79 | [15 empty] | 291100 |  | 0.077 |  |  |  | 0.34 | [7 empty] | 48.03 | [23 empty] | 0.232 | [5 empty] | 1.73 | [15 empty] | 394400 |  | 0.654 |  |  |  | 2.9 | [5 empty] | 17.48 | [7 empty] | 0.26 | [5 empty] | 0.088 | [13 empty] | 367.3 |  |  |  |  | 2020 | Cave, B., et al. (2020), Ore Geology Reviews 124, 103647 |  | AUS | Queensland
| Mount Isa Copper Operations, Black Star Mine | No. 5 and No. 9 Pb-Zn orebodies, 650 Cu orebody, 1100 Cu orebody, 3000 Cu orebody | Seafloor hydrothermal | Sedimentary Exhalative (SEDEX) | SEDEX zinc-lead-copper | Cu, Pb, Zn | Ag | Cu, Pb, Zn, Ag | Cave et al., 2020 |  | 213-200209162cpy6-3.d | 213-200209162cpy6-3.d-1 | underground mine, open pit |  |  |  |  | ore material | drill core, polished section | drill core | mineral separate | [5 empty] | mineralisation |  |  |  | chalcopyrite, sphalerite, galena | Cu mineralisation stage, Pb-Zn mineralisation stage | replacement, vein infill, stratabound | coarse-grained, medium-grained, fine-grained, stratabound, discordant veins, replacement, infill |  |  |  | pyrite, pyrrhotite, arsenopyrite, siderite, dolomite, calcite, quartz, chlorite, K-feldspar, biotite, apatite, freibergite, tetrahedrite, cobaltite | Resin blocks containing each sample were produced following standard procedures and used for Mineral Liberation Analysis (MLA) mapping and subsequent LA-ICP-MS analyses | LA-ICPMS, EMPA, SEM-EDS | NWR213 solid state 213 nm laser ablation system coupled with an Agilent 7900 quadrupole ICP-MS; Cameca SXFive Electron Microprobe; Quanta600 SEM | Adelaide Microscopy | Ablation was conducted in an atmosphere of He (0.6 L/min) that was mixed with Ar (0.88 L/min) upon leaving the ablation cell; 70 µm diameter spot size with a 25:2 standard sample bracketing approach (2 standards analysed twice every 25 unknowns); MLA maps were acquired using the raster mode with an X-ray spectra collected every 4 µm | STDGL3 (CODES, University of Tasmania; Danyushevsky et al., 2011); GSD-1G | 166.8 |  | 1.5 | [11 empty] | 1.557 | [5 empty] | 4.39 | [5 empty] | 2.97 | [15 empty] | 291300 |  | 0.033 |  |  |  | 0.14 | [7 empty] | 53.14 | [13 empty] | 0.16 | [9 empty] | 0.43 | [5 empty] | 1.581 | [15 empty] | 386800 |  | 1.61 |  |  |  | 2.5 | [5 empty] | 17.3 | [7 empty] | 0.59 | [5 empty] | 0.207 | [13 empty] | 573 |  |  |  |  | 2020 | Cave, B., et al. (2020), Ore Geology Reviews 124, 103647 |  | AUS | Queensland
| Mount Isa Copper Operations, Black Star Mine | No. 5 and No. 9 Pb-Zn orebodies, 650 Cu orebody, 1100 Cu orebody, 3000 Cu orebody | Seafloor hydrothermal | Sedimentary Exhalative (SEDEX) | SEDEX zinc-lead-copper | Cu, Pb, Zn | Ag | Cu, Pb, Zn, Ag | Cave et al., 2020 |  | 214-200209162cpy6-4.d | 214-200209162cpy6-4.d-1 | underground mine, open pit |  |  |  |  | ore material | drill core, polished section | drill core | mineral separate | [5 empty] | mineralisation |  |  |  | chalcopyrite, sphalerite, galena | Cu mineralisation stage, Pb-Zn mineralisation stage | replacement, vein infill, stratabound | coarse-grained, medium-grained, fine-grained, stratabound, discordant veins, replacement, infill |  |  |  | pyrite, pyrrhotite, arsenopyrite, siderite, dolomite, calcite, quartz, chlorite, K-feldspar, biotite, apatite, freibergite, tetrahedrite, cobaltite | Resin blocks containing each sample were produced following standard procedures and used for Mineral Liberation Analysis (MLA) mapping and subsequent LA-ICP-MS analyses | LA-ICPMS, EMPA, SEM-EDS | NWR213 solid state 213 nm laser ablation system coupled with an Agilent 7900 quadrupole ICP-MS; Cameca SXFive Electron Microprobe; Quanta600 SEM | Adelaide Microscopy | Ablation was conducted in an atmosphere of He (0.6 L/min) that was mixed with Ar (0.88 L/min) upon leaving the ablation cell; 70 µm diameter spot size with a 25:2 standard sample bracketing approach (2 standards analysed twice every 25 unknowns); MLA maps were acquired using the raster mode with an X-ray spectra collected every 4 µm | STDGL3 (CODES, University of Tasmania; Danyushevsky et al., 2011); GSD-1G | 164.5 |  |  |  | 0.28 | [9 empty] | 5.5 | [5 empty] | 4.22 | [5 empty] | 7.02 | [15 empty] | 299000 | [13 empty] | 57.93 | [13 empty] | 0.14 | [9 empty] | 0.35 | [5 empty] | 7.22 | [15 empty] | 396000 |  | 5.35 |  |  |  | 1.9 | [5 empty] | 22.79 | [7 empty] | 0.45 | [5 empty] | 0.559 | [13 empty] | 425 |  |  |  |  | 2020 | Cave, B., et al. (2020), Ore Geology Reviews 124, 103647 |  | AUS | Queensland
| Mount Isa Copper Operations, Black Star Mine | No. 5 and No. 9 Pb-Zn orebodies, 650 Cu orebody, 1100 Cu orebody, 3000 Cu orebody | Seafloor hydrothermal | Sedimentary Exhalative (SEDEX) | SEDEX zinc-lead-copper | Cu, Pb, Zn | Ag | Cu, Pb, Zn, Ag | Cave et al., 2020 |  | 215-200209162cpy6-5.d | 215-200209162cpy6-5.d-1 | underground mine, open pit |  |  |  |  | ore material | drill core, polished section | drill core | mineral separate | [5 empty] | mineralisation |  |  |  | chalcopyrite, sphalerite, galena | Cu mineralisation stage, Pb-Zn mineralisation stage | replacement, vein infill, stratabound | coarse-grained, medium-grained, fine-grained, stratabound, discordant veins, replacement, infill |  |  |  | pyrite, pyrrhotite, arsenopyrite, siderite, dolomite, calcite, quartz, chlorite, K-feldspar, biotite, apatite, freibergite, tetrahedrite, cobaltite | Resin blocks containing each sample were produced following standard procedures and used for Mineral Liberation Analysis (MLA) mapping and subsequent LA-ICP-MS analyses | LA-ICPMS, EMPA, SEM-EDS | NWR213 solid state 213 nm laser ablation system coupled with an Agilent 7900 quadrupole ICP-MS; Cameca SXFive Electron Microprobe; Quanta600 SEM | Adelaide Microscopy | Ablation was conducted in an atmosphere of He (0.6 L/min) that was mixed with Ar (0.88 L/min) upon leaving the ablation cell; 70 µm diameter spot size with a 25:2 standard sample bracketing approach (2 standards analysed twice every 25 unknowns); MLA maps were acquired using the raster mode with an X-ray spectra collected every 4 µm | STDGL3 (CODES, University of Tasmania; Danyushevsky et al., 2011); GSD-1G | 167.2 |  | 0.71 |  | 0.66 | [9 empty] | 1.56 | [5 empty] | 3.58 | [5 empty] | 2.19 | [15 empty] | 290300 |  | 0.072 |  |  |  | 0.33 | [7 empty] | 58.57 | [23 empty] | 0.088 | [5 empty] | 1.48 | [15 empty] | 390500 |  | 1.413 |  |  |  | 1.7 | [5 empty] | 20.76 | [13 empty] | 0.203 | [13 empty] | 336.4 |  |  |  |  | 2020 | Cave, B., et al. (2020), Ore Geology Reviews 124, 103647 |  | AUS | Queensland
| Mount Isa Copper Operations, Black Star Mine | No. 5 and No. 9 Pb-Zn orebodies, 650 Cu orebody, 1100 Cu orebody, 3000 Cu orebody | Seafloor hydrothermal | Sedimentary Exhalative (SEDEX) | SEDEX zinc-lead-copper | Cu, Pb, Zn | Ag | Cu, Pb, Zn, Ag | Cave et al., 2020 |  | 217-200209162cpy6-7.d | 217-200209162cpy6-7.d-1 | underground mine, open pit |  |  |  |  | ore material | drill core, polished section | drill core | mineral separate | [5 empty] | mineralisation |  |  |  | chalcopyrite, sphalerite, galena | Cu mineralisation stage, Pb-Zn mineralisation stage | replacement, vein infill, stratabound | coarse-grained, medium-grained, fine-grained, stratabound, discordant veins, replacement, infill |  |  |  | pyrite, pyrrhotite, arsenopyrite, siderite, dolomite, calcite, quartz, chlorite, K-feldspar, biotite, apatite, freibergite, tetrahedrite, cobaltite | Resin blocks containing each sample were produced following standard procedures and used for Mineral Liberation Analysis (MLA) mapping and subsequent LA-ICP-MS analyses | LA-ICPMS, EMPA, SEM-EDS | NWR213 solid state 213 nm laser ablation system coupled with an Agilent 7900 quadrupole ICP-MS; Cameca SXFive Electron Microprobe; Quanta600 SEM | Adelaide Microscopy | Ablation was conducted in an atmosphere of He (0.6 L/min) that was mixed with Ar (0.88 L/min) upon leaving the ablation cell; 70 µm diameter spot size with a 25:2 standard sample bracketing approach (2 standards analysed twice every 25 unknowns); MLA maps were acquired using the raster mode with an X-ray spectra collected every 4 µm | STDGL3 (CODES, University of Tasmania; Danyushevsky et al., 2011); GSD-1G | 175.1 |  | 5 |  | 66600 | [9 empty] | 29.2 | [5 empty] | 4.3 | [5 empty] | 11730 | [15 empty] | 333600 |  | 0.064 |  |  |  | 0.41 | [7 empty] | 55.25 | [13 empty] | 7.1 | [9 empty] | 33.9 | [5 empty] | 23.6 | [15 empty] | 429900 |  | 98.3 |  |  |  | 2.06 | [5 empty] | 19.77 | [7 empty] | 0.7 | [5 empty] | 1.387 | [13 empty] | 488 |  |  |  |  | 2020 | Cave, B., et al. (2020), Ore Geology Reviews 124, 103647 |  | AUS | Queensland
| Mount Isa Copper Operations, Black Star Mine | No. 5 and No. 9 Pb-Zn orebodies, 650 Cu orebody, 1100 Cu orebody, 3000 Cu orebody | Seafloor hydrothermal | Sedimentary Exhalative (SEDEX) | SEDEX zinc-lead-copper | Cu, Pb, Zn | Ag | Cu, Pb, Zn, Ag | Cave et al., 2020 |  | 218-200209162cpy6-8.d | 218-200209162cpy6-8.d-1 | underground mine, open pit |  |  |  |  | ore material | drill core, polished section | drill core | mineral separate | [5 empty] | mineralisation |  |  |  | chalcopyrite, sphalerite, galena | Cu mineralisation stage, Pb-Zn mineralisation stage | replacement, vein infill, stratabound | coarse-grained, medium-grained, fine-grained, stratabound, discordant veins, replacement, infill |  |  |  | pyrite, pyrrhotite, arsenopyrite, siderite, dolomite, calcite, quartz, chlorite, K-feldspar, biotite, apatite, freibergite, tetrahedrite, cobaltite | Resin blocks containing each sample were produced following standard procedures and used for Mineral Liberation Analysis (MLA) mapping and subsequent LA-ICP-MS analyses | LA-ICPMS, EMPA, SEM-EDS | NWR213 solid state 213 nm laser ablation system coupled with an Agilent 7900 quadrupole ICP-MS; Cameca SXFive Electron Microprobe; Quanta600 SEM | Adelaide Microscopy | Ablation was conducted in an atmosphere of He (0.6 L/min) that was mixed with Ar (0.88 L/min) upon leaving the ablation cell; 70 µm diameter spot size with a 25:2 standard sample bracketing approach (2 standards analysed twice every 25 unknowns); MLA maps were acquired using the raster mode with an X-ray spectra collected every 4 µm | STDGL3 (CODES, University of Tasmania; Danyushevsky et al., 2011); GSD-1G | 165.5 |  | 2.2 |  | 83 | [9 empty] | 3.28 | [5 empty] | 4.37 | [5 empty] | 13.6 | [15 empty] | 296600 |  | 0.059 |  |  |  | 0.3 | [7 empty] | 59.01 | [13 empty] | 0.83 | [9 empty] | 0.47 | [5 empty] | 4.74 | [15 empty] | 383500 |  | 5.39 |  |  |  | 1.42 | [5 empty] | 19.6 | [13 empty] | 0.759 | [13 empty] | 461 |  |  |  |  | 2020 | Cave, B., et al. (2020), Ore Geology Reviews 124, 103647 |  | AUS | Queensland
| Mount Isa Copper Operations, Black Star Mine | No. 5 and No. 9 Pb-Zn orebodies, 650 Cu orebody, 1100 Cu orebody, 3000 Cu orebody | Seafloor hydrothermal | Sedimentary Exhalative (SEDEX) | SEDEX zinc-lead-copper | Cu, Pb, Zn | Ag | Cu, Pb, Zn, Ag | Cave et al., 2020 |  | 219-200209162cpy6-9.d | 219-200209162cpy6-9.d-1 | underground mine, open pit |  |  |  |  | ore material | drill core, polished section | drill core | mineral separate | [5 empty] | mineralisation |  |  |  | chalcopyrite, sphalerite, galena | Cu mineralisation stage, Pb-Zn mineralisation stage | replacement, vein infill, stratabound | coarse-grained, medium-grained, fine-grained, stratabound, discordant veins, replacement, infill |  |  |  | pyrite, pyrrhotite, arsenopyrite, siderite, dolomite, calcite, quartz, chlorite, K-feldspar, biotite, apatite, freibergite, tetrahedrite, cobaltite | Resin blocks containing each sample were produced following standard procedures and used for Mineral Liberation Analysis (MLA) mapping and subsequent LA-ICP-MS analyses | LA-ICPMS, EMPA, SEM-EDS | NWR213 solid state 213 nm laser ablation system coupled with an Agilent 7900 quadrupole ICP-MS; Cameca SXFive Electron Microprobe; Quanta600 SEM | Adelaide Microscopy | Ablation was conducted in an atmosphere of He (0.6 L/min) that was mixed with Ar (0.88 L/min) upon leaving the ablation cell; 70 µm diameter spot size with a 25:2 standard sample bracketing approach (2 standards analysed twice every 25 unknowns); MLA maps were acquired using the raster mode with an X-ray spectra collected every 4 µm | STDGL3 (CODES, University of Tasmania; Danyushevsky et al., 2011); GSD-1G | 165.1 |  | 0.98 |  | 33.9 | [9 empty] | 1.53 | [5 empty] | 4.24 | [5 empty] | 10.1 | [15 empty] | 295600 |  | 0.061 |  |  |  | 0.16 | [7 empty] | 56.26 | [13 empty] | 0.38 | [9 empty] | 0.188 | [5 empty] | 2.1 | [15 empty] | 386800 |  | 1.36 |  |  |  | 3.2 | [5 empty] | 20 | [7 empty] | 0.31 | [5 empty] | 0.14 | [13 empty] | 408 |  |  |  |  | 2020 | Cave, B., et al. (2020), Ore Geology Reviews 124, 103647 |  | AUS | Queensland
| Mount Isa Copper Operations, Black Star Mine | No. 5 and No. 9 Pb-Zn orebodies, 650 Cu orebody, 1100 Cu orebody, 3000 Cu orebody | Seafloor hydrothermal | Sedimentary Exhalative (SEDEX) | SEDEX zinc-lead-copper | Cu, Pb, Zn | Ag | Cu, Pb, Zn, Ag | Cave et al., 2020 |  | 220-200209162cpy6-10.d | 220-200209162cpy6-10.d-1 | underground mine, open pit |  |  |  |  | ore material | drill core, polished section | drill core | mineral separate | [5 empty] | mineralisation |  |  |  | chalcopyrite, sphalerite, galena | Cu mineralisation stage, Pb-Zn mineralisation stage | replacement, vein infill, stratabound | coarse-grained, medium-grained, fine-grained, stratabound, discordant veins, replacement, infill |  |  |  | pyrite, pyrrhotite, arsenopyrite, siderite, dolomite, calcite, quartz, chlorite, K-feldspar, biotite, apatite, freibergite, tetrahedrite, cobaltite | Resin blocks containing each sample were produced following standard procedures and used for Mineral Liberation Analysis (MLA) mapping and subsequent LA-ICP-MS analyses | LA-ICPMS, EMPA, SEM-EDS | NWR213 solid state 213 nm laser ablation system coupled with an Agilent 7900 quadrupole ICP-MS; Cameca SXFive Electron Microprobe; Quanta600 SEM | Adelaide Microscopy | Ablation was conducted in an atmosphere of He (0.6 L/min) that was mixed with Ar (0.88 L/min) upon leaving the ablation cell; 70 µm diameter spot size with a 25:2 standard sample bracketing approach (2 standards analysed twice every 25 unknowns); MLA maps were acquired using the raster mode with an X-ray spectra collected every 4 µm | STDGL3 (CODES, University of Tasmania; Danyushevsky et al., 2011); GSD-1G | 163.6 |  | 0.65 |  | 22.8 | [9 empty] | 0.997 | [5 empty] | 3.91 | [5 empty] | 7 | [15 empty] | 290700 |  | 0.08 |  |  |  | 0.17 | [7 empty] | 56.34 | [13 empty] | 0.48 | [9 empty] | 0.129 | [5 empty] | 0.907 | [15 empty] | 385700 |  | 0.678 |  |  |  | 3 | [5 empty] | 19.08 | [13 empty] | 0.112 | [13 empty] | 426 |  |  |  |  | 2020 | Cave, B., et al. (2020), Ore Geology Reviews 124, 103647 |  | AUS | Queensland
| Mount Isa Copper Operations, Black Star Mine | No. 5 and No. 9 Pb-Zn orebodies, 650 Cu orebody, 1100 Cu orebody, 3000 Cu orebody | Seafloor hydrothermal | Sedimentary Exhalative (SEDEX) | SEDEX zinc-lead-copper | Cu, Pb, Zn | Ag | Cu, Pb, Zn, Ag | Cave et al., 2020 |  | 221-200209162cpy6-11.d | 221-200209162cpy6-11.d-1 | underground mine, open pit |  |  |  |  | ore material | drill core, polished section | drill core | mineral separate | [5 empty] | mineralisation |  |  |  | chalcopyrite, sphalerite, galena | Cu mineralisation stage, Pb-Zn mineralisation stage | replacement, vein infill, stratabound | coarse-grained, medium-grained, fine-grained, stratabound, discordant veins, replacement, infill |  |  |  | pyrite, pyrrhotite, arsenopyrite, siderite, dolomite, calcite, quartz, chlorite, K-feldspar, biotite, apatite, freibergite, tetrahedrite, cobaltite | Resin blocks containing each sample were produced following standard procedures and used for Mineral Liberation Analysis (MLA) mapping and subsequent LA-ICP-MS analyses | LA-ICPMS, EMPA, SEM-EDS | NWR213 solid state 213 nm laser ablation system coupled with an Agilent 7900 quadrupole ICP-MS; Cameca SXFive Electron Microprobe; Quanta600 SEM | Adelaide Microscopy | Ablation was conducted in an atmosphere of He (0.6 L/min) that was mixed with Ar (0.88 L/min) upon leaving the ablation cell; 70 µm diameter spot size with a 25:2 standard sample bracketing approach (2 standards analysed twice every 25 unknowns); MLA maps were acquired using the raster mode with an X-ray spectra collected every 4 µm | STDGL3 (CODES, University of Tasmania; Danyushevsky et al., 2011); GSD-1G | 161.3 |  | 0.43 |  | 3.49 | [9 empty] | 4.91 | [5 empty] | 5.27 | [5 empty] | 2.38 | [15 empty] | 294200 |  | 0.057 |  |  |  | 0.4 | [7 empty] | 57.02 | [13 empty] | 0.58 | [9 empty] | 0.086 | [5 empty] | 3.95 | [15 empty] | 393400 |  | 2.69 |  |  |  | 3.5 | [5 empty] | 19.67 | [13 empty] | 0.272 | [13 empty] | 752 |  |  |  |  | 2020 | Cave, B., et al. (2020), Ore Geology Reviews 124, 103647 |  | AUS | Queensland
| Mount Isa Copper Operations, Black Star Mine | No. 5 and No. 9 Pb-Zn orebodies, 650 Cu orebody, 1100 Cu orebody, 3000 Cu orebody | Seafloor hydrothermal | Sedimentary Exhalative (SEDEX) | SEDEX zinc-lead-copper | Cu, Pb, Zn | Ag | Cu, Pb, Zn, Ag | Cave et al., 2020 |  | 222-200209162cpy6-12.d | 222-200209162cpy6-12.d-1 | underground mine, open pit |  |  |  |  | ore material | drill core, polished section | drill core | mineral separate | [5 empty] | mineralisation |  |  |  | chalcopyrite, sphalerite, galena | Cu mineralisation stage, Pb-Zn mineralisation stage | replacement, vein infill, stratabound | coarse-grained, medium-grained, fine-grained, stratabound, discordant veins, replacement, infill |  |  |  | pyrite, pyrrhotite, arsenopyrite, siderite, dolomite, calcite, quartz, chlorite, K-feldspar, biotite, apatite, freibergite, tetrahedrite, cobaltite | Resin blocks containing each sample were produced following standard procedures and used for Mineral Liberation Analysis (MLA) mapping and subsequent LA-ICP-MS analyses | LA-ICPMS, EMPA, SEM-EDS | NWR213 solid state 213 nm laser ablation system coupled with an Agilent 7900 quadrupole ICP-MS; Cameca SXFive Electron Microprobe; Quanta600 SEM | Adelaide Microscopy | Ablation was conducted in an atmosphere of He (0.6 L/min) that was mixed with Ar (0.88 L/min) upon leaving the ablation cell; 70 µm diameter spot size with a 25:2 standard sample bracketing approach (2 standards analysed twice every 25 unknowns); MLA maps were acquired using the raster mode with an X-ray spectra collected every 4 µm | STDGL3 (CODES, University of Tasmania; Danyushevsky et al., 2011); GSD-1G | 171 |  |  |  | 16.9 | [9 empty] | 1.118 | [5 empty] | 5.87 | [5 empty] | 6.4 | [15 empty] | 294700 |  | 0.073 |  |  |  | 0.33 | [7 empty] | 57.82 | [23 empty] | 1.19 | [5 empty] | 1.17 | [15 empty] | 399700 |  | 1.124 |  |  |  | 2.2 | [5 empty] | 19.91 | [13 empty] | 0.53 | [13 empty] | 810 |  |  |  |  | 2020 | Cave, B., et al. (2020), Ore Geology Reviews 124, 103647 |  | AUS | Queensland
| Mount Isa Copper Operations, Black Star Mine | No. 5 and No. 9 Pb-Zn orebodies, 650 Cu orebody, 1100 Cu orebody, 3000 Cu orebody | Seafloor hydrothermal | Sedimentary Exhalative (SEDEX) | SEDEX zinc-lead-copper | Cu, Pb, Zn | Ag | Cu, Pb, Zn, Ag | Cave et al., 2020 |  | 223-200209162cpy6-13.d | 223-200209162cpy6-13.d-1 | underground mine, open pit |  |  |  |  | ore material | drill core, polished section | drill core | mineral separate | [5 empty] | mineralisation |  |  |  | chalcopyrite, sphalerite, galena | Cu mineralisation stage, Pb-Zn mineralisation stage | replacement, vein infill, stratabound | coarse-grained, medium-grained, fine-grained, stratabound, discordant veins, replacement, infill |  |  |  | pyrite, pyrrhotite, arsenopyrite, siderite, dolomite, calcite, quartz, chlorite, K-feldspar, biotite, apatite, freibergite, tetrahedrite, cobaltite | Resin blocks containing each sample were produced following standard procedures and used for Mineral Liberation Analysis (MLA) mapping and subsequent LA-ICP-MS analyses | LA-ICPMS, EMPA, SEM-EDS | NWR213 solid state 213 nm laser ablation system coupled with an Agilent 7900 quadrupole ICP-MS; Cameca SXFive Electron Microprobe; Quanta600 SEM | Adelaide Microscopy | Ablation was conducted in an atmosphere of He (0.6 L/min) that was mixed with Ar (0.88 L/min) upon leaving the ablation cell; 70 µm diameter spot size with a 25:2 standard sample bracketing approach (2 standards analysed twice every 25 unknowns); MLA maps were acquired using the raster mode with an X-ray spectra collected every 4 µm | STDGL3 (CODES, University of Tasmania; Danyushevsky et al., 2011); GSD-1G | 164.5 |  |  |  | 4.15 | [9 empty] | 0.96 | [5 empty] | 4.15 | [5 empty] | 3.02 | [15 empty] | 293600 |  | 0.071 |  |  |  | 0.26 | [7 empty] | 55.89 | [23 empty] | 0.095 | [5 empty] | 1.13 | [15 empty] | 391600 |  | 0.78 |  |  |  | 3 | [5 empty] | 19.65 | [13 empty] | 0.082 | [13 empty] | 634 |  |  |  |  | 2020 | Cave, B., et al. (2020), Ore Geology Reviews 124, 103647 |  | AUS | Queensland
| Mount Isa Copper Operations, Black Star Mine | No. 5 and No. 9 Pb-Zn orebodies, 650 Cu orebody, 1100 Cu orebody, 3000 Cu orebody | Seafloor hydrothermal | Sedimentary Exhalative (SEDEX) | SEDEX zinc-lead-copper | Cu, Pb, Zn | Ag | Cu, Pb, Zn, Ag | Cave et al., 2020 |  | 225-200209162cpy6-15.d | 225-200209162cpy6-15.d-1 | underground mine, open pit |  |  |  |  | ore material | drill core, polished section | drill core | mineral separate | [5 empty] | mineralisation |  |  |  | chalcopyrite, sphalerite, galena | Cu mineralisation stage, Pb-Zn mineralisation stage | replacement, vein infill, stratabound | coarse-grained, medium-grained, fine-grained, stratabound, discordant veins, replacement, infill |  |  |  | pyrite, pyrrhotite, arsenopyrite, siderite, dolomite, calcite, quartz, chlorite, K-feldspar, biotite, apatite, freibergite, tetrahedrite, cobaltite | Resin blocks containing each sample were produced following standard procedures and used for Mineral Liberation Analysis (MLA) mapping and subsequent LA-ICP-MS analyses | LA-ICPMS, EMPA, SEM-EDS | NWR213 solid state 213 nm laser ablation system coupled with an Agilent 7900 quadrupole ICP-MS; Cameca SXFive Electron Microprobe; Quanta600 SEM | Adelaide Microscopy | Ablation was conducted in an atmosphere of He (0.6 L/min) that was mixed with Ar (0.88 L/min) upon leaving the ablation cell; 70 µm diameter spot size with a 25:2 standard sample bracketing approach (2 standards analysed twice every 25 unknowns); MLA maps were acquired using the raster mode with an X-ray spectra collected every 4 µm | STDGL3 (CODES, University of Tasmania; Danyushevsky et al., 2011); GSD-1G | 163 |  | 0.81 |  | 51 | [9 empty] | 4.48 | [5 empty] | 8 | [5 empty] | 1.84 | [15 empty] | 294000 |  | 0.056 |  |  |  | 0.18 | [7 empty] | 56.07 | [13 empty] | 0.3 | [9 empty] | 0.28 | [5 empty] | 4.42 | [15 empty] | 389600 |  | 3.76 |  |  |  | 1.7 | [5 empty] | 18.41 | [7 empty] | 0.5 | [5 empty] | 0.573 | [13 empty] | 1290 |  |  |  |  | 2020 | Cave, B., et al. (2020), Ore Geology Reviews 124, 103647 |  | AUS | Queensland
| Mount Isa Copper Operations, Black Star Mine | No. 5 and No. 9 Pb-Zn orebodies, 650 Cu orebody, 1100 Cu orebody, 3000 Cu orebody | Seafloor hydrothermal | Sedimentary Exhalative (SEDEX) | SEDEX zinc-lead-copper | Cu, Pb, Zn | Ag | Cu, Pb, Zn, Ag | Cave et al., 2020 |  | 226-200209162cpy6-16.d | 226-200209162cpy6-16.d-1 | underground mine, open pit |  |  |  |  | ore material | drill core, polished section | drill core | mineral separate | [5 empty] | mineralisation |  |  |  | chalcopyrite, sphalerite, galena | Cu mineralisation stage, Pb-Zn mineralisation stage | replacement, vein infill, stratabound | coarse-grained, medium-grained, fine-grained, stratabound, discordant veins, replacement, infill |  |  |  | pyrite, pyrrhotite, arsenopyrite, siderite, dolomite, calcite, quartz, chlorite, K-feldspar, biotite, apatite, freibergite, tetrahedrite, cobaltite | Resin blocks containing each sample were produced following standard procedures and used for Mineral Liberation Analysis (MLA) mapping and subsequent LA-ICP-MS analyses | LA-ICPMS, EMPA, SEM-EDS | NWR213 solid state 213 nm laser ablation system coupled with an Agilent 7900 quadrupole ICP-MS; Cameca SXFive Electron Microprobe; Quanta600 SEM | Adelaide Microscopy | Ablation was conducted in an atmosphere of He (0.6 L/min) that was mixed with Ar (0.88 L/min) upon leaving the ablation cell; 70 µm diameter spot size with a 25:2 standard sample bracketing approach (2 standards analysed twice every 25 unknowns); MLA maps were acquired using the raster mode with an X-ray spectra collected every 4 µm | STDGL3 (CODES, University of Tasmania; Danyushevsky et al., 2011); GSD-1G | 169.6 |  | 0.81 |  | 9.3 | [9 empty] | 1.669 | [5 empty] | 4.65 | [5 empty] | 9.5 | [15 empty] | 288600 |  | 0.061 | [11 empty] | 55.45 | [13 empty] | 0.46 | [9 empty] | 2.08 | [5 empty] | 2.24 | [15 empty] | 387900 |  | 1.65 |  |  |  | 2.5 | [5 empty] | 19.25 | [13 empty] | 0.183 | [13 empty] | 491 |  |  |  |  | 2020 | Cave, B., et al. (2020), Ore Geology Reviews 124, 103647 |  | AUS | Queensland
| Mount Isa Copper Operations, Black Star Mine | No. 5 and No. 9 Pb-Zn orebodies, 650 Cu orebody, 1100 Cu orebody, 3000 Cu orebody | Seafloor hydrothermal | Sedimentary Exhalative (SEDEX) | SEDEX zinc-lead-copper | Cu, Pb, Zn | Ag | Cu, Pb, Zn, Ag | Cave et al., 2020 |  | 227-200209162cpy6-17.d | 227-200209162cpy6-17.d-1 | underground mine, open pit |  |  |  |  | ore material | drill core, polished section | drill core | mineral separate | [5 empty] | mineralisation |  |  |  | chalcopyrite, sphalerite, galena | Cu mineralisation stage, Pb-Zn mineralisation stage | replacement, vein infill, stratabound | coarse-grained, medium-grained, fine-grained, stratabound, discordant veins, replacement, infill |  |  |  | pyrite, pyrrhotite, arsenopyrite, siderite, dolomite, calcite, quartz, chlorite, K-feldspar, biotite, apatite, freibergite, tetrahedrite, cobaltite | Resin blocks containing each sample were produced following standard procedures and used for Mineral Liberation Analysis (MLA) mapping and subsequent LA-ICP-MS analyses | LA-ICPMS, EMPA, SEM-EDS | NWR213 solid state 213 nm laser ablation system coupled with an Agilent 7900 quadrupole ICP-MS; Cameca SXFive Electron Microprobe; Quanta600 SEM | Adelaide Microscopy | Ablation was conducted in an atmosphere of He (0.6 L/min) that was mixed with Ar (0.88 L/min) upon leaving the ablation cell; 70 µm diameter spot size with a 25:2 standard sample bracketing approach (2 standards analysed twice every 25 unknowns); MLA maps were acquired using the raster mode with an X-ray spectra collected every 4 µm | STDGL3 (CODES, University of Tasmania; Danyushevsky et al., 2011); GSD-1G | 163.8 |  |  |  | 2.81 | [9 empty] | 0.861 | [5 empty] | 4.64 | [5 empty] | 2.08 | [15 empty] | 294400 |  | 0.056 |  |  |  | 0.19 | [7 empty] | 56.51 | [13 empty] | 0.33 | [9 empty] | 0.086 | [5 empty] | 0.812 | [15 empty] | 391100 |  | 0.729 |  |  |  | 1.8 | [5 empty] | 19.18 | [7 empty] | 0.41 | [5 empty] | 0.081 | [13 empty] | 564 |  |  |  |  | 2020 | Cave, B., et al. (2020), Ore Geology Reviews 124, 103647 |  | AUS | Queensland
| Mount Isa Copper Operations, Black Star Mine | No. 5 and No. 9 Pb-Zn orebodies, 650 Cu orebody, 1100 Cu orebody, 3000 Cu orebody | Seafloor hydrothermal | Sedimentary Exhalative (SEDEX) | SEDEX zinc-lead-copper | Cu, Pb, Zn | Ag | Cu, Pb, Zn, Ag | Cave et al., 2020 |  | 228-200209162cpy6-18.d | 228-200209162cpy6-18.d-1 | underground mine, open pit |  |  |  |  | ore material | drill core, polished section | drill core | mineral separate | [5 empty] | mineralisation |  |  |  | chalcopyrite, sphalerite, galena | Cu mineralisation stage, Pb-Zn mineralisation stage | replacement, vein infill, stratabound | coarse-grained, medium-grained, fine-grained, stratabound, discordant veins, replacement, infill |  |  |  | pyrite, pyrrhotite, arsenopyrite, siderite, dolomite, calcite, quartz, chlorite, K-feldspar, biotite, apatite, freibergite, tetrahedrite, cobaltite | Resin blocks containing each sample were produced following standard procedures and used for Mineral Liberation Analysis (MLA) mapping and subsequent LA-ICP-MS analyses | LA-ICPMS, EMPA, SEM-EDS | NWR213 solid state 213 nm laser ablation system coupled with an Agilent 7900 quadrupole ICP-MS; Cameca SXFive Electron Microprobe; Quanta600 SEM | Adelaide Microscopy | Ablation was conducted in an atmosphere of He (0.6 L/min) that was mixed with Ar (0.88 L/min) upon leaving the ablation cell; 70 µm diameter spot size with a 25:2 standard sample bracketing approach (2 standards analysed twice every 25 unknowns); MLA maps were acquired using the raster mode with an X-ray spectra collected every 4 µm | STDGL3 (CODES, University of Tasmania; Danyushevsky et al., 2011); GSD-1G | 161.7 |  | 0.64 |  | 1.65 | [9 empty] | 0.518 | [5 empty] | 4.6 | [5 empty] | 2.94 | [15 empty] | 295900 |  | 0.031 |  |  |  | 0.24 | [7 empty] | 55.41 | [13 empty] | 0.29 | [9 empty] | 0.096 | [5 empty] | 0.801 | [15 empty] | 389100 |  | 0.619 |  |  |  | 1.24 | [5 empty] | 18.76 | [13 empty] | 0.081 | [13 empty] | 536 |  |  |  |  | 2020 | Cave, B., et al. (2020), Ore Geology Reviews 124, 103647 |  | AUS | Queensland
| Mount Isa Copper Operations, Black Star Mine | No. 5 and No. 9 Pb-Zn orebodies, 650 Cu orebody, 1100 Cu orebody, 3000 Cu orebody | Seafloor hydrothermal | Sedimentary Exhalative (SEDEX) | SEDEX zinc-lead-copper | Cu, Pb, Zn | Ag | Cu, Pb, Zn, Ag | Cave et al., 2020 |  | 232-200209162cpy6-22.d | 232-200209162cpy6-22.d-1 | underground mine, open pit |  |  |  |  | ore material | drill core, polished section | drill core | mineral separate | [5 empty] | mineralisation |  |  |  | chalcopyrite, sphalerite, galena | Cu mineralisation stage, Pb-Zn mineralisation stage | replacement, vein infill, stratabound | coarse-grained, medium-grained, fine-grained, stratabound, discordant veins, replacement, infill |  |  |  | pyrite, pyrrhotite, arsenopyrite, siderite, dolomite, calcite, quartz, chlorite, K-feldspar, biotite, apatite, freibergite, tetrahedrite, cobaltite | Resin blocks containing each sample were produced following standard procedures and used for Mineral Liberation Analysis (MLA) mapping and subsequent LA-ICP-MS analyses | LA-ICPMS, EMPA, SEM-EDS | NWR213 solid state 213 nm laser ablation system coupled with an Agilent 7900 quadrupole ICP-MS; Cameca SXFive Electron Microprobe; Quanta600 SEM | Adelaide Microscopy | Ablation was conducted in an atmosphere of He (0.6 L/min) that was mixed with Ar (0.88 L/min) upon leaving the ablation cell; 70 µm diameter spot size with a 25:2 standard sample bracketing approach (2 standards analysed twice every 25 unknowns); MLA maps were acquired using the raster mode with an X-ray spectra collected every 4 µm | STDGL3 (CODES, University of Tasmania; Danyushevsky et al., 2011); GSD-1G | 178.6 |  | 1.1 |  | 3.65 | [9 empty] | 6.71 | [5 empty] | 4.37 | [5 empty] | 2.3 | [15 empty] | 295800 |  | 0.05 |  |  |  | 0.18 | [7 empty] | 64.94 | [13 empty] | 0.37 | [9 empty] | 0.128 | [5 empty] | 5.79 | [15 empty] | 388800 |  | 5.48 |  |  |  | 1.47 | [5 empty] | 21.1 | [7 empty] | 0.22 | [5 empty] | 0.319 | [13 empty] | 462 |  |  |  |  | 2020 | Cave, B., et al. (2020), Ore Geology Reviews 124, 103647 |  | AUS | Queensland
| Mount Isa Copper Operations, Black Star Mine | No. 5 and No. 9 Pb-Zn orebodies, 650 Cu orebody, 1100 Cu orebody, 3000 Cu orebody | Seafloor hydrothermal | Sedimentary Exhalative (SEDEX) | SEDEX zinc-lead-copper | Cu, Pb, Zn | Ag | Cu, Pb, Zn, Ag | Cave et al., 2020 |  | 233-200209162cpy6-23.d | 233-200209162cpy6-23.d-1 | underground mine, open pit |  |  |  |  | ore material | drill core, polished section | drill core | mineral separate | [5 empty] | mineralisation |  |  |  | chalcopyrite, sphalerite, galena | Cu mineralisation stage, Pb-Zn mineralisation stage | replacement, vein infill, stratabound | coarse-grained, medium-grained, fine-grained, stratabound, discordant veins, replacement, infill |  |  |  | pyrite, pyrrhotite, arsenopyrite, siderite, dolomite, calcite, quartz, chlorite, K-feldspar, biotite, apatite, freibergite, tetrahedrite, cobaltite | Resin blocks containing each sample were produced following standard procedures and used for Mineral Liberation Analysis (MLA) mapping and subsequent LA-ICP-MS analyses | LA-ICPMS, EMPA, SEM-EDS | NWR213 solid state 213 nm laser ablation system coupled with an Agilent 7900 quadrupole ICP-MS; Cameca SXFive Electron Microprobe; Quanta600 SEM | Adelaide Microscopy | Ablation was conducted in an atmosphere of He (0.6 L/min) that was mixed with Ar (0.88 L/min) upon leaving the ablation cell; 70 µm diameter spot size with a 25:2 standard sample bracketing approach (2 standards analysed twice every 25 unknowns); MLA maps were acquired using the raster mode with an X-ray spectra collected every 4 µm | STDGL3 (CODES, University of Tasmania; Danyushevsky et al., 2011); GSD-1G | 166.5 |  |  |  | 10.7 | [9 empty] | 1.337 | [5 empty] | 3.62 | [5 empty] | 4.57 | [15 empty] | 293000 |  | 0.064 |  |  |  | 0.25 | [7 empty] | 55.76 | [13 empty] | 0.092 | [9 empty] | 0.244 | [5 empty] | 1.89 | [15 empty] | 382200 |  | 1.51 |  |  |  | 0.96 | [5 empty] | 19.29 | [13 empty] | 0.14 | [13 empty] | 385 |  |  |  |  | 2020 | Cave, B., et al. (2020), Ore Geology Reviews 124, 103647 |  | AUS | Queensland
| Mount Isa Copper Operations, Black Star Mine | No. 5 and No. 9 Pb-Zn orebodies, 650 Cu orebody, 1100 Cu orebody, 3000 Cu orebody | Seafloor hydrothermal | Sedimentary Exhalative (SEDEX) | SEDEX zinc-lead-copper | Cu, Pb, Zn | Ag | Cu, Pb, Zn, Ag | Cave et al., 2020 |  | 234-200209162cpy6-24.d | 234-200209162cpy6-24.d-1 | underground mine, open pit |  |  |  |  | ore material | drill core, polished section | drill core | mineral separate | [5 empty] | mineralisation |  |  |  | chalcopyrite, sphalerite, galena | Cu mineralisation stage, Pb-Zn mineralisation stage | replacement, vein infill, stratabound | coarse-grained, medium-grained, fine-grained, stratabound, discordant veins, replacement, infill |  |  |  | pyrite, pyrrhotite, arsenopyrite, siderite, dolomite, calcite, quartz, chlorite, K-feldspar, biotite, apatite, freibergite, tetrahedrite, cobaltite | Resin blocks containing each sample were produced following standard procedures and used for Mineral Liberation Analysis (MLA) mapping and subsequent LA-ICP-MS analyses | LA-ICPMS, EMPA, SEM-EDS | NWR213 solid state 213 nm laser ablation system coupled with an Agilent 7900 quadrupole ICP-MS; Cameca SXFive Electron Microprobe; Quanta600 SEM | Adelaide Microscopy | Ablation was conducted in an atmosphere of He (0.6 L/min) that was mixed with Ar (0.88 L/min) upon leaving the ablation cell; 70 µm diameter spot size with a 25:2 standard sample bracketing approach (2 standards analysed twice every 25 unknowns); MLA maps were acquired using the raster mode with an X-ray spectra collected every 4 µm | STDGL3 (CODES, University of Tasmania; Danyushevsky et al., 2011); GSD-1G | 168.2 |  | 1.18 |  | 13.2 | [9 empty] | 1.647 | [5 empty] | 4.22 | [5 empty] | 5.77 | [15 empty] | 292000 |  | 0.076 |  |  |  | 0.26 | [7 empty] | 56.51 | [13 empty] | 0.78 | [9 empty] | 0.239 | [5 empty] | 1.78 | [15 empty] | 386900 |  | 1.226 |  |  |  | 1.95 | [5 empty] | 19.26 | [13 empty] | 0.1 | [13 empty] | 497 |  |  |  |  | 2020 | Cave, B., et al. (2020), Ore Geology Reviews 124, 103647 |  | AUS | Queensland
| Mount Isa Copper Operations, Black Star Mine | No. 5 and No. 9 Pb-Zn orebodies, 650 Cu orebody, 1100 Cu orebody, 3000 Cu orebody | Seafloor hydrothermal | Sedimentary Exhalative (SEDEX) | SEDEX zinc-lead-copper | Cu, Pb, Zn | Ag | Cu, Pb, Zn, Ag | Cave et al., 2020 |  | 240-200209162cpy6-27.d | 240-200209162cpy6-27.d-1 | underground mine, open pit |  |  |  |  | ore material | drill core, polished section | drill core | mineral separate | [5 empty] | mineralisation |  |  |  | chalcopyrite, sphalerite, galena | Cu mineralisation stage, Pb-Zn mineralisation stage | replacement, vein infill, stratabound | coarse-grained, medium-grained, fine-grained, stratabound, discordant veins, replacement, infill |  |  |  | pyrite, pyrrhotite, arsenopyrite, siderite, dolomite, calcite, quartz, chlorite, K-feldspar, biotite, apatite, freibergite, tetrahedrite, cobaltite | Resin blocks containing each sample were produced following standard procedures and used for Mineral Liberation Analysis (MLA) mapping and subsequent LA-ICP-MS analyses | LA-ICPMS, EMPA, SEM-EDS | NWR213 solid state 213 nm laser ablation system coupled with an Agilent 7900 quadrupole ICP-MS; Cameca SXFive Electron Microprobe; Quanta600 SEM | Adelaide Microscopy | Ablation was conducted in an atmosphere of He (0.6 L/min) that was mixed with Ar (0.88 L/min) upon leaving the ablation cell; 70 µm diameter spot size with a 25:2 standard sample bracketing approach (2 standards analysed twice every 25 unknowns); MLA maps were acquired using the raster mode with an X-ray spectra collected every 4 µm | STDGL3 (CODES, University of Tasmania; Danyushevsky et al., 2011); GSD-1G | 164.8 |  | 8.4 |  | 0.4 | [9 empty] | 3.26 | [5 empty] | 5.81 | [5 empty] | 2.37 | [15 empty] | 293500 |  | 0.063 | [11 empty] | 51.01 | [13 empty] | 0.77 | [9 empty] | 0.36 | [5 empty] | 7.2 | [15 empty] | 394600 |  | 3.25 |  |  |  | 2.32 | [5 empty] | 19.36 | [7 empty] | 0.24 | [5 empty] | 0.626 | [13 empty] | 776 |  |  |  |  | 2020 | Cave, B., et al. (2020), Ore Geology Reviews 124, 103647 |  | AUS | Queensland
| Mount Isa Copper Operations, Black Star Mine | No. 5 and No. 9 Pb-Zn orebodies, 650 Cu orebody, 1100 Cu orebody, 3000 Cu orebody | Seafloor hydrothermal | Sedimentary Exhalative (SEDEX) | SEDEX zinc-lead-copper | Cu, Pb, Zn | Ag | Cu, Pb, Zn, Ag | Cave et al., 2020 |  | 241-200209162cpy6-28.d | 241-200209162cpy6-28.d-1 | underground mine, open pit |  |  |  |  | ore material | drill core, polished section | drill core | mineral separate | [5 empty] | mineralisation |  |  |  | chalcopyrite, sphalerite, galena | Cu mineralisation stage, Pb-Zn mineralisation stage | replacement, vein infill, stratabound | coarse-grained, medium-grained, fine-grained, stratabound, discordant veins, replacement, infill |  |  |  | pyrite, pyrrhotite, arsenopyrite, siderite, dolomite, calcite, quartz, chlorite, K-feldspar, biotite, apatite, freibergite, tetrahedrite, cobaltite | Resin blocks containing each sample were produced following standard procedures and used for Mineral Liberation Analysis (MLA) mapping and subsequent LA-ICP-MS analyses | LA-ICPMS, EMPA, SEM-EDS | NWR213 solid state 213 nm laser ablation system coupled with an Agilent 7900 quadrupole ICP-MS; Cameca SXFive Electron Microprobe; Quanta600 SEM | Adelaide Microscopy | Ablation was conducted in an atmosphere of He (0.6 L/min) that was mixed with Ar (0.88 L/min) upon leaving the ablation cell; 70 µm diameter spot size with a 25:2 standard sample bracketing approach (2 standards analysed twice every 25 unknowns); MLA maps were acquired using the raster mode with an X-ray spectra collected every 4 µm | STDGL3 (CODES, University of Tasmania; Danyushevsky et al., 2011); GSD-1G | 166.1 |  | 1.19 |  | 0.33 | [9 empty] | 10.3 | [5 empty] | 4.79 | [5 empty] | 2.53 | [15 empty] | 293100 |  | 0.066 | [11 empty] | 50.02 | [13 empty] | 0.78 | [9 empty] | 0.211 | [5 empty] | 8.38 | [15 empty] | 393600 |  | 4.19 |  |  |  | 3.6 | [5 empty] | 18.12 | [7 empty] | 0.21 | [5 empty] | 0.447 | [13 empty] | 720 |  |  |  |  | 2020 | Cave, B., et al. (2020), Ore Geology Reviews 124, 103647 |  | AUS | Queensland
| Mount Isa Copper Operations, Black Star Mine | No. 5 and No. 9 Pb-Zn orebodies, 650 Cu orebody, 1100 Cu orebody, 3000 Cu orebody | Seafloor hydrothermal | Sedimentary Exhalative (SEDEX) | SEDEX zinc-lead-copper | Cu, Pb, Zn | Ag | Cu, Pb, Zn, Ag | Cave et al., 2020 |  | 242-200209162cpy6-29.d | 242-200209162cpy6-29.d-1 | underground mine, open pit |  |  |  |  | ore material | drill core, polished section | drill core | mineral separate | [5 empty] | mineralisation |  |  |  | chalcopyrite, sphalerite, galena | Cu mineralisation stage, Pb-Zn mineralisation stage | replacement, vein infill, stratabound | coarse-grained, medium-grained, fine-grained, stratabound, discordant veins, replacement, infill |  |  |  | pyrite, pyrrhotite, arsenopyrite, siderite, dolomite, calcite, quartz, chlorite, K-feldspar, biotite, apatite, freibergite, tetrahedrite, cobaltite | Resin blocks containing each sample were produced following standard procedures and used for Mineral Liberation Analysis (MLA) mapping and subsequent LA-ICP-MS analyses | LA-ICPMS, EMPA, SEM-EDS | NWR213 solid state 213 nm laser ablation system coupled with an Agilent 7900 quadrupole ICP-MS; Cameca SXFive Electron Microprobe; Quanta600 SEM | Adelaide Microscopy | Ablation was conducted in an atmosphere of He (0.6 L/min) that was mixed with Ar (0.88 L/min) upon leaving the ablation cell; 70 µm diameter spot size with a 25:2 standard sample bracketing approach (2 standards analysed twice every 25 unknowns); MLA maps were acquired using the raster mode with an X-ray spectra collected every 4 µm | STDGL3 (CODES, University of Tasmania; Danyushevsky et al., 2011); GSD-1G | 160.5 |  | 1.63 |  | 0.45 | [9 empty] | 5.54 | [5 empty] | 4.68 | [5 empty] | 2.06 | [15 empty] | 290300 |  | 0.066 |  |  |  | 0.15 | [7 empty] | 49.83 | [13 empty] | 0.122 | [9 empty] | 0.186 | [5 empty] | 5.11 | [15 empty] | 391000 |  | 3.32 |  |  |  | 2.6 | [5 empty] | 18.02 | [13 empty] | 0.396 | [13 empty] | 547 |  |  |  |  | 2020 | Cave, B., et al. (2020), Ore Geology Reviews 124, 103647 |  | AUS | Queensland
| Mount Isa Copper Operations, Black Star Mine | No. 5 and No. 9 Pb-Zn orebodies, 650 Cu orebody, 1100 Cu orebody, 3000 Cu orebody | Seafloor hydrothermal | Sedimentary Exhalative (SEDEX) | SEDEX zinc-lead-copper | Cu, Pb, Zn | Ag | Cu, Pb, Zn, Ag | Cave et al., 2020 |  | 243-200209162cpy6-30.d | 243-200209162cpy6-30.d-1 | underground mine, open pit |  |  |  |  | ore material | drill core, polished section | drill core | mineral separate | [5 empty] | mineralisation |  |  |  | chalcopyrite, sphalerite, galena | Cu mineralisation stage, Pb-Zn mineralisation stage | replacement, vein infill, stratabound | coarse-grained, medium-grained, fine-grained, stratabound, discordant veins, replacement, infill |  |  |  | pyrite, pyrrhotite, arsenopyrite, siderite, dolomite, calcite, quartz, chlorite, K-feldspar, biotite, apatite, freibergite, tetrahedrite, cobaltite | Resin blocks containing each sample were produced following standard procedures and used for Mineral Liberation Analysis (MLA) mapping and subsequent LA-ICP-MS analyses | LA-ICPMS, EMPA, SEM-EDS | NWR213 solid state 213 nm laser ablation system coupled with an Agilent 7900 quadrupole ICP-MS; Cameca SXFive Electron Microprobe; Quanta600 SEM | Adelaide Microscopy | Ablation was conducted in an atmosphere of He (0.6 L/min) that was mixed with Ar (0.88 L/min) upon leaving the ablation cell; 70 µm diameter spot size with a 25:2 standard sample bracketing approach (2 standards analysed twice every 25 unknowns); MLA maps were acquired using the raster mode with an X-ray spectra collected every 4 µm | STDGL3 (CODES, University of Tasmania; Danyushevsky et al., 2011); GSD-1G | 168.5 |  | 1.47 |  | 0.14 | [9 empty] | 3.1 | [5 empty] | 2.92 | [5 empty] | 3.42 | [15 empty] | 287600 |  | 0.051 |  |  |  | 0.32 | [7 empty] | 51.71 | [13 empty] | 0.119 | [9 empty] | 0.55 | [5 empty] | 4.47 | [15 empty] | 389800 |  | 3.07 |  |  |  | 2.3 | [5 empty] | 18.96 | [7 empty] | 0.31 | [5 empty] | 0.246 | [13 empty] | 360 |  |  |  |  | 2020 | Cave, B., et al. (2020), Ore Geology Reviews 124, 103647 |  | AUS | Queensland
| Mount Isa Copper Operations, Black Star Mine | No. 5 and No. 9 Pb-Zn orebodies, 650 Cu orebody, 1100 Cu orebody, 3000 Cu orebody | Seafloor hydrothermal | Sedimentary Exhalative (SEDEX) | SEDEX zinc-lead-copper | Cu, Pb, Zn | Ag | Cu, Pb, Zn, Ag | Cave et al., 2020 |  | 244-200209162cpy6-31.d | 244-200209162cpy6-31.d-1 | underground mine, open pit |  |  |  |  | ore material | drill core, polished section | drill core | mineral separate | [5 empty] | mineralisation |  |  |  | chalcopyrite, sphalerite, galena | Cu mineralisation stage, Pb-Zn mineralisation stage | replacement, vein infill, stratabound | coarse-grained, medium-grained, fine-grained, stratabound, discordant veins, replacement, infill |  |  |  | pyrite, pyrrhotite, arsenopyrite, siderite, dolomite, calcite, quartz, chlorite, K-feldspar, biotite, apatite, freibergite, tetrahedrite, cobaltite | Resin blocks containing each sample were produced following standard procedures and used for Mineral Liberation Analysis (MLA) mapping and subsequent LA-ICP-MS analyses | LA-ICPMS, EMPA, SEM-EDS | NWR213 solid state 213 nm laser ablation system coupled with an Agilent 7900 quadrupole ICP-MS; Cameca SXFive Electron Microprobe; Quanta600 SEM | Adelaide Microscopy | Ablation was conducted in an atmosphere of He (0.6 L/min) that was mixed with Ar (0.88 L/min) upon leaving the ablation cell; 70 µm diameter spot size with a 25:2 standard sample bracketing approach (2 standards analysed twice every 25 unknowns); MLA maps were acquired using the raster mode with an X-ray spectra collected every 4 µm | STDGL3 (CODES, University of Tasmania; Danyushevsky et al., 2011); GSD-1G | 174.4 |  | 5.5 |  | 0.73 | [9 empty] | 4.6 | [5 empty] | 4.09 | [5 empty] | 2.04 | [15 empty] | 293300 |  | 0.058 |  |  |  | 0.39 | [7 empty] | 51.06 | [13 empty] | 0.45 | [9 empty] | 0.48 | [5 empty] | 7.09 | [15 empty] | 409900 |  | 6.26 |  |  |  | 2.34 | [5 empty] | 21.2 | [7 empty] | 0.28 | [5 empty] | 0.798 | [13 empty] | 360 |  |  |  |  | 2020 | Cave, B., et al. (2020), Ore Geology Reviews 124, 103647 |  | AUS | Queensland
| Mount Isa Copper Operations, Black Star Mine | No. 5 and No. 9 Pb-Zn orebodies, 650 Cu orebody, 1100 Cu orebody, 3000 Cu orebody | Seafloor hydrothermal | Sedimentary Exhalative (SEDEX) | SEDEX zinc-lead-copper | Cu, Pb, Zn | Ag | Cu, Pb, Zn, Ag | Cave et al., 2020 |  | 246-200209162cpy6-33.d | 246-200209162cpy6-33.d-1 | underground mine, open pit |  |  |  |  | ore material | drill core, polished section | drill core | mineral separate | [5 empty] | mineralisation |  |  |  | chalcopyrite, sphalerite, galena | Cu mineralisation stage, Pb-Zn mineralisation stage | replacement, vein infill, stratabound | coarse-grained, medium-grained, fine-grained, stratabound, discordant veins, replacement, infill |  |  |  | pyrite, pyrrhotite, arsenopyrite, siderite, dolomite, calcite, quartz, chlorite, K-feldspar, biotite, apatite, freibergite, tetrahedrite, cobaltite | Resin blocks containing each sample were produced following standard procedures and used for Mineral Liberation Analysis (MLA) mapping and subsequent LA-ICP-MS analyses | LA-ICPMS, EMPA, SEM-EDS | NWR213 solid state 213 nm laser ablation system coupled with an Agilent 7900 quadrupole ICP-MS; Cameca SXFive Electron Microprobe; Quanta600 SEM | Adelaide Microscopy | Ablation was conducted in an atmosphere of He (0.6 L/min) that was mixed with Ar (0.88 L/min) upon leaving the ablation cell; 70 µm diameter spot size with a 25:2 standard sample bracketing approach (2 standards analysed twice every 25 unknowns); MLA maps were acquired using the raster mode with an X-ray spectra collected every 4 µm | STDGL3 (CODES, University of Tasmania; Danyushevsky et al., 2011); GSD-1G | 165.8 |  | 2.1 |  | 0.22 | [9 empty] | 2.466 | [5 empty] | 6.44 | [5 empty] | 0.94 | [15 empty] | 290100 |  | 0.06 |  |  |  | 0.33 | [7 empty] | 50.28 | [13 empty] | 0.31 | [9 empty] | 0.15 | [5 empty] | 3.18 | [15 empty] | 382000 |  | 2.87 |  |  |  | 2 | [5 empty] | 18.39 | [13 empty] | 0.637 | [13 empty] | 970 |  |  |  |  | 2020 | Cave, B., et al. (2020), Ore Geology Reviews 124, 103647 |  | AUS | Queensland
| Mount Isa Copper Operations, Black Star Mine | No. 5 and No. 9 Pb-Zn orebodies, 650 Cu orebody, 1100 Cu orebody, 3000 Cu orebody | Seafloor hydrothermal | Sedimentary Exhalative (SEDEX) | SEDEX zinc-lead-copper | Cu, Pb, Zn | Ag | Cu, Pb, Zn, Ag | Cave et al., 2020 |  | 248-200209162cpy6-35.d | 248-200209162cpy6-35.d-1 | underground mine, open pit |  |  |  |  | ore material | drill core, polished section | drill core | mineral separate | [5 empty] | mineralisation |  |  |  | chalcopyrite, sphalerite, galena | Cu mineralisation stage, Pb-Zn mineralisation stage | replacement, vein infill, stratabound | coarse-grained, medium-grained, fine-grained, stratabound, discordant veins, replacement, infill |  |  |  | pyrite, pyrrhotite, arsenopyrite, siderite, dolomite, calcite, quartz, chlorite, K-feldspar, biotite, apatite, freibergite, tetrahedrite, cobaltite | Resin blocks containing each sample were produced following standard procedures and used for Mineral Liberation Analysis (MLA) mapping and subsequent LA-ICP-MS analyses | LA-ICPMS, EMPA, SEM-EDS | NWR213 solid state 213 nm laser ablation system coupled with an Agilent 7900 quadrupole ICP-MS; Cameca SXFive Electron Microprobe; Quanta600 SEM | Adelaide Microscopy | Ablation was conducted in an atmosphere of He (0.6 L/min) that was mixed with Ar (0.88 L/min) upon leaving the ablation cell; 70 µm diameter spot size with a 25:2 standard sample bracketing approach (2 standards analysed twice every 25 unknowns); MLA maps were acquired using the raster mode with an X-ray spectra collected every 4 µm | STDGL3 (CODES, University of Tasmania; Danyushevsky et al., 2011); GSD-1G | 165 |  | 4.2 |  | 4.48 | [9 empty] | 1.22 | [5 empty] | 3.69 | [5 empty] | 2.23 | [15 empty] | 292500 |  | 0.054 |  |  |  | 0.117 | [7 empty] | 49.36 | [13 empty] | 0.28 | [9 empty] | 0.45 | [5 empty] | 3.54 | [15 empty] | 393500 |  | 1.75 |  |  |  | 2.9 | [5 empty] | 18.73 | [13 empty] | 0.34 | [13 empty] | 448 |  |  |  |  | 2020 | Cave, B., et al. (2020), Ore Geology Reviews 124, 103647 |  | AUS | Queensland
| Mount Isa Copper Operations, Black Star Mine | No. 5 and No. 9 Pb-Zn orebodies, 650 Cu orebody, 1100 Cu orebody, 3000 Cu orebody | Seafloor hydrothermal | Sedimentary Exhalative (SEDEX) | SEDEX zinc-lead-copper | Cu, Pb, Zn | Ag | Cu, Pb, Zn, Ag | Cave et al., 2020 |  | 249-200209162cpy6-36.d | 249-200209162cpy6-36.d-1 | underground mine, open pit |  |  |  |  | ore material | drill core, polished section | drill core | mineral separate | [5 empty] | mineralisation |  |  |  | chalcopyrite, sphalerite, galena | Cu mineralisation stage, Pb-Zn mineralisation stage | replacement, vein infill, stratabound | coarse-grained, medium-grained, fine-grained, stratabound, discordant veins, replacement, infill |  |  |  | pyrite, pyrrhotite, arsenopyrite, siderite, dolomite, calcite, quartz, chlorite, K-feldspar, biotite, apatite, freibergite, tetrahedrite, cobaltite | Resin blocks containing each sample were produced following standard procedures and used for Mineral Liberation Analysis (MLA) mapping and subsequent LA-ICP-MS analyses | LA-ICPMS, EMPA, SEM-EDS | NWR213 solid state 213 nm laser ablation system coupled with an Agilent 7900 quadrupole ICP-MS; Cameca SXFive Electron Microprobe; Quanta600 SEM | Adelaide Microscopy | Ablation was conducted in an atmosphere of He (0.6 L/min) that was mixed with Ar (0.88 L/min) upon leaving the ablation cell; 70 µm diameter spot size with a 25:2 standard sample bracketing approach (2 standards analysed twice every 25 unknowns); MLA maps were acquired using the raster mode with an X-ray spectra collected every 4 µm | STDGL3 (CODES, University of Tasmania; Danyushevsky et al., 2011); GSD-1G | 160.8 |  | 2.3 |  | 4.8 | [9 empty] | 1.98 | [5 empty] | 5.79 | [5 empty] | 2.46 | [15 empty] | 294200 |  | 0.064 | [11 empty] | 50.37 | [13 empty] | 0.202 | [9 empty] | 0.23 | [5 empty] | 2.47 | [15 empty] | 386700 |  | 2.47 |  |  |  | 1.96 | [5 empty] | 18.42 | [7 empty] | 0.42 | [5 empty] | 0.365 | [13 empty] | 780 |  |  |  |  | 2020 | Cave, B., et al. (2020), Ore Geology Reviews 124, 103647 |  | AUS | Queensland
| Mount Isa Copper Operations, Black Star Mine | No. 5 and No. 9 Pb-Zn orebodies, 650 Cu orebody, 1100 Cu orebody, 3000 Cu orebody | Seafloor hydrothermal | Sedimentary Exhalative (SEDEX) | SEDEX zinc-lead-copper | Cu, Pb, Zn | Ag | Cu, Pb, Zn, Ag | Cave et al., 2020 |  | 250-200209162cpy6-37.d | 250-200209162cpy6-37.d-1 | underground mine, open pit |  |  |  |  | ore material | drill core, polished section | drill core | mineral separate | [5 empty] | mineralisation |  |  |  | chalcopyrite, sphalerite, galena | Cu mineralisation stage, Pb-Zn mineralisation stage | replacement, vein infill, stratabound | coarse-grained, medium-grained, fine-grained, stratabound, discordant veins, replacement, infill |  |  |  | pyrite, pyrrhotite, arsenopyrite, siderite, dolomite, calcite, quartz, chlorite, K-feldspar, biotite, apatite, freibergite, tetrahedrite, cobaltite | Resin blocks containing each sample were produced following standard procedures and used for Mineral Liberation Analysis (MLA) mapping and subsequent LA-ICP-MS analyses | LA-ICPMS, EMPA, SEM-EDS | NWR213 solid state 213 nm laser ablation system coupled with an Agilent 7900 quadrupole ICP-MS; Cameca SXFive Electron Microprobe; Quanta600 SEM | Adelaide Microscopy | Ablation was conducted in an atmosphere of He (0.6 L/min) that was mixed with Ar (0.88 L/min) upon leaving the ablation cell; 70 µm diameter spot size with a 25:2 standard sample bracketing approach (2 standards analysed twice every 25 unknowns); MLA maps were acquired using the raster mode with an X-ray spectra collected every 4 µm | STDGL3 (CODES, University of Tasmania; Danyushevsky et al., 2011); GSD-1G | 166 |  | 1.14 |  | 10.9 | [9 empty] | 2.51 | [5 empty] | 4.34 | [5 empty] | 3.19 | [15 empty] | 296200 |  | 0.056 |  |  |  | 0.31 | [7 empty] | 49.48 | [13 empty] | 0.214 | [9 empty] | 0.241 | [5 empty] | 3.64 | [15 empty] | 384700 |  | 2.73 |  |  |  | 1.05 | [5 empty] | 18.09 | [13 empty] | 0.528 | [13 empty] | 496 |  |  |  |  | 2020 | Cave, B., et al. (2020), Ore Geology Reviews 124, 103647 |  | AUS | Queensland
| Mount Isa Copper Operations, Black Star Mine | No. 5 and No. 9 Pb-Zn orebodies, 650 Cu orebody, 1100 Cu orebody, 3000 Cu orebody | Seafloor hydrothermal | Sedimentary Exhalative (SEDEX) | SEDEX zinc-lead-copper | Cu, Pb, Zn | Ag | Cu, Pb, Zn, Ag | Cave et al., 2020 |  | 252-200209162cpy6-39.d | 252-200209162cpy6-39.d-1 | underground mine, open pit |  |  |  |  | ore material | drill core, polished section | drill core | mineral separate | [5 empty] | mineralisation |  |  |  | chalcopyrite, sphalerite, galena | Cu mineralisation stage, Pb-Zn mineralisation stage | replacement, vein infill, stratabound | coarse-grained, medium-grained, fine-grained, stratabound, discordant veins, replacement, infill |  |  |  | pyrite, pyrrhotite, arsenopyrite, siderite, dolomite, calcite, quartz, chlorite, K-feldspar, biotite, apatite, freibergite, tetrahedrite, cobaltite | Resin blocks containing each sample were produced following standard procedures and used for Mineral Liberation Analysis (MLA) mapping and subsequent LA-ICP-MS analyses | LA-ICPMS, EMPA, SEM-EDS | NWR213 solid state 213 nm laser ablation system coupled with an Agilent 7900 quadrupole ICP-MS; Cameca SXFive Electron Microprobe; Quanta600 SEM | Adelaide Microscopy | Ablation was conducted in an atmosphere of He (0.6 L/min) that was mixed with Ar (0.88 L/min) upon leaving the ablation cell; 70 µm diameter spot size with a 25:2 standard sample bracketing approach (2 standards analysed twice every 25 unknowns); MLA maps were acquired using the raster mode with an X-ray spectra collected every 4 µm | STDGL3 (CODES, University of Tasmania; Danyushevsky et al., 2011); GSD-1G | 162.1 |  | 0.45 |  | 0.68 | [9 empty] | 1.737 | [5 empty] | 5.02 | [5 empty] | 3.29 | [15 empty] | 292200 |  | 0.056 |  |  |  | 0.12 | [7 empty] | 49.61 | [13 empty] | 0.183 | [9 empty] | 0.22 | [5 empty] | 2.11 | [15 empty] | 386100 |  | 1.77 |  |  |  | 2.7 | [5 empty] | 18.11 | [13 empty] | 0.26 | [13 empty] | 660 |  |  |  |  | 2020 | Cave, B., et al. (2020), Ore Geology Reviews 124, 103647 |  | AUS | Queensland
| Mount Isa Copper Operations, Black Star Mine | No. 5 and No. 9 Pb-Zn orebodies, 650 Cu orebody, 1100 Cu orebody, 3000 Cu orebody | Seafloor hydrothermal | Sedimentary Exhalative (SEDEX) | SEDEX zinc-lead-copper | Cu, Pb, Zn | Ag | Cu, Pb, Zn, Ag | Cave et al., 2020 |  | 253-200209162cpy6-40.d | 253-200209162cpy6-40.d-1 | underground mine, open pit |  |  |  |  | ore material | drill core, polished section | drill core | mineral separate | [5 empty] | mineralisation |  |  |  | chalcopyrite, sphalerite, galena | Cu mineralisation stage, Pb-Zn mineralisation stage | replacement, vein infill, stratabound | coarse-grained, medium-grained, fine-grained, stratabound, discordant veins, replacement, infill |  |  |  | pyrite, pyrrhotite, arsenopyrite, siderite, dolomite, calcite, quartz, chlorite, K-feldspar, biotite, apatite, freibergite, tetrahedrite, cobaltite | Resin blocks containing each sample were produced following standard procedures and used for Mineral Liberation Analysis (MLA) mapping and subsequent LA-ICP-MS analyses | LA-ICPMS, EMPA, SEM-EDS | NWR213 solid state 213 nm laser ablation system coupled with an Agilent 7900 quadrupole ICP-MS; Cameca SXFive Electron Microprobe; Quanta600 SEM | Adelaide Microscopy | Ablation was conducted in an atmosphere of He (0.6 L/min) that was mixed with Ar (0.88 L/min) upon leaving the ablation cell; 70 µm diameter spot size with a 25:2 standard sample bracketing approach (2 standards analysed twice every 25 unknowns); MLA maps were acquired using the raster mode with an X-ray spectra collected every 4 µm | STDGL3 (CODES, University of Tasmania; Danyushevsky et al., 2011); GSD-1G | 159 |  | 2.15 |  | 0.49 | [9 empty] | 0.757 | [5 empty] | 4.34 | [5 empty] | 2.61 | [15 empty] | 291800 |  | 0.066 |  |  |  | 0.16 | [7 empty] | 48.32 | [13 empty] | 0.27 | [9 empty] | 0.25 | [5 empty] | 2.05 | [15 empty] | 383800 |  | 0.541 |  |  |  | 2.6 | [5 empty] | 18.68 | [7 empty] | 0.35 | [5 empty] | 0.074 | [13 empty] | 582 |  |  |  |  | 2020 | Cave, B., et al. (2020), Ore Geology Reviews 124, 103647 |  | AUS | Queensland
| Mount Isa Copper Operations, Black Star Mine | No. 5 and No. 9 Pb-Zn orebodies, 650 Cu orebody, 1100 Cu orebody, 3000 Cu orebody | Seafloor hydrothermal | Sedimentary Exhalative (SEDEX) | SEDEX zinc-lead-copper | Cu, Pb, Zn | Ag | Cu, Pb, Zn, Ag | Cave et al., 2020 |  | 254-200209162cpy6-41.d | 254-200209162cpy6-41.d-1 | underground mine, open pit |  |  |  |  | ore material | drill core, polished section | drill core | mineral separate | [5 empty] | mineralisation |  |  |  | chalcopyrite, sphalerite, galena | Cu mineralisation stage, Pb-Zn mineralisation stage | replacement, vein infill, stratabound | coarse-grained, medium-grained, fine-grained, stratabound, discordant veins, replacement, infill |  |  |  | pyrite, pyrrhotite, arsenopyrite, siderite, dolomite, calcite, quartz, chlorite, K-feldspar, biotite, apatite, freibergite, tetrahedrite, cobaltite | Resin blocks containing each sample were produced following standard procedures and used for Mineral Liberation Analysis (MLA) mapping and subsequent LA-ICP-MS analyses | LA-ICPMS, EMPA, SEM-EDS | NWR213 solid state 213 nm laser ablation system coupled with an Agilent 7900 quadrupole ICP-MS; Cameca SXFive Electron Microprobe; Quanta600 SEM | Adelaide Microscopy | Ablation was conducted in an atmosphere of He (0.6 L/min) that was mixed with Ar (0.88 L/min) upon leaving the ablation cell; 70 µm diameter spot size with a 25:2 standard sample bracketing approach (2 standards analysed twice every 25 unknowns); MLA maps were acquired using the raster mode with an X-ray spectra collected every 4 µm | STDGL3 (CODES, University of Tasmania; Danyushevsky et al., 2011); GSD-1G | 162.1 |  | 1.07 |  | 0.52 | [9 empty] | 1.106 | [5 empty] | 3.95 | [5 empty] | 6.84 | [15 empty] | 297000 |  | 0.068 |  |  |  | 0.25 | [7 empty] | 49.16 | [23 empty] | 12.8 | [5 empty] | 1.78 | [15 empty] | 384100 |  | 0.736 |  |  |  | 3 | [5 empty] | 18.58 | [13 empty] | 0.132 | [13 empty] | 498 |  |  |  |  | 2020 | Cave, B., et al. (2020), Ore Geology Reviews 124, 103647 |  | AUS | Queensland
| Mount Isa Copper Operations, Black Star Mine | No. 5 and No. 9 Pb-Zn orebodies, 650 Cu orebody, 1100 Cu orebody, 3000 Cu orebody | Seafloor hydrothermal | Sedimentary Exhalative (SEDEX) | SEDEX zinc-lead-copper | Cu, Pb, Zn | Ag | Cu, Pb, Zn, Ag | Cave et al., 2020 |  | 255-200209162cpy6-42.d | 255-200209162cpy6-42.d-1 | underground mine, open pit |  |  |  |  | ore material | drill core, polished section | drill core | mineral separate | [5 empty] | mineralisation |  |  |  | chalcopyrite, sphalerite, galena | Cu mineralisation stage, Pb-Zn mineralisation stage | replacement, vein infill, stratabound | coarse-grained, medium-grained, fine-grained, stratabound, discordant veins, replacement, infill |  |  |  | pyrite, pyrrhotite, arsenopyrite, siderite, dolomite, calcite, quartz, chlorite, K-feldspar, biotite, apatite, freibergite, tetrahedrite, cobaltite | Resin blocks containing each sample were produced following standard procedures and used for Mineral Liberation Analysis (MLA) mapping and subsequent LA-ICP-MS analyses | LA-ICPMS, EMPA, SEM-EDS | NWR213 solid state 213 nm laser ablation system coupled with an Agilent 7900 quadrupole ICP-MS; Cameca SXFive Electron Microprobe; Quanta600 SEM | Adelaide Microscopy | Ablation was conducted in an atmosphere of He (0.6 L/min) that was mixed with Ar (0.88 L/min) upon leaving the ablation cell; 70 µm diameter spot size with a 25:2 standard sample bracketing approach (2 standards analysed twice every 25 unknowns); MLA maps were acquired using the raster mode with an X-ray spectra collected every 4 µm | STDGL3 (CODES, University of Tasmania; Danyushevsky et al., 2011); GSD-1G | 165.3 |  | 1.12 |  | 0.63 | [9 empty] | 0.846 | [5 empty] | 4.18 | [5 empty] | 1.72 | [15 empty] | 294500 |  | 0.045 |  |  |  | 0.22 | [7 empty] | 49.27 | [13 empty] | 0.36 | [9 empty] | 0.232 | [5 empty] | 1.25 | [15 empty] | 384700 |  | 0.696 |  |  |  | 1.74 | [5 empty] | 18.11 | [7 empty] | 0.35 | [5 empty] | 0.073 | [13 empty] | 504 |  |  |  |  | 2020 | Cave, B., et al. (2020), Ore Geology Reviews 124, 103647 |  | AUS | Queensland
| Mount Isa Copper Operations, Black Star Mine | No. 5 and No. 9 Pb-Zn orebodies, 650 Cu orebody, 1100 Cu orebody, 3000 Cu orebody | Seafloor hydrothermal | Sedimentary Exhalative (SEDEX) | SEDEX zinc-lead-copper | Cu, Pb, Zn | Ag | Cu, Pb, Zn, Ag | Cave et al., 2020 |  | 256-200209162cpy6-43.d | 256-200209162cpy6-43.d-1 | underground mine, open pit |  |  |  |  | ore material | drill core, polished section | drill core | mineral separate | [5 empty] | mineralisation |  |  |  | chalcopyrite, sphalerite, galena | Cu mineralisation stage, Pb-Zn mineralisation stage | replacement, vein infill, stratabound | coarse-grained, medium-grained, fine-grained, stratabound, discordant veins, replacement, infill |  |  |  | pyrite, pyrrhotite, arsenopyrite, siderite, dolomite, calcite, quartz, chlorite, K-feldspar, biotite, apatite, freibergite, tetrahedrite, cobaltite | Resin blocks containing each sample were produced following standard procedures and used for Mineral Liberation Analysis (MLA) mapping and subsequent LA-ICP-MS analyses | LA-ICPMS, EMPA, SEM-EDS | NWR213 solid state 213 nm laser ablation system coupled with an Agilent 7900 quadrupole ICP-MS; Cameca SXFive Electron Microprobe; Quanta600 SEM | Adelaide Microscopy | Ablation was conducted in an atmosphere of He (0.6 L/min) that was mixed with Ar (0.88 L/min) upon leaving the ablation cell; 70 µm diameter spot size with a 25:2 standard sample bracketing approach (2 standards analysed twice every 25 unknowns); MLA maps were acquired using the raster mode with an X-ray spectra collected every 4 µm | STDGL3 (CODES, University of Tasmania; Danyushevsky et al., 2011); GSD-1G | 164.7 |  | 1.73 |  | 1.12 | [9 empty] | 3.16 | [5 empty] | 3.7 | [5 empty] | 0.827 | [15 empty] | 294900 |  | 0.054 |  |  |  | 0.11 | [7 empty] | 47.84 | [13 empty] | 2.6 | [9 empty] | 0.29 | [5 empty] | 3.21 | [15 empty] | 389500 |  | 3 |  |  |  | 0.68 | [5 empty] | 18.67 | [7 empty] | 0.25 | [5 empty] | 0.597 | [13 empty] | 442 |  |  |  |  | 2020 | Cave, B., et al. (2020), Ore Geology Reviews 124, 103647 |  | AUS | Queensland
| Mount Isa Copper Operations, Black Star Mine | No. 5 and No. 9 Pb-Zn orebodies, 650 Cu orebody, 1100 Cu orebody, 3000 Cu orebody | Seafloor hydrothermal | Sedimentary Exhalative (SEDEX) | SEDEX zinc-lead-copper | Cu, Pb, Zn | Ag | Cu, Pb, Zn, Ag | Cave et al., 2020 |  | 258-200209162cpy6-45.d | 258-200209162cpy6-45.d-1 | underground mine, open pit |  |  |  |  | ore material | drill core, polished section | drill core | mineral separate | [5 empty] | mineralisation |  |  |  | chalcopyrite, sphalerite, galena | Cu mineralisation stage, Pb-Zn mineralisation stage | replacement, vein infill, stratabound | coarse-grained, medium-grained, fine-grained, stratabound, discordant veins, replacement, infill |  |  |  | pyrite, pyrrhotite, arsenopyrite, siderite, dolomite, calcite, quartz, chlorite, K-feldspar, biotite, apatite, freibergite, tetrahedrite, cobaltite | Resin blocks containing each sample were produced following standard procedures and used for Mineral Liberation Analysis (MLA) mapping and subsequent LA-ICP-MS analyses | LA-ICPMS, EMPA, SEM-EDS | NWR213 solid state 213 nm laser ablation system coupled with an Agilent 7900 quadrupole ICP-MS; Cameca SXFive Electron Microprobe; Quanta600 SEM | Adelaide Microscopy | Ablation was conducted in an atmosphere of He (0.6 L/min) that was mixed with Ar (0.88 L/min) upon leaving the ablation cell; 70 µm diameter spot size with a 25:2 standard sample bracketing approach (2 standards analysed twice every 25 unknowns); MLA maps were acquired using the raster mode with an X-ray spectra collected every 4 µm | STDGL3 (CODES, University of Tasmania; Danyushevsky et al., 2011); GSD-1G | 163.6 |  | 6.5 |  | 2.74 | [9 empty] | 1.773 | [5 empty] | 3.85 | [5 empty] | 4.01 | [15 empty] | 292200 |  | 0.061 |  |  |  | 0.12 | [7 empty] | 47.9 | [13 empty] | 0.13 | [9 empty] | 0.3 | [5 empty] | 3.2 | [15 empty] | 385300 |  | 2.034 |  |  |  | 1.72 | [5 empty] | 18.06 | [13 empty] | 0.274 | [13 empty] | 420 |  |  |  |  | 2020 | Cave, B., et al. (2020), Ore Geology Reviews 124, 103647 |  | AUS | Queensland
| Mount Isa Copper Operations, Black Star Mine | No. 5 and No. 9 Pb-Zn orebodies, 650 Cu orebody, 1100 Cu orebody, 3000 Cu orebody | Seafloor hydrothermal | Sedimentary Exhalative (SEDEX) | SEDEX zinc-lead-copper | Cu, Pb, Zn | Ag | Cu, Pb, Zn, Ag | Cave et al., 2020 |  | 259-200209162cpy6-46.d | 259-200209162cpy6-46.d-1 | underground mine, open pit |  |  |  |  | ore material | drill core, polished section | drill core | mineral separate | [5 empty] | mineralisation |  |  |  | chalcopyrite, sphalerite, galena | Cu mineralisation stage, Pb-Zn mineralisation stage | replacement, vein infill, stratabound | coarse-grained, medium-grained, fine-grained, stratabound, discordant veins, replacement, infill |  |  |  | pyrite, pyrrhotite, arsenopyrite, siderite, dolomite, calcite, quartz, chlorite, K-feldspar, biotite, apatite, freibergite, tetrahedrite, cobaltite | Resin blocks containing each sample were produced following standard procedures and used for Mineral Liberation Analysis (MLA) mapping and subsequent LA-ICP-MS analyses | LA-ICPMS, EMPA, SEM-EDS | NWR213 solid state 213 nm laser ablation system coupled with an Agilent 7900 quadrupole ICP-MS; Cameca SXFive Electron Microprobe; Quanta600 SEM | Adelaide Microscopy | Ablation was conducted in an atmosphere of He (0.6 L/min) that was mixed with Ar (0.88 L/min) upon leaving the ablation cell; 70 µm diameter spot size with a 25:2 standard sample bracketing approach (2 standards analysed twice every 25 unknowns); MLA maps were acquired using the raster mode with an X-ray spectra collected every 4 µm | STDGL3 (CODES, University of Tasmania; Danyushevsky et al., 2011); GSD-1G | 170.5 |  | 2.62 |  | 0.49 | [9 empty] | 1.615 | [5 empty] | 5.23 | [5 empty] | 1.57 | [15 empty] | 298400 |  | 0.063 |  |  |  | 0.19 | [7 empty] | 50.44 | [13 empty] | 0.32 | [9 empty] | 0.33 | [5 empty] | 4.04 | [15 empty] | 431800 |  | 2.01 |  |  |  | 1.44 | [5 empty] | 20.62 | [13 empty] | 0.414 | [13 empty] | 583 |  |  |  |  | 2020 | Cave, B., et al. (2020), Ore Geology Reviews 124, 103647 |  | AUS | Queensland
| Mount Isa Copper Operations, Black Star Mine | No. 5 and No. 9 Pb-Zn orebodies, 650 Cu orebody, 1100 Cu orebody, 3000 Cu orebody | Seafloor hydrothermal | Sedimentary Exhalative (SEDEX) | SEDEX zinc-lead-copper | Cu, Pb, Zn | Ag | Cu, Pb, Zn, Ag | Cave et al., 2020 |  | 5-201502192cpy1-1.d | 5-201502192cpy1-1.d-1 | underground mine, open pit |  |  |  |  | ore material | drill core, polished section | drill core | mineral separate | [5 empty] | mineralisation |  |  |  | chalcopyrite, sphalerite, galena | Cu mineralisation stage, Pb-Zn mineralisation stage | replacement, vein infill, stratabound | coarse-grained, medium-grained, fine-grained, stratabound, discordant veins, replacement, infill |  |  |  | pyrite, pyrrhotite, arsenopyrite, siderite, dolomite, calcite, quartz, chlorite, K-feldspar, biotite, apatite, freibergite, tetrahedrite, cobaltite | Resin blocks containing each sample were produced following standard procedures and used for Mineral Liberation Analysis (MLA) mapping and subsequent LA-ICP-MS analyses | LA-ICPMS, EMPA, SEM-EDS | NWR213 solid state 213 nm laser ablation system coupled with an Agilent 7900 quadrupole ICP-MS; Cameca SXFive Electron Microprobe; Quanta600 SEM | Adelaide Microscopy | Ablation was conducted in an atmosphere of He (0.6 L/min) that was mixed with Ar (0.88 L/min) upon leaving the ablation cell; 70 µm diameter spot size with a 25:2 standard sample bracketing approach (2 standards analysed twice every 25 unknowns); MLA maps were acquired using the raster mode with an X-ray spectra collected every 4 µm | STDGL3 (CODES, University of Tasmania; Danyushevsky et al., 2011); GSD-1G | 61.7 |  | 1.22 | [11 empty] | 4.44 | [5 empty] | 2.9 | [5 empty] | 3.25 | [15 empty] | 287000 |  | 0.081 |  |  |  | 0.71 | [7 empty] | 18.94 | [23 empty] | 0.34 | [5 empty] | 8.39 | [15 empty] | 415000 |  | 10.11 |  |  |  | 5.7 | [5 empty] | 16.86 | [7 empty] | 0.79 | [5 empty] | 0.899 | [13 empty] | 436 |  |  |  |  | 2020 | Cave, B., et al. (2020), Ore Geology Reviews 124, 103647 |  | AUS | Queensland
| Mount Isa Copper Operations, Black Star Mine | No. 5 and No. 9 Pb-Zn orebodies, 650 Cu orebody, 1100 Cu orebody, 3000 Cu orebody | Seafloor hydrothermal | Sedimentary Exhalative (SEDEX) | SEDEX zinc-lead-copper | Cu, Pb, Zn | Ag | Cu, Pb, Zn, Ag | Cave et al., 2020 |  | 6-201502192cpy1-2.d | 6-201502192cpy1-2.d-1 | underground mine, open pit |  |  |  |  | ore material | drill core, polished section | drill core | mineral separate | [5 empty] | mineralisation |  |  |  | chalcopyrite, sphalerite, galena | Cu mineralisation stage, Pb-Zn mineralisation stage | replacement, vein infill, stratabound | coarse-grained, medium-grained, fine-grained, stratabound, discordant veins, replacement, infill |  |  |  | pyrite, pyrrhotite, arsenopyrite, siderite, dolomite, calcite, quartz, chlorite, K-feldspar, biotite, apatite, freibergite, tetrahedrite, cobaltite | Resin blocks containing each sample were produced following standard procedures and used for Mineral Liberation Analysis (MLA) mapping and subsequent LA-ICP-MS analyses | LA-ICPMS, EMPA, SEM-EDS | NWR213 solid state 213 nm laser ablation system coupled with an Agilent 7900 quadrupole ICP-MS; Cameca SXFive Electron Microprobe; Quanta600 SEM | Adelaide Microscopy | Ablation was conducted in an atmosphere of He (0.6 L/min) that was mixed with Ar (0.88 L/min) upon leaving the ablation cell; 70 µm diameter spot size with a 25:2 standard sample bracketing approach (2 standards analysed twice every 25 unknowns); MLA maps were acquired using the raster mode with an X-ray spectra collected every 4 µm | STDGL3 (CODES, University of Tasmania; Danyushevsky et al., 2011); GSD-1G | 59.83 |  |  |  | 0.25 | [9 empty] | 7.47 | [5 empty] | 2.97 | [5 empty] | 3.42 | [15 empty] | 285000 |  | 0.129 |  |  |  | 0.55 | [7 empty] | 19.11 | [23 empty] | 0.23 | [5 empty] | 4.48 | [15 empty] | 418000 |  | 5.46 |  |  |  | 4.8 | [5 empty] | 16.95 | [7 empty] | 0.7 | [5 empty] | 0.352 | [13 empty] | 503 |  |  |  |  | 2020 | Cave, B., et al. (2020), Ore Geology Reviews 124, 103647 |  | AUS | Queensland
| Mount Isa Copper Operations, Black Star Mine | No. 5 and No. 9 Pb-Zn orebodies, 650 Cu orebody, 1100 Cu orebody, 3000 Cu orebody | Seafloor hydrothermal | Sedimentary Exhalative (SEDEX) | SEDEX zinc-lead-copper | Cu, Pb, Zn | Ag | Cu, Pb, Zn, Ag | Cave et al., 2020 |  | 7-201502192cpy1-3.d | 7-201502192cpy1-3.d-1 | underground mine, open pit |  |  |  |  | ore material | drill core, polished section | drill core | mineral separate | [5 empty] | mineralisation |  |  |  | chalcopyrite, sphalerite, galena | Cu mineralisation stage, Pb-Zn mineralisation stage | replacement, vein infill, stratabound | coarse-grained, medium-grained, fine-grained, stratabound, discordant veins, replacement, infill |  |  |  | pyrite, pyrrhotite, arsenopyrite, siderite, dolomite, calcite, quartz, chlorite, K-feldspar, biotite, apatite, freibergite, tetrahedrite, cobaltite | Resin blocks containing each sample were produced following standard procedures and used for Mineral Liberation Analysis (MLA) mapping and subsequent LA-ICP-MS analyses | LA-ICPMS, EMPA, SEM-EDS | NWR213 solid state 213 nm laser ablation system coupled with an Agilent 7900 quadrupole ICP-MS; Cameca SXFive Electron Microprobe; Quanta600 SEM | Adelaide Microscopy | Ablation was conducted in an atmosphere of He (0.6 L/min) that was mixed with Ar (0.88 L/min) upon leaving the ablation cell; 70 µm diameter spot size with a 25:2 standard sample bracketing approach (2 standards analysed twice every 25 unknowns); MLA maps were acquired using the raster mode with an X-ray spectra collected every 4 µm | STDGL3 (CODES, University of Tasmania; Danyushevsky et al., 2011); GSD-1G | 58.73 |  | 1.78 |  | 0.27 | [9 empty] | 3.9 | [5 empty] | 2.37 | [5 empty] | 3.52 | [15 empty] | 291000 |  | 0.115 |  |  |  | 0.33 | [7 empty] | 18.04 | [23 empty] | 0.246 | [5 empty] | 2.34 | [15 empty] | 408000 |  | 3 |  |  |  | 2.5 | [5 empty] | 15.95 | [7 empty] | 0.45 | [5 empty] | 0.187 | [13 empty] | 354 |  |  |  |  | 2020 | Cave, B., et al. (2020), Ore Geology Reviews 124, 103647 |  | AUS | Queensland
| Mount Isa Copper Operations, Black Star Mine | No. 5 and No. 9 Pb-Zn orebodies, 650 Cu orebody, 1100 Cu orebody, 3000 Cu orebody | Seafloor hydrothermal | Sedimentary Exhalative (SEDEX) | SEDEX zinc-lead-copper | Cu, Pb, Zn | Ag | Cu, Pb, Zn, Ag | Cave et al., 2020 |  | 8-201502192cpy1-4.d | 8-201502192cpy1-4.d-1 | underground mine, open pit |  |  |  |  | ore material | drill core, polished section | drill core | mineral separate | [5 empty] | mineralisation |  |  |  | chalcopyrite, sphalerite, galena | Cu mineralisation stage, Pb-Zn mineralisation stage | replacement, vein infill, stratabound | coarse-grained, medium-grained, fine-grained, stratabound, discordant veins, replacement, infill |  |  |  | pyrite, pyrrhotite, arsenopyrite, siderite, dolomite, calcite, quartz, chlorite, K-feldspar, biotite, apatite, freibergite, tetrahedrite, cobaltite | Resin blocks containing each sample were produced following standard procedures and used for Mineral Liberation Analysis (MLA) mapping and subsequent LA-ICP-MS analyses | LA-ICPMS, EMPA, SEM-EDS | NWR213 solid state 213 nm laser ablation system coupled with an Agilent 7900 quadrupole ICP-MS; Cameca SXFive Electron Microprobe; Quanta600 SEM | Adelaide Microscopy | Ablation was conducted in an atmosphere of He (0.6 L/min) that was mixed with Ar (0.88 L/min) upon leaving the ablation cell; 70 µm diameter spot size with a 25:2 standard sample bracketing approach (2 standards analysed twice every 25 unknowns); MLA maps were acquired using the raster mode with an X-ray spectra collected every 4 µm | STDGL3 (CODES, University of Tasmania; Danyushevsky et al., 2011); GSD-1G | 60.1 |  | 1.22 |  | 0.46 | [9 empty] | 7.92 | [5 empty] | 2.82 | [5 empty] | 3.42 | [15 empty] | 288000 |  | 0.124 |  |  |  | 0.33 | [7 empty] | 19.13 | [23 empty] | 0.25 | [5 empty] | 4.6 | [15 empty] | 410000 |  | 5.97 |  |  |  | 3 | [5 empty] | 17.2 | [7 empty] | 1.01 | [5 empty] | 0.367 | [13 empty] | 431 |  |  |  |  | 2020 | Cave, B., et al. (2020), Ore Geology Reviews 124, 103647 |  | AUS | Queensland
| Mount Isa Copper Operations, Black Star Mine | No. 5 and No. 9 Pb-Zn orebodies, 650 Cu orebody, 1100 Cu orebody, 3000 Cu orebody | Seafloor hydrothermal | Sedimentary Exhalative (SEDEX) | SEDEX zinc-lead-copper | Cu, Pb, Zn | Ag | Cu, Pb, Zn, Ag | Cave et al., 2020 |  | 9-201502192cpy1-5.d | 9-201502192cpy1-5.d-1 | underground mine, open pit |  |  |  |  | ore material | drill core, polished section | drill core | mineral separate | [5 empty] | mineralisation |  |  |  | chalcopyrite, sphalerite, galena | Cu mineralisation stage, Pb-Zn mineralisation stage | replacement, vein infill, stratabound | coarse-grained, medium-grained, fine-grained, stratabound, discordant veins, replacement, infill |  |  |  | pyrite, pyrrhotite, arsenopyrite, siderite, dolomite, calcite, quartz, chlorite, K-feldspar, biotite, apatite, freibergite, tetrahedrite, cobaltite | Resin blocks containing each sample were produced following standard procedures and used for Mineral Liberation Analysis (MLA) mapping and subsequent LA-ICP-MS analyses | LA-ICPMS, EMPA, SEM-EDS | NWR213 solid state 213 nm laser ablation system coupled with an Agilent 7900 quadrupole ICP-MS; Cameca SXFive Electron Microprobe; Quanta600 SEM | Adelaide Microscopy | Ablation was conducted in an atmosphere of He (0.6 L/min) that was mixed with Ar (0.88 L/min) upon leaving the ablation cell; 70 µm diameter spot size with a 25:2 standard sample bracketing approach (2 standards analysed twice every 25 unknowns); MLA maps were acquired using the raster mode with an X-ray spectra collected every 4 µm | STDGL3 (CODES, University of Tasmania; Danyushevsky et al., 2011); GSD-1G | 60.4 |  | 0.7 |  | 0.23 | [9 empty] | 5.15 | [5 empty] | 2.93 | [5 empty] | 3.2 | [15 empty] | 287000 |  | 0.116 |  |  |  | 0.59 | [7 empty] | 18.73 | [23 empty] | 0.33 | [5 empty] | 2.6 | [15 empty] | 405000 |  | 3.82 |  |  |  | 4.1 | [5 empty] | 16.99 | [7 empty] | 1.06 | [5 empty] | 0.11 | [13 empty] | 438 |  |  |  |  | 2020 | Cave, B., et al. (2020), Ore Geology Reviews 124, 103647 |  | AUS | Queensland
| Mount Isa Copper Operations, Black Star Mine | No. 5 and No. 9 Pb-Zn orebodies, 650 Cu orebody, 1100 Cu orebody, 3000 Cu orebody | Seafloor hydrothermal | Sedimentary Exhalative (SEDEX) | SEDEX zinc-lead-copper | Cu, Pb, Zn | Ag | Cu, Pb, Zn, Ag | Cave et al., 2020 |  | 10-201502192cpy1-6.d | 10-201502192cpy1-6.d-1 | underground mine, open pit |  |  |  |  | ore material | drill core, polished section | drill core | mineral separate | [5 empty] | mineralisation |  |  |  | chalcopyrite, sphalerite, galena | Cu mineralisation stage, Pb-Zn mineralisation stage | replacement, vein infill, stratabound | coarse-grained, medium-grained, fine-grained, stratabound, discordant veins, replacement, infill |  |  |  | pyrite, pyrrhotite, arsenopyrite, siderite, dolomite, calcite, quartz, chlorite, K-feldspar, biotite, apatite, freibergite, tetrahedrite, cobaltite | Resin blocks containing each sample were produced following standard procedures and used for Mineral Liberation Analysis (MLA) mapping and subsequent LA-ICP-MS analyses | LA-ICPMS, EMPA, SEM-EDS | NWR213 solid state 213 nm laser ablation system coupled with an Agilent 7900 quadrupole ICP-MS; Cameca SXFive Electron Microprobe; Quanta600 SEM | Adelaide Microscopy | Ablation was conducted in an atmosphere of He (0.6 L/min) that was mixed with Ar (0.88 L/min) upon leaving the ablation cell; 70 µm diameter spot size with a 25:2 standard sample bracketing approach (2 standards analysed twice every 25 unknowns); MLA maps were acquired using the raster mode with an X-ray spectra collected every 4 µm | STDGL3 (CODES, University of Tasmania; Danyushevsky et al., 2011); GSD-1G | 59 |  | 1.14 |  | 0.47 | [9 empty] | 4.72 | [5 empty] | 2.89 | [5 empty] | 3.27 | [15 empty] | 283000 |  | 0.106 | [11 empty] | 20.03 | [23 empty] | 0.28 | [5 empty] | 4.47 | [15 empty] | 388000 |  | 5.52 |  |  |  | 3.2 | [5 empty] | 16.15 | [7 empty] | 0.71 | [5 empty] | 0.469 | [13 empty] | 424 |  |  |  |  | 2020 | Cave, B., et al. (2020), Ore Geology Reviews 124, 103647 |  | AUS | Queensland
| Mount Isa Copper Operations, Black Star Mine | No. 5 and No. 9 Pb-Zn orebodies, 650 Cu orebody, 1100 Cu orebody, 3000 Cu orebody | Seafloor hydrothermal | Sedimentary Exhalative (SEDEX) | SEDEX zinc-lead-copper | Cu, Pb, Zn | Ag | Cu, Pb, Zn, Ag | Cave et al., 2020 |  | 11-201502192cpy1-7.d | 11-201502192cpy1-7.d-1 | underground mine, open pit |  |  |  |  | ore material | drill core, polished section | drill core | mineral separate | [5 empty] | mineralisation |  |  |  | chalcopyrite, sphalerite, galena | Cu mineralisation stage, Pb-Zn mineralisation stage | replacement, vein infill, stratabound | coarse-grained, medium-grained, fine-grained, stratabound, discordant veins, replacement, infill |  |  |  | pyrite, pyrrhotite, arsenopyrite, siderite, dolomite, calcite, quartz, chlorite, K-feldspar, biotite, apatite, freibergite, tetrahedrite, cobaltite | Resin blocks containing each sample were produced following standard procedures and used for Mineral Liberation Analysis (MLA) mapping and subsequent LA-ICP-MS analyses | LA-ICPMS, EMPA, SEM-EDS | NWR213 solid state 213 nm laser ablation system coupled with an Agilent 7900 quadrupole ICP-MS; Cameca SXFive Electron Microprobe; Quanta600 SEM | Adelaide Microscopy | Ablation was conducted in an atmosphere of He (0.6 L/min) that was mixed with Ar (0.88 L/min) upon leaving the ablation cell; 70 µm diameter spot size with a 25:2 standard sample bracketing approach (2 standards analysed twice every 25 unknowns); MLA maps were acquired using the raster mode with an X-ray spectra collected every 4 µm | STDGL3 (CODES, University of Tasmania; Danyushevsky et al., 2011); GSD-1G | 63.94 |  | 0.94 |  | 0.23 | [9 empty] | 2.93 | [5 empty] | 3.58 | [5 empty] | 2.92 | [15 empty] | 285000 |  | 0.116 |  |  |  | 0.54 | [7 empty] | 18.18 | [23 empty] | 0.203 | [5 empty] | 3.75 | [15 empty] | 392000 |  | 6.39 |  |  |  | 2.2 | [5 empty] | 15.34 | [7 empty] | 0.41 | [5 empty] | 0.439 | [13 empty] | 573 |  |  |  |  | 2020 | Cave, B., et al. (2020), Ore Geology Reviews 124, 103647 |  | AUS | Queensland
| Mount Isa Copper Operations, Black Star Mine | No. 5 and No. 9 Pb-Zn orebodies, 650 Cu orebody, 1100 Cu orebody, 3000 Cu orebody | Seafloor hydrothermal | Sedimentary Exhalative (SEDEX) | SEDEX zinc-lead-copper | Cu, Pb, Zn | Ag | Cu, Pb, Zn, Ag | Cave et al., 2020 |  | 12-201502192cpy1-8.d | 12-201502192cpy1-8.d-1 | underground mine, open pit |  |  |  |  | ore material | drill core, polished section | drill core | mineral separate | [5 empty] | mineralisation |  |  |  | chalcopyrite, sphalerite, galena | Cu mineralisation stage, Pb-Zn mineralisation stage | replacement, vein infill, stratabound | coarse-grained, medium-grained, fine-grained, stratabound, discordant veins, replacement, infill |  |  |  | pyrite, pyrrhotite, arsenopyrite, siderite, dolomite, calcite, quartz, chlorite, K-feldspar, biotite, apatite, freibergite, tetrahedrite, cobaltite | Resin blocks containing each sample were produced following standard procedures and used for Mineral Liberation Analysis (MLA) mapping and subsequent LA-ICP-MS analyses | LA-ICPMS, EMPA, SEM-EDS | NWR213 solid state 213 nm laser ablation system coupled with an Agilent 7900 quadrupole ICP-MS; Cameca SXFive Electron Microprobe; Quanta600 SEM | Adelaide Microscopy | Ablation was conducted in an atmosphere of He (0.6 L/min) that was mixed with Ar (0.88 L/min) upon leaving the ablation cell; 70 µm diameter spot size with a 25:2 standard sample bracketing approach (2 standards analysed twice every 25 unknowns); MLA maps were acquired using the raster mode with an X-ray spectra collected every 4 µm | STDGL3 (CODES, University of Tasmania; Danyushevsky et al., 2011); GSD-1G | 66 |  | 0.46 | [11 empty] | 5.25 | [5 empty] | 3.1 | [5 empty] | 2.7 | [15 empty] | 281000 |  | 0.038 | [11 empty] | 16.98 | [23 empty] | 0.169 | [5 empty] | 12.4 | [15 empty] | 387000 |  | 12.04 | [9 empty] | 14.86 | [13 empty] | 1.9 | [13 empty] | 506 |  |  |  |  | 2020 | Cave, B., et al. (2020), Ore Geology Reviews 124, 103647 |  | AUS | Queensland
| Mount Isa Copper Operations, Black Star Mine | No. 5 and No. 9 Pb-Zn orebodies, 650 Cu orebody, 1100 Cu orebody, 3000 Cu orebody | Seafloor hydrothermal | Sedimentary Exhalative (SEDEX) | SEDEX zinc-lead-copper | Cu, Pb, Zn | Ag | Cu, Pb, Zn, Ag | Cave et al., 2020 |  | 13-201502192cpy1-9.d | 13-201502192cpy1-9.d-1 | underground mine, open pit |  |  |  |  | ore material | drill core, polished section | drill core | mineral separate | [5 empty] | mineralisation |  |  |  | chalcopyrite, sphalerite, galena | Cu mineralisation stage, Pb-Zn mineralisation stage | replacement, vein infill, stratabound | coarse-grained, medium-grained, fine-grained, stratabound, discordant veins, replacement, infill |  |  |  | pyrite, pyrrhotite, arsenopyrite, siderite, dolomite, calcite, quartz, chlorite, K-feldspar, biotite, apatite, freibergite, tetrahedrite, cobaltite | Resin blocks containing each sample were produced following standard procedures and used for Mineral Liberation Analysis (MLA) mapping and subsequent LA-ICP-MS analyses | LA-ICPMS, EMPA, SEM-EDS | NWR213 solid state 213 nm laser ablation system coupled with an Agilent 7900 quadrupole ICP-MS; Cameca SXFive Electron Microprobe; Quanta600 SEM | Adelaide Microscopy | Ablation was conducted in an atmosphere of He (0.6 L/min) that was mixed with Ar (0.88 L/min) upon leaving the ablation cell; 70 µm diameter spot size with a 25:2 standard sample bracketing approach (2 standards analysed twice every 25 unknowns); MLA maps were acquired using the raster mode with an X-ray spectra collected every 4 µm | STDGL3 (CODES, University of Tasmania; Danyushevsky et al., 2011); GSD-1G | 63.3 |  | 3.5 | [11 empty] | 4.61 | [5 empty] | 3.6 | [5 empty] | 2.88 | [15 empty] | 283000 |  | 0.018 | [11 empty] | 16.07 | [13 empty] | 0.26 | [9 empty] | 0.3 | [5 empty] | 14.45 | [15 empty] | 398000 |  | 16.08 |  |  |  | 1.6 | [5 empty] | 15.65 | [7 empty] | 0.65 | [5 empty] | 1.49 | [13 empty] | 620 |  |  |  |  | 2020 | Cave, B., et al. (2020), Ore Geology Reviews 124, 103647 |  | AUS | Queensland
| Mount Isa Copper Operations, Black Star Mine | No. 5 and No. 9 Pb-Zn orebodies, 650 Cu orebody, 1100 Cu orebody, 3000 Cu orebody | Seafloor hydrothermal | Sedimentary Exhalative (SEDEX) | SEDEX zinc-lead-copper | Cu, Pb, Zn | Ag | Cu, Pb, Zn, Ag | Cave et al., 2020 |  | 14-201502192cpy1-10.d | 14-201502192cpy1-10.d-1 | underground mine, open pit |  |  |  |  | ore material | drill core, polished section | drill core | mineral separate | [5 empty] | mineralisation |  |  |  | chalcopyrite, sphalerite, galena | Cu mineralisation stage, Pb-Zn mineralisation stage | replacement, vein infill, stratabound | coarse-grained, medium-grained, fine-grained, stratabound, discordant veins, replacement, infill |  |  |  | pyrite, pyrrhotite, arsenopyrite, siderite, dolomite, calcite, quartz, chlorite, K-feldspar, biotite, apatite, freibergite, tetrahedrite, cobaltite | Resin blocks containing each sample were produced following standard procedures and used for Mineral Liberation Analysis (MLA) mapping and subsequent LA-ICP-MS analyses | LA-ICPMS, EMPA, SEM-EDS | NWR213 solid state 213 nm laser ablation system coupled with an Agilent 7900 quadrupole ICP-MS; Cameca SXFive Electron Microprobe; Quanta600 SEM | Adelaide Microscopy | Ablation was conducted in an atmosphere of He (0.6 L/min) that was mixed with Ar (0.88 L/min) upon leaving the ablation cell; 70 µm diameter spot size with a 25:2 standard sample bracketing approach (2 standards analysed twice every 25 unknowns); MLA maps were acquired using the raster mode with an X-ray spectra collected every 4 µm | STDGL3 (CODES, University of Tasmania; Danyushevsky et al., 2011); GSD-1G | 126.4 |  | 2.68 |  | 0.31 | [9 empty] | 2.9 | [5 empty] | 2.8 | [5 empty] | 3.12 | [15 empty] | 286000 |  | 0.091 |  |  |  | 0.63 | [7 empty] | 17.56 | [13 empty] | 0.23 | [9 empty] | 0.26 | [5 empty] | 10.91 | [15 empty] | 406000 |  | 6.35 |  |  |  | 2.8 | [5 empty] | 16.87 | [7 empty] | 0.72 | [5 empty] | 0.501 | [13 empty] | 397 |  |  |  |  | 2020 | Cave, B., et al. (2020), Ore Geology Reviews 124, 103647 |  | AUS | Queensland
| Mount Isa Copper Operations, Black Star Mine | No. 5 and No. 9 Pb-Zn orebodies, 650 Cu orebody, 1100 Cu orebody, 3000 Cu orebody | Seafloor hydrothermal | Sedimentary Exhalative (SEDEX) | SEDEX zinc-lead-copper | Cu, Pb, Zn | Ag | Cu, Pb, Zn, Ag | Cave et al., 2020 |  | 15-201502192cpy1-11.d | 15-201502192cpy1-11.d-1 | underground mine, open pit |  |  |  |  | ore material | drill core, polished section | drill core | mineral separate | [5 empty] | mineralisation |  |  |  | chalcopyrite, sphalerite, galena | Cu mineralisation stage, Pb-Zn mineralisation stage | replacement, vein infill, stratabound | coarse-grained, medium-grained, fine-grained, stratabound, discordant veins, replacement, infill |  |  |  | pyrite, pyrrhotite, arsenopyrite, siderite, dolomite, calcite, quartz, chlorite, K-feldspar, biotite, apatite, freibergite, tetrahedrite, cobaltite | Resin blocks containing each sample were produced following standard procedures and used for Mineral Liberation Analysis (MLA) mapping and subsequent LA-ICP-MS analyses | LA-ICPMS, EMPA, SEM-EDS | NWR213 solid state 213 nm laser ablation system coupled with an Agilent 7900 quadrupole ICP-MS; Cameca SXFive Electron Microprobe; Quanta600 SEM | Adelaide Microscopy | Ablation was conducted in an atmosphere of He (0.6 L/min) that was mixed with Ar (0.88 L/min) upon leaving the ablation cell; 70 µm diameter spot size with a 25:2 standard sample bracketing approach (2 standards analysed twice every 25 unknowns); MLA maps were acquired using the raster mode with an X-ray spectra collected every 4 µm | STDGL3 (CODES, University of Tasmania; Danyushevsky et al., 2011); GSD-1G | 65 |  | 3.3 |  | 0.51 | [9 empty] | 3.3 | [5 empty] | 2.78 | [5 empty] | 3.2 | [15 empty] | 283000 |  | 0.141 | [11 empty] | 17.01 | [13 empty] | 0.22 | [9 empty] | 0.22 | [5 empty] | 4.72 | [15 empty] | 412000 |  | 5.39 |  |  |  | 4.4 | [5 empty] | 17.39 | [7 empty] | 0.51 | [5 empty] | 0.529 | [13 empty] | 401 |  |  |  |  | 2020 | Cave, B., et al. (2020), Ore Geology Reviews 124, 103647 |  | AUS | Queensland
| Mount Isa Copper Operations, Black Star Mine | No. 5 and No. 9 Pb-Zn orebodies, 650 Cu orebody, 1100 Cu orebody, 3000 Cu orebody | Seafloor hydrothermal | Sedimentary Exhalative (SEDEX) | SEDEX zinc-lead-copper | Cu, Pb, Zn | Ag | Cu, Pb, Zn, Ag | Cave et al., 2020 |  | 16-201502192cpy1-12.d | 16-201502192cpy1-12.d-1 | underground mine, open pit |  |  |  |  | ore material | drill core, polished section | drill core | mineral separate | [5 empty] | mineralisation |  |  |  | chalcopyrite, sphalerite, galena | Cu mineralisation stage, Pb-Zn mineralisation stage | replacement, vein infill, stratabound | coarse-grained, medium-grained, fine-grained, stratabound, discordant veins, replacement, infill |  |  |  | pyrite, pyrrhotite, arsenopyrite, siderite, dolomite, calcite, quartz, chlorite, K-feldspar, biotite, apatite, freibergite, tetrahedrite, cobaltite | Resin blocks containing each sample were produced following standard procedures and used for Mineral Liberation Analysis (MLA) mapping and subsequent LA-ICP-MS analyses | LA-ICPMS, EMPA, SEM-EDS | NWR213 solid state 213 nm laser ablation system coupled with an Agilent 7900 quadrupole ICP-MS; Cameca SXFive Electron Microprobe; Quanta600 SEM | Adelaide Microscopy | Ablation was conducted in an atmosphere of He (0.6 L/min) that was mixed with Ar (0.88 L/min) upon leaving the ablation cell; 70 µm diameter spot size with a 25:2 standard sample bracketing approach (2 standards analysed twice every 25 unknowns); MLA maps were acquired using the raster mode with an X-ray spectra collected every 4 µm | STDGL3 (CODES, University of Tasmania; Danyushevsky et al., 2011); GSD-1G | 63.8 |  | 0.51 |  | 0.37 | [9 empty] | 3.54 | [5 empty] | 3.08 | [5 empty] | 2.42 | [15 empty] | 284000 |  | 0.07 |  |  |  | 0.59 | [7 empty] | 19.21 | [23 empty] | 0.29 | [5 empty] | 5.08 | [15 empty] | 400000 |  | 5.62 | [9 empty] | 15.6 | [7 empty] | 0.66 | [5 empty] | 0.345 | [13 empty] | 390 |  |  |  |  | 2020 | Cave, B., et al. (2020), Ore Geology Reviews 124, 103647 |  | AUS | Queensland
| Mount Isa Copper Operations, Black Star Mine | No. 5 and No. 9 Pb-Zn orebodies, 650 Cu orebody, 1100 Cu orebody, 3000 Cu orebody | Seafloor hydrothermal | Sedimentary Exhalative (SEDEX) | SEDEX zinc-lead-copper | Cu, Pb, Zn | Ag | Cu, Pb, Zn, Ag | Cave et al., 2020 |  | 17-201502192cpy1-13.d | 17-201502192cpy1-13.d-1 | underground mine, open pit |  |  |  |  | ore material | drill core, polished section | drill core | mineral separate | [5 empty] | mineralisation |  |  |  | chalcopyrite, sphalerite, galena | Cu mineralisation stage, Pb-Zn mineralisation stage | replacement, vein infill, stratabound | coarse-grained, medium-grained, fine-grained, stratabound, discordant veins, replacement, infill |  |  |  | pyrite, pyrrhotite, arsenopyrite, siderite, dolomite, calcite, quartz, chlorite, K-feldspar, biotite, apatite, freibergite, tetrahedrite, cobaltite | Resin blocks containing each sample were produced following standard procedures and used for Mineral Liberation Analysis (MLA) mapping and subsequent LA-ICP-MS analyses | LA-ICPMS, EMPA, SEM-EDS | NWR213 solid state 213 nm laser ablation system coupled with an Agilent 7900 quadrupole ICP-MS; Cameca SXFive Electron Microprobe; Quanta600 SEM | Adelaide Microscopy | Ablation was conducted in an atmosphere of He (0.6 L/min) that was mixed with Ar (0.88 L/min) upon leaving the ablation cell; 70 µm diameter spot size with a 25:2 standard sample bracketing approach (2 standards analysed twice every 25 unknowns); MLA maps were acquired using the raster mode with an X-ray spectra collected every 4 µm | STDGL3 (CODES, University of Tasmania; Danyushevsky et al., 2011); GSD-1G | 60.9 |  | 2.98 |  | 0.19 | [9 empty] | 1.98 | [5 empty] | 3.36 | [5 empty] | 2.5 | [15 empty] | 286000 |  | 0.064 |  |  |  | 0.33 | [7 empty] | 19.43 | [23 empty] | 0.36 | [5 empty] | 2.85 | [15 empty] | 394000 |  | 2.73 |  |  |  | 3.3 | [5 empty] | 16.36 | [7 empty] | 0.38 | [5 empty] | 0.24 | [13 empty] | 401 |  |  |  |  | 2020 | Cave, B., et al. (2020), Ore Geology Reviews 124, 103647 |  | AUS | Queensland
| Mount Isa Copper Operations, Black Star Mine | No. 5 and No. 9 Pb-Zn orebodies, 650 Cu orebody, 1100 Cu orebody, 3000 Cu orebody | Seafloor hydrothermal | Sedimentary Exhalative (SEDEX) | SEDEX zinc-lead-copper | Cu, Pb, Zn | Ag | Cu, Pb, Zn, Ag | Cave et al., 2020 |  | 18-201502192cpy1-14.d | 18-201502192cpy1-14.d-1 | underground mine, open pit |  |  |  |  | ore material | drill core, polished section | drill core | mineral separate | [5 empty] | mineralisation |  |  |  | chalcopyrite, sphalerite, galena | Cu mineralisation stage, Pb-Zn mineralisation stage | replacement, vein infill, stratabound | coarse-grained, medium-grained, fine-grained, stratabound, discordant veins, replacement, infill |  |  |  | pyrite, pyrrhotite, arsenopyrite, siderite, dolomite, calcite, quartz, chlorite, K-feldspar, biotite, apatite, freibergite, tetrahedrite, cobaltite | Resin blocks containing each sample were produced following standard procedures and used for Mineral Liberation Analysis (MLA) mapping and subsequent LA-ICP-MS analyses | LA-ICPMS, EMPA, SEM-EDS | NWR213 solid state 213 nm laser ablation system coupled with an Agilent 7900 quadrupole ICP-MS; Cameca SXFive Electron Microprobe; Quanta600 SEM | Adelaide Microscopy | Ablation was conducted in an atmosphere of He (0.6 L/min) that was mixed with Ar (0.88 L/min) upon leaving the ablation cell; 70 µm diameter spot size with a 25:2 standard sample bracketing approach (2 standards analysed twice every 25 unknowns); MLA maps were acquired using the raster mode with an X-ray spectra collected every 4 µm | STDGL3 (CODES, University of Tasmania; Danyushevsky et al., 2011); GSD-1G | 61.8 |  | 7.7 |  | 0.46 | [9 empty] | 5.98 | [5 empty] | 2.66 | [5 empty] | 3.53 | [15 empty] | 287000 |  | 0.105 |  |  |  | 0.41 | [7 empty] | 18.78 | [13 empty] | 0.14 | [9 empty] | 0.27 | [5 empty] | 5.46 | [15 empty] | 388000 |  | 4.23 |  |  |  | 2.4 | [5 empty] | 17.52 | [7 empty] | 0.32 | [5 empty] | 0.21 | [13 empty] | 444 |  |  |  |  | 2020 | Cave, B., et al. (2020), Ore Geology Reviews 124, 103647 |  | AUS | Queensland
| Mount Isa Copper Operations, Black Star Mine | No. 5 and No. 9 Pb-Zn orebodies, 650 Cu orebody, 1100 Cu orebody, 3000 Cu orebody | Seafloor hydrothermal | Sedimentary Exhalative (SEDEX) | SEDEX zinc-lead-copper | Cu, Pb, Zn | Ag | Cu, Pb, Zn, Ag | Cave et al., 2020 |  | 19-201502192cpy1-15.d | 19-201502192cpy1-15.d-1 | underground mine, open pit |  |  |  |  | ore material | drill core, polished section | drill core | mineral separate | [5 empty] | mineralisation |  |  |  | chalcopyrite, sphalerite, galena | Cu mineralisation stage, Pb-Zn mineralisation stage | replacement, vein infill, stratabound | coarse-grained, medium-grained, fine-grained, stratabound, discordant veins, replacement, infill |  |  |  | pyrite, pyrrhotite, arsenopyrite, siderite, dolomite, calcite, quartz, chlorite, K-feldspar, biotite, apatite, freibergite, tetrahedrite, cobaltite | Resin blocks containing each sample were produced following standard procedures and used for Mineral Liberation Analysis (MLA) mapping and subsequent LA-ICP-MS analyses | LA-ICPMS, EMPA, SEM-EDS | NWR213 solid state 213 nm laser ablation system coupled with an Agilent 7900 quadrupole ICP-MS; Cameca SXFive Electron Microprobe; Quanta600 SEM | Adelaide Microscopy | Ablation was conducted in an atmosphere of He (0.6 L/min) that was mixed with Ar (0.88 L/min) upon leaving the ablation cell; 70 µm diameter spot size with a 25:2 standard sample bracketing approach (2 standards analysed twice every 25 unknowns); MLA maps were acquired using the raster mode with an X-ray spectra collected every 4 µm | STDGL3 (CODES, University of Tasmania; Danyushevsky et al., 2011); GSD-1G | 61 |  | 0.88 |  | 0.28 | [9 empty] | 1.74 | [5 empty] | 2.69 | [5 empty] | 3.21 | [15 empty] | 288000 |  | 0.071 | [11 empty] | 20.29 | [23 empty] | 0.45 | [5 empty] | 3.59 | [15 empty] | 389000 |  | 3.63 |  |  |  | 2.1 | [5 empty] | 16.66 | [7 empty] | 0.59 | [5 empty] | 0.267 | [13 empty] | 461 |  |  |  |  | 2020 | Cave, B., et al. (2020), Ore Geology Reviews 124, 103647 |  | AUS | Queensland
| Mount Isa Copper Operations, Black Star Mine | No. 5 and No. 9 Pb-Zn orebodies, 650 Cu orebody, 1100 Cu orebody, 3000 Cu orebody | Seafloor hydrothermal | Sedimentary Exhalative (SEDEX) | SEDEX zinc-lead-copper | Cu, Pb, Zn | Ag | Cu, Pb, Zn, Ag | Cave et al., 2020 |  | 20-201502192cpy1-16.d | 20-201502192cpy1-16.d-1 | underground mine, open pit |  |  |  |  | ore material | drill core, polished section | drill core | mineral separate | [5 empty] | mineralisation |  |  |  | chalcopyrite, sphalerite, galena | Cu mineralisation stage, Pb-Zn mineralisation stage | replacement, vein infill, stratabound | coarse-grained, medium-grained, fine-grained, stratabound, discordant veins, replacement, infill |  |  |  | pyrite, pyrrhotite, arsenopyrite, siderite, dolomite, calcite, quartz, chlorite, K-feldspar, biotite, apatite, freibergite, tetrahedrite, cobaltite | Resin blocks containing each sample were produced following standard procedures and used for Mineral Liberation Analysis (MLA) mapping and subsequent LA-ICP-MS analyses | LA-ICPMS, EMPA, SEM-EDS | NWR213 solid state 213 nm laser ablation system coupled with an Agilent 7900 quadrupole ICP-MS; Cameca SXFive Electron Microprobe; Quanta600 SEM | Adelaide Microscopy | Ablation was conducted in an atmosphere of He (0.6 L/min) that was mixed with Ar (0.88 L/min) upon leaving the ablation cell; 70 µm diameter spot size with a 25:2 standard sample bracketing approach (2 standards analysed twice every 25 unknowns); MLA maps were acquired using the raster mode with an X-ray spectra collected every 4 µm | STDGL3 (CODES, University of Tasmania; Danyushevsky et al., 2011); GSD-1G | 64.28 |  | 2.24 | [11 empty] | 4.19 | [5 empty] | 3.97 | [5 empty] | 3.57 | [15 empty] | 286000 |  | 0.094 |  |  |  | 0.27 | [7 empty] | 18.49 | [13 empty] | 0.17 | [9 empty] | 0.25 | [5 empty] | 4.73 | [15 empty] | 392000 |  | 5.6 |  |  |  | 1.7 | [5 empty] | 16.74 | [7 empty] | 0.65 | [5 empty] | 0.402 | [13 empty] | 780 |  |  |  |  | 2020 | Cave, B., et al. (2020), Ore Geology Reviews 124, 103647 |  | AUS | Queensland
| Mount Isa Copper Operations, Black Star Mine | No. 5 and No. 9 Pb-Zn orebodies, 650 Cu orebody, 1100 Cu orebody, 3000 Cu orebody | Seafloor hydrothermal | Sedimentary Exhalative (SEDEX) | SEDEX zinc-lead-copper | Cu, Pb, Zn | Ag | Cu, Pb, Zn, Ag | Cave et al., 2020 |  | 21-201502192cpy1-17.d | 21-201502192cpy1-17.d-1 | underground mine, open pit |  |  |  |  | ore material | drill core, polished section | drill core | mineral separate | [5 empty] | mineralisation |  |  |  | chalcopyrite, sphalerite, galena | Cu mineralisation stage, Pb-Zn mineralisation stage | replacement, vein infill, stratabound | coarse-grained, medium-grained, fine-grained, stratabound, discordant veins, replacement, infill |  |  |  | pyrite, pyrrhotite, arsenopyrite, siderite, dolomite, calcite, quartz, chlorite, K-feldspar, biotite, apatite, freibergite, tetrahedrite, cobaltite | Resin blocks containing each sample were produced following standard procedures and used for Mineral Liberation Analysis (MLA) mapping and subsequent LA-ICP-MS analyses | LA-ICPMS, EMPA, SEM-EDS | NWR213 solid state 213 nm laser ablation system coupled with an Agilent 7900 quadrupole ICP-MS; Cameca SXFive Electron Microprobe; Quanta600 SEM | Adelaide Microscopy | Ablation was conducted in an atmosphere of He (0.6 L/min) that was mixed with Ar (0.88 L/min) upon leaving the ablation cell; 70 µm diameter spot size with a 25:2 standard sample bracketing approach (2 standards analysed twice every 25 unknowns); MLA maps were acquired using the raster mode with an X-ray spectra collected every 4 µm | STDGL3 (CODES, University of Tasmania; Danyushevsky et al., 2011); GSD-1G | 65.9 |  | 1.76 | [11 empty] | 8.97 | [5 empty] | 2.84 | [5 empty] | 5.71 | [15 empty] | 291000 |  | 0.033 |  |  |  | 0.23 | [7 empty] | 21.57 | [13 empty] | 0.17 | [9 empty] | 0.5 | [5 empty] | 35 | [15 empty] | 418000 |  | 12.16 |  |  |  | 2.1 | [5 empty] | 16.64 | [7 empty] | 0.88 | [5 empty] | 1.532 | [13 empty] | 437 |  |  |  |  | 2020 | Cave, B., et al. (2020), Ore Geology Reviews 124, 103647 |  | AUS | Queensland
| Mount Isa Copper Operations, Black Star Mine | No. 5 and No. 9 Pb-Zn orebodies, 650 Cu orebody, 1100 Cu orebody, 3000 Cu orebody | Seafloor hydrothermal | Sedimentary Exhalative (SEDEX) | SEDEX zinc-lead-copper | Cu, Pb, Zn | Ag | Cu, Pb, Zn, Ag | Cave et al., 2020 |  | 22-201502192cpy1-18.d | 22-201502192cpy1-18.d-1 | underground mine, open pit |  |  |  |  | ore material | drill core, polished section | drill core | mineral separate | [5 empty] | mineralisation |  |  |  | chalcopyrite, sphalerite, galena | Cu mineralisation stage, Pb-Zn mineralisation stage | replacement, vein infill, stratabound | coarse-grained, medium-grained, fine-grained, stratabound, discordant veins, replacement, infill |  |  |  | pyrite, pyrrhotite, arsenopyrite, siderite, dolomite, calcite, quartz, chlorite, K-feldspar, biotite, apatite, freibergite, tetrahedrite, cobaltite | Resin blocks containing each sample were produced following standard procedures and used for Mineral Liberation Analysis (MLA) mapping and subsequent LA-ICP-MS analyses | LA-ICPMS, EMPA, SEM-EDS | NWR213 solid state 213 nm laser ablation system coupled with an Agilent 7900 quadrupole ICP-MS; Cameca SXFive Electron Microprobe; Quanta600 SEM | Adelaide Microscopy | Ablation was conducted in an atmosphere of He (0.6 L/min) that was mixed with Ar (0.88 L/min) upon leaving the ablation cell; 70 µm diameter spot size with a 25:2 standard sample bracketing approach (2 standards analysed twice every 25 unknowns); MLA maps were acquired using the raster mode with an X-ray spectra collected every 4 µm | STDGL3 (CODES, University of Tasmania; Danyushevsky et al., 2011); GSD-1G | 60.2 |  | 6.1 |  | 0.43 | [9 empty] | 3.32 | [5 empty] | 2.19 | [5 empty] | 2.88 | [15 empty] | 283000 |  | 0.073 |  |  |  | 0.5 | [7 empty] | 21.71 | [13 empty] | 0.23 | [9 empty] | 0.49 | [5 empty] | 7.59 | [15 empty] | 396000 |  | 6.24 |  |  |  | 1.8 | [5 empty] | 17.75 | [7 empty] | 0.44 | [5 empty] | 0.506 | [13 empty] | 352 |  |  |  |  | 2020 | Cave, B., et al. (2020), Ore Geology Reviews 124, 103647 |  | AUS | Queensland
| Mount Isa Copper Operations, Black Star Mine | No. 5 and No. 9 Pb-Zn orebodies, 650 Cu orebody, 1100 Cu orebody, 3000 Cu orebody | Seafloor hydrothermal | Sedimentary Exhalative (SEDEX) | SEDEX zinc-lead-copper | Cu, Pb, Zn | Ag | Cu, Pb, Zn, Ag | Cave et al., 2020 |  | 27-201502192cpy1-21.d | 27-201502192cpy1-21.d-1 | underground mine, open pit |  |  |  |  | ore material | drill core, polished section | drill core | mineral separate | [5 empty] | mineralisation |  |  |  | chalcopyrite, sphalerite, galena | Cu mineralisation stage, Pb-Zn mineralisation stage | replacement, vein infill, stratabound | coarse-grained, medium-grained, fine-grained, stratabound, discordant veins, replacement, infill |  |  |  | pyrite, pyrrhotite, arsenopyrite, siderite, dolomite, calcite, quartz, chlorite, K-feldspar, biotite, apatite, freibergite, tetrahedrite, cobaltite | Resin blocks containing each sample were produced following standard procedures and used for Mineral Liberation Analysis (MLA) mapping and subsequent LA-ICP-MS analyses | LA-ICPMS, EMPA, SEM-EDS | NWR213 solid state 213 nm laser ablation system coupled with an Agilent 7900 quadrupole ICP-MS; Cameca SXFive Electron Microprobe; Quanta600 SEM | Adelaide Microscopy | Ablation was conducted in an atmosphere of He (0.6 L/min) that was mixed with Ar (0.88 L/min) upon leaving the ablation cell; 70 µm diameter spot size with a 25:2 standard sample bracketing approach (2 standards analysed twice every 25 unknowns); MLA maps were acquired using the raster mode with an X-ray spectra collected every 4 µm | STDGL3 (CODES, University of Tasmania; Danyushevsky et al., 2011); GSD-1G | 63.4 |  | 1.12 |  | 0.45 | [9 empty] | 2.136 | [5 empty] | 2.65 | [5 empty] | 2.46 | [15 empty] | 287000 |  | 0.112 |  |  |  | 0.46 | [7 empty] | 16.15 | [23 empty] | 0.24 | [5 empty] | 2.85 | [15 empty] | 405000 |  | 2.78 |  |  |  | 4.7 | [5 empty] | 16.81 | [7 empty] | 0.66 | [5 empty] | 0.209 | [13 empty] | 381.9 |  |  |  |  | 2020 | Cave, B., et al. (2020), Ore Geology Reviews 124, 103647 |  | AUS | Queensland
| Mount Isa Copper Operations, Black Star Mine | No. 5 and No. 9 Pb-Zn orebodies, 650 Cu orebody, 1100 Cu orebody, 3000 Cu orebody | Seafloor hydrothermal | Sedimentary Exhalative (SEDEX) | SEDEX zinc-lead-copper | Cu, Pb, Zn | Ag | Cu, Pb, Zn, Ag | Cave et al., 2020 |  | 28-201502192cpy1-22.d | 28-201502192cpy1-22.d-1 | underground mine, open pit |  |  |  |  | ore material | drill core, polished section | drill core | mineral separate | [5 empty] | mineralisation |  |  |  | chalcopyrite, sphalerite, galena | Cu mineralisation stage, Pb-Zn mineralisation stage | replacement, vein infill, stratabound | coarse-grained, medium-grained, fine-grained, stratabound, discordant veins, replacement, infill |  |  |  | pyrite, pyrrhotite, arsenopyrite, siderite, dolomite, calcite, quartz, chlorite, K-feldspar, biotite, apatite, freibergite, tetrahedrite, cobaltite | Resin blocks containing each sample were produced following standard procedures and used for Mineral Liberation Analysis (MLA) mapping and subsequent LA-ICP-MS analyses | LA-ICPMS, EMPA, SEM-EDS | NWR213 solid state 213 nm laser ablation system coupled with an Agilent 7900 quadrupole ICP-MS; Cameca SXFive Electron Microprobe; Quanta600 SEM | Adelaide Microscopy | Ablation was conducted in an atmosphere of He (0.6 L/min) that was mixed with Ar (0.88 L/min) upon leaving the ablation cell; 70 µm diameter spot size with a 25:2 standard sample bracketing approach (2 standards analysed twice every 25 unknowns); MLA maps were acquired using the raster mode with an X-ray spectra collected every 4 µm | STDGL3 (CODES, University of Tasmania; Danyushevsky et al., 2011); GSD-1G | 77.9 |  | 0.83 |  | 0.25 | [9 empty] | 18.44 | [5 empty] | 4.83 | [5 empty] | 2.5 | [15 empty] | 288000 |  | 0.074 |  |  |  | 0.23 | [7 empty] | 17.1 | [23 empty] | 0.21 | [5 empty] | 20.7 | [15 empty] | 404000 |  | 21.5 |  |  |  | 4.3 | [5 empty] | 14.89 | [7 empty] | 0.53 | [5 empty] | 2.82 | [13 empty] | 940 |  |  |  |  | 2020 | Cave, B., et al. (2020), Ore Geology Reviews 124, 103647 |  | AUS | Queensland
| Mount Isa Copper Operations, Black Star Mine | No. 5 and No. 9 Pb-Zn orebodies, 650 Cu orebody, 1100 Cu orebody, 3000 Cu orebody | Seafloor hydrothermal | Sedimentary Exhalative (SEDEX) | SEDEX zinc-lead-copper | Cu, Pb, Zn | Ag | Cu, Pb, Zn, Ag | Cave et al., 2020 |  | 29-201502192cpy1-23.d | 29-201502192cpy1-23.d-1 | underground mine, open pit |  |  |  |  | ore material | drill core, polished section | drill core | mineral separate | [5 empty] | mineralisation |  |  |  | chalcopyrite, sphalerite, galena | Cu mineralisation stage, Pb-Zn mineralisation stage | replacement, vein infill, stratabound | coarse-grained, medium-grained, fine-grained, stratabound, discordant veins, replacement, infill |  |  |  | pyrite, pyrrhotite, arsenopyrite, siderite, dolomite, calcite, quartz, chlorite, K-feldspar, biotite, apatite, freibergite, tetrahedrite, cobaltite | Resin blocks containing each sample were produced following standard procedures and used for Mineral Liberation Analysis (MLA) mapping and subsequent LA-ICP-MS analyses | LA-ICPMS, EMPA, SEM-EDS | NWR213 solid state 213 nm laser ablation system coupled with an Agilent 7900 quadrupole ICP-MS; Cameca SXFive Electron Microprobe; Quanta600 SEM | Adelaide Microscopy | Ablation was conducted in an atmosphere of He (0.6 L/min) that was mixed with Ar (0.88 L/min) upon leaving the ablation cell; 70 µm diameter spot size with a 25:2 standard sample bracketing approach (2 standards analysed twice every 25 unknowns); MLA maps were acquired using the raster mode with an X-ray spectra collected every 4 µm | STDGL3 (CODES, University of Tasmania; Danyushevsky et al., 2011); GSD-1G | 74.6 |  | 4.4 |  | 0.4 | [9 empty] | 9.23 | [5 empty] | 6.6 | [5 empty] | 2.83 | [15 empty] | 281000 |  | 0.091 |  |  |  | 0.67 | [7 empty] | 16.57 | [13 empty] | 0.25 | [9 empty] | 0.203 | [5 empty] | 21 | [15 empty] | 398000 |  | 24.6 |  |  |  | 4.3 | [5 empty] | 16.49 | [7 empty] | 0.53 | [5 empty] | 3.63 | [13 empty] | 1570 |  |  |  |  | 2020 | Cave, B., et al. (2020), Ore Geology Reviews 124, 103647 |  | AUS | Queensland
| Mount Isa Copper Operations, Black Star Mine | No. 5 and No. 9 Pb-Zn orebodies, 650 Cu orebody, 1100 Cu orebody, 3000 Cu orebody | Seafloor hydrothermal | Sedimentary Exhalative (SEDEX) | SEDEX zinc-lead-copper | Cu, Pb, Zn | Ag | Cu, Pb, Zn, Ag | Cave et al., 2020 |  | 30-201502192cpy1-24.d | 30-201502192cpy1-24.d-1 | underground mine, open pit |  |  |  |  | ore material | drill core, polished section | drill core | mineral separate | [5 empty] | mineralisation |  |  |  | chalcopyrite, sphalerite, galena | Cu mineralisation stage, Pb-Zn mineralisation stage | replacement, vein infill, stratabound | coarse-grained, medium-grained, fine-grained, stratabound, discordant veins, replacement, infill |  |  |  | pyrite, pyrrhotite, arsenopyrite, siderite, dolomite, calcite, quartz, chlorite, K-feldspar, biotite, apatite, freibergite, tetrahedrite, cobaltite | Resin blocks containing each sample were produced following standard procedures and used for Mineral Liberation Analysis (MLA) mapping and subsequent LA-ICP-MS analyses | LA-ICPMS, EMPA, SEM-EDS | NWR213 solid state 213 nm laser ablation system coupled with an Agilent 7900 quadrupole ICP-MS; Cameca SXFive Electron Microprobe; Quanta600 SEM | Adelaide Microscopy | Ablation was conducted in an atmosphere of He (0.6 L/min) that was mixed with Ar (0.88 L/min) upon leaving the ablation cell; 70 µm diameter spot size with a 25:2 standard sample bracketing approach (2 standards analysed twice every 25 unknowns); MLA maps were acquired using the raster mode with an X-ray spectra collected every 4 µm | STDGL3 (CODES, University of Tasmania; Danyushevsky et al., 2011); GSD-1G | 68.4 |  | 4.1 | [11 empty] | 10.56 | [5 empty] | 3.59 | [5 empty] | 2.53 | [15 empty] | 288000 |  | 0.112 |  |  |  | 0.43 | [7 empty] | 16.34 | [13 empty] | 7.4 | [9 empty] | 0.3 | [5 empty] | 13.1 | [15 empty] | 391000 |  | 13.59 |  |  |  | 3.3 | [5 empty] | 16.67 | [7 empty] | 0.56 | [5 empty] | 1.59 | [13 empty] | 516 |  |  |  |  | 2020 | Cave, B., et al. (2020), Ore Geology Reviews 124, 103647 |  | AUS | Queensland
| Mount Isa Copper Operations, Black Star Mine | No. 5 and No. 9 Pb-Zn orebodies, 650 Cu orebody, 1100 Cu orebody, 3000 Cu orebody | Seafloor hydrothermal | Sedimentary Exhalative (SEDEX) | SEDEX zinc-lead-copper | Cu, Pb, Zn | Ag | Cu, Pb, Zn, Ag | Cave et al., 2020 |  | 31-201502192cpy1-25.d | 31-201502192cpy1-25.d-1 | underground mine, open pit |  |  |  |  | ore material | drill core, polished section | drill core | mineral separate | [5 empty] | mineralisation |  |  |  | chalcopyrite, sphalerite, galena | Cu mineralisation stage, Pb-Zn mineralisation stage | replacement, vein infill, stratabound | coarse-grained, medium-grained, fine-grained, stratabound, discordant veins, replacement, infill |  |  |  | pyrite, pyrrhotite, arsenopyrite, siderite, dolomite, calcite, quartz, chlorite, K-feldspar, biotite, apatite, freibergite, tetrahedrite, cobaltite | Resin blocks containing each sample were produced following standard procedures and used for Mineral Liberation Analysis (MLA) mapping and subsequent LA-ICP-MS analyses | LA-ICPMS, EMPA, SEM-EDS | NWR213 solid state 213 nm laser ablation system coupled with an Agilent 7900 quadrupole ICP-MS; Cameca SXFive Electron Microprobe; Quanta600 SEM | Adelaide Microscopy | Ablation was conducted in an atmosphere of He (0.6 L/min) that was mixed with Ar (0.88 L/min) upon leaving the ablation cell; 70 µm diameter spot size with a 25:2 standard sample bracketing approach (2 standards analysed twice every 25 unknowns); MLA maps were acquired using the raster mode with an X-ray spectra collected every 4 µm | STDGL3 (CODES, University of Tasmania; Danyushevsky et al., 2011); GSD-1G | 66.6 |  | 1.61 |  | 0.3 | [9 empty] | 7.33 | [5 empty] | 3.03 | [5 empty] | 2.63 | [15 empty] | 283000 |  | 0.105 | [11 empty] | 15.34 | [13 empty] | 0.31 | [9 empty] | 0.22 | [5 empty] | 18.6 | [15 empty] | 390000 |  | 9.07 | [9 empty] | 15.89 | [7 empty] | 0.26 | [5 empty] | 0.772 | [13 empty] | 412 |  |  |  |  | 2020 | Cave, B., et al. (2020), Ore Geology Reviews 124, 103647 |  | AUS | Queensland
| Mount Isa Copper Operations, Black Star Mine | No. 5 and No. 9 Pb-Zn orebodies, 650 Cu orebody, 1100 Cu orebody, 3000 Cu orebody | Seafloor hydrothermal | Sedimentary Exhalative (SEDEX) | SEDEX zinc-lead-copper | Cu, Pb, Zn | Ag | Cu, Pb, Zn, Ag | Cave et al., 2020 |  | 32-201502192cpy1-26.d | 32-201502192cpy1-26.d-1 | underground mine, open pit |  |  |  |  | ore material | drill core, polished section | drill core | mineral separate | [5 empty] | mineralisation |  |  |  | chalcopyrite, sphalerite, galena | Cu mineralisation stage, Pb-Zn mineralisation stage | replacement, vein infill, stratabound | coarse-grained, medium-grained, fine-grained, stratabound, discordant veins, replacement, infill |  |  |  | pyrite, pyrrhotite, arsenopyrite, siderite, dolomite, calcite, quartz, chlorite, K-feldspar, biotite, apatite, freibergite, tetrahedrite, cobaltite | Resin blocks containing each sample were produced following standard procedures and used for Mineral Liberation Analysis (MLA) mapping and subsequent LA-ICP-MS analyses | LA-ICPMS, EMPA, SEM-EDS | NWR213 solid state 213 nm laser ablation system coupled with an Agilent 7900 quadrupole ICP-MS; Cameca SXFive Electron Microprobe; Quanta600 SEM | Adelaide Microscopy | Ablation was conducted in an atmosphere of He (0.6 L/min) that was mixed with Ar (0.88 L/min) upon leaving the ablation cell; 70 µm diameter spot size with a 25:2 standard sample bracketing approach (2 standards analysed twice every 25 unknowns); MLA maps were acquired using the raster mode with an X-ray spectra collected every 4 µm | STDGL3 (CODES, University of Tasmania; Danyushevsky et al., 2011); GSD-1G | 63.8 |  | 2.4 |  | 0.28 | [9 empty] | 7.13 | [5 empty] | 2.62 | [5 empty] | 2.73 | [15 empty] | 288000 |  | 0.079 |  |  |  | 0.66 | [7 empty] | 16.15 | [13 empty] | 0.18 | [9 empty] | 0.22 | [5 empty] | 6.31 | [15 empty] | 388000 |  | 6.73 |  |  |  | 5.8 | [5 empty] | 16.46 | [7 empty] | 0.43 | [5 empty] | 0.542 | [13 empty] | 473 |  |  |  |  | 2020 | Cave, B., et al. (2020), Ore Geology Reviews 124, 103647 |  | AUS | Queensland
| Mount Isa Copper Operations, Black Star Mine | No. 5 and No. 9 Pb-Zn orebodies, 650 Cu orebody, 1100 Cu orebody, 3000 Cu orebody | Seafloor hydrothermal | Sedimentary Exhalative (SEDEX) | SEDEX zinc-lead-copper | Cu, Pb, Zn | Ag | Cu, Pb, Zn, Ag | Cave et al., 2020 |  | 33-201502192cpy1-27.d | 33-201502192cpy1-27.d-1 | underground mine, open pit |  |  |  |  | ore material | drill core, polished section | drill core | mineral separate | [5 empty] | mineralisation |  |  |  | chalcopyrite, sphalerite, galena | Cu mineralisation stage, Pb-Zn mineralisation stage | replacement, vein infill, stratabound | coarse-grained, medium-grained, fine-grained, stratabound, discordant veins, replacement, infill |  |  |  | pyrite, pyrrhotite, arsenopyrite, siderite, dolomite, calcite, quartz, chlorite, K-feldspar, biotite, apatite, freibergite, tetrahedrite, cobaltite | Resin blocks containing each sample were produced following standard procedures and used for Mineral Liberation Analysis (MLA) mapping and subsequent LA-ICP-MS analyses | LA-ICPMS, EMPA, SEM-EDS | NWR213 solid state 213 nm laser ablation system coupled with an Agilent 7900 quadrupole ICP-MS; Cameca SXFive Electron Microprobe; Quanta600 SEM | Adelaide Microscopy | Ablation was conducted in an atmosphere of He (0.6 L/min) that was mixed with Ar (0.88 L/min) upon leaving the ablation cell; 70 µm diameter spot size with a 25:2 standard sample bracketing approach (2 standards analysed twice every 25 unknowns); MLA maps were acquired using the raster mode with an X-ray spectra collected every 4 µm | STDGL3 (CODES, University of Tasmania; Danyushevsky et al., 2011); GSD-1G | 66.8 |  | 3.8 |  | 0.25 | [9 empty] | 5.6 | [5 empty] | 2.88 | [5 empty] | 2.81 | [15 empty] | 283000 |  | 0.09 |  |  |  | 0.38 | [7 empty] | 16.02 | [13 empty] | 0.2 | [9 empty] | 0.32 | [5 empty] | 21.3 | [15 empty] | 395000 |  | 11.52 |  |  |  | 5.7 | [5 empty] | 16.59 | [7 empty] | 0.57 | [5 empty] | 1.369 | [13 empty] | 488 |  |  |  |  | 2020 | Cave, B., et al. (2020), Ore Geology Reviews 124, 103647 |  | AUS | Queensland
| Mount Isa Copper Operations, Black Star Mine | No. 5 and No. 9 Pb-Zn orebodies, 650 Cu orebody, 1100 Cu orebody, 3000 Cu orebody | Seafloor hydrothermal | Sedimentary Exhalative (SEDEX) | SEDEX zinc-lead-copper | Cu, Pb, Zn | Ag | Cu, Pb, Zn, Ag | Cave et al., 2020 |  | 35-201502192cpy1-29.d | 35-201502192cpy1-29.d-1 | underground mine, open pit |  |  |  |  | ore material | drill core, polished section | drill core | mineral separate | [5 empty] | mineralisation |  |  |  | chalcopyrite, sphalerite, galena | Cu mineralisation stage, Pb-Zn mineralisation stage | replacement, vein infill, stratabound | coarse-grained, medium-grained, fine-grained, stratabound, discordant veins, replacement, infill |  |  |  | pyrite, pyrrhotite, arsenopyrite, siderite, dolomite, calcite, quartz, chlorite, K-feldspar, biotite, apatite, freibergite, tetrahedrite, cobaltite | Resin blocks containing each sample were produced following standard procedures and used for Mineral Liberation Analysis (MLA) mapping and subsequent LA-ICP-MS analyses | LA-ICPMS, EMPA, SEM-EDS | NWR213 solid state 213 nm laser ablation system coupled with an Agilent 7900 quadrupole ICP-MS; Cameca SXFive Electron Microprobe; Quanta600 SEM | Adelaide Microscopy | Ablation was conducted in an atmosphere of He (0.6 L/min) that was mixed with Ar (0.88 L/min) upon leaving the ablation cell; 70 µm diameter spot size with a 25:2 standard sample bracketing approach (2 standards analysed twice every 25 unknowns); MLA maps were acquired using the raster mode with an X-ray spectra collected every 4 µm | STDGL3 (CODES, University of Tasmania; Danyushevsky et al., 2011); GSD-1G | 63.8 |  | 2.4 | [11 empty] | 3.27 | [5 empty] | 2.99 | [5 empty] | 2.45 | [15 empty] | 283000 |  | 0.058 |  |  |  | 0.39 | [7 empty] | 15.68 | [13 empty] | 0.21 | [9 empty] | 0.28 | [5 empty] | 5.83 | [15 empty] | 390000 |  | 6.33 |  |  |  | 3.1 | [5 empty] | 16.52 | [7 empty] | 0.63 | [5 empty] | 0.601 | [13 empty] | 439 |  |  |  |  | 2020 | Cave, B., et al. (2020), Ore Geology Reviews 124, 103647 |  | AUS | Queensland
| Mount Isa Copper Operations, Black Star Mine | No. 5 and No. 9 Pb-Zn orebodies, 650 Cu orebody, 1100 Cu orebody, 3000 Cu orebody | Seafloor hydrothermal | Sedimentary Exhalative (SEDEX) | SEDEX zinc-lead-copper | Cu, Pb, Zn | Ag | Cu, Pb, Zn, Ag | Cave et al., 2020 |  | 36-201502192cpy1-30.d | 36-201502192cpy1-30.d-1 | underground mine, open pit |  |  |  |  | ore material | drill core, polished section | drill core | mineral separate | [5 empty] | mineralisation |  |  |  | chalcopyrite, sphalerite, galena | Cu mineralisation stage, Pb-Zn mineralisation stage | replacement, vein infill, stratabound | coarse-grained, medium-grained, fine-grained, stratabound, discordant veins, replacement, infill |  |  |  | pyrite, pyrrhotite, arsenopyrite, siderite, dolomite, calcite, quartz, chlorite, K-feldspar, biotite, apatite, freibergite, tetrahedrite, cobaltite | Resin blocks containing each sample were produced following standard procedures and used for Mineral Liberation Analysis (MLA) mapping and subsequent LA-ICP-MS analyses | LA-ICPMS, EMPA, SEM-EDS | NWR213 solid state 213 nm laser ablation system coupled with an Agilent 7900 quadrupole ICP-MS; Cameca SXFive Electron Microprobe; Quanta600 SEM | Adelaide Microscopy | Ablation was conducted in an atmosphere of He (0.6 L/min) that was mixed with Ar (0.88 L/min) upon leaving the ablation cell; 70 µm diameter spot size with a 25:2 standard sample bracketing approach (2 standards analysed twice every 25 unknowns); MLA maps were acquired using the raster mode with an X-ray spectra collected every 4 µm | STDGL3 (CODES, University of Tasmania; Danyushevsky et al., 2011); GSD-1G | 70.6 |  | 6.4 | [11 empty] | 8.73 | [5 empty] | 3.55 | [5 empty] | 2.66 | [15 empty] | 290000 |  | 0.067 |  |  |  | 0.19 | [7 empty] | 16.79 | [13 empty] | 0.37 | [9 empty] | 0.44 | [5 empty] | 21.1 | [15 empty] | 416000 |  | 14.67 |  |  |  | 1.9 | [5 empty] | 20.5 | [7 empty] | 0.36 | [5 empty] | 1.82 | [13 empty] | 636 |  |  |  |  | 2020 | Cave, B., et al. (2020), Ore Geology Reviews 124, 103647 |  | AUS | Queensland
| Mount Isa Copper Operations, Black Star Mine | No. 5 and No. 9 Pb-Zn orebodies, 650 Cu orebody, 1100 Cu orebody, 3000 Cu orebody | Seafloor hydrothermal | Sedimentary Exhalative (SEDEX) | SEDEX zinc-lead-copper | Cu, Pb, Zn | Ag | Cu, Pb, Zn, Ag | Cave et al., 2020 |  | 37-201502192cpy1-31.d | 37-201502192cpy1-31.d-1 | underground mine, open pit |  |  |  |  | ore material | drill core, polished section | drill core | mineral separate | [5 empty] | mineralisation |  |  |  | chalcopyrite, sphalerite, galena | Cu mineralisation stage, Pb-Zn mineralisation stage | replacement, vein infill, stratabound | coarse-grained, medium-grained, fine-grained, stratabound, discordant veins, replacement, infill |  |  |  | pyrite, pyrrhotite, arsenopyrite, siderite, dolomite, calcite, quartz, chlorite, K-feldspar, biotite, apatite, freibergite, tetrahedrite, cobaltite | Resin blocks containing each sample were produced following standard procedures and used for Mineral Liberation Analysis (MLA) mapping and subsequent LA-ICP-MS analyses | LA-ICPMS, EMPA, SEM-EDS | NWR213 solid state 213 nm laser ablation system coupled with an Agilent 7900 quadrupole ICP-MS; Cameca SXFive Electron Microprobe; Quanta600 SEM | Adelaide Microscopy | Ablation was conducted in an atmosphere of He (0.6 L/min) that was mixed with Ar (0.88 L/min) upon leaving the ablation cell; 70 µm diameter spot size with a 25:2 standard sample bracketing approach (2 standards analysed twice every 25 unknowns); MLA maps were acquired using the raster mode with an X-ray spectra collected every 4 µm | STDGL3 (CODES, University of Tasmania; Danyushevsky et al., 2011); GSD-1G | 66.2 |  | 1.93 | [11 empty] | 5.09 | [5 empty] | 2.87 | [5 empty] | 2.48 | [15 empty] | 284000 |  | 0.1 |  |  |  | 0.35 | [7 empty] | 15.61 | [13 empty] | 0.71 | [9 empty] | 0.37 | [5 empty] | 8.8 | [15 empty] | 384000 |  | 7.52 |  |  |  | 3.7 | [5 empty] | 16.49 | [13 empty] | 0.847 | [13 empty] | 426 |  |  |  |  | 2020 | Cave, B., et al. (2020), Ore Geology Reviews 124, 103647 |  | AUS | Queensland
| Mount Isa Copper Operations, Black Star Mine | No. 5 and No. 9 Pb-Zn orebodies, 650 Cu orebody, 1100 Cu orebody, 3000 Cu orebody | Seafloor hydrothermal | Sedimentary Exhalative (SEDEX) | SEDEX zinc-lead-copper | Cu, Pb, Zn | Ag | Cu, Pb, Zn, Ag | Cave et al., 2020 |  | 39-201502192cpy1-33.d | 39-201502192cpy1-33.d-1 | underground mine, open pit |  |  |  |  | ore material | drill core, polished section | drill core | mineral separate | [5 empty] | mineralisation |  |  |  | chalcopyrite, sphalerite, galena | Cu mineralisation stage, Pb-Zn mineralisation stage | replacement, vein infill, stratabound | coarse-grained, medium-grained, fine-grained, stratabound, discordant veins, replacement, infill |  |  |  | pyrite, pyrrhotite, arsenopyrite, siderite, dolomite, calcite, quartz, chlorite, K-feldspar, biotite, apatite, freibergite, tetrahedrite, cobaltite | Resin blocks containing each sample were produced following standard procedures and used for Mineral Liberation Analysis (MLA) mapping and subsequent LA-ICP-MS analyses | LA-ICPMS, EMPA, SEM-EDS | NWR213 solid state 213 nm laser ablation system coupled with an Agilent 7900 quadrupole ICP-MS; Cameca SXFive Electron Microprobe; Quanta600 SEM | Adelaide Microscopy | Ablation was conducted in an atmosphere of He (0.6 L/min) that was mixed with Ar (0.88 L/min) upon leaving the ablation cell; 70 µm diameter spot size with a 25:2 standard sample bracketing approach (2 standards analysed twice every 25 unknowns); MLA maps were acquired using the raster mode with an X-ray spectra collected every 4 µm | STDGL3 (CODES, University of Tasmania; Danyushevsky et al., 2011); GSD-1G | 66.9 |  | 17.2 | [11 empty] | 4.99 | [5 empty] | 3.5 | [5 empty] | 2.21 | [15 empty] | 284000 |  | 0.051 |  |  |  | 0.2 | [7 empty] | 15.88 | [13 empty] | 0.22 | [9 empty] | 0.185 | [5 empty] | 15.03 | [15 empty] | 398000 |  | 6.13 |  |  |  | 3.4 | [5 empty] | 17.82 | [7 empty] | 0.72 | [5 empty] | 0.892 | [13 empty] | 544 |  |  |  |  | 2020 | Cave, B., et al. (2020), Ore Geology Reviews 124, 103647 |  | AUS | Queensland
| Mount Isa Copper Operations, Black Star Mine | No. 5 and No. 9 Pb-Zn orebodies, 650 Cu orebody, 1100 Cu orebody, 3000 Cu orebody | Seafloor hydrothermal | Sedimentary Exhalative (SEDEX) | SEDEX zinc-lead-copper | Cu, Pb, Zn | Ag | Cu, Pb, Zn, Ag | Cave et al., 2020 |  | 40-201502192cpy1-34.d | 40-201502192cpy1-34.d-1 | underground mine, open pit |  |  |  |  | ore material | drill core, polished section | drill core | mineral separate | [5 empty] | mineralisation |  |  |  | chalcopyrite, sphalerite, galena | Cu mineralisation stage, Pb-Zn mineralisation stage | replacement, vein infill, stratabound | coarse-grained, medium-grained, fine-grained, stratabound, discordant veins, replacement, infill |  |  |  | pyrite, pyrrhotite, arsenopyrite, siderite, dolomite, calcite, quartz, chlorite, K-feldspar, biotite, apatite, freibergite, tetrahedrite, cobaltite | Resin blocks containing each sample were produced following standard procedures and used for Mineral Liberation Analysis (MLA) mapping and subsequent LA-ICP-MS analyses | LA-ICPMS, EMPA, SEM-EDS | NWR213 solid state 213 nm laser ablation system coupled with an Agilent 7900 quadrupole ICP-MS; Cameca SXFive Electron Microprobe; Quanta600 SEM | Adelaide Microscopy | Ablation was conducted in an atmosphere of He (0.6 L/min) that was mixed with Ar (0.88 L/min) upon leaving the ablation cell; 70 µm diameter spot size with a 25:2 standard sample bracketing approach (2 standards analysed twice every 25 unknowns); MLA maps were acquired using the raster mode with an X-ray spectra collected every 4 µm | STDGL3 (CODES, University of Tasmania; Danyushevsky et al., 2011); GSD-1G | 73.3 |  | 5.7 |  | 0.4 | [9 empty] | 6.74 | [5 empty] | 3.11 | [5 empty] | 2.16 | [15 empty] | 290000 |  | 0.071 |  |  |  | 0.36 | [7 empty] | 15.8 | [23 empty] | 0.26 | [5 empty] | 25.7 | [15 empty] | 387000 |  | 21.3 |  |  |  | 2.7 | [5 empty] | 15.68 | [7 empty] | 0.64 | [5 empty] | 4.83 | [13 empty] | 425 |  |  |  |  | 2020 | Cave, B., et al. (2020), Ore Geology Reviews 124, 103647 |  | AUS | Queensland
| Mount Isa Copper Operations, Black Star Mine | No. 5 and No. 9 Pb-Zn orebodies, 650 Cu orebody, 1100 Cu orebody, 3000 Cu orebody | Seafloor hydrothermal | Sedimentary Exhalative (SEDEX) | SEDEX zinc-lead-copper | Cu, Pb, Zn | Ag | Cu, Pb, Zn, Ag | Cave et al., 2020 |  | 41-201502192cpy1-35.d | 41-201502192cpy1-35.d-1 | underground mine, open pit |  |  |  |  | ore material | drill core, polished section | drill core | mineral separate | [5 empty] | mineralisation |  |  |  | chalcopyrite, sphalerite, galena | Cu mineralisation stage, Pb-Zn mineralisation stage | replacement, vein infill, stratabound | coarse-grained, medium-grained, fine-grained, stratabound, discordant veins, replacement, infill |  |  |  | pyrite, pyrrhotite, arsenopyrite, siderite, dolomite, calcite, quartz, chlorite, K-feldspar, biotite, apatite, freibergite, tetrahedrite, cobaltite | Resin blocks containing each sample were produced following standard procedures and used for Mineral Liberation Analysis (MLA) mapping and subsequent LA-ICP-MS analyses | LA-ICPMS, EMPA, SEM-EDS | NWR213 solid state 213 nm laser ablation system coupled with an Agilent 7900 quadrupole ICP-MS; Cameca SXFive Electron Microprobe; Quanta600 SEM | Adelaide Microscopy | Ablation was conducted in an atmosphere of He (0.6 L/min) that was mixed with Ar (0.88 L/min) upon leaving the ablation cell; 70 µm diameter spot size with a 25:2 standard sample bracketing approach (2 standards analysed twice every 25 unknowns); MLA maps were acquired using the raster mode with an X-ray spectra collected every 4 µm | STDGL3 (CODES, University of Tasmania; Danyushevsky et al., 2011); GSD-1G | 72.8 |  | 3.69 | [11 empty] | 7.68 | [5 empty] | 3.43 | [5 empty] | 1.74 | [15 empty] | 285000 |  | 0.041 |  |  |  | 0.2 | [7 empty] | 15.96 | [23 empty] | 0.29 | [5 empty] | 40 | [15 empty] | 389000 |  | 12.36 |  |  |  | 2 | [5 empty] | 16.44 | [7 empty] | 0.55 | [5 empty] | 1.402 | [13 empty] | 467 |  |  |  |  | 2020 | Cave, B., et al. (2020), Ore Geology Reviews 124, 103647 |  | AUS | Queensland
| Mount Isa Copper Operations, Black Star Mine | No. 5 and No. 9 Pb-Zn orebodies, 650 Cu orebody, 1100 Cu orebody, 3000 Cu orebody | Seafloor hydrothermal | Sedimentary Exhalative (SEDEX) | SEDEX zinc-lead-copper | Cu, Pb, Zn | Ag | Cu, Pb, Zn, Ag | Cave et al., 2020 |  | 42-201502192cpy1-36.d | 42-201502192cpy1-36.d-1 | underground mine, open pit |  |  |  |  | ore material | drill core, polished section | drill core | mineral separate | [5 empty] | mineralisation |  |  |  | chalcopyrite, sphalerite, galena | Cu mineralisation stage, Pb-Zn mineralisation stage | replacement, vein infill, stratabound | coarse-grained, medium-grained, fine-grained, stratabound, discordant veins, replacement, infill |  |  |  | pyrite, pyrrhotite, arsenopyrite, siderite, dolomite, calcite, quartz, chlorite, K-feldspar, biotite, apatite, freibergite, tetrahedrite, cobaltite | Resin blocks containing each sample were produced following standard procedures and used for Mineral Liberation Analysis (MLA) mapping and subsequent LA-ICP-MS analyses | LA-ICPMS, EMPA, SEM-EDS | NWR213 solid state 213 nm laser ablation system coupled with an Agilent 7900 quadrupole ICP-MS; Cameca SXFive Electron Microprobe; Quanta600 SEM | Adelaide Microscopy | Ablation was conducted in an atmosphere of He (0.6 L/min) that was mixed with Ar (0.88 L/min) upon leaving the ablation cell; 70 µm diameter spot size with a 25:2 standard sample bracketing approach (2 standards analysed twice every 25 unknowns); MLA maps were acquired using the raster mode with an X-ray spectra collected every 4 µm | STDGL3 (CODES, University of Tasmania; Danyushevsky et al., 2011); GSD-1G | 66.2 |  | 1.78 |  | 0.25 | [9 empty] | 2.86 | [5 empty] | 2.87 | [5 empty] | 2.11 | [15 empty] | 288000 |  | 0.055 |  |  |  | 0.48 | [7 empty] | 15.72 | [23 empty] | 0.29 | [5 empty] | 4.43 | [15 empty] | 387000 |  | 5.27 |  |  |  | 2.2 | [5 empty] | 16.37 | [7 empty] | 0.56 | [5 empty] | 0.51 | [13 empty] | 430 |  |  |  |  | 2020 | Cave, B., et al. (2020), Ore Geology Reviews 124, 103647 |  | AUS | Queensland
| Mount Isa Copper Operations, Black Star Mine | No. 5 and No. 9 Pb-Zn orebodies, 650 Cu orebody, 1100 Cu orebody, 3000 Cu orebody | Seafloor hydrothermal | Sedimentary Exhalative (SEDEX) | SEDEX zinc-lead-copper | Cu, Pb, Zn | Ag | Cu, Pb, Zn, Ag | Cave et al., 2020 |  | 45-201502192cpy1-39.d | 45-201502192cpy1-39.d-1 | underground mine, open pit |  |  |  |  | ore material | drill core, polished section | drill core | mineral separate | [5 empty] | mineralisation |  |  |  | chalcopyrite, sphalerite, galena | Cu mineralisation stage, Pb-Zn mineralisation stage | replacement, vein infill, stratabound | coarse-grained, medium-grained, fine-grained, stratabound, discordant veins, replacement, infill |  |  |  | pyrite, pyrrhotite, arsenopyrite, siderite, dolomite, calcite, quartz, chlorite, K-feldspar, biotite, apatite, freibergite, tetrahedrite, cobaltite | Resin blocks containing each sample were produced following standard procedures and used for Mineral Liberation Analysis (MLA) mapping and subsequent LA-ICP-MS analyses | LA-ICPMS, EMPA, SEM-EDS | NWR213 solid state 213 nm laser ablation system coupled with an Agilent 7900 quadrupole ICP-MS; Cameca SXFive Electron Microprobe; Quanta600 SEM | Adelaide Microscopy | Ablation was conducted in an atmosphere of He (0.6 L/min) that was mixed with Ar (0.88 L/min) upon leaving the ablation cell; 70 µm diameter spot size with a 25:2 standard sample bracketing approach (2 standards analysed twice every 25 unknowns); MLA maps were acquired using the raster mode with an X-ray spectra collected every 4 µm | STDGL3 (CODES, University of Tasmania; Danyushevsky et al., 2011); GSD-1G | 77.2 |  | 4.2 | [11 empty] | 9.78 | [5 empty] | 3.42 | [5 empty] | 2.51 | [15 empty] | 290000 |  | 0.114 |  |  |  | 0.51 | [7 empty] | 17.19 | [23 empty] | 0.34 | [5 empty] | 35.9 | [15 empty] | 393000 |  | 21.14 |  |  |  | 1.8 | [5 empty] | 16.43 | [7 empty] | 0.49 | [5 empty] | 2.33 | [13 empty] | 415 |  |  |  |  | 2020 | Cave, B., et al. (2020), Ore Geology Reviews 124, 103647 |  | AUS | Queensland
| Mount Isa Copper Operations, Black Star Mine | No. 5 and No. 9 Pb-Zn orebodies, 650 Cu orebody, 1100 Cu orebody, 3000 Cu orebody | Seafloor hydrothermal | Sedimentary Exhalative (SEDEX) | SEDEX zinc-lead-copper | Cu, Pb, Zn | Ag | Cu, Pb, Zn, Ag | Cave et al., 2020 |  | 46-201502192cpy1-40.d | 46-201502192cpy1-40.d-1 | underground mine, open pit |  |  |  |  | ore material | drill core, polished section | drill core | mineral separate | [5 empty] | mineralisation |  |  |  | chalcopyrite, sphalerite, galena | Cu mineralisation stage, Pb-Zn mineralisation stage | replacement, vein infill, stratabound | coarse-grained, medium-grained, fine-grained, stratabound, discordant veins, replacement, infill |  |  |  | pyrite, pyrrhotite, arsenopyrite, siderite, dolomite, calcite, quartz, chlorite, K-feldspar, biotite, apatite, freibergite, tetrahedrite, cobaltite | Resin blocks containing each sample were produced following standard procedures and used for Mineral Liberation Analysis (MLA) mapping and subsequent LA-ICP-MS analyses | LA-ICPMS, EMPA, SEM-EDS | NWR213 solid state 213 nm laser ablation system coupled with an Agilent 7900 quadrupole ICP-MS; Cameca SXFive Electron Microprobe; Quanta600 SEM | Adelaide Microscopy | Ablation was conducted in an atmosphere of He (0.6 L/min) that was mixed with Ar (0.88 L/min) upon leaving the ablation cell; 70 µm diameter spot size with a 25:2 standard sample bracketing approach (2 standards analysed twice every 25 unknowns); MLA maps were acquired using the raster mode with an X-ray spectra collected every 4 µm | STDGL3 (CODES, University of Tasmania; Danyushevsky et al., 2011); GSD-1G | 69.4 |  | 2.9 | [11 empty] | 6.13 | [5 empty] | 2.72 | [5 empty] | 2.68 | [15 empty] | 288000 |  | 0.064 |  |  |  | 0.43 | [7 empty] | 16.08 | [13 empty] | 1.94 | [9 empty] | 0.39 | [5 empty] | 71 | [15 empty] | 379000 |  | 10.26 |  |  |  | 3.1 | [5 empty] | 15.67 | [7 empty] | 0.51 | [5 empty] | 1.065 | [13 empty] | 425 |  |  |  |  | 2020 | Cave, B., et al. (2020), Ore Geology Reviews 124, 103647 |  | AUS | Queensland
| Mount Isa Copper Operations, Black Star Mine | No. 5 and No. 9 Pb-Zn orebodies, 650 Cu orebody, 1100 Cu orebody, 3000 Cu orebody | Seafloor hydrothermal | Sedimentary Exhalative (SEDEX) | SEDEX zinc-lead-copper | Cu, Pb, Zn | Ag | Cu, Pb, Zn, Ag | Cave et al., 2020 |  | 51-201502192cpy3-1.d | 51-201502192cpy3-1.d-1 | underground mine, open pit |  |  |  |  | ore material | drill core, polished section | drill core | mineral separate | [5 empty] | mineralisation |  |  |  | chalcopyrite, sphalerite, galena | Cu mineralisation stage, Pb-Zn mineralisation stage | replacement, vein infill, stratabound | coarse-grained, medium-grained, fine-grained, stratabound, discordant veins, replacement, infill |  |  |  | pyrite, pyrrhotite, arsenopyrite, siderite, dolomite, calcite, quartz, chlorite, K-feldspar, biotite, apatite, freibergite, tetrahedrite, cobaltite | Resin blocks containing each sample were produced following standard procedures and used for Mineral Liberation Analysis (MLA) mapping and subsequent LA-ICP-MS analyses | LA-ICPMS, EMPA, SEM-EDS | NWR213 solid state 213 nm laser ablation system coupled with an Agilent 7900 quadrupole ICP-MS; Cameca SXFive Electron Microprobe; Quanta600 SEM | Adelaide Microscopy | Ablation was conducted in an atmosphere of He (0.6 L/min) that was mixed with Ar (0.88 L/min) upon leaving the ablation cell; 70 µm diameter spot size with a 25:2 standard sample bracketing approach (2 standards analysed twice every 25 unknowns); MLA maps were acquired using the raster mode with an X-ray spectra collected every 4 µm | STDGL3 (CODES, University of Tasmania; Danyushevsky et al., 2011); GSD-1G | 59.2 |  | 1.1 |  | 0.66 | [9 empty] | 0.8 | [5 empty] | 4.34 | [5 empty] | 0.123 | [15 empty] | 289000 |  | 0.024 | [11 empty] | 10.33 | [29 empty] | 3.09 | [15 empty] | 392000 |  | 3.85 |  |  |  | 5.1 | [5 empty] | 22.02 | [7 empty] | 0.58 | [5 empty] | 0.37 | [13 empty] | 479 |  |  |  |  | 2020 | Cave, B., et al. (2020), Ore Geology Reviews 124, 103647 |  | AUS | Queensland
| Mount Isa Copper Operations, Black Star Mine | No. 5 and No. 9 Pb-Zn orebodies, 650 Cu orebody, 1100 Cu orebody, 3000 Cu orebody | Seafloor hydrothermal | Sedimentary Exhalative (SEDEX) | SEDEX zinc-lead-copper | Cu, Pb, Zn | Ag | Cu, Pb, Zn, Ag | Cave et al., 2020 |  | 52-201502192cpy3-2.d | 52-201502192cpy3-2.d-1 | underground mine, open pit |  |  |  |  | ore material | drill core, polished section | drill core | mineral separate | [5 empty] | mineralisation |  |  |  | chalcopyrite, sphalerite, galena | Cu mineralisation stage, Pb-Zn mineralisation stage | replacement, vein infill, stratabound | coarse-grained, medium-grained, fine-grained, stratabound, discordant veins, replacement, infill |  |  |  | pyrite, pyrrhotite, arsenopyrite, siderite, dolomite, calcite, quartz, chlorite, K-feldspar, biotite, apatite, freibergite, tetrahedrite, cobaltite | Resin blocks containing each sample were produced following standard procedures and used for Mineral Liberation Analysis (MLA) mapping and subsequent LA-ICP-MS analyses | LA-ICPMS, EMPA, SEM-EDS | NWR213 solid state 213 nm laser ablation system coupled with an Agilent 7900 quadrupole ICP-MS; Cameca SXFive Electron Microprobe; Quanta600 SEM | Adelaide Microscopy | Ablation was conducted in an atmosphere of He (0.6 L/min) that was mixed with Ar (0.88 L/min) upon leaving the ablation cell; 70 µm diameter spot size with a 25:2 standard sample bracketing approach (2 standards analysed twice every 25 unknowns); MLA maps were acquired using the raster mode with an X-ray spectra collected every 4 µm | STDGL3 (CODES, University of Tasmania; Danyushevsky et al., 2011); GSD-1G | 58.4 |  | 2.4 | [11 empty] | 1.19 | [5 empty] | 4.01 | [5 empty] | 0.121 | [15 empty] | 282000 |  | 0.025 | [11 empty] | 11.22 | [23 empty] | 0.176 | [5 empty] | 5.46 | [15 empty] | 389000 |  | 6.01 |  |  |  | 6.8 | [5 empty] | 21.19 | [7 empty] | 0.74 | [5 empty] | 0.801 | [13 empty] | 457 |  |  |  |  | 2020 | Cave, B., et al. (2020), Ore Geology Reviews 124, 103647 |  | AUS | Queensland
| Mount Isa Copper Operations, Black Star Mine | No. 5 and No. 9 Pb-Zn orebodies, 650 Cu orebody, 1100 Cu orebody, 3000 Cu orebody | Seafloor hydrothermal | Sedimentary Exhalative (SEDEX) | SEDEX zinc-lead-copper | Cu, Pb, Zn | Ag | Cu, Pb, Zn, Ag | Cave et al., 2020 |  | 53-201502192cpy3-3.d | 53-201502192cpy3-3.d-1 | underground mine, open pit |  |  |  |  | ore material | drill core, polished section | drill core | mineral separate | [5 empty] | mineralisation |  |  |  | chalcopyrite, sphalerite, galena | Cu mineralisation stage, Pb-Zn mineralisation stage | replacement, vein infill, stratabound | coarse-grained, medium-grained, fine-grained, stratabound, discordant veins, replacement, infill |  |  |  | pyrite, pyrrhotite, arsenopyrite, siderite, dolomite, calcite, quartz, chlorite, K-feldspar, biotite, apatite, freibergite, tetrahedrite, cobaltite | Resin blocks containing each sample were produced following standard procedures and used for Mineral Liberation Analysis (MLA) mapping and subsequent LA-ICP-MS analyses | LA-ICPMS, EMPA, SEM-EDS | NWR213 solid state 213 nm laser ablation system coupled with an Agilent 7900 quadrupole ICP-MS; Cameca SXFive Electron Microprobe; Quanta600 SEM | Adelaide Microscopy | Ablation was conducted in an atmosphere of He (0.6 L/min) that was mixed with Ar (0.88 L/min) upon leaving the ablation cell; 70 µm diameter spot size with a 25:2 standard sample bracketing approach (2 standards analysed twice every 25 unknowns); MLA maps were acquired using the raster mode with an X-ray spectra collected every 4 µm | STDGL3 (CODES, University of Tasmania; Danyushevsky et al., 2011); GSD-1G | 65.6 |  | 1.15 | [11 empty] | 2.76 | [5 empty] | 4.42 | [5 empty] | 0.088 | [15 empty] | 286000 | [13 empty] | 12.54 | [13 empty] | 0.21 | [9 empty] | 0.151 | [5 empty] | 12.4 | [15 empty] | 387000 |  | 14.39 |  |  |  | 3.7 | [5 empty] | 17.73 | [7 empty] | 0.78 | [5 empty] | 2.37 | [13 empty] | 428 |  |  |  |  | 2020 | Cave, B., et al. (2020), Ore Geology Reviews 124, 103647 |  | AUS | Queensland
| Mount Isa Copper Operations, Black Star Mine | No. 5 and No. 9 Pb-Zn orebodies, 650 Cu orebody, 1100 Cu orebody, 3000 Cu orebody | Seafloor hydrothermal | Sedimentary Exhalative (SEDEX) | SEDEX zinc-lead-copper | Cu, Pb, Zn | Ag | Cu, Pb, Zn, Ag | Cave et al., 2020 |  | 54-201502192cpy3-4.d | 54-201502192cpy3-4.d-1 | underground mine, open pit |  |  |  |  | ore material | drill core, polished section | drill core | mineral separate | [5 empty] | mineralisation |  |  |  | chalcopyrite, sphalerite, galena | Cu mineralisation stage, Pb-Zn mineralisation stage | replacement, vein infill, stratabound | coarse-grained, medium-grained, fine-grained, stratabound, discordant veins, replacement, infill |  |  |  | pyrite, pyrrhotite, arsenopyrite, siderite, dolomite, calcite, quartz, chlorite, K-feldspar, biotite, apatite, freibergite, tetrahedrite, cobaltite | Resin blocks containing each sample were produced following standard procedures and used for Mineral Liberation Analysis (MLA) mapping and subsequent LA-ICP-MS analyses | LA-ICPMS, EMPA, SEM-EDS | NWR213 solid state 213 nm laser ablation system coupled with an Agilent 7900 quadrupole ICP-MS; Cameca SXFive Electron Microprobe; Quanta600 SEM | Adelaide Microscopy | Ablation was conducted in an atmosphere of He (0.6 L/min) that was mixed with Ar (0.88 L/min) upon leaving the ablation cell; 70 µm diameter spot size with a 25:2 standard sample bracketing approach (2 standards analysed twice every 25 unknowns); MLA maps were acquired using the raster mode with an X-ray spectra collected every 4 µm | STDGL3 (CODES, University of Tasmania; Danyushevsky et al., 2011); GSD-1G | 59.3 |  | 2.17 | [11 empty] | 0.359 | [5 empty] | 3.92 | [5 empty] | 0.075 | [15 empty] | 294000 |  | 0.031 |  |  |  | 0.3 | [7 empty] | 13.63 | [13 empty] | 0.24 | [15 empty] | 2.64 | [15 empty] | 386000 |  | 2.85 |  |  |  | 7.7 | [5 empty] | 19.69 | [7 empty] | 0.68 | [5 empty] | 0.261 | [13 empty] | 420 |  |  |  |  | 2020 | Cave, B., et al. (2020), Ore Geology Reviews 124, 103647 |  | AUS | Queensland
| Mount Isa Copper Operations, Black Star Mine | No. 5 and No. 9 Pb-Zn orebodies, 650 Cu orebody, 1100 Cu orebody, 3000 Cu orebody | Seafloor hydrothermal | Sedimentary Exhalative (SEDEX) | SEDEX zinc-lead-copper | Cu, Pb, Zn | Ag | Cu, Pb, Zn, Ag | Cave et al., 2020 |  | 55-201502192cpy3-5.d | 55-201502192cpy3-5.d-1 | underground mine, open pit |  |  |  |  | ore material | drill core, polished section | drill core | mineral separate | [5 empty] | mineralisation |  |  |  | chalcopyrite, sphalerite, galena | Cu mineralisation stage, Pb-Zn mineralisation stage | replacement, vein infill, stratabound | coarse-grained, medium-grained, fine-grained, stratabound, discordant veins, replacement, infill |  |  |  | pyrite, pyrrhotite, arsenopyrite, siderite, dolomite, calcite, quartz, chlorite, K-feldspar, biotite, apatite, freibergite, tetrahedrite, cobaltite | Resin blocks containing each sample were produced following standard procedures and used for Mineral Liberation Analysis (MLA) mapping and subsequent LA-ICP-MS analyses | LA-ICPMS, EMPA, SEM-EDS | NWR213 solid state 213 nm laser ablation system coupled with an Agilent 7900 quadrupole ICP-MS; Cameca SXFive Electron Microprobe; Quanta600 SEM | Adelaide Microscopy | Ablation was conducted in an atmosphere of He (0.6 L/min) that was mixed with Ar (0.88 L/min) upon leaving the ablation cell; 70 µm diameter spot size with a 25:2 standard sample bracketing approach (2 standards analysed twice every 25 unknowns); MLA maps were acquired using the raster mode with an X-ray spectra collected every 4 µm | STDGL3 (CODES, University of Tasmania; Danyushevsky et al., 2011); GSD-1G | 63.2 |  | 1.8 |  | 0.25 | [9 empty] | 3.18 | [5 empty] | 5.3 | [5 empty] | 0.152 | [15 empty] | 287000 |  | 0.023 |  |  |  | 0.25 | [7 empty] | 12.57 | [23 empty] | 0.22 | [5 empty] | 11.01 | [15 empty] | 391000 |  | 12.4 | [9 empty] | 21.82 | [7 empty] | 1 | [5 empty] | 1.429 | [13 empty] | 760 |  |  |  |  | 2020 | Cave, B., et al. (2020), Ore Geology Reviews 124, 103647 |  | AUS | Queensland
| Mount Isa Copper Operations, Black Star Mine | No. 5 and No. 9 Pb-Zn orebodies, 650 Cu orebody, 1100 Cu orebody, 3000 Cu orebody | Seafloor hydrothermal | Sedimentary Exhalative (SEDEX) | SEDEX zinc-lead-copper | Cu, Pb, Zn | Ag | Cu, Pb, Zn, Ag | Cave et al., 2020 |  | 56-201502192cpy3-6.d | 56-201502192cpy3-6.d-1 | underground mine, open pit |  |  |  |  | ore material | drill core, polished section | drill core | mineral separate | [5 empty] | mineralisation |  |  |  | chalcopyrite, sphalerite, galena | Cu mineralisation stage, Pb-Zn mineralisation stage | replacement, vein infill, stratabound | coarse-grained, medium-grained, fine-grained, stratabound, discordant veins, replacement, infill |  |  |  | pyrite, pyrrhotite, arsenopyrite, siderite, dolomite, calcite, quartz, chlorite, K-feldspar, biotite, apatite, freibergite, tetrahedrite, cobaltite | Resin blocks containing each sample were produced following standard procedures and used for Mineral Liberation Analysis (MLA) mapping and subsequent LA-ICP-MS analyses | LA-ICPMS, EMPA, SEM-EDS | NWR213 solid state 213 nm laser ablation system coupled with an Agilent 7900 quadrupole ICP-MS; Cameca SXFive Electron Microprobe; Quanta600 SEM | Adelaide Microscopy | Ablation was conducted in an atmosphere of He (0.6 L/min) that was mixed with Ar (0.88 L/min) upon leaving the ablation cell; 70 µm diameter spot size with a 25:2 standard sample bracketing approach (2 standards analysed twice every 25 unknowns); MLA maps were acquired using the raster mode with an X-ray spectra collected every 4 µm | STDGL3 (CODES, University of Tasmania; Danyushevsky et al., 2011); GSD-1G | 61.4 |  | 2.4 |  | 0.23 | [9 empty] | 2.7 | [5 empty] | 6.14 | [5 empty] | 0.099 | [15 empty] | 287000 | [13 empty] | 11.94 | [23 empty] | 0.18 | [5 empty] | 9.57 | [15 empty] | 387000 |  | 8.95 |  |  |  | 3.5 | [5 empty] | 24.19 | [7 empty] | 0.33 | [5 empty] | 1.006 | [13 empty] | 919 |  |  |  |  | 2020 | Cave, B., et al. (2020), Ore Geology Reviews 124, 103647 |  | AUS | Queensland
| Mount Isa Copper Operations, Black Star Mine | No. 5 and No. 9 Pb-Zn orebodies, 650 Cu orebody, 1100 Cu orebody, 3000 Cu orebody | Seafloor hydrothermal | Sedimentary Exhalative (SEDEX) | SEDEX zinc-lead-copper | Cu, Pb, Zn | Ag | Cu, Pb, Zn, Ag | Cave et al., 2020 |  | 57-201502192cpy3-7.d | 57-201502192cpy3-7.d-1 | underground mine, open pit |  |  |  |  | ore material | drill core, polished section | drill core | mineral separate | [5 empty] | mineralisation |  |  |  | chalcopyrite, sphalerite, galena | Cu mineralisation stage, Pb-Zn mineralisation stage | replacement, vein infill, stratabound | coarse-grained, medium-grained, fine-grained, stratabound, discordant veins, replacement, infill |  |  |  | pyrite, pyrrhotite, arsenopyrite, siderite, dolomite, calcite, quartz, chlorite, K-feldspar, biotite, apatite, freibergite, tetrahedrite, cobaltite | Resin blocks containing each sample were produced following standard procedures and used for Mineral Liberation Analysis (MLA) mapping and subsequent LA-ICP-MS analyses | LA-ICPMS, EMPA, SEM-EDS | NWR213 solid state 213 nm laser ablation system coupled with an Agilent 7900 quadrupole ICP-MS; Cameca SXFive Electron Microprobe; Quanta600 SEM | Adelaide Microscopy | Ablation was conducted in an atmosphere of He (0.6 L/min) that was mixed with Ar (0.88 L/min) upon leaving the ablation cell; 70 µm diameter spot size with a 25:2 standard sample bracketing approach (2 standards analysed twice every 25 unknowns); MLA maps were acquired using the raster mode with an X-ray spectra collected every 4 µm | STDGL3 (CODES, University of Tasmania; Danyushevsky et al., 2011); GSD-1G | 62.5 |  | 1.36 | [11 empty] | 1.44 | [5 empty] | 4.63 | [5 empty] | 0.114 | [15 empty] | 287000 | [5 empty] | 0.26 | [7 empty] | 10.97 | [13 empty] | 0.14 | [9 empty] | 0.21 | [5 empty] | 8.35 | [15 empty] | 381000 |  | 9.31 |  |  |  | 2.7 | [5 empty] | 21.55 | [7 empty] | 0.32 | [5 empty] | 1.131 | [13 empty] | 524 |  |  |  |  | 2020 | Cave, B., et al. (2020), Ore Geology Reviews 124, 103647 |  | AUS | Queensland
| Mount Isa Copper Operations, Black Star Mine | No. 5 and No. 9 Pb-Zn orebodies, 650 Cu orebody, 1100 Cu orebody, 3000 Cu orebody | Seafloor hydrothermal | Sedimentary Exhalative (SEDEX) | SEDEX zinc-lead-copper | Cu, Pb, Zn | Ag | Cu, Pb, Zn, Ag | Cave et al., 2020 |  | 58-201502192cpy3-8.d | 58-201502192cpy3-8.d-1 | underground mine, open pit |  |  |  |  | ore material | drill core, polished section | drill core | mineral separate | [5 empty] | mineralisation |  |  |  | chalcopyrite, sphalerite, galena | Cu mineralisation stage, Pb-Zn mineralisation stage | replacement, vein infill, stratabound | coarse-grained, medium-grained, fine-grained, stratabound, discordant veins, replacement, infill |  |  |  | pyrite, pyrrhotite, arsenopyrite, siderite, dolomite, calcite, quartz, chlorite, K-feldspar, biotite, apatite, freibergite, tetrahedrite, cobaltite | Resin blocks containing each sample were produced following standard procedures and used for Mineral Liberation Analysis (MLA) mapping and subsequent LA-ICP-MS analyses | LA-ICPMS, EMPA, SEM-EDS | NWR213 solid state 213 nm laser ablation system coupled with an Agilent 7900 quadrupole ICP-MS; Cameca SXFive Electron Microprobe; Quanta600 SEM | Adelaide Microscopy | Ablation was conducted in an atmosphere of He (0.6 L/min) that was mixed with Ar (0.88 L/min) upon leaving the ablation cell; 70 µm diameter spot size with a 25:2 standard sample bracketing approach (2 standards analysed twice every 25 unknowns); MLA maps were acquired using the raster mode with an X-ray spectra collected every 4 µm | STDGL3 (CODES, University of Tasmania; Danyushevsky et al., 2011); GSD-1G | 62.5 |  | 1.32 | [11 empty] | 2.66 | [5 empty] | 4.45 | [5 empty] | 0.122 | [15 empty] | 286000 | [13 empty] | 12.9 | [23 empty] | 0.19 | [5 empty] | 16.29 | [15 empty] | 385000 |  | 12.43 |  |  |  | 6 | [5 empty] | 23.64 | [13 empty] | 1.31 | [13 empty] | 582 |  |  |  |  | 2020 | Cave, B., et al. (2020), Ore Geology Reviews 124, 103647 |  | AUS | Queensland
| Mount Isa Copper Operations, Black Star Mine | No. 5 and No. 9 Pb-Zn orebodies, 650 Cu orebody, 1100 Cu orebody, 3000 Cu orebody | Seafloor hydrothermal | Sedimentary Exhalative (SEDEX) | SEDEX zinc-lead-copper | Cu, Pb, Zn | Ag | Cu, Pb, Zn, Ag | Cave et al., 2020 |  | 59-201502192cpy3-9.d | 59-201502192cpy3-9.d-1 | underground mine, open pit |  |  |  |  | ore material | drill core, polished section | drill core | mineral separate | [5 empty] | mineralisation |  |  |  | chalcopyrite, sphalerite, galena | Cu mineralisation stage, Pb-Zn mineralisation stage | replacement, vein infill, stratabound | coarse-grained, medium-grained, fine-grained, stratabound, discordant veins, replacement, infill |  |  |  | pyrite, pyrrhotite, arsenopyrite, siderite, dolomite, calcite, quartz, chlorite, K-feldspar, biotite, apatite, freibergite, tetrahedrite, cobaltite | Resin blocks containing each sample were produced following standard procedures and used for Mineral Liberation Analysis (MLA) mapping and subsequent LA-ICP-MS analyses | LA-ICPMS, EMPA, SEM-EDS | NWR213 solid state 213 nm laser ablation system coupled with an Agilent 7900 quadrupole ICP-MS; Cameca SXFive Electron Microprobe; Quanta600 SEM | Adelaide Microscopy | Ablation was conducted in an atmosphere of He (0.6 L/min) that was mixed with Ar (0.88 L/min) upon leaving the ablation cell; 70 µm diameter spot size with a 25:2 standard sample bracketing approach (2 standards analysed twice every 25 unknowns); MLA maps were acquired using the raster mode with an X-ray spectra collected every 4 µm | STDGL3 (CODES, University of Tasmania; Danyushevsky et al., 2011); GSD-1G | 61.5 |  | 0.94 | [11 empty] | 3.51 | [5 empty] | 3.77 | [5 empty] | 0.065 | [15 empty] | 290000 |  | 0.033 |  |  |  | 0.33 | [7 empty] | 11.21 | [13 empty] | 0.42 | [15 empty] | 9.61 | [15 empty] | 382000 |  | 9.59 |  |  |  | 2.6 | [5 empty] | 19.95 | [7 empty] | 0.66 | [5 empty] | 1.017 | [13 empty] | 417 |  |  |  |  | 2020 | Cave, B., et al. (2020), Ore Geology Reviews 124, 103647 |  | AUS | Queensland
| Mount Isa Copper Operations, Black Star Mine | No. 5 and No. 9 Pb-Zn orebodies, 650 Cu orebody, 1100 Cu orebody, 3000 Cu orebody | Seafloor hydrothermal | Sedimentary Exhalative (SEDEX) | SEDEX zinc-lead-copper | Cu, Pb, Zn | Ag | Cu, Pb, Zn, Ag | Cave et al., 2020 |  | 60-201502192cpy3-10.d | 60-201502192cpy3-10.d-1 | underground mine, open pit |  |  |  |  | ore material | drill core, polished section | drill core | mineral separate | [5 empty] | mineralisation |  |  |  | chalcopyrite, sphalerite, galena | Cu mineralisation stage, Pb-Zn mineralisation stage | replacement, vein infill, stratabound | coarse-grained, medium-grained, fine-grained, stratabound, discordant veins, replacement, infill |  |  |  | pyrite, pyrrhotite, arsenopyrite, siderite, dolomite, calcite, quartz, chlorite, K-feldspar, biotite, apatite, freibergite, tetrahedrite, cobaltite | Resin blocks containing each sample were produced following standard procedures and used for Mineral Liberation Analysis (MLA) mapping and subsequent LA-ICP-MS analyses | LA-ICPMS, EMPA, SEM-EDS | NWR213 solid state 213 nm laser ablation system coupled with an Agilent 7900 quadrupole ICP-MS; Cameca SXFive Electron Microprobe; Quanta600 SEM | Adelaide Microscopy | Ablation was conducted in an atmosphere of He (0.6 L/min) that was mixed with Ar (0.88 L/min) upon leaving the ablation cell; 70 µm diameter spot size with a 25:2 standard sample bracketing approach (2 standards analysed twice every 25 unknowns); MLA maps were acquired using the raster mode with an X-ray spectra collected every 4 µm | STDGL3 (CODES, University of Tasmania; Danyushevsky et al., 2011); GSD-1G | 60.3 |  | 3.6 | [11 empty] | 1.47 | [5 empty] | 3.63 | [5 empty] | 0.088 | [15 empty] | 305000 |  | 0.045 | [11 empty] | 18.26 | [13 empty] | 510 | [9 empty] | 0.24 | [5 empty] | 8.5 | [15 empty] | 379000 |  | 7.92 |  |  |  | 3.1 | [5 empty] | 17.31 | [13 empty] | 0.591 | [13 empty] | 348 |  |  |  |  | 2020 | Cave, B., et al. (2020), Ore Geology Reviews 124, 103647 |  | AUS | Queensland
| Mount Isa Copper Operations, Black Star Mine | No. 5 and No. 9 Pb-Zn orebodies, 650 Cu orebody, 1100 Cu orebody, 3000 Cu orebody | Seafloor hydrothermal | Sedimentary Exhalative (SEDEX) | SEDEX zinc-lead-copper | Cu, Pb, Zn | Ag | Cu, Pb, Zn, Ag | Cave et al., 2020 |  | 61-201502192cpy3-11.d | 61-201502192cpy3-11.d-1 | underground mine, open pit |  |  |  |  | ore material | drill core, polished section | drill core | mineral separate | [5 empty] | mineralisation |  |  |  | chalcopyrite, sphalerite, galena | Cu mineralisation stage, Pb-Zn mineralisation stage | replacement, vein infill, stratabound | coarse-grained, medium-grained, fine-grained, stratabound, discordant veins, replacement, infill |  |  |  | pyrite, pyrrhotite, arsenopyrite, siderite, dolomite, calcite, quartz, chlorite, K-feldspar, biotite, apatite, freibergite, tetrahedrite, cobaltite | Resin blocks containing each sample were produced following standard procedures and used for Mineral Liberation Analysis (MLA) mapping and subsequent LA-ICP-MS analyses | LA-ICPMS, EMPA, SEM-EDS | NWR213 solid state 213 nm laser ablation system coupled with an Agilent 7900 quadrupole ICP-MS; Cameca SXFive Electron Microprobe; Quanta600 SEM | Adelaide Microscopy | Ablation was conducted in an atmosphere of He (0.6 L/min) that was mixed with Ar (0.88 L/min) upon leaving the ablation cell; 70 µm diameter spot size with a 25:2 standard sample bracketing approach (2 standards analysed twice every 25 unknowns); MLA maps were acquired using the raster mode with an X-ray spectra collected every 4 µm | STDGL3 (CODES, University of Tasmania; Danyushevsky et al., 2011); GSD-1G | 65.5 |  | 0.71 | [11 empty] | 1.18 | [5 empty] | 4.14 | [5 empty] | 0.266 | [15 empty] | 293000 |  | 0.057 |  |  |  | 0.32 | [7 empty] | 151.1 | [23 empty] | 0.21 | [5 empty] | 5.98 | [15 empty] | 383000 |  | 8.11 |  |  |  | 4.3 | [5 empty] | 23.94 | [7 empty] | 0.65 | [5 empty] | 0.996 | [13 empty] | 417 |  |  |  |  | 2020 | Cave, B., et al. (2020), Ore Geology Reviews 124, 103647 |  | AUS | Queensland
| Mount Isa Copper Operations, Black Star Mine | No. 5 and No. 9 Pb-Zn orebodies, 650 Cu orebody, 1100 Cu orebody, 3000 Cu orebody | Seafloor hydrothermal | Sedimentary Exhalative (SEDEX) | SEDEX zinc-lead-copper | Cu, Pb, Zn | Ag | Cu, Pb, Zn, Ag | Cave et al., 2020 |  | 62-201502192cpy3-12.d | 62-201502192cpy3-12.d-1 | underground mine, open pit |  |  |  |  | ore material | drill core, polished section | drill core | mineral separate | [5 empty] | mineralisation |  |  |  | chalcopyrite, sphalerite, galena | Cu mineralisation stage, Pb-Zn mineralisation stage | replacement, vein infill, stratabound | coarse-grained, medium-grained, fine-grained, stratabound, discordant veins, replacement, infill |  |  |  | pyrite, pyrrhotite, arsenopyrite, siderite, dolomite, calcite, quartz, chlorite, K-feldspar, biotite, apatite, freibergite, tetrahedrite, cobaltite | Resin blocks containing each sample were produced following standard procedures and used for Mineral Liberation Analysis (MLA) mapping and subsequent LA-ICP-MS analyses | LA-ICPMS, EMPA, SEM-EDS | NWR213 solid state 213 nm laser ablation system coupled with an Agilent 7900 quadrupole ICP-MS; Cameca SXFive Electron Microprobe; Quanta600 SEM | Adelaide Microscopy | Ablation was conducted in an atmosphere of He (0.6 L/min) that was mixed with Ar (0.88 L/min) upon leaving the ablation cell; 70 µm diameter spot size with a 25:2 standard sample bracketing approach (2 standards analysed twice every 25 unknowns); MLA maps were acquired using the raster mode with an X-ray spectra collected every 4 µm | STDGL3 (CODES, University of Tasmania; Danyushevsky et al., 2011); GSD-1G | 67.5 |  | 2.5 | [11 empty] | 1.71 | [5 empty] | 4.71 | [5 empty] | 0.304 | [15 empty] | 293000 |  | 0.052 |  |  |  | 0.28 | [7 empty] | 141.4 | [13 empty] | 7.5 | [9 empty] | 0.154 | [5 empty] | 8.87 | [15 empty] | 388000 |  | 10.29 |  |  |  | 3.4 | [5 empty] | 22.94 | [7 empty] | 0.42 | [5 empty] | 1.34 | [13 empty] | 483 |  |  |  |  | 2020 | Cave, B., et al. (2020), Ore Geology Reviews 124, 103647 |  | AUS | Queensland
| Mount Isa Copper Operations, Black Star Mine | No. 5 and No. 9 Pb-Zn orebodies, 650 Cu orebody, 1100 Cu orebody, 3000 Cu orebody | Seafloor hydrothermal | Sedimentary Exhalative (SEDEX) | SEDEX zinc-lead-copper | Cu, Pb, Zn | Ag | Cu, Pb, Zn, Ag | Cave et al., 2020 |  | 63-201502192cpy3-13.d | 63-201502192cpy3-13.d-1 | underground mine, open pit |  |  |  |  | ore material | drill core, polished section | drill core | mineral separate | [5 empty] | mineralisation |  |  |  | chalcopyrite, sphalerite, galena | Cu mineralisation stage, Pb-Zn mineralisation stage | replacement, vein infill, stratabound | coarse-grained, medium-grained, fine-grained, stratabound, discordant veins, replacement, infill |  |  |  | pyrite, pyrrhotite, arsenopyrite, siderite, dolomite, calcite, quartz, chlorite, K-feldspar, biotite, apatite, freibergite, tetrahedrite, cobaltite | Resin blocks containing each sample were produced following standard procedures and used for Mineral Liberation Analysis (MLA) mapping and subsequent LA-ICP-MS analyses | LA-ICPMS, EMPA, SEM-EDS | NWR213 solid state 213 nm laser ablation system coupled with an Agilent 7900 quadrupole ICP-MS; Cameca SXFive Electron Microprobe; Quanta600 SEM | Adelaide Microscopy | Ablation was conducted in an atmosphere of He (0.6 L/min) that was mixed with Ar (0.88 L/min) upon leaving the ablation cell; 70 µm diameter spot size with a 25:2 standard sample bracketing approach (2 standards analysed twice every 25 unknowns); MLA maps were acquired using the raster mode with an X-ray spectra collected every 4 µm | STDGL3 (CODES, University of Tasmania; Danyushevsky et al., 2011); GSD-1G | 70.3 |  | 1.39 | [11 empty] | 1.476 | [5 empty] | 5.17 | [5 empty] | 0.136 | [15 empty] | 288000 |  | 0.075 |  |  |  | 0.37 | [7 empty] | 134.7 | [13 empty] | 59 | [9 empty] | 0.133 | [5 empty] | 10.02 | [15 empty] | 386000 |  | 16.64 |  |  |  | 6.5 | [5 empty] | 22.82 | [7 empty] | 0.87 | [5 empty] | 3.1 | [13 empty] | 509 |  |  |  |  | 2020 | Cave, B., et al. (2020), Ore Geology Reviews 124, 103647 |  | AUS | Queensland
| Mount Isa Copper Operations, Black Star Mine | No. 5 and No. 9 Pb-Zn orebodies, 650 Cu orebody, 1100 Cu orebody, 3000 Cu orebody | Seafloor hydrothermal | Sedimentary Exhalative (SEDEX) | SEDEX zinc-lead-copper | Cu, Pb, Zn | Ag | Cu, Pb, Zn, Ag | Cave et al., 2020 |  | 64-201502192cpy3-14.d | 64-201502192cpy3-14.d-1 | underground mine, open pit |  |  |  |  | ore material | drill core, polished section | drill core | mineral separate | [5 empty] | mineralisation |  |  |  | chalcopyrite, sphalerite, galena | Cu mineralisation stage, Pb-Zn mineralisation stage | replacement, vein infill, stratabound | coarse-grained, medium-grained, fine-grained, stratabound, discordant veins, replacement, infill |  |  |  | pyrite, pyrrhotite, arsenopyrite, siderite, dolomite, calcite, quartz, chlorite, K-feldspar, biotite, apatite, freibergite, tetrahedrite, cobaltite | Resin blocks containing each sample were produced following standard procedures and used for Mineral Liberation Analysis (MLA) mapping and subsequent LA-ICP-MS analyses | LA-ICPMS, EMPA, SEM-EDS | NWR213 solid state 213 nm laser ablation system coupled with an Agilent 7900 quadrupole ICP-MS; Cameca SXFive Electron Microprobe; Quanta600 SEM | Adelaide Microscopy | Ablation was conducted in an atmosphere of He (0.6 L/min) that was mixed with Ar (0.88 L/min) upon leaving the ablation cell; 70 µm diameter spot size with a 25:2 standard sample bracketing approach (2 standards analysed twice every 25 unknowns); MLA maps were acquired using the raster mode with an X-ray spectra collected every 4 µm | STDGL3 (CODES, University of Tasmania; Danyushevsky et al., 2011); GSD-1G | 72.4 |  | 1.91 | [11 empty] | 3.68 | [5 empty] | 3.99 | [5 empty] | 0.229 | [15 empty] | 289000 |  | 0.03 | [11 empty] | 120.2 | [23 empty] | 0.19 | [5 empty] | 23.1 | [15 empty] | 378000 |  | 22.7 |  |  |  | 4.9 | [5 empty] | 19.44 | [7 empty] | 0.42 | [5 empty] | 3.04 | [13 empty] | 415 |  |  |  |  | 2020 | Cave, B., et al. (2020), Ore Geology Reviews 124, 103647 |  | AUS | Queensland
| Mount Isa Copper Operations, Black Star Mine | No. 5 and No. 9 Pb-Zn orebodies, 650 Cu orebody, 1100 Cu orebody, 3000 Cu orebody | Seafloor hydrothermal | Sedimentary Exhalative (SEDEX) | SEDEX zinc-lead-copper | Cu, Pb, Zn | Ag | Cu, Pb, Zn, Ag | Cave et al., 2020 |  | 65-201502192cpy3-15.d | 65-201502192cpy3-15.d-1 | underground mine, open pit |  |  |  |  | ore material | drill core, polished section | drill core | mineral separate | [5 empty] | mineralisation |  |  |  | chalcopyrite, sphalerite, galena | Cu mineralisation stage, Pb-Zn mineralisation stage | replacement, vein infill, stratabound | coarse-grained, medium-grained, fine-grained, stratabound, discordant veins, replacement, infill |  |  |  | pyrite, pyrrhotite, arsenopyrite, siderite, dolomite, calcite, quartz, chlorite, K-feldspar, biotite, apatite, freibergite, tetrahedrite, cobaltite | Resin blocks containing each sample were produced following standard procedures and used for Mineral Liberation Analysis (MLA) mapping and subsequent LA-ICP-MS analyses | LA-ICPMS, EMPA, SEM-EDS | NWR213 solid state 213 nm laser ablation system coupled with an Agilent 7900 quadrupole ICP-MS; Cameca SXFive Electron Microprobe; Quanta600 SEM | Adelaide Microscopy | Ablation was conducted in an atmosphere of He (0.6 L/min) that was mixed with Ar (0.88 L/min) upon leaving the ablation cell; 70 µm diameter spot size with a 25:2 standard sample bracketing approach (2 standards analysed twice every 25 unknowns); MLA maps were acquired using the raster mode with an X-ray spectra collected every 4 µm | STDGL3 (CODES, University of Tasmania; Danyushevsky et al., 2011); GSD-1G | 68.45 |  | 1.99 |  | 0.47 | [9 empty] | 3.52 | [5 empty] | 4.46 | [5 empty] | 0.135 | [15 empty] | 287000 |  | 0.053 | [11 empty] | 129.5 | [13 empty] | 0.15 | [9 empty] | 0.23 | [5 empty] | 6.83 | [15 empty] | 372000 |  | 12.88 |  |  |  | 5.5 | [5 empty] | 20.52 | [7 empty] | 0.68 | [5 empty] | 1.59 | [13 empty] | 406 |  |  |  |  | 2020 | Cave, B., et al. (2020), Ore Geology Reviews 124, 103647 |  | AUS | Queensland
| Mount Isa Copper Operations, Black Star Mine | No. 5 and No. 9 Pb-Zn orebodies, 650 Cu orebody, 1100 Cu orebody, 3000 Cu orebody | Seafloor hydrothermal | Sedimentary Exhalative (SEDEX) | SEDEX zinc-lead-copper | Cu, Pb, Zn | Ag | Cu, Pb, Zn, Ag | Cave et al., 2020 |  | 66-201502192cpy3-16.d | 66-201502192cpy3-16.d-1 | underground mine, open pit |  |  |  |  | ore material | drill core, polished section | drill core | mineral separate | [5 empty] | mineralisation |  |  |  | chalcopyrite, sphalerite, galena | Cu mineralisation stage, Pb-Zn mineralisation stage | replacement, vein infill, stratabound | coarse-grained, medium-grained, fine-grained, stratabound, discordant veins, replacement, infill |  |  |  | pyrite, pyrrhotite, arsenopyrite, siderite, dolomite, calcite, quartz, chlorite, K-feldspar, biotite, apatite, freibergite, tetrahedrite, cobaltite | Resin blocks containing each sample were produced following standard procedures and used for Mineral Liberation Analysis (MLA) mapping and subsequent LA-ICP-MS analyses | LA-ICPMS, EMPA, SEM-EDS | NWR213 solid state 213 nm laser ablation system coupled with an Agilent 7900 quadrupole ICP-MS; Cameca SXFive Electron Microprobe; Quanta600 SEM | Adelaide Microscopy | Ablation was conducted in an atmosphere of He (0.6 L/min) that was mixed with Ar (0.88 L/min) upon leaving the ablation cell; 70 µm diameter spot size with a 25:2 standard sample bracketing approach (2 standards analysed twice every 25 unknowns); MLA maps were acquired using the raster mode with an X-ray spectra collected every 4 µm | STDGL3 (CODES, University of Tasmania; Danyushevsky et al., 2011); GSD-1G | 63.58 |  | 2.38 | [11 empty] | 0.258 | [5 empty] | 4.98 | [5 empty] | 0.107 | [15 empty] | 290000 |  | 0.09 | [11 empty] | 141.4 | [23 empty] | 0.24 | [5 empty] | 2.68 | [15 empty] | 388000 |  | 2.53 |  |  |  | 3.6 | [5 empty] | 28.22 | [13 empty] | 0.274 | [13 empty] | 516 |  |  |  |  | 2020 | Cave, B., et al. (2020), Ore Geology Reviews 124, 103647 |  | AUS | Queensland
| Mount Isa Copper Operations, Black Star Mine | No. 5 and No. 9 Pb-Zn orebodies, 650 Cu orebody, 1100 Cu orebody, 3000 Cu orebody | Seafloor hydrothermal | Sedimentary Exhalative (SEDEX) | SEDEX zinc-lead-copper | Cu, Pb, Zn | Ag | Cu, Pb, Zn, Ag | Cave et al., 2020 |  | 67-201502192cpy3-17.d | 67-201502192cpy3-17.d-1 | underground mine, open pit |  |  |  |  | ore material | drill core, polished section | drill core | mineral separate | [5 empty] | mineralisation |  |  |  | chalcopyrite, sphalerite, galena | Cu mineralisation stage, Pb-Zn mineralisation stage | replacement, vein infill, stratabound | coarse-grained, medium-grained, fine-grained, stratabound, discordant veins, replacement, infill |  |  |  | pyrite, pyrrhotite, arsenopyrite, siderite, dolomite, calcite, quartz, chlorite, K-feldspar, biotite, apatite, freibergite, tetrahedrite, cobaltite | Resin blocks containing each sample were produced following standard procedures and used for Mineral Liberation Analysis (MLA) mapping and subsequent LA-ICP-MS analyses | LA-ICPMS, EMPA, SEM-EDS | NWR213 solid state 213 nm laser ablation system coupled with an Agilent 7900 quadrupole ICP-MS; Cameca SXFive Electron Microprobe; Quanta600 SEM | Adelaide Microscopy | Ablation was conducted in an atmosphere of He (0.6 L/min) that was mixed with Ar (0.88 L/min) upon leaving the ablation cell; 70 µm diameter spot size with a 25:2 standard sample bracketing approach (2 standards analysed twice every 25 unknowns); MLA maps were acquired using the raster mode with an X-ray spectra collected every 4 µm | STDGL3 (CODES, University of Tasmania; Danyushevsky et al., 2011); GSD-1G | 63.5 |  | 2.7 | [11 empty] | 0.409 | [5 empty] | 3.89 | [5 empty] | 0.154 | [15 empty] | 291000 |  | 0.086 |  |  |  | 0.57 | [7 empty] | 132 | [13 empty] | 0.17 | [15 empty] | 3.61 | [15 empty] | 385000 |  | 3.88 |  |  |  | 3.9 | [5 empty] | 24.08 | [13 empty] | 0.576 | [13 empty] | 352.3 |  |  |  |  | 2020 | Cave, B., et al. (2020), Ore Geology Reviews 124, 103647 |  | AUS | Queensland
| Mount Isa Copper Operations, Black Star Mine | No. 5 and No. 9 Pb-Zn orebodies, 650 Cu orebody, 1100 Cu orebody, 3000 Cu orebody | Seafloor hydrothermal | Sedimentary Exhalative (SEDEX) | SEDEX zinc-lead-copper | Cu, Pb, Zn | Ag | Cu, Pb, Zn, Ag | Cave et al., 2020 |  | 68-201502192cpy3-18.d | 68-201502192cpy3-18.d-1 | underground mine, open pit |  |  |  |  | ore material | drill core, polished section | drill core | mineral separate | [5 empty] | mineralisation |  |  |  | chalcopyrite, sphalerite, galena | Cu mineralisation stage, Pb-Zn mineralisation stage | replacement, vein infill, stratabound | coarse-grained, medium-grained, fine-grained, stratabound, discordant veins, replacement, infill |  |  |  | pyrite, pyrrhotite, arsenopyrite, siderite, dolomite, calcite, quartz, chlorite, K-feldspar, biotite, apatite, freibergite, tetrahedrite, cobaltite | Resin blocks containing each sample were produced following standard procedures and used for Mineral Liberation Analysis (MLA) mapping and subsequent LA-ICP-MS analyses | LA-ICPMS, EMPA, SEM-EDS | NWR213 solid state 213 nm laser ablation system coupled with an Agilent 7900 quadrupole ICP-MS; Cameca SXFive Electron Microprobe; Quanta600 SEM | Adelaide Microscopy | Ablation was conducted in an atmosphere of He (0.6 L/min) that was mixed with Ar (0.88 L/min) upon leaving the ablation cell; 70 µm diameter spot size with a 25:2 standard sample bracketing approach (2 standards analysed twice every 25 unknowns); MLA maps were acquired using the raster mode with an X-ray spectra collected every 4 µm | STDGL3 (CODES, University of Tasmania; Danyushevsky et al., 2011); GSD-1G | 62.39 |  | 1.84 | [11 empty] | 0.281 | [5 empty] | 4.64 | [5 empty] | 0.153 | [15 empty] | 286000 |  | 0.075 |  |  |  | 0.43 | [7 empty] | 133.3 | [23 empty] | 0.172 | [5 empty] | 1.89 | [15 empty] | 370000 |  | 2.22 |  |  |  | 3 | [5 empty] | 25.23 | [13 empty] | 0.207 | [13 empty] | 430 |  |  |  |  | 2020 | Cave, B., et al. (2020), Ore Geology Reviews 124, 103647 |  | AUS | Queensland
| Mount Isa Copper Operations, Black Star Mine | No. 5 and No. 9 Pb-Zn orebodies, 650 Cu orebody, 1100 Cu orebody, 3000 Cu orebody | Seafloor hydrothermal | Sedimentary Exhalative (SEDEX) | SEDEX zinc-lead-copper | Cu, Pb, Zn | Ag | Cu, Pb, Zn, Ag | Cave et al., 2020 |  | 69-201502192cpy3-19.d | 69-201502192cpy3-19.d-1 | underground mine, open pit |  |  |  |  | ore material | drill core, polished section | drill core | mineral separate | [5 empty] | mineralisation |  |  |  | chalcopyrite, sphalerite, galena | Cu mineralisation stage, Pb-Zn mineralisation stage | replacement, vein infill, stratabound | coarse-grained, medium-grained, fine-grained, stratabound, discordant veins, replacement, infill |  |  |  | pyrite, pyrrhotite, arsenopyrite, siderite, dolomite, calcite, quartz, chlorite, K-feldspar, biotite, apatite, freibergite, tetrahedrite, cobaltite | Resin blocks containing each sample were produced following standard procedures and used for Mineral Liberation Analysis (MLA) mapping and subsequent LA-ICP-MS analyses | LA-ICPMS, EMPA, SEM-EDS | NWR213 solid state 213 nm laser ablation system coupled with an Agilent 7900 quadrupole ICP-MS; Cameca SXFive Electron Microprobe; Quanta600 SEM | Adelaide Microscopy | Ablation was conducted in an atmosphere of He (0.6 L/min) that was mixed with Ar (0.88 L/min) upon leaving the ablation cell; 70 µm diameter spot size with a 25:2 standard sample bracketing approach (2 standards analysed twice every 25 unknowns); MLA maps were acquired using the raster mode with an X-ray spectra collected every 4 µm | STDGL3 (CODES, University of Tasmania; Danyushevsky et al., 2011); GSD-1G | 62.7 |  | 2.5 | [11 empty] | 0.625 | [5 empty] | 4.43 | [5 empty] | 0.059 | [15 empty] | 286000 |  | 0.099 |  |  |  | 0.25 | [7 empty] | 129.8 | [13 empty] | 0.32 | [9 empty] | 0.26 | [5 empty] | 3.7 | [15 empty] | 381000 |  | 4.73 |  |  |  | 2.6 | [5 empty] | 24.9 | [7 empty] | 0.52 | [5 empty] | 0.487 | [13 empty] | 423 |  |  |  |  | 2020 | Cave, B., et al. (2020), Ore Geology Reviews 124, 103647 |  | AUS | Queensland
| Mount Isa Copper Operations, Black Star Mine | No. 5 and No. 9 Pb-Zn orebodies, 650 Cu orebody, 1100 Cu orebody, 3000 Cu orebody | Seafloor hydrothermal | Sedimentary Exhalative (SEDEX) | SEDEX zinc-lead-copper | Cu, Pb, Zn | Ag | Cu, Pb, Zn, Ag | Cave et al., 2020 |  | 70-201502192cpy3-20.d | 70-201502192cpy3-20.d-1 | underground mine, open pit |  |  |  |  | ore material | drill core, polished section | drill core | mineral separate | [5 empty] | mineralisation |  |  |  | chalcopyrite, sphalerite, galena | Cu mineralisation stage, Pb-Zn mineralisation stage | replacement, vein infill, stratabound | coarse-grained, medium-grained, fine-grained, stratabound, discordant veins, replacement, infill |  |  |  | pyrite, pyrrhotite, arsenopyrite, siderite, dolomite, calcite, quartz, chlorite, K-feldspar, biotite, apatite, freibergite, tetrahedrite, cobaltite | Resin blocks containing each sample were produced following standard procedures and used for Mineral Liberation Analysis (MLA) mapping and subsequent LA-ICP-MS analyses | LA-ICPMS, EMPA, SEM-EDS | NWR213 solid state 213 nm laser ablation system coupled with an Agilent 7900 quadrupole ICP-MS; Cameca SXFive Electron Microprobe; Quanta600 SEM | Adelaide Microscopy | Ablation was conducted in an atmosphere of He (0.6 L/min) that was mixed with Ar (0.88 L/min) upon leaving the ablation cell; 70 µm diameter spot size with a 25:2 standard sample bracketing approach (2 standards analysed twice every 25 unknowns); MLA maps were acquired using the raster mode with an X-ray spectra collected every 4 µm | STDGL3 (CODES, University of Tasmania; Danyushevsky et al., 2011); GSD-1G | 68.3 |  | 1.36 | [11 empty] | 1.161 | [5 empty] | 6.1 | [5 empty] | 0.117 | [15 empty] | 285000 |  | 0.082 |  |  |  | 0.31 | [7 empty] | 135.8 | [23 empty] | 0.164 | [5 empty] | 9.1 | [15 empty] | 382000 |  | 12.7 |  |  |  | 2.9 | [5 empty] | 24.8 | [7 empty] | 0.46 | [5 empty] | 1.72 | [13 empty] | 780 |  |  |  |  | 2020 | Cave, B., et al. (2020), Ore Geology Reviews 124, 103647 |  | AUS | Queensland
| Mount Isa Copper Operations, Black Star Mine | No. 5 and No. 9 Pb-Zn orebodies, 650 Cu orebody, 1100 Cu orebody, 3000 Cu orebody | Seafloor hydrothermal | Sedimentary Exhalative (SEDEX) | SEDEX zinc-lead-copper | Cu, Pb, Zn | Ag | Cu, Pb, Zn, Ag | Cave et al., 2020 |  | 71-201502192cpy3-21.d | 71-201502192cpy3-21.d-1 | underground mine, open pit |  |  |  |  | ore material | drill core, polished section | drill core | mineral separate | [5 empty] | mineralisation |  |  |  | chalcopyrite, sphalerite, galena | Cu mineralisation stage, Pb-Zn mineralisation stage | replacement, vein infill, stratabound | coarse-grained, medium-grained, fine-grained, stratabound, discordant veins, replacement, infill |  |  |  | pyrite, pyrrhotite, arsenopyrite, siderite, dolomite, calcite, quartz, chlorite, K-feldspar, biotite, apatite, freibergite, tetrahedrite, cobaltite | Resin blocks containing each sample were produced following standard procedures and used for Mineral Liberation Analysis (MLA) mapping and subsequent LA-ICP-MS analyses | LA-ICPMS, EMPA, SEM-EDS | NWR213 solid state 213 nm laser ablation system coupled with an Agilent 7900 quadrupole ICP-MS; Cameca SXFive Electron Microprobe; Quanta600 SEM | Adelaide Microscopy | Ablation was conducted in an atmosphere of He (0.6 L/min) that was mixed with Ar (0.88 L/min) upon leaving the ablation cell; 70 µm diameter spot size with a 25:2 standard sample bracketing approach (2 standards analysed twice every 25 unknowns); MLA maps were acquired using the raster mode with an X-ray spectra collected every 4 µm | STDGL3 (CODES, University of Tasmania; Danyushevsky et al., 2011); GSD-1G | 63.6 |  | 3.1 | [11 empty] | 0.351 | [5 empty] | 4.61 | [5 empty] | 0.148 | [15 empty] | 287000 |  | 0.073 |  |  |  | 0.24 | [7 empty] | 150.2 | [23 empty] | 0.184 | [5 empty] | 3.17 | [15 empty] | 373000 |  | 3.08 |  |  |  | 4.4 | [5 empty] | 27.37 | [7 empty] | 0.63 | [5 empty] | 0.368 | [13 empty] | 507 |  |  |  |  | 2020 | Cave, B., et al. (2020), Ore Geology Reviews 124, 103647 |  | AUS | Queensland
| Mount Isa Copper Operations, Black Star Mine | No. 5 and No. 9 Pb-Zn orebodies, 650 Cu orebody, 1100 Cu orebody, 3000 Cu orebody | Seafloor hydrothermal | Sedimentary Exhalative (SEDEX) | SEDEX zinc-lead-copper | Cu, Pb, Zn | Ag | Cu, Pb, Zn, Ag | Cave et al., 2020 |  | 76-201502192cpy7-1.d | 76-201502192cpy7-1.d-1 | underground mine, open pit |  |  |  |  | ore material | drill core, polished section | drill core | mineral separate | [5 empty] | mineralisation |  |  |  | chalcopyrite, sphalerite, galena | Cu mineralisation stage, Pb-Zn mineralisation stage | replacement, vein infill, stratabound | coarse-grained, medium-grained, fine-grained, stratabound, discordant veins, replacement, infill |  |  |  | pyrite, pyrrhotite, arsenopyrite, siderite, dolomite, calcite, quartz, chlorite, K-feldspar, biotite, apatite, freibergite, tetrahedrite, cobaltite | Resin blocks containing each sample were produced following standard procedures and used for Mineral Liberation Analysis (MLA) mapping and subsequent LA-ICP-MS analyses | LA-ICPMS, EMPA, SEM-EDS | NWR213 solid state 213 nm laser ablation system coupled with an Agilent 7900 quadrupole ICP-MS; Cameca SXFive Electron Microprobe; Quanta600 SEM | Adelaide Microscopy | Ablation was conducted in an atmosphere of He (0.6 L/min) that was mixed with Ar (0.88 L/min) upon leaving the ablation cell; 70 µm diameter spot size with a 25:2 standard sample bracketing approach (2 standards analysed twice every 25 unknowns); MLA maps were acquired using the raster mode with an X-ray spectra collected every 4 µm | STDGL3 (CODES, University of Tasmania; Danyushevsky et al., 2011); GSD-1G | 247.3 | [13 empty] | 0.444 | [5 empty] | 5.06 | [5 empty] | 1.71 | [15 empty] | 286000 |  | 0.513 |  |  |  | 2.86 | [7 empty] | 166.6 | [23 empty] | 1.63 | [5 empty] | 4.54 | [15 empty] | 391000 |  | 15.07 |  |  |  | 6.2 | [5 empty] | 241.9 | [7 empty] | 1.09 | [5 empty] | 2.476 | [13 empty] | 584 |  |  |  |  | 2020 | Cave, B., et al. (2020), Ore Geology Reviews 124, 103647 |  | AUS | Queensland
| Mount Isa Copper Operations, Black Star Mine | No. 5 and No. 9 Pb-Zn orebodies, 650 Cu orebody, 1100 Cu orebody, 3000 Cu orebody | Seafloor hydrothermal | Sedimentary Exhalative (SEDEX) | SEDEX zinc-lead-copper | Cu, Pb, Zn | Ag | Cu, Pb, Zn, Ag | Cave et al., 2020 |  | 77-201502192cpy7-2.d | 77-201502192cpy7-2.d-1 | underground mine, open pit |  |  |  |  | ore material | drill core, polished section | drill core | mineral separate | [5 empty] | mineralisation |  |  |  | chalcopyrite, sphalerite, galena | Cu mineralisation stage, Pb-Zn mineralisation stage | replacement, vein infill, stratabound | coarse-grained, medium-grained, fine-grained, stratabound, discordant veins, replacement, infill |  |  |  | pyrite, pyrrhotite, arsenopyrite, siderite, dolomite, calcite, quartz, chlorite, K-feldspar, biotite, apatite, freibergite, tetrahedrite, cobaltite | Resin blocks containing each sample were produced following standard procedures and used for Mineral Liberation Analysis (MLA) mapping and subsequent LA-ICP-MS analyses | LA-ICPMS, EMPA, SEM-EDS | NWR213 solid state 213 nm laser ablation system coupled with an Agilent 7900 quadrupole ICP-MS; Cameca SXFive Electron Microprobe; Quanta600 SEM | Adelaide Microscopy | Ablation was conducted in an atmosphere of He (0.6 L/min) that was mixed with Ar (0.88 L/min) upon leaving the ablation cell; 70 µm diameter spot size with a 25:2 standard sample bracketing approach (2 standards analysed twice every 25 unknowns); MLA maps were acquired using the raster mode with an X-ray spectra collected every 4 µm | STDGL3 (CODES, University of Tasmania; Danyushevsky et al., 2011); GSD-1G | 237.8 |  | 2.8 |  | 0.43 | [9 empty] | 0.421 | [5 empty] | 9.6 | [5 empty] | 1.65 | [15 empty] | 287000 |  | 0.874 |  |  |  | 1.06 | [7 empty] | 180.1 | [13 empty] | 0.24 | [9 empty] | 1.27 | [5 empty] | 6.36 | [15 empty] | 390000 |  | 12.85 |  |  |  | 8.3 | [5 empty] | 248.3 | [7 empty] | 0.56 | [5 empty] | 2.68 | [13 empty] | 1790 |  |  |  |  | 2020 | Cave, B., et al. (2020), Ore Geology Reviews 124, 103647 |  | AUS | Queensland
| Mount Isa Copper Operations, Black Star Mine | No. 5 and No. 9 Pb-Zn orebodies, 650 Cu orebody, 1100 Cu orebody, 3000 Cu orebody | Seafloor hydrothermal | Sedimentary Exhalative (SEDEX) | SEDEX zinc-lead-copper | Cu, Pb, Zn | Ag | Cu, Pb, Zn, Ag | Cave et al., 2020 |  | 78-201502192cpy7-3.d | 78-201502192cpy7-3.d-1 | underground mine, open pit |  |  |  |  | ore material | drill core, polished section | drill core | mineral separate | [5 empty] | mineralisation |  |  |  | chalcopyrite, sphalerite, galena | Cu mineralisation stage, Pb-Zn mineralisation stage | replacement, vein infill, stratabound | coarse-grained, medium-grained, fine-grained, stratabound, discordant veins, replacement, infill |  |  |  | pyrite, pyrrhotite, arsenopyrite, siderite, dolomite, calcite, quartz, chlorite, K-feldspar, biotite, apatite, freibergite, tetrahedrite, cobaltite | Resin blocks containing each sample were produced following standard procedures and used for Mineral Liberation Analysis (MLA) mapping and subsequent LA-ICP-MS analyses | LA-ICPMS, EMPA, SEM-EDS | NWR213 solid state 213 nm laser ablation system coupled with an Agilent 7900 quadrupole ICP-MS; Cameca SXFive Electron Microprobe; Quanta600 SEM | Adelaide Microscopy | Ablation was conducted in an atmosphere of He (0.6 L/min) that was mixed with Ar (0.88 L/min) upon leaving the ablation cell; 70 µm diameter spot size with a 25:2 standard sample bracketing approach (2 standards analysed twice every 25 unknowns); MLA maps were acquired using the raster mode with an X-ray spectra collected every 4 µm | STDGL3 (CODES, University of Tasmania; Danyushevsky et al., 2011); GSD-1G | 273.8 |  | 1.49 | [11 empty] | 0.321 | [5 empty] | 6.08 | [5 empty] | 2.16 | [15 empty] | 291000 |  | 0.684 |  |  |  | 1.36 | [7 empty] | 176.7 | [23 empty] | 1.26 | [5 empty] | 6.54 | [15 empty] | 406000 |  | 7.6 |  |  |  | 3.8 | [5 empty] | 136.7 | [7 empty] | 0.68 | [5 empty] | 3.32 | [13 empty] | 510 |  |  |  |  | 2020 | Cave, B., et al. (2020), Ore Geology Reviews 124, 103647 |  | AUS | Queensland
| Mount Isa Copper Operations, Black Star Mine | No. 5 and No. 9 Pb-Zn orebodies, 650 Cu orebody, 1100 Cu orebody, 3000 Cu orebody | Seafloor hydrothermal | Sedimentary Exhalative (SEDEX) | SEDEX zinc-lead-copper | Cu, Pb, Zn | Ag | Cu, Pb, Zn, Ag | Cave et al., 2020 |  | 79-201502192cpy7-4.d | 79-201502192cpy7-4.d-1 | underground mine, open pit |  |  |  |  | ore material | drill core, polished section | drill core | mineral separate | [5 empty] | mineralisation |  |  |  | chalcopyrite, sphalerite, galena | Cu mineralisation stage, Pb-Zn mineralisation stage | replacement, vein infill, stratabound | coarse-grained, medium-grained, fine-grained, stratabound, discordant veins, replacement, infill |  |  |  | pyrite, pyrrhotite, arsenopyrite, siderite, dolomite, calcite, quartz, chlorite, K-feldspar, biotite, apatite, freibergite, tetrahedrite, cobaltite | Resin blocks containing each sample were produced following standard procedures and used for Mineral Liberation Analysis (MLA) mapping and subsequent LA-ICP-MS analyses | LA-ICPMS, EMPA, SEM-EDS | NWR213 solid state 213 nm laser ablation system coupled with an Agilent 7900 quadrupole ICP-MS; Cameca SXFive Electron Microprobe; Quanta600 SEM | Adelaide Microscopy | Ablation was conducted in an atmosphere of He (0.6 L/min) that was mixed with Ar (0.88 L/min) upon leaving the ablation cell; 70 µm diameter spot size with a 25:2 standard sample bracketing approach (2 standards analysed twice every 25 unknowns); MLA maps were acquired using the raster mode with an X-ray spectra collected every 4 µm | STDGL3 (CODES, University of Tasmania; Danyushevsky et al., 2011); GSD-1G | 251.6 |  | 12 | [11 empty] | 0.287 | [5 empty] | 5.46 | [5 empty] | 1.84 | [15 empty] | 287000 |  | 0.747 |  |  |  | 1.56 | [7 empty] | 186 | [13 empty] | 0.5 | [9 empty] | 1.62 | [5 empty] | 10.7 | [15 empty] | 390000 |  | 6.21 |  |  |  | 4.1 | [5 empty] | 260.6 | [7 empty] | 0.84 | [5 empty] | 2.17 | [13 empty] | 477 |  |  |  |  | 2020 | Cave, B., et al. (2020), Ore Geology Reviews 124, 103647 |  | AUS | Queensland
| Mount Isa Copper Operations, Black Star Mine | No. 5 and No. 9 Pb-Zn orebodies, 650 Cu orebody, 1100 Cu orebody, 3000 Cu orebody | Seafloor hydrothermal | Sedimentary Exhalative (SEDEX) | SEDEX zinc-lead-copper | Cu, Pb, Zn | Ag | Cu, Pb, Zn, Ag | Cave et al., 2020 |  | 80-201502192cpy7-5.d | 80-201502192cpy7-5.d-1 | underground mine, open pit |  |  |  |  | ore material | drill core, polished section | drill core | mineral separate | [5 empty] | mineralisation |  |  |  | chalcopyrite, sphalerite, galena | Cu mineralisation stage, Pb-Zn mineralisation stage | replacement, vein infill, stratabound | coarse-grained, medium-grained, fine-grained, stratabound, discordant veins, replacement, infill |  |  |  | pyrite, pyrrhotite, arsenopyrite, siderite, dolomite, calcite, quartz, chlorite, K-feldspar, biotite, apatite, freibergite, tetrahedrite, cobaltite | Resin blocks containing each sample were produced following standard procedures and used for Mineral Liberation Analysis (MLA) mapping and subsequent LA-ICP-MS analyses | LA-ICPMS, EMPA, SEM-EDS | NWR213 solid state 213 nm laser ablation system coupled with an Agilent 7900 quadrupole ICP-MS; Cameca SXFive Electron Microprobe; Quanta600 SEM | Adelaide Microscopy | Ablation was conducted in an atmosphere of He (0.6 L/min) that was mixed with Ar (0.88 L/min) upon leaving the ablation cell; 70 µm diameter spot size with a 25:2 standard sample bracketing approach (2 standards analysed twice every 25 unknowns); MLA maps were acquired using the raster mode with an X-ray spectra collected every 4 µm | STDGL3 (CODES, University of Tasmania; Danyushevsky et al., 2011); GSD-1G | 254.4 |  | 1.26 |  | 0.23 | [9 empty] | 0.167 | [5 empty] | 5.55 | [5 empty] | 1.83 | [15 empty] | 288000 |  | 0.588 |  |  |  | 0.86 | [7 empty] | 158.8 | [23 empty] | 1.51 | [5 empty] | 2.31 | [15 empty] | 390000 |  | 6.84 |  |  |  | 3.9 | [5 empty] | 100.7 | [7 empty] | 0.88 | [5 empty] | 1.029 | [13 empty] | 610 |  |  |  |  | 2020 | Cave, B., et al. (2020), Ore Geology Reviews 124, 103647 |  | AUS | Queensland
| Mount Isa Copper Operations, Black Star Mine | No. 5 and No. 9 Pb-Zn orebodies, 650 Cu orebody, 1100 Cu orebody, 3000 Cu orebody | Seafloor hydrothermal | Sedimentary Exhalative (SEDEX) | SEDEX zinc-lead-copper | Cu, Pb, Zn | Ag | Cu, Pb, Zn, Ag | Cave et al., 2020 |  | 81-201502192cpy7-6.d | 81-201502192cpy7-6.d-1 | underground mine, open pit |  |  |  |  | ore material | drill core, polished section | drill core | mineral separate | [5 empty] | mineralisation |  |  |  | chalcopyrite, sphalerite, galena | Cu mineralisation stage, Pb-Zn mineralisation stage | replacement, vein infill, stratabound | coarse-grained, medium-grained, fine-grained, stratabound, discordant veins, replacement, infill |  |  |  | pyrite, pyrrhotite, arsenopyrite, siderite, dolomite, calcite, quartz, chlorite, K-feldspar, biotite, apatite, freibergite, tetrahedrite, cobaltite | Resin blocks containing each sample were produced following standard procedures and used for Mineral Liberation Analysis (MLA) mapping and subsequent LA-ICP-MS analyses | LA-ICPMS, EMPA, SEM-EDS | NWR213 solid state 213 nm laser ablation system coupled with an Agilent 7900 quadrupole ICP-MS; Cameca SXFive Electron Microprobe; Quanta600 SEM | Adelaide Microscopy | Ablation was conducted in an atmosphere of He (0.6 L/min) that was mixed with Ar (0.88 L/min) upon leaving the ablation cell; 70 µm diameter spot size with a 25:2 standard sample bracketing approach (2 standards analysed twice every 25 unknowns); MLA maps were acquired using the raster mode with an X-ray spectra collected every 4 µm | STDGL3 (CODES, University of Tasmania; Danyushevsky et al., 2011); GSD-1G | 250.5 |  | 1.23 |  | 0.32 | [9 empty] | 0.152 | [5 empty] | 7.06 | [5 empty] | 1.93 | [15 empty] | 287000 |  | 0.702 |  |  |  | 0.93 | [7 empty] | 170.6 | [23 empty] | 1.2 | [5 empty] | 1.96 | [15 empty] | 399000 |  | 3.83 |  |  |  | 4.8 | [5 empty] | 101.3 | [7 empty] | 0.88 | [5 empty] | 1.5 | [13 empty] | 810 |  |  |  |  | 2020 | Cave, B., et al. (2020), Ore Geology Reviews 124, 103647 |  | AUS | Queensland
| Mount Isa Copper Operations, Black Star Mine | No. 5 and No. 9 Pb-Zn orebodies, 650 Cu orebody, 1100 Cu orebody, 3000 Cu orebody | Seafloor hydrothermal | Sedimentary Exhalative (SEDEX) | SEDEX zinc-lead-copper | Cu, Pb, Zn | Ag | Cu, Pb, Zn, Ag | Cave et al., 2020 |  | 82-201502192cpy7-7.d | 82-201502192cpy7-7.d-1 | underground mine, open pit |  |  |  |  | ore material | drill core, polished section | drill core | mineral separate | [5 empty] | mineralisation |  |  |  | chalcopyrite, sphalerite, galena | Cu mineralisation stage, Pb-Zn mineralisation stage | replacement, vein infill, stratabound | coarse-grained, medium-grained, fine-grained, stratabound, discordant veins, replacement, infill |  |  |  | pyrite, pyrrhotite, arsenopyrite, siderite, dolomite, calcite, quartz, chlorite, K-feldspar, biotite, apatite, freibergite, tetrahedrite, cobaltite | Resin blocks containing each sample were produced following standard procedures and used for Mineral Liberation Analysis (MLA) mapping and subsequent LA-ICP-MS analyses | LA-ICPMS, EMPA, SEM-EDS | NWR213 solid state 213 nm laser ablation system coupled with an Agilent 7900 quadrupole ICP-MS; Cameca SXFive Electron Microprobe; Quanta600 SEM | Adelaide Microscopy | Ablation was conducted in an atmosphere of He (0.6 L/min) that was mixed with Ar (0.88 L/min) upon leaving the ablation cell; 70 µm diameter spot size with a 25:2 standard sample bracketing approach (2 standards analysed twice every 25 unknowns); MLA maps were acquired using the raster mode with an X-ray spectra collected every 4 µm | STDGL3 (CODES, University of Tasmania; Danyushevsky et al., 2011); GSD-1G | 244 |  | 1.39 | [11 empty] | 0.26 | [5 empty] | 4.76 | [5 empty] | 1.69 | [15 empty] | 287000 |  | 0.582 |  |  |  | 0.94 | [7 empty] | 184.3 | [23 empty] | 1.5 | [5 empty] | 2.19 | [15 empty] | 394000 |  | 4.91 |  |  |  | 2.9 | [5 empty] | 137.7 | [7 empty] | 1.07 | [5 empty] | 0.902 | [13 empty] | 414 |  |  |  |  | 2020 | Cave, B., et al. (2020), Ore Geology Reviews 124, 103647 |  | AUS | Queensland
| Mount Isa Copper Operations, Black Star Mine | No. 5 and No. 9 Pb-Zn orebodies, 650 Cu orebody, 1100 Cu orebody, 3000 Cu orebody | Seafloor hydrothermal | Sedimentary Exhalative (SEDEX) | SEDEX zinc-lead-copper | Cu, Pb, Zn | Ag | Cu, Pb, Zn, Ag | Cave et al., 2020 |  | 83-201502192cpy7-8.d | 83-201502192cpy7-8.d-1 | underground mine, open pit |  |  |  |  | ore material | drill core, polished section | drill core | mineral separate | [5 empty] | mineralisation |  |  |  | chalcopyrite, sphalerite, galena | Cu mineralisation stage, Pb-Zn mineralisation stage | replacement, vein infill, stratabound | coarse-grained, medium-grained, fine-grained, stratabound, discordant veins, replacement, infill |  |  |  | pyrite, pyrrhotite, arsenopyrite, siderite, dolomite, calcite, quartz, chlorite, K-feldspar, biotite, apatite, freibergite, tetrahedrite, cobaltite | Resin blocks containing each sample were produced following standard procedures and used for Mineral Liberation Analysis (MLA) mapping and subsequent LA-ICP-MS analyses | LA-ICPMS, EMPA, SEM-EDS | NWR213 solid state 213 nm laser ablation system coupled with an Agilent 7900 quadrupole ICP-MS; Cameca SXFive Electron Microprobe; Quanta600 SEM | Adelaide Microscopy | Ablation was conducted in an atmosphere of He (0.6 L/min) that was mixed with Ar (0.88 L/min) upon leaving the ablation cell; 70 µm diameter spot size with a 25:2 standard sample bracketing approach (2 standards analysed twice every 25 unknowns); MLA maps were acquired using the raster mode with an X-ray spectra collected every 4 µm | STDGL3 (CODES, University of Tasmania; Danyushevsky et al., 2011); GSD-1G | 249.9 |  | 1.7 | [11 empty] | 0.208 | [5 empty] | 5.53 | [5 empty] | 2.07 | [15 empty] | 293000 |  | 0.515 |  |  |  | 1.82 | [7 empty] | 194.9 | [13 empty] | 0.32 | [9 empty] | 1.49 | [5 empty] | 1.95 | [15 empty] | 394000 |  | 5.04 |  |  |  | 4.7 | [5 empty] | 179.2 | [7 empty] | 0.88 | [5 empty] | 2.97 | [13 empty] | 555 |  |  |  |  | 2020 | Cave, B., et al. (2020), Ore Geology Reviews 124, 103647 |  | AUS | Queensland
| Mount Isa Copper Operations, Black Star Mine | No. 5 and No. 9 Pb-Zn orebodies, 650 Cu orebody, 1100 Cu orebody, 3000 Cu orebody | Seafloor hydrothermal | Sedimentary Exhalative (SEDEX) | SEDEX zinc-lead-copper | Cu, Pb, Zn | Ag | Cu, Pb, Zn, Ag | Cave et al., 2020 |  | 84-201502192cpy7-9.d | 84-201502192cpy7-9.d-1 | underground mine, open pit |  |  |  |  | ore material | drill core, polished section | drill core | mineral separate | [5 empty] | mineralisation |  |  |  | chalcopyrite, sphalerite, galena | Cu mineralisation stage, Pb-Zn mineralisation stage | replacement, vein infill, stratabound | coarse-grained, medium-grained, fine-grained, stratabound, discordant veins, replacement, infill |  |  |  | pyrite, pyrrhotite, arsenopyrite, siderite, dolomite, calcite, quartz, chlorite, K-feldspar, biotite, apatite, freibergite, tetrahedrite, cobaltite | Resin blocks containing each sample were produced following standard procedures and used for Mineral Liberation Analysis (MLA) mapping and subsequent LA-ICP-MS analyses | LA-ICPMS, EMPA, SEM-EDS | NWR213 solid state 213 nm laser ablation system coupled with an Agilent 7900 quadrupole ICP-MS; Cameca SXFive Electron Microprobe; Quanta600 SEM | Adelaide Microscopy | Ablation was conducted in an atmosphere of He (0.6 L/min) that was mixed with Ar (0.88 L/min) upon leaving the ablation cell; 70 µm diameter spot size with a 25:2 standard sample bracketing approach (2 standards analysed twice every 25 unknowns); MLA maps were acquired using the raster mode with an X-ray spectra collected every 4 µm | STDGL3 (CODES, University of Tasmania; Danyushevsky et al., 2011); GSD-1G | 316 |  | 1.02 | [11 empty] | 0.231 | [5 empty] | 9.4 | [5 empty] | 2.09 | [15 empty] | 286000 |  | 0.542 |  |  |  | 1.57 | [7 empty] | 218.7 | [23 empty] | 1.59 | [5 empty] | 2.32 | [15 empty] | 389000 |  | 6.38 |  |  |  | 5.5 | [5 empty] | 226.3 | [7 empty] | 0.43 | [5 empty] | 1.71 | [13 empty] | 1330 |  |  |  |  | 2020 | Cave, B., et al. (2020), Ore Geology Reviews 124, 103647 |  | AUS | Queensland
| Mount Isa Copper Operations, Black Star Mine | No. 5 and No. 9 Pb-Zn orebodies, 650 Cu orebody, 1100 Cu orebody, 3000 Cu orebody | Seafloor hydrothermal | Sedimentary Exhalative (SEDEX) | SEDEX zinc-lead-copper | Cu, Pb, Zn | Ag | Cu, Pb, Zn, Ag | Cave et al., 2020 |  | 85-201502192cpy7-10.d | 85-201502192cpy7-10.d-1 | underground mine, open pit |  |  |  |  | ore material | drill core, polished section | drill core | mineral separate | [5 empty] | mineralisation |  |  |  | chalcopyrite, sphalerite, galena | Cu mineralisation stage, Pb-Zn mineralisation stage | replacement, vein infill, stratabound | coarse-grained, medium-grained, fine-grained, stratabound, discordant veins, replacement, infill |  |  |  | pyrite, pyrrhotite, arsenopyrite, siderite, dolomite, calcite, quartz, chlorite, K-feldspar, biotite, apatite, freibergite, tetrahedrite, cobaltite | Resin blocks containing each sample were produced following standard procedures and used for Mineral Liberation Analysis (MLA) mapping and subsequent LA-ICP-MS analyses | LA-ICPMS, EMPA, SEM-EDS | NWR213 solid state 213 nm laser ablation system coupled with an Agilent 7900 quadrupole ICP-MS; Cameca SXFive Electron Microprobe; Quanta600 SEM | Adelaide Microscopy | Ablation was conducted in an atmosphere of He (0.6 L/min) that was mixed with Ar (0.88 L/min) upon leaving the ablation cell; 70 µm diameter spot size with a 25:2 standard sample bracketing approach (2 standards analysed twice every 25 unknowns); MLA maps were acquired using the raster mode with an X-ray spectra collected every 4 µm | STDGL3 (CODES, University of Tasmania; Danyushevsky et al., 2011); GSD-1G | 243.2 |  | 1.15 | [11 empty] | 0.223 | [5 empty] | 5.22 | [5 empty] | 1.84 | [15 empty] | 285000 |  | 0.5 |  |  |  | 2 | [7 empty] | 233.5 | [13 empty] | 0.28 | [9 empty] | 1.29 | [5 empty] | 1.67 | [15 empty] | 387000 |  | 3.43 |  |  |  | 3.8 | [5 empty] | 112 | [7 empty] | 0.28 | [5 empty] | 1.028 | [13 empty] | 509 |  |  |  |  | 2020 | Cave, B., et al. (2020), Ore Geology Reviews 124, 103647 |  | AUS | Queensland
| Mount Isa Copper Operations, Black Star Mine | No. 5 and No. 9 Pb-Zn orebodies, 650 Cu orebody, 1100 Cu orebody, 3000 Cu orebody | Seafloor hydrothermal | Sedimentary Exhalative (SEDEX) | SEDEX zinc-lead-copper | Cu, Pb, Zn | Ag | Cu, Pb, Zn, Ag | Cave et al., 2020 |  | 86-201502192cpy7-11.d | 86-201502192cpy7-11.d-1 | underground mine, open pit |  |  |  |  | ore material | drill core, polished section | drill core | mineral separate | [5 empty] | mineralisation |  |  |  | chalcopyrite, sphalerite, galena | Cu mineralisation stage, Pb-Zn mineralisation stage | replacement, vein infill, stratabound | coarse-grained, medium-grained, fine-grained, stratabound, discordant veins, replacement, infill |  |  |  | pyrite, pyrrhotite, arsenopyrite, siderite, dolomite, calcite, quartz, chlorite, K-feldspar, biotite, apatite, freibergite, tetrahedrite, cobaltite | Resin blocks containing each sample were produced following standard procedures and used for Mineral Liberation Analysis (MLA) mapping and subsequent LA-ICP-MS analyses | LA-ICPMS, EMPA, SEM-EDS | NWR213 solid state 213 nm laser ablation system coupled with an Agilent 7900 quadrupole ICP-MS; Cameca SXFive Electron Microprobe; Quanta600 SEM | Adelaide Microscopy | Ablation was conducted in an atmosphere of He (0.6 L/min) that was mixed with Ar (0.88 L/min) upon leaving the ablation cell; 70 µm diameter spot size with a 25:2 standard sample bracketing approach (2 standards analysed twice every 25 unknowns); MLA maps were acquired using the raster mode with an X-ray spectra collected every 4 µm | STDGL3 (CODES, University of Tasmania; Danyushevsky et al., 2011); GSD-1G | 249.9 |  | 1.4 | [11 empty] | 0.235 | [5 empty] | 5.65 | [5 empty] | 1.97 | [15 empty] | 289000 |  | 0.568 |  |  |  | 1.22 | [7 empty] | 227 | [13 empty] | 0.32 | [9 empty] | 1.59 | [5 empty] | 2.9 | [15 empty] | 387000 |  | 5.89 |  |  |  | 5.9 | [5 empty] | 123.6 | [7 empty] | 0.38 | [5 empty] | 1.004 | [13 empty] | 473 |  |  |  |  | 2020 | Cave, B., et al. (2020), Ore Geology Reviews 124, 103647 |  | AUS | Queensland
| Mount Isa Copper Operations, Black Star Mine | No. 5 and No. 9 Pb-Zn orebodies, 650 Cu orebody, 1100 Cu orebody, 3000 Cu orebody | Seafloor hydrothermal | Sedimentary Exhalative (SEDEX) | SEDEX zinc-lead-copper | Cu, Pb, Zn | Ag | Cu, Pb, Zn, Ag | Cave et al., 2020 |  | 87-201502192cpy7-12.d | 87-201502192cpy7-12.d-1 | underground mine, open pit |  |  |  |  | ore material | drill core, polished section | drill core | mineral separate | [5 empty] | mineralisation |  |  |  | chalcopyrite, sphalerite, galena | Cu mineralisation stage, Pb-Zn mineralisation stage | replacement, vein infill, stratabound | coarse-grained, medium-grained, fine-grained, stratabound, discordant veins, replacement, infill |  |  |  | pyrite, pyrrhotite, arsenopyrite, siderite, dolomite, calcite, quartz, chlorite, K-feldspar, biotite, apatite, freibergite, tetrahedrite, cobaltite | Resin blocks containing each sample were produced following standard procedures and used for Mineral Liberation Analysis (MLA) mapping and subsequent LA-ICP-MS analyses | LA-ICPMS, EMPA, SEM-EDS | NWR213 solid state 213 nm laser ablation system coupled with an Agilent 7900 quadrupole ICP-MS; Cameca SXFive Electron Microprobe; Quanta600 SEM | Adelaide Microscopy | Ablation was conducted in an atmosphere of He (0.6 L/min) that was mixed with Ar (0.88 L/min) upon leaving the ablation cell; 70 µm diameter spot size with a 25:2 standard sample bracketing approach (2 standards analysed twice every 25 unknowns); MLA maps were acquired using the raster mode with an X-ray spectra collected every 4 µm | STDGL3 (CODES, University of Tasmania; Danyushevsky et al., 2011); GSD-1G | 255.6 |  | 2.28 | [11 empty] | 0.265 | [5 empty] | 5.28 | [5 empty] | 1.73 | [15 empty] | 292000 |  | 0.61 |  |  |  | 1.49 | [7 empty] | 177.8 | [13 empty] | 0.3 | [9 empty] | 1.54 | [5 empty] | 7.31 | [15 empty] | 389000 |  | 6.97 |  |  |  | 3.1 | [5 empty] | 101.4 | [7 empty] | 1.21 | [5 empty] | 2.3 | [13 empty] | 421 |  |  |  |  | 2020 | Cave, B., et al. (2020), Ore Geology Reviews 124, 103647 |  | AUS | Queensland
| Mount Isa Copper Operations, Black Star Mine | No. 5 and No. 9 Pb-Zn orebodies, 650 Cu orebody, 1100 Cu orebody, 3000 Cu orebody | Seafloor hydrothermal | Sedimentary Exhalative (SEDEX) | SEDEX zinc-lead-copper | Cu, Pb, Zn | Ag | Cu, Pb, Zn, Ag | Cave et al., 2020 |  | 88-201502192cpy7-13.d | 88-201502192cpy7-13.d-1 | underground mine, open pit |  |  |  |  | ore material | drill core, polished section | drill core | mineral separate | [5 empty] | mineralisation |  |  |  | chalcopyrite, sphalerite, galena | Cu mineralisation stage, Pb-Zn mineralisation stage | replacement, vein infill, stratabound | coarse-grained, medium-grained, fine-grained, stratabound, discordant veins, replacement, infill |  |  |  | pyrite, pyrrhotite, arsenopyrite, siderite, dolomite, calcite, quartz, chlorite, K-feldspar, biotite, apatite, freibergite, tetrahedrite, cobaltite | Resin blocks containing each sample were produced following standard procedures and used for Mineral Liberation Analysis (MLA) mapping and subsequent LA-ICP-MS analyses | LA-ICPMS, EMPA, SEM-EDS | NWR213 solid state 213 nm laser ablation system coupled with an Agilent 7900 quadrupole ICP-MS; Cameca SXFive Electron Microprobe; Quanta600 SEM | Adelaide Microscopy | Ablation was conducted in an atmosphere of He (0.6 L/min) that was mixed with Ar (0.88 L/min) upon leaving the ablation cell; 70 µm diameter spot size with a 25:2 standard sample bracketing approach (2 standards analysed twice every 25 unknowns); MLA maps were acquired using the raster mode with an X-ray spectra collected every 4 µm | STDGL3 (CODES, University of Tasmania; Danyushevsky et al., 2011); GSD-1G | 250.8 |  | 1.42 | [11 empty] | 0.273 | [5 empty] | 4.72 | [5 empty] | 1.94 | [15 empty] | 290000 |  | 0.66 |  |  |  | 0.98 | [7 empty] | 191.6 | [13 empty] | 0.36 | [9 empty] | 1.52 | [5 empty] | 2.25 | [15 empty] | 381000 |  | 9.32 |  |  |  | 5.6 | [5 empty] | 103.8 | [7 empty] | 0.98 | [5 empty] | 1.58 | [13 empty] | 480 |  |  |  |  | 2020 | Cave, B., et al. (2020), Ore Geology Reviews 124, 103647 |  | AUS | Queensland
| Mount Isa Copper Operations, Black Star Mine | No. 5 and No. 9 Pb-Zn orebodies, 650 Cu orebody, 1100 Cu orebody, 3000 Cu orebody | Seafloor hydrothermal | Sedimentary Exhalative (SEDEX) | SEDEX zinc-lead-copper | Cu, Pb, Zn | Ag | Cu, Pb, Zn, Ag | Cave et al., 2020 |  | 89-201502192cpy7-14.d | 89-201502192cpy7-14.d-1 | underground mine, open pit |  |  |  |  | ore material | drill core, polished section | drill core | mineral separate | [5 empty] | mineralisation |  |  |  | chalcopyrite, sphalerite, galena | Cu mineralisation stage, Pb-Zn mineralisation stage | replacement, vein infill, stratabound | coarse-grained, medium-grained, fine-grained, stratabound, discordant veins, replacement, infill |  |  |  | pyrite, pyrrhotite, arsenopyrite, siderite, dolomite, calcite, quartz, chlorite, K-feldspar, biotite, apatite, freibergite, tetrahedrite, cobaltite | Resin blocks containing each sample were produced following standard procedures and used for Mineral Liberation Analysis (MLA) mapping and subsequent LA-ICP-MS analyses | LA-ICPMS, EMPA, SEM-EDS | NWR213 solid state 213 nm laser ablation system coupled with an Agilent 7900 quadrupole ICP-MS; Cameca SXFive Electron Microprobe; Quanta600 SEM | Adelaide Microscopy | Ablation was conducted in an atmosphere of He (0.6 L/min) that was mixed with Ar (0.88 L/min) upon leaving the ablation cell; 70 µm diameter spot size with a 25:2 standard sample bracketing approach (2 standards analysed twice every 25 unknowns); MLA maps were acquired using the raster mode with an X-ray spectra collected every 4 µm | STDGL3 (CODES, University of Tasmania; Danyushevsky et al., 2011); GSD-1G | 233.9 |  | 1.48 | [11 empty] | 0.283 | [5 empty] | 5.8 | [5 empty] | 2.29 | [15 empty] | 292000 |  | 0.523 |  |  |  | 0.81 | [7 empty] | 211.1 | [23 empty] | 1.41 | [5 empty] | 2.04 | [15 empty] | 387000 |  | 2.57 |  |  |  | 3.7 | [5 empty] | 132.1 | [7 empty] | 0.42 | [5 empty] | 0.34 | [13 empty] | 386 |  |  |  |  | 2020 | Cave, B., et al. (2020), Ore Geology Reviews 124, 103647 |  | AUS | Queensland
| Mount Isa Copper Operations, Black Star Mine | No. 5 and No. 9 Pb-Zn orebodies, 650 Cu orebody, 1100 Cu orebody, 3000 Cu orebody | Seafloor hydrothermal | Sedimentary Exhalative (SEDEX) | SEDEX zinc-lead-copper | Cu, Pb, Zn | Ag | Cu, Pb, Zn, Ag | Cave et al., 2020 |  | 90-201502192cpy7-15.d | 90-201502192cpy7-15.d-1 | underground mine, open pit |  |  |  |  | ore material | drill core, polished section | drill core | mineral separate | [5 empty] | mineralisation |  |  |  | chalcopyrite, sphalerite, galena | Cu mineralisation stage, Pb-Zn mineralisation stage | replacement, vein infill, stratabound | coarse-grained, medium-grained, fine-grained, stratabound, discordant veins, replacement, infill |  |  |  | pyrite, pyrrhotite, arsenopyrite, siderite, dolomite, calcite, quartz, chlorite, K-feldspar, biotite, apatite, freibergite, tetrahedrite, cobaltite | Resin blocks containing each sample were produced following standard procedures and used for Mineral Liberation Analysis (MLA) mapping and subsequent LA-ICP-MS analyses | LA-ICPMS, EMPA, SEM-EDS | NWR213 solid state 213 nm laser ablation system coupled with an Agilent 7900 quadrupole ICP-MS; Cameca SXFive Electron Microprobe; Quanta600 SEM | Adelaide Microscopy | Ablation was conducted in an atmosphere of He (0.6 L/min) that was mixed with Ar (0.88 L/min) upon leaving the ablation cell; 70 µm diameter spot size with a 25:2 standard sample bracketing approach (2 standards analysed twice every 25 unknowns); MLA maps were acquired using the raster mode with an X-ray spectra collected every 4 µm | STDGL3 (CODES, University of Tasmania; Danyushevsky et al., 2011); GSD-1G | 250.6 |  | 1.28 | [11 empty] | 0.22 | [5 empty] | 7.25 | [5 empty] | 1.91 | [15 empty] | 285000 |  | 0.52 |  |  |  | 0.77 | [7 empty] | 212 | [13 empty] | 0.61 | [9 empty] | 1.53 | [5 empty] | 3.08 | [15 empty] | 376000 |  | 5.73 |  |  |  | 5 | [5 empty] | 96.6 | [7 empty] | 0.57 | [5 empty] | 1.54 | [13 empty] | 770 |  |  |  |  | 2020 | Cave, B., et al. (2020), Ore Geology Reviews 124, 103647 |  | AUS | Queensland
| Mount Isa Copper Operations, Black Star Mine | No. 5 and No. 9 Pb-Zn orebodies, 650 Cu orebody, 1100 Cu orebody, 3000 Cu orebody | Seafloor hydrothermal | Sedimentary Exhalative (SEDEX) | SEDEX zinc-lead-copper | Cu, Pb, Zn | Ag | Cu, Pb, Zn, Ag | Cave et al., 2020 |  | 91-201502192cpy7-16.d | 91-201502192cpy7-16.d-1 | underground mine, open pit |  |  |  |  | ore material | drill core, polished section | drill core | mineral separate | [5 empty] | mineralisation |  |  |  | chalcopyrite, sphalerite, galena | Cu mineralisation stage, Pb-Zn mineralisation stage | replacement, vein infill, stratabound | coarse-grained, medium-grained, fine-grained, stratabound, discordant veins, replacement, infill |  |  |  | pyrite, pyrrhotite, arsenopyrite, siderite, dolomite, calcite, quartz, chlorite, K-feldspar, biotite, apatite, freibergite, tetrahedrite, cobaltite | Resin blocks containing each sample were produced following standard procedures and used for Mineral Liberation Analysis (MLA) mapping and subsequent LA-ICP-MS analyses | LA-ICPMS, EMPA, SEM-EDS | NWR213 solid state 213 nm laser ablation system coupled with an Agilent 7900 quadrupole ICP-MS; Cameca SXFive Electron Microprobe; Quanta600 SEM | Adelaide Microscopy | Ablation was conducted in an atmosphere of He (0.6 L/min) that was mixed with Ar (0.88 L/min) upon leaving the ablation cell; 70 µm diameter spot size with a 25:2 standard sample bracketing approach (2 standards analysed twice every 25 unknowns); MLA maps were acquired using the raster mode with an X-ray spectra collected every 4 µm | STDGL3 (CODES, University of Tasmania; Danyushevsky et al., 2011); GSD-1G | 239.4 |  | 1.04 | [11 empty] | 0.291 | [5 empty] | 7.58 | [5 empty] | 1.73 | [15 empty] | 289000 |  | 0.543 |  |  |  | 0.9 | [7 empty] | 238.8 | [13 empty] | 0.17 | [9 empty] | 1.17 | [5 empty] | 2.62 | [15 empty] | 384000 |  | 2.76 |  |  |  | 3 | [5 empty] | 133.2 | [7 empty] | 0.38 | [5 empty] | 0.719 | [13 empty] | 920 |  |  |  |  | 2020 | Cave, B., et al. (2020), Ore Geology Reviews 124, 103647 |  | AUS | Queensland
| Mount Isa Copper Operations, Black Star Mine | No. 5 and No. 9 Pb-Zn orebodies, 650 Cu orebody, 1100 Cu orebody, 3000 Cu orebody | Seafloor hydrothermal | Sedimentary Exhalative (SEDEX) | SEDEX zinc-lead-copper | Cu, Pb, Zn | Ag | Cu, Pb, Zn, Ag | Cave et al., 2020 |  | 92-201502192cpy7-17.d | 92-201502192cpy7-17.d-1 | underground mine, open pit |  |  |  |  | ore material | drill core, polished section | drill core | mineral separate | [5 empty] | mineralisation |  |  |  | chalcopyrite, sphalerite, galena | Cu mineralisation stage, Pb-Zn mineralisation stage | replacement, vein infill, stratabound | coarse-grained, medium-grained, fine-grained, stratabound, discordant veins, replacement, infill |  |  |  | pyrite, pyrrhotite, arsenopyrite, siderite, dolomite, calcite, quartz, chlorite, K-feldspar, biotite, apatite, freibergite, tetrahedrite, cobaltite | Resin blocks containing each sample were produced following standard procedures and used for Mineral Liberation Analysis (MLA) mapping and subsequent LA-ICP-MS analyses | LA-ICPMS, EMPA, SEM-EDS | NWR213 solid state 213 nm laser ablation system coupled with an Agilent 7900 quadrupole ICP-MS; Cameca SXFive Electron Microprobe; Quanta600 SEM | Adelaide Microscopy | Ablation was conducted in an atmosphere of He (0.6 L/min) that was mixed with Ar (0.88 L/min) upon leaving the ablation cell; 70 µm diameter spot size with a 25:2 standard sample bracketing approach (2 standards analysed twice every 25 unknowns); MLA maps were acquired using the raster mode with an X-ray spectra collected every 4 µm | STDGL3 (CODES, University of Tasmania; Danyushevsky et al., 2011); GSD-1G | 244 |  | 1.04 | [11 empty] | 0.162 | [5 empty] | 4.73 | [5 empty] | 2.05 | [15 empty] | 287000 |  | 0.56 |  |  |  | 1.04 | [7 empty] | 177.7 | [13 empty] | 0.21 | [9 empty] | 1.32 | [5 empty] | 2.1 | [15 empty] | 379000 |  | 4.11 |  |  |  | 2.6 | [5 empty] | 96.1 | [13 empty] | 0.952 | [13 empty] | 437 |  |  |  |  | 2020 | Cave, B., et al. (2020), Ore Geology Reviews 124, 103647 |  | AUS | Queensland
| Mount Isa Copper Operations, Black Star Mine | No. 5 and No. 9 Pb-Zn orebodies, 650 Cu orebody, 1100 Cu orebody, 3000 Cu orebody | Seafloor hydrothermal | Sedimentary Exhalative (SEDEX) | SEDEX zinc-lead-copper | Cu, Pb, Zn | Ag | Cu, Pb, Zn, Ag | Cave et al., 2020 |  | 93-201502192cpy7-18.d | 93-201502192cpy7-18.d-1 | underground mine, open pit |  |  |  |  | ore material | drill core, polished section | drill core | mineral separate | [5 empty] | mineralisation |  |  |  | chalcopyrite, sphalerite, galena | Cu mineralisation stage, Pb-Zn mineralisation stage | replacement, vein infill, stratabound | coarse-grained, medium-grained, fine-grained, stratabound, discordant veins, replacement, infill |  |  |  | pyrite, pyrrhotite, arsenopyrite, siderite, dolomite, calcite, quartz, chlorite, K-feldspar, biotite, apatite, freibergite, tetrahedrite, cobaltite | Resin blocks containing each sample were produced following standard procedures and used for Mineral Liberation Analysis (MLA) mapping and subsequent LA-ICP-MS analyses | LA-ICPMS, EMPA, SEM-EDS | NWR213 solid state 213 nm laser ablation system coupled with an Agilent 7900 quadrupole ICP-MS; Cameca SXFive Electron Microprobe; Quanta600 SEM | Adelaide Microscopy | Ablation was conducted in an atmosphere of He (0.6 L/min) that was mixed with Ar (0.88 L/min) upon leaving the ablation cell; 70 µm diameter spot size with a 25:2 standard sample bracketing approach (2 standards analysed twice every 25 unknowns); MLA maps were acquired using the raster mode with an X-ray spectra collected every 4 µm | STDGL3 (CODES, University of Tasmania; Danyushevsky et al., 2011); GSD-1G | 239 |  | 1.03 | [11 empty] | 0.169 | [5 empty] | 4.44 | [5 empty] | 2.19 | [15 empty] | 290000 |  | 0.533 |  |  |  | 0.74 | [7 empty] | 195.7 | [13 empty] | 0.2 | [9 empty] | 1.7 | [5 empty] | 1.74 | [15 empty] | 383000 |  | 3.62 | [9 empty] | 108.9 | [7 empty] | 0.85 | [5 empty] | 1.91 | [13 empty] | 406 |  |  |  |  | 2020 | Cave, B., et al. (2020), Ore Geology Reviews 124, 103647 |  | AUS | Queensland
| Mount Isa Copper Operations, Black Star Mine | No. 5 and No. 9 Pb-Zn orebodies, 650 Cu orebody, 1100 Cu orebody, 3000 Cu orebody | Seafloor hydrothermal | Sedimentary Exhalative (SEDEX) | SEDEX zinc-lead-copper | Cu, Pb, Zn | Ag | Cu, Pb, Zn, Ag | Cave et al., 2020 |  | 94-201502192cpy7-19.d | 94-201502192cpy7-19.d-1 | underground mine, open pit |  |  |  |  | ore material | drill core, polished section | drill core | mineral separate | [5 empty] | mineralisation |  |  |  | chalcopyrite, sphalerite, galena | Cu mineralisation stage, Pb-Zn mineralisation stage | replacement, vein infill, stratabound | coarse-grained, medium-grained, fine-grained, stratabound, discordant veins, replacement, infill |  |  |  | pyrite, pyrrhotite, arsenopyrite, siderite, dolomite, calcite, quartz, chlorite, K-feldspar, biotite, apatite, freibergite, tetrahedrite, cobaltite | Resin blocks containing each sample were produced following standard procedures and used for Mineral Liberation Analysis (MLA) mapping and subsequent LA-ICP-MS analyses | LA-ICPMS, EMPA, SEM-EDS | NWR213 solid state 213 nm laser ablation system coupled with an Agilent 7900 quadrupole ICP-MS; Cameca SXFive Electron Microprobe; Quanta600 SEM | Adelaide Microscopy | Ablation was conducted in an atmosphere of He (0.6 L/min) that was mixed with Ar (0.88 L/min) upon leaving the ablation cell; 70 µm diameter spot size with a 25:2 standard sample bracketing approach (2 standards analysed twice every 25 unknowns); MLA maps were acquired using the raster mode with an X-ray spectra collected every 4 µm | STDGL3 (CODES, University of Tasmania; Danyushevsky et al., 2011); GSD-1G | 256.4 |  | 10 |  | 0.4 | [9 empty] | 0.299 | [5 empty] | 5.91 | [5 empty] | 1.78 | [15 empty] | 285000 |  | 0.582 |  |  |  | 1.2 | [7 empty] | 164.5 | [13 empty] | 0.49 | [9 empty] | 2.6 | [5 empty] | 10.7 | [15 empty] | 395000 |  | 10.45 |  |  |  | 2.8 | [5 empty] | 101.3 | [7 empty] | 1.02 | [5 empty] | 3.83 | [13 empty] | 620 |  |  |  |  | 2020 | Cave, B., et al. (2020), Ore Geology Reviews 124, 103647 |  | AUS | Queensland
| Mount Isa Copper Operations, Black Star Mine | No. 5 and No. 9 Pb-Zn orebodies, 650 Cu orebody, 1100 Cu orebody, 3000 Cu orebody | Seafloor hydrothermal | Sedimentary Exhalative (SEDEX) | SEDEX zinc-lead-copper | Cu, Pb, Zn | Ag | Cu, Pb, Zn, Ag | Cave et al., 2020 |  | 95-201502192cpy7-20.d | 95-201502192cpy7-20.d-1 | underground mine, open pit |  |  |  |  | ore material | drill core, polished section | drill core | mineral separate | [5 empty] | mineralisation |  |  |  | chalcopyrite, sphalerite, galena | Cu mineralisation stage, Pb-Zn mineralisation stage | replacement, vein infill, stratabound | coarse-grained, medium-grained, fine-grained, stratabound, discordant veins, replacement, infill |  |  |  | pyrite, pyrrhotite, arsenopyrite, siderite, dolomite, calcite, quartz, chlorite, K-feldspar, biotite, apatite, freibergite, tetrahedrite, cobaltite | Resin blocks containing each sample were produced following standard procedures and used for Mineral Liberation Analysis (MLA) mapping and subsequent LA-ICP-MS analyses | LA-ICPMS, EMPA, SEM-EDS | NWR213 solid state 213 nm laser ablation system coupled with an Agilent 7900 quadrupole ICP-MS; Cameca SXFive Electron Microprobe; Quanta600 SEM | Adelaide Microscopy | Ablation was conducted in an atmosphere of He (0.6 L/min) that was mixed with Ar (0.88 L/min) upon leaving the ablation cell; 70 µm diameter spot size with a 25:2 standard sample bracketing approach (2 standards analysed twice every 25 unknowns); MLA maps were acquired using the raster mode with an X-ray spectra collected every 4 µm | STDGL3 (CODES, University of Tasmania; Danyushevsky et al., 2011); GSD-1G | 244.5 |  | 4.4 |  | 0.21 | [9 empty] | 0.119 | [5 empty] | 5.64 | [5 empty] | 1.96 | [15 empty] | 292000 |  | 0.61 |  |  |  | 0.79 | [7 empty] | 169.9 | [13 empty] | 0.26 | [9 empty] | 1.25 | [5 empty] | 2.49 | [15 empty] | 386000 |  | 4.36 |  |  |  | 4.3 | [5 empty] | 97.6 | [13 empty] | 1.49 | [13 empty] | 491 |  |  |  |  | 2020 | Cave, B., et al. (2020), Ore Geology Reviews 124, 103647 |  | AUS | Queensland
| Mount Isa Copper Operations, Black Star Mine | No. 5 and No. 9 Pb-Zn orebodies, 650 Cu orebody, 1100 Cu orebody, 3000 Cu orebody | Seafloor hydrothermal | Sedimentary Exhalative (SEDEX) | SEDEX zinc-lead-copper | Cu, Pb, Zn | Ag | Cu, Pb, Zn, Ag | Cave et al., 2020 |  | 100-201502192cpy7-21.d | 100-201502192cpy7-21.d-1 | underground mine, open pit |  |  |  |  | ore material | drill core, polished section | drill core | mineral separate | [5 empty] | mineralisation |  |  |  | chalcopyrite, sphalerite, galena | Cu mineralisation stage, Pb-Zn mineralisation stage | replacement, vein infill, stratabound | coarse-grained, medium-grained, fine-grained, stratabound, discordant veins, replacement, infill |  |  |  | pyrite, pyrrhotite, arsenopyrite, siderite, dolomite, calcite, quartz, chlorite, K-feldspar, biotite, apatite, freibergite, tetrahedrite, cobaltite | Resin blocks containing each sample were produced following standard procedures and used for Mineral Liberation Analysis (MLA) mapping and subsequent LA-ICP-MS analyses | LA-ICPMS, EMPA, SEM-EDS | NWR213 solid state 213 nm laser ablation system coupled with an Agilent 7900 quadrupole ICP-MS; Cameca SXFive Electron Microprobe; Quanta600 SEM | Adelaide Microscopy | Ablation was conducted in an atmosphere of He (0.6 L/min) that was mixed with Ar (0.88 L/min) upon leaving the ablation cell; 70 µm diameter spot size with a 25:2 standard sample bracketing approach (2 standards analysed twice every 25 unknowns); MLA maps were acquired using the raster mode with an X-ray spectra collected every 4 µm | STDGL3 (CODES, University of Tasmania; Danyushevsky et al., 2011); GSD-1G | 259 |  | 2.37 | [11 empty] | 0.121 | [5 empty] | 3.95 | [5 empty] | 3 | [15 empty] | 293000 |  | 0.475 |  |  |  | 0.69 | [7 empty] | 142.5 | [13 empty] | 0.16 | [9 empty] | 1.84 | [5 empty] | 1.59 | [15 empty] | 407000 |  | 3.74 |  |  |  | 7.7 | [5 empty] | 89.7 | [7 empty] | 1.15 | [5 empty] | 0.973 | [13 empty] | 373 |  |  |  |  | 2020 | Cave, B., et al. (2020), Ore Geology Reviews 124, 103647 |  | AUS | Queensland
| Mount Isa Copper Operations, Black Star Mine | No. 5 and No. 9 Pb-Zn orebodies, 650 Cu orebody, 1100 Cu orebody, 3000 Cu orebody | Seafloor hydrothermal | Sedimentary Exhalative (SEDEX) | SEDEX zinc-lead-copper | Cu, Pb, Zn | Ag | Cu, Pb, Zn, Ag | Cave et al., 2020 |  | 101-201502192cpy7-22.d | 101-201502192cpy7-22.d-1 | underground mine, open pit |  |  |  |  | ore material | drill core, polished section | drill core | mineral separate | [5 empty] | mineralisation |  |  |  | chalcopyrite, sphalerite, galena | Cu mineralisation stage, Pb-Zn mineralisation stage | replacement, vein infill, stratabound | coarse-grained, medium-grained, fine-grained, stratabound, discordant veins, replacement, infill |  |  |  | pyrite, pyrrhotite, arsenopyrite, siderite, dolomite, calcite, quartz, chlorite, K-feldspar, biotite, apatite, freibergite, tetrahedrite, cobaltite | Resin blocks containing each sample were produced following standard procedures and used for Mineral Liberation Analysis (MLA) mapping and subsequent LA-ICP-MS analyses | LA-ICPMS, EMPA, SEM-EDS | NWR213 solid state 213 nm laser ablation system coupled with an Agilent 7900 quadrupole ICP-MS; Cameca SXFive Electron Microprobe; Quanta600 SEM | Adelaide Microscopy | Ablation was conducted in an atmosphere of He (0.6 L/min) that was mixed with Ar (0.88 L/min) upon leaving the ablation cell; 70 µm diameter spot size with a 25:2 standard sample bracketing approach (2 standards analysed twice every 25 unknowns); MLA maps were acquired using the raster mode with an X-ray spectra collected every 4 µm | STDGL3 (CODES, University of Tasmania; Danyushevsky et al., 2011); GSD-1G | 253.5 | [13 empty] | 0.142 | [5 empty] | 5.08 | [5 empty] | 2.76 | [15 empty] | 285000 |  | 0.404 |  |  |  | 0.83 | [7 empty] | 143.3 | [23 empty] | 2.07 | [5 empty] | 1.56 | [15 empty] | 388000 |  | 1.95 |  |  |  | 3.7 | [5 empty] | 86.1 | [7 empty] | 0.86 | [5 empty] | 0.221 | [13 empty] | 418 |  |  |  |  | 2020 | Cave, B., et al. (2020), Ore Geology Reviews 124, 103647 |  | AUS | Queensland
| Mount Isa Copper Operations, Black Star Mine | No. 5 and No. 9 Pb-Zn orebodies, 650 Cu orebody, 1100 Cu orebody, 3000 Cu orebody | Seafloor hydrothermal | Sedimentary Exhalative (SEDEX) | SEDEX zinc-lead-copper | Cu, Pb, Zn | Ag | Cu, Pb, Zn, Ag | Cave et al., 2020 |  | 102-201502192cpy7-23.d | 102-201502192cpy7-23.d-1 | underground mine, open pit |  |  |  |  | ore material | drill core, polished section | drill core | mineral separate | [5 empty] | mineralisation |  |  |  | chalcopyrite, sphalerite, galena | Cu mineralisation stage, Pb-Zn mineralisation stage | replacement, vein infill, stratabound | coarse-grained, medium-grained, fine-grained, stratabound, discordant veins, replacement, infill |  |  |  | pyrite, pyrrhotite, arsenopyrite, siderite, dolomite, calcite, quartz, chlorite, K-feldspar, biotite, apatite, freibergite, tetrahedrite, cobaltite | Resin blocks containing each sample were produced following standard procedures and used for Mineral Liberation Analysis (MLA) mapping and subsequent LA-ICP-MS analyses | LA-ICPMS, EMPA, SEM-EDS | NWR213 solid state 213 nm laser ablation system coupled with an Agilent 7900 quadrupole ICP-MS; Cameca SXFive Electron Microprobe; Quanta600 SEM | Adelaide Microscopy | Ablation was conducted in an atmosphere of He (0.6 L/min) that was mixed with Ar (0.88 L/min) upon leaving the ablation cell; 70 µm diameter spot size with a 25:2 standard sample bracketing approach (2 standards analysed twice every 25 unknowns); MLA maps were acquired using the raster mode with an X-ray spectra collected every 4 µm | STDGL3 (CODES, University of Tasmania; Danyushevsky et al., 2011); GSD-1G | 255.4 |  | 0.93 | [11 empty] | 0.233 | [5 empty] | 5.13 | [5 empty] | 2.38 | [15 empty] | 286000 |  | 0.356 |  |  |  | 0.56 | [7 empty] | 147.3 | [13 empty] | 0.21 | [9 empty] | 1.66 | [5 empty] | 2.09 | [15 empty] | 386000 |  | 3.1 |  |  |  | 4 | [5 empty] | 85.6 | [7 empty] | 1.05 | [5 empty] | 0.699 | [13 empty] | 519 |  |  |  |  | 2020 | Cave, B., et al. (2020), Ore Geology Reviews 124, 103647 |  | AUS | Queensland
| Mount Isa Copper Operations, Black Star Mine | No. 5 and No. 9 Pb-Zn orebodies, 650 Cu orebody, 1100 Cu orebody, 3000 Cu orebody | Seafloor hydrothermal | Sedimentary Exhalative (SEDEX) | SEDEX zinc-lead-copper | Cu, Pb, Zn | Ag | Cu, Pb, Zn, Ag | Cave et al., 2020 |  | 103-201502192cpy7-24.d | 103-201502192cpy7-24.d-1 | underground mine, open pit |  |  |  |  | ore material | drill core, polished section | drill core | mineral separate | [5 empty] | mineralisation |  |  |  | chalcopyrite, sphalerite, galena | Cu mineralisation stage, Pb-Zn mineralisation stage | replacement, vein infill, stratabound | coarse-grained, medium-grained, fine-grained, stratabound, discordant veins, replacement, infill |  |  |  | pyrite, pyrrhotite, arsenopyrite, siderite, dolomite, calcite, quartz, chlorite, K-feldspar, biotite, apatite, freibergite, tetrahedrite, cobaltite | Resin blocks containing each sample were produced following standard procedures and used for Mineral Liberation Analysis (MLA) mapping and subsequent LA-ICP-MS analyses | LA-ICPMS, EMPA, SEM-EDS | NWR213 solid state 213 nm laser ablation system coupled with an Agilent 7900 quadrupole ICP-MS; Cameca SXFive Electron Microprobe; Quanta600 SEM | Adelaide Microscopy | Ablation was conducted in an atmosphere of He (0.6 L/min) that was mixed with Ar (0.88 L/min) upon leaving the ablation cell; 70 µm diameter spot size with a 25:2 standard sample bracketing approach (2 standards analysed twice every 25 unknowns); MLA maps were acquired using the raster mode with an X-ray spectra collected every 4 µm | STDGL3 (CODES, University of Tasmania; Danyushevsky et al., 2011); GSD-1G | 589 |  | 3.4 | [11 empty] | 0.325 | [5 empty] | 5.55 | [5 empty] | 2.31 | [15 empty] | 290000 |  | 0.318 |  |  |  | 0.63 | [7 empty] | 152.6 | [23 empty] | 1.52 | [5 empty] | 6.24 | [15 empty] | 396000 |  | 6.14 |  |  |  | 2.9 | [5 empty] | 85.8 | [7 empty] | 0.65 | [5 empty] | 1.93 | [13 empty] | 496 |  |  |  |  | 2020 | Cave, B., et al. (2020), Ore Geology Reviews 124, 103647 |  | AUS | Queensland
| Mount Isa Copper Operations, Black Star Mine | No. 5 and No. 9 Pb-Zn orebodies, 650 Cu orebody, 1100 Cu orebody, 3000 Cu orebody | Seafloor hydrothermal | Sedimentary Exhalative (SEDEX) | SEDEX zinc-lead-copper | Cu, Pb, Zn | Ag | Cu, Pb, Zn, Ag | Cave et al., 2020 |  | 104-201502192cpy7-25.d | 104-201502192cpy7-25.d-1 | underground mine, open pit |  |  |  |  | ore material | drill core, polished section | drill core | mineral separate | [5 empty] | mineralisation |  |  |  | chalcopyrite, sphalerite, galena | Cu mineralisation stage, Pb-Zn mineralisation stage | replacement, vein infill, stratabound | coarse-grained, medium-grained, fine-grained, stratabound, discordant veins, replacement, infill |  |  |  | pyrite, pyrrhotite, arsenopyrite, siderite, dolomite, calcite, quartz, chlorite, K-feldspar, biotite, apatite, freibergite, tetrahedrite, cobaltite | Resin blocks containing each sample were produced following standard procedures and used for Mineral Liberation Analysis (MLA) mapping and subsequent LA-ICP-MS analyses | LA-ICPMS, EMPA, SEM-EDS | NWR213 solid state 213 nm laser ablation system coupled with an Agilent 7900 quadrupole ICP-MS; Cameca SXFive Electron Microprobe; Quanta600 SEM | Adelaide Microscopy | Ablation was conducted in an atmosphere of He (0.6 L/min) that was mixed with Ar (0.88 L/min) upon leaving the ablation cell; 70 µm diameter spot size with a 25:2 standard sample bracketing approach (2 standards analysed twice every 25 unknowns); MLA maps were acquired using the raster mode with an X-ray spectra collected every 4 µm | STDGL3 (CODES, University of Tasmania; Danyushevsky et al., 2011); GSD-1G | 264.7 |  | 1.85 | [11 empty] | 0.175 | [5 empty] | 5.63 | [5 empty] | 2.7 | [15 empty] | 292000 |  | 0.453 |  |  |  | 0.76 | [7 empty] | 154.6 | [13 empty] | 0.18 | [9 empty] | 1.77 | [5 empty] | 2.74 | [15 empty] | 390000 |  | 2.41 |  |  |  | 2.8 | [5 empty] | 87.9 | [7 empty] | 0.84 | [5 empty] | 0.289 | [13 empty] | 629 |  |  |  |  | 2020 | Cave, B., et al. (2020), Ore Geology Reviews 124, 103647 |  | AUS | Queensland
| Mount Isa Copper Operations, Black Star Mine | No. 5 and No. 9 Pb-Zn orebodies, 650 Cu orebody, 1100 Cu orebody, 3000 Cu orebody | Seafloor hydrothermal | Sedimentary Exhalative (SEDEX) | SEDEX zinc-lead-copper | Cu, Pb, Zn | Ag | Cu, Pb, Zn, Ag | Cave et al., 2020 |  | 105-201502192cpy7-26.d | 105-201502192cpy7-26.d-1 | underground mine, open pit |  |  |  |  | ore material | drill core, polished section | drill core | mineral separate | [5 empty] | mineralisation |  |  |  | chalcopyrite, sphalerite, galena | Cu mineralisation stage, Pb-Zn mineralisation stage | replacement, vein infill, stratabound | coarse-grained, medium-grained, fine-grained, stratabound, discordant veins, replacement, infill |  |  |  | pyrite, pyrrhotite, arsenopyrite, siderite, dolomite, calcite, quartz, chlorite, K-feldspar, biotite, apatite, freibergite, tetrahedrite, cobaltite | Resin blocks containing each sample were produced following standard procedures and used for Mineral Liberation Analysis (MLA) mapping and subsequent LA-ICP-MS analyses | LA-ICPMS, EMPA, SEM-EDS | NWR213 solid state 213 nm laser ablation system coupled with an Agilent 7900 quadrupole ICP-MS; Cameca SXFive Electron Microprobe; Quanta600 SEM | Adelaide Microscopy | Ablation was conducted in an atmosphere of He (0.6 L/min) that was mixed with Ar (0.88 L/min) upon leaving the ablation cell; 70 µm diameter spot size with a 25:2 standard sample bracketing approach (2 standards analysed twice every 25 unknowns); MLA maps were acquired using the raster mode with an X-ray spectra collected every 4 µm | STDGL3 (CODES, University of Tasmania; Danyushevsky et al., 2011); GSD-1G | 232.5 |  | 1.39 | [11 empty] | 0.163 | [5 empty] | 4.06 | [5 empty] | 2.54 | [15 empty] | 290000 |  | 0.399 |  |  |  | 0.88 | [7 empty] | 155.6 | [23 empty] | 1.45 | [5 empty] | 2.33 | [15 empty] | 389000 |  | 2.9 |  |  |  | 3.9 | [5 empty] | 85.2 | [7 empty] | 0.76 | [5 empty] | 0.228 | [13 empty] | 484 |  |  |  |  | 2020 | Cave, B., et al. (2020), Ore Geology Reviews 124, 103647 |  | AUS | Queensland
| Mount Isa Copper Operations, Black Star Mine | No. 5 and No. 9 Pb-Zn orebodies, 650 Cu orebody, 1100 Cu orebody, 3000 Cu orebody | Seafloor hydrothermal | Sedimentary Exhalative (SEDEX) | SEDEX zinc-lead-copper | Cu, Pb, Zn | Ag | Cu, Pb, Zn, Ag | Cave et al., 2020 |  | 106-201502192cpy7-27.d | 106-201502192cpy7-27.d-1 | underground mine, open pit |  |  |  |  | ore material | drill core, polished section | drill core | mineral separate | [5 empty] | mineralisation |  |  |  | chalcopyrite, sphalerite, galena | Cu mineralisation stage, Pb-Zn mineralisation stage | replacement, vein infill, stratabound | coarse-grained, medium-grained, fine-grained, stratabound, discordant veins, replacement, infill |  |  |  | pyrite, pyrrhotite, arsenopyrite, siderite, dolomite, calcite, quartz, chlorite, K-feldspar, biotite, apatite, freibergite, tetrahedrite, cobaltite | Resin blocks containing each sample were produced following standard procedures and used for Mineral Liberation Analysis (MLA) mapping and subsequent LA-ICP-MS analyses | LA-ICPMS, EMPA, SEM-EDS | NWR213 solid state 213 nm laser ablation system coupled with an Agilent 7900 quadrupole ICP-MS; Cameca SXFive Electron Microprobe; Quanta600 SEM | Adelaide Microscopy | Ablation was conducted in an atmosphere of He (0.6 L/min) that was mixed with Ar (0.88 L/min) upon leaving the ablation cell; 70 µm diameter spot size with a 25:2 standard sample bracketing approach (2 standards analysed twice every 25 unknowns); MLA maps were acquired using the raster mode with an X-ray spectra collected every 4 µm | STDGL3 (CODES, University of Tasmania; Danyushevsky et al., 2011); GSD-1G | 242.9 |  | 2.16 | [11 empty] | 0.252 | [5 empty] | 5.02 | [5 empty] | 3.16 | [15 empty] | 287000 |  | 0.431 |  |  |  | 1.04 | [7 empty] | 151.9 | [23 empty] | 1.94 | [5 empty] | 2.83 | [15 empty] | 388000 |  | 3.62 |  |  |  | 5.8 | [5 empty] | 86.5 | [7 empty] | 0.69 | [5 empty] | 0.459 | [13 empty] | 627 |  |  |  |  | 2020 | Cave, B., et al. (2020), Ore Geology Reviews 124, 103647 |  | AUS | Queensland
| Mount Isa Copper Operations, Black Star Mine | No. 5 and No. 9 Pb-Zn orebodies, 650 Cu orebody, 1100 Cu orebody, 3000 Cu orebody | Seafloor hydrothermal | Sedimentary Exhalative (SEDEX) | SEDEX zinc-lead-copper | Cu, Pb, Zn | Ag | Cu, Pb, Zn, Ag | Cave et al., 2020 |  | 107-201502192cpy7-28.d | 107-201502192cpy7-28.d-1 | underground mine, open pit |  |  |  |  | ore material | drill core, polished section | drill core | mineral separate | [5 empty] | mineralisation |  |  |  | chalcopyrite, sphalerite, galena | Cu mineralisation stage, Pb-Zn mineralisation stage | replacement, vein infill, stratabound | coarse-grained, medium-grained, fine-grained, stratabound, discordant veins, replacement, infill |  |  |  | pyrite, pyrrhotite, arsenopyrite, siderite, dolomite, calcite, quartz, chlorite, K-feldspar, biotite, apatite, freibergite, tetrahedrite, cobaltite | Resin blocks containing each sample were produced following standard procedures and used for Mineral Liberation Analysis (MLA) mapping and subsequent LA-ICP-MS analyses | LA-ICPMS, EMPA, SEM-EDS | NWR213 solid state 213 nm laser ablation system coupled with an Agilent 7900 quadrupole ICP-MS; Cameca SXFive Electron Microprobe; Quanta600 SEM | Adelaide Microscopy | Ablation was conducted in an atmosphere of He (0.6 L/min) that was mixed with Ar (0.88 L/min) upon leaving the ablation cell; 70 µm diameter spot size with a 25:2 standard sample bracketing approach (2 standards analysed twice every 25 unknowns); MLA maps were acquired using the raster mode with an X-ray spectra collected every 4 µm | STDGL3 (CODES, University of Tasmania; Danyushevsky et al., 2011); GSD-1G | 264.1 |  | 1.7 | [11 empty] | 0.135 | [5 empty] | 5.61 | [5 empty] | 2.99 | [15 empty] | 287000 |  | 0.49 |  |  |  | 1.22 | [7 empty] | 163.8 | [23 empty] | 1.7 | [5 empty] | 1.91 | [15 empty] | 382000 |  | 3.61 |  |  |  | 3 | [5 empty] | 88.3 | [7 empty] | 0.86 | [5 empty] | 0.378 | [13 empty] | 497 |  |  |  |  | 2020 | Cave, B., et al. (2020), Ore Geology Reviews 124, 103647 |  | AUS | Queensland
| Mount Isa Copper Operations, Black Star Mine | No. 5 and No. 9 Pb-Zn orebodies, 650 Cu orebody, 1100 Cu orebody, 3000 Cu orebody | Seafloor hydrothermal | Sedimentary Exhalative (SEDEX) | SEDEX zinc-lead-copper | Cu, Pb, Zn | Ag | Cu, Pb, Zn, Ag | Cave et al., 2020 |  | 108-201502192cpy7-29.d | 108-201502192cpy7-29.d-1 | underground mine, open pit |  |  |  |  | ore material | drill core, polished section | drill core | mineral separate | [5 empty] | mineralisation |  |  |  | chalcopyrite, sphalerite, galena | Cu mineralisation stage, Pb-Zn mineralisation stage | replacement, vein infill, stratabound | coarse-grained, medium-grained, fine-grained, stratabound, discordant veins, replacement, infill |  |  |  | pyrite, pyrrhotite, arsenopyrite, siderite, dolomite, calcite, quartz, chlorite, K-feldspar, biotite, apatite, freibergite, tetrahedrite, cobaltite | Resin blocks containing each sample were produced following standard procedures and used for Mineral Liberation Analysis (MLA) mapping and subsequent LA-ICP-MS analyses | LA-ICPMS, EMPA, SEM-EDS | NWR213 solid state 213 nm laser ablation system coupled with an Agilent 7900 quadrupole ICP-MS; Cameca SXFive Electron Microprobe; Quanta600 SEM | Adelaide Microscopy | Ablation was conducted in an atmosphere of He (0.6 L/min) that was mixed with Ar (0.88 L/min) upon leaving the ablation cell; 70 µm diameter spot size with a 25:2 standard sample bracketing approach (2 standards analysed twice every 25 unknowns); MLA maps were acquired using the raster mode with an X-ray spectra collected every 4 µm | STDGL3 (CODES, University of Tasmania; Danyushevsky et al., 2011); GSD-1G | 243.6 |  | 1.17 | [11 empty] | 0.079 | [5 empty] | 4.54 | [5 empty] | 2.5 | [15 empty] | 288000 |  | 0.584 |  |  |  | 1.13 | [7 empty] | 164.9 | [23 empty] | 1.76 | [5 empty] | 2.07 | [15 empty] | 392000 |  | 1.97 |  |  |  | 3.7 | [5 empty] | 86 | [7 empty] | 0.78 | [5 empty] | 0.167 | [13 empty] | 455 |  |  |  |  | 2020 | Cave, B., et al. (2020), Ore Geology Reviews 124, 103647 |  | AUS | Queensland
| Mount Isa Copper Operations, Black Star Mine | No. 5 and No. 9 Pb-Zn orebodies, 650 Cu orebody, 1100 Cu orebody, 3000 Cu orebody | Seafloor hydrothermal | Sedimentary Exhalative (SEDEX) | SEDEX zinc-lead-copper | Cu, Pb, Zn | Ag | Cu, Pb, Zn, Ag | Cave et al., 2020 |  | 109-201502192cpy7-30.d | 109-201502192cpy7-30.d-1 | underground mine, open pit |  |  |  |  | ore material | drill core, polished section | drill core | mineral separate | [5 empty] | mineralisation |  |  |  | chalcopyrite, sphalerite, galena | Cu mineralisation stage, Pb-Zn mineralisation stage | replacement, vein infill, stratabound | coarse-grained, medium-grained, fine-grained, stratabound, discordant veins, replacement, infill |  |  |  | pyrite, pyrrhotite, arsenopyrite, siderite, dolomite, calcite, quartz, chlorite, K-feldspar, biotite, apatite, freibergite, tetrahedrite, cobaltite | Resin blocks containing each sample were produced following standard procedures and used for Mineral Liberation Analysis (MLA) mapping and subsequent LA-ICP-MS analyses | LA-ICPMS, EMPA, SEM-EDS | NWR213 solid state 213 nm laser ablation system coupled with an Agilent 7900 quadrupole ICP-MS; Cameca SXFive Electron Microprobe; Quanta600 SEM | Adelaide Microscopy | Ablation was conducted in an atmosphere of He (0.6 L/min) that was mixed with Ar (0.88 L/min) upon leaving the ablation cell; 70 µm diameter spot size with a 25:2 standard sample bracketing approach (2 standards analysed twice every 25 unknowns); MLA maps were acquired using the raster mode with an X-ray spectra collected every 4 µm | STDGL3 (CODES, University of Tasmania; Danyushevsky et al., 2011); GSD-1G | 733 |  | 1.21 | [11 empty] | 0.123 | [5 empty] | 6.22 | [5 empty] | 2.41 | [15 empty] | 280000 |  | 0.457 |  |  |  | 0.59 | [7 empty] | 162.3 | [13 empty] | 0.4 | [9 empty] | 1.82 | [5 empty] | 6.86 | [15 empty] | 412000 |  | 4.98 |  |  |  | 3.3 | [5 empty] | 86.2 | [7 empty] | 0.72 | [5 empty] | 2.24 | [13 empty] | 585 |  |  |  |  | 2020 | Cave, B., et al. (2020), Ore Geology Reviews 124, 103647 |  | AUS | Queensland
| Mount Isa Copper Operations, Black Star Mine | No. 5 and No. 9 Pb-Zn orebodies, 650 Cu orebody, 1100 Cu orebody, 3000 Cu orebody | Seafloor hydrothermal | Sedimentary Exhalative (SEDEX) | SEDEX zinc-lead-copper | Cu, Pb, Zn | Ag | Cu, Pb, Zn, Ag | Cave et al., 2020 |  | 110-201502192cpy7-31.d | 110-201502192cpy7-31.d-1 | underground mine, open pit |  |  |  |  | ore material | drill core, polished section | drill core | mineral separate | [5 empty] | mineralisation |  |  |  | chalcopyrite, sphalerite, galena | Cu mineralisation stage, Pb-Zn mineralisation stage | replacement, vein infill, stratabound | coarse-grained, medium-grained, fine-grained, stratabound, discordant veins, replacement, infill |  |  |  | pyrite, pyrrhotite, arsenopyrite, siderite, dolomite, calcite, quartz, chlorite, K-feldspar, biotite, apatite, freibergite, tetrahedrite, cobaltite | Resin blocks containing each sample were produced following standard procedures and used for Mineral Liberation Analysis (MLA) mapping and subsequent LA-ICP-MS analyses | LA-ICPMS, EMPA, SEM-EDS | NWR213 solid state 213 nm laser ablation system coupled with an Agilent 7900 quadrupole ICP-MS; Cameca SXFive Electron Microprobe; Quanta600 SEM | Adelaide Microscopy | Ablation was conducted in an atmosphere of He (0.6 L/min) that was mixed with Ar (0.88 L/min) upon leaving the ablation cell; 70 µm diameter spot size with a 25:2 standard sample bracketing approach (2 standards analysed twice every 25 unknowns); MLA maps were acquired using the raster mode with an X-ray spectra collected every 4 µm | STDGL3 (CODES, University of Tasmania; Danyushevsky et al., 2011); GSD-1G | 247.4 | [13 empty] | 0.156 | [5 empty] | 4.63 | [5 empty] | 2.17 | [15 empty] | 286000 |  | 0.395 |  |  |  | 0.33 | [7 empty] | 151.7 | [13 empty] | 0.46 | [9 empty] | 1.62 | [5 empty] | 2.53 | [15 empty] | 454000 |  | 3.84 |  |  |  | 2.5 | [5 empty] | 93.8 | [13 empty] | 1.196 | [13 empty] | 453 |  |  |  |  | 2020 | Cave, B., et al. (2020), Ore Geology Reviews 124, 103647 |  | AUS | Queensland
| Mount Isa Copper Operations, Black Star Mine | No. 5 and No. 9 Pb-Zn orebodies, 650 Cu orebody, 1100 Cu orebody, 3000 Cu orebody | Seafloor hydrothermal | Sedimentary Exhalative (SEDEX) | SEDEX zinc-lead-copper | Cu, Pb, Zn | Ag | Cu, Pb, Zn, Ag | Cave et al., 2020 |  | 111-201502192cpy7-32.d | 111-201502192cpy7-32.d-1 | underground mine, open pit |  |  |  |  | ore material | drill core, polished section | drill core | mineral separate | [5 empty] | mineralisation |  |  |  | chalcopyrite, sphalerite, galena | Cu mineralisation stage, Pb-Zn mineralisation stage | replacement, vein infill, stratabound | coarse-grained, medium-grained, fine-grained, stratabound, discordant veins, replacement, infill |  |  |  | pyrite, pyrrhotite, arsenopyrite, siderite, dolomite, calcite, quartz, chlorite, K-feldspar, biotite, apatite, freibergite, tetrahedrite, cobaltite | Resin blocks containing each sample were produced following standard procedures and used for Mineral Liberation Analysis (MLA) mapping and subsequent LA-ICP-MS analyses | LA-ICPMS, EMPA, SEM-EDS | NWR213 solid state 213 nm laser ablation system coupled with an Agilent 7900 quadrupole ICP-MS; Cameca SXFive Electron Microprobe; Quanta600 SEM | Adelaide Microscopy | Ablation was conducted in an atmosphere of He (0.6 L/min) that was mixed with Ar (0.88 L/min) upon leaving the ablation cell; 70 µm diameter spot size with a 25:2 standard sample bracketing approach (2 standards analysed twice every 25 unknowns); MLA maps were acquired using the raster mode with an X-ray spectra collected every 4 µm | STDGL3 (CODES, University of Tasmania; Danyushevsky et al., 2011); GSD-1G | 240.3 | [13 empty] | 0.069 | [5 empty] | 4.86 | [5 empty] | 2.98 | [15 empty] | 287000 |  | 0.354 |  |  |  | 0.3 | [7 empty] | 142.1 | [13 empty] | 0.6 | [9 empty] | 1.47 | [5 empty] | 1.53 | [15 empty] | 467000 |  | 1.85 | [9 empty] | 84.3 | [7 empty] | 0.39 | [5 empty] | 0.728 | [13 empty] | 455 |  |  |  |  | 2020 | Cave, B., et al. (2020), Ore Geology Reviews 124, 103647 |  | AUS | Queensland
| Mount Isa Copper Operations, Black Star Mine | No. 5 and No. 9 Pb-Zn orebodies, 650 Cu orebody, 1100 Cu orebody, 3000 Cu orebody | Seafloor hydrothermal | Sedimentary Exhalative (SEDEX) | SEDEX zinc-lead-copper | Cu, Pb, Zn | Ag | Cu, Pb, Zn, Ag | Cave et al., 2020 |  | 112-201502192cpy7-33.d | 112-201502192cpy7-33.d-1 | underground mine, open pit |  |  |  |  | ore material | drill core, polished section | drill core | mineral separate | [5 empty] | mineralisation |  |  |  | chalcopyrite, sphalerite, galena | Cu mineralisation stage, Pb-Zn mineralisation stage | replacement, vein infill, stratabound | coarse-grained, medium-grained, fine-grained, stratabound, discordant veins, replacement, infill |  |  |  | pyrite, pyrrhotite, arsenopyrite, siderite, dolomite, calcite, quartz, chlorite, K-feldspar, biotite, apatite, freibergite, tetrahedrite, cobaltite | Resin blocks containing each sample were produced following standard procedures and used for Mineral Liberation Analysis (MLA) mapping and subsequent LA-ICP-MS analyses | LA-ICPMS, EMPA, SEM-EDS | NWR213 solid state 213 nm laser ablation system coupled with an Agilent 7900 quadrupole ICP-MS; Cameca SXFive Electron Microprobe; Quanta600 SEM | Adelaide Microscopy | Ablation was conducted in an atmosphere of He (0.6 L/min) that was mixed with Ar (0.88 L/min) upon leaving the ablation cell; 70 µm diameter spot size with a 25:2 standard sample bracketing approach (2 standards analysed twice every 25 unknowns); MLA maps were acquired using the raster mode with an X-ray spectra collected every 4 µm | STDGL3 (CODES, University of Tasmania; Danyushevsky et al., 2011); GSD-1G | 240.1 | [13 empty] | 0.095 | [5 empty] | 4.63 | [5 empty] | 2.38 | [15 empty] | 291000 |  | 0.429 |  |  |  | 0.66 | [7 empty] | 147.4 | [13 empty] | 0.42 | [9 empty] | 1.53 | [5 empty] | 2.13 | [15 empty] | 483000 |  | 2.16 |  |  |  | 2.6 | [5 empty] | 86.8 | [13 empty] | 0.7 | [13 empty] | 439 |  |  |  |  | 2020 | Cave, B., et al. (2020), Ore Geology Reviews 124, 103647 |  | AUS | Queensland
| Mount Isa Copper Operations, Black Star Mine | No. 5 and No. 9 Pb-Zn orebodies, 650 Cu orebody, 1100 Cu orebody, 3000 Cu orebody | Seafloor hydrothermal | Sedimentary Exhalative (SEDEX) | SEDEX zinc-lead-copper | Cu, Pb, Zn | Ag | Cu, Pb, Zn, Ag | Cave et al., 2020 |  | 113-201502192cpy7-34.d | 113-201502192cpy7-34.d-1 | underground mine, open pit |  |  |  |  | ore material | drill core, polished section | drill core | mineral separate | [5 empty] | mineralisation |  |  |  | chalcopyrite, sphalerite, galena | Cu mineralisation stage, Pb-Zn mineralisation stage | replacement, vein infill, stratabound | coarse-grained, medium-grained, fine-grained, stratabound, discordant veins, replacement, infill |  |  |  | pyrite, pyrrhotite, arsenopyrite, siderite, dolomite, calcite, quartz, chlorite, K-feldspar, biotite, apatite, freibergite, tetrahedrite, cobaltite | Resin blocks containing each sample were produced following standard procedures and used for Mineral Liberation Analysis (MLA) mapping and subsequent LA-ICP-MS analyses | LA-ICPMS, EMPA, SEM-EDS | NWR213 solid state 213 nm laser ablation system coupled with an Agilent 7900 quadrupole ICP-MS; Cameca SXFive Electron Microprobe; Quanta600 SEM | Adelaide Microscopy | Ablation was conducted in an atmosphere of He (0.6 L/min) that was mixed with Ar (0.88 L/min) upon leaving the ablation cell; 70 µm diameter spot size with a 25:2 standard sample bracketing approach (2 standards analysed twice every 25 unknowns); MLA maps were acquired using the raster mode with an X-ray spectra collected every 4 µm | STDGL3 (CODES, University of Tasmania; Danyushevsky et al., 2011); GSD-1G | 229.4 | [13 empty] | 0.137 | [5 empty] | 4.16 | [5 empty] | 2.39 | [15 empty] | 289000 |  | 0.462 |  |  |  | 0.52 | [7 empty] | 137 | [13 empty] | 0.24 | [9 empty] | 1.77 | [5 empty] | 2.84 | [15 empty] | 483000 |  | 3.38 |  |  |  | 2.1 | [5 empty] | 83.6 | [13 empty] | 0.935 | [13 empty] | 424 |  |  |  |  | 2020 | Cave, B., et al. (2020), Ore Geology Reviews 124, 103647 |  | AUS | Queensland
| Mount Isa Copper Operations, Black Star Mine | No. 5 and No. 9 Pb-Zn orebodies, 650 Cu orebody, 1100 Cu orebody, 3000 Cu orebody | Seafloor hydrothermal | Sedimentary Exhalative (SEDEX) | SEDEX zinc-lead-copper | Cu, Pb, Zn | Ag | Cu, Pb, Zn, Ag | Cave et al., 2020 |  | 114-201502192cpy7-35.d | 114-201502192cpy7-35.d-1 | underground mine, open pit |  |  |  |  | ore material | drill core, polished section | drill core | mineral separate | [5 empty] | mineralisation |  |  |  | chalcopyrite, sphalerite, galena | Cu mineralisation stage, Pb-Zn mineralisation stage | replacement, vein infill, stratabound | coarse-grained, medium-grained, fine-grained, stratabound, discordant veins, replacement, infill |  |  |  | pyrite, pyrrhotite, arsenopyrite, siderite, dolomite, calcite, quartz, chlorite, K-feldspar, biotite, apatite, freibergite, tetrahedrite, cobaltite | Resin blocks containing each sample were produced following standard procedures and used for Mineral Liberation Analysis (MLA) mapping and subsequent LA-ICP-MS analyses | LA-ICPMS, EMPA, SEM-EDS | NWR213 solid state 213 nm laser ablation system coupled with an Agilent 7900 quadrupole ICP-MS; Cameca SXFive Electron Microprobe; Quanta600 SEM | Adelaide Microscopy | Ablation was conducted in an atmosphere of He (0.6 L/min) that was mixed with Ar (0.88 L/min) upon leaving the ablation cell; 70 µm diameter spot size with a 25:2 standard sample bracketing approach (2 standards analysed twice every 25 unknowns); MLA maps were acquired using the raster mode with an X-ray spectra collected every 4 µm | STDGL3 (CODES, University of Tasmania; Danyushevsky et al., 2011); GSD-1G | 243.4 |  | 0.77 | [11 empty] | 0.507 | [5 empty] | 4.53 | [5 empty] | 1.84 | [15 empty] | 281000 |  | 0.373 |  |  |  | 0.4 | [7 empty] | 144.1 | [13 empty] | 0.3 | [9 empty] | 1.32 | [5 empty] | 4.11 | [15 empty] | 486000 |  | 2.66 | [9 empty] | 89.3 | [7 empty] | 0.41 | [5 empty] | 0.909 | [13 empty] | 433 |  |  |  |  | 2020 | Cave, B., et al. (2020), Ore Geology Reviews 124, 103647 |  | AUS | Queensland
| Mount Isa Copper Operations, Black Star Mine | No. 5 and No. 9 Pb-Zn orebodies, 650 Cu orebody, 1100 Cu orebody, 3000 Cu orebody | Seafloor hydrothermal | Sedimentary Exhalative (SEDEX) | SEDEX zinc-lead-copper | Cu, Pb, Zn | Ag | Cu, Pb, Zn, Ag | Cave et al., 2020 |  | 115-201502192cpy7-36.d | 115-201502192cpy7-36.d-1 | underground mine, open pit |  |  |  |  | ore material | drill core, polished section | drill core | mineral separate | [5 empty] | mineralisation |  |  |  | chalcopyrite, sphalerite, galena | Cu mineralisation stage, Pb-Zn mineralisation stage | replacement, vein infill, stratabound | coarse-grained, medium-grained, fine-grained, stratabound, discordant veins, replacement, infill |  |  |  | pyrite, pyrrhotite, arsenopyrite, siderite, dolomite, calcite, quartz, chlorite, K-feldspar, biotite, apatite, freibergite, tetrahedrite, cobaltite | Resin blocks containing each sample were produced following standard procedures and used for Mineral Liberation Analysis (MLA) mapping and subsequent LA-ICP-MS analyses | LA-ICPMS, EMPA, SEM-EDS | NWR213 solid state 213 nm laser ablation system coupled with an Agilent 7900 quadrupole ICP-MS; Cameca SXFive Electron Microprobe; Quanta600 SEM | Adelaide Microscopy | Ablation was conducted in an atmosphere of He (0.6 L/min) that was mixed with Ar (0.88 L/min) upon leaving the ablation cell; 70 µm diameter spot size with a 25:2 standard sample bracketing approach (2 standards analysed twice every 25 unknowns); MLA maps were acquired using the raster mode with an X-ray spectra collected every 4 µm | STDGL3 (CODES, University of Tasmania; Danyushevsky et al., 2011); GSD-1G | 303.6 |  | 1.65 | [11 empty] | 0.572 | [5 empty] | 4.75 | [5 empty] | 1.88 | [15 empty] | 285000 |  | 0.48 |  |  |  | 0.74 | [7 empty] | 151.2 | [13 empty] | 0.36 | [9 empty] | 1.48 | [5 empty] | 6.58 | [15 empty] | 478000 |  | 6.17 |  |  |  | 4.3 | [5 empty] | 109.4 | [13 empty] | 2.648 | [13 empty] | 402 |  |  |  |  | 2020 | Cave, B., et al. (2020), Ore Geology Reviews 124, 103647 |  | AUS | Queensland
| Mount Isa Copper Operations, Black Star Mine | No. 5 and No. 9 Pb-Zn orebodies, 650 Cu orebody, 1100 Cu orebody, 3000 Cu orebody | Seafloor hydrothermal | Sedimentary Exhalative (SEDEX) | SEDEX zinc-lead-copper | Cu, Pb, Zn | Ag | Cu, Pb, Zn, Ag | Cave et al., 2020 |  | 118-201502192cpy7-39.d | 118-201502192cpy7-39.d-1 | underground mine, open pit |  |  |  |  | ore material | drill core, polished section | drill core | mineral separate | [5 empty] | mineralisation |  |  |  | chalcopyrite, sphalerite, galena | Cu mineralisation stage, Pb-Zn mineralisation stage | replacement, vein infill, stratabound | coarse-grained, medium-grained, fine-grained, stratabound, discordant veins, replacement, infill |  |  |  | pyrite, pyrrhotite, arsenopyrite, siderite, dolomite, calcite, quartz, chlorite, K-feldspar, biotite, apatite, freibergite, tetrahedrite, cobaltite | Resin blocks containing each sample were produced following standard procedures and used for Mineral Liberation Analysis (MLA) mapping and subsequent LA-ICP-MS analyses | LA-ICPMS, EMPA, SEM-EDS | NWR213 solid state 213 nm laser ablation system coupled with an Agilent 7900 quadrupole ICP-MS; Cameca SXFive Electron Microprobe; Quanta600 SEM | Adelaide Microscopy | Ablation was conducted in an atmosphere of He (0.6 L/min) that was mixed with Ar (0.88 L/min) upon leaving the ablation cell; 70 µm diameter spot size with a 25:2 standard sample bracketing approach (2 standards analysed twice every 25 unknowns); MLA maps were acquired using the raster mode with an X-ray spectra collected every 4 µm | STDGL3 (CODES, University of Tasmania; Danyushevsky et al., 2011); GSD-1G | 223.5 | [13 empty] | 0.089 | [5 empty] | 4.62 | [5 empty] | 2.66 | [15 empty] | 289000 |  | 0.463 |  |  |  | 0.44 | [7 empty] | 155.1 | [13 empty] | 0.75 | [9 empty] | 1.5 | [5 empty] | 1.5 | [15 empty] | 461000 |  | 1.45 |  |  |  | 1.9 | [5 empty] | 82.1 | [13 empty] | 0.82 | [13 empty] | 414 |  |  |  |  | 2020 | Cave, B., et al. (2020), Ore Geology Reviews 124, 103647 |  | AUS | Queensland
| Mount Isa Copper Operations, Black Star Mine | No. 5 and No. 9 Pb-Zn orebodies, 650 Cu orebody, 1100 Cu orebody, 3000 Cu orebody | Seafloor hydrothermal | Sedimentary Exhalative (SEDEX) | SEDEX zinc-lead-copper | Cu, Pb, Zn | Ag | Cu, Pb, Zn, Ag | Cave et al., 2020 |  | 119-201502192cpy7-40.d | 119-201502192cpy7-40.d-1 | underground mine, open pit |  |  |  |  | ore material | drill core, polished section | drill core | mineral separate | [5 empty] | mineralisation |  |  |  | chalcopyrite, sphalerite, galena | Cu mineralisation stage, Pb-Zn mineralisation stage | replacement, vein infill, stratabound | coarse-grained, medium-grained, fine-grained, stratabound, discordant veins, replacement, infill |  |  |  | pyrite, pyrrhotite, arsenopyrite, siderite, dolomite, calcite, quartz, chlorite, K-feldspar, biotite, apatite, freibergite, tetrahedrite, cobaltite | Resin blocks containing each sample were produced following standard procedures and used for Mineral Liberation Analysis (MLA) mapping and subsequent LA-ICP-MS analyses | LA-ICPMS, EMPA, SEM-EDS | NWR213 solid state 213 nm laser ablation system coupled with an Agilent 7900 quadrupole ICP-MS; Cameca SXFive Electron Microprobe; Quanta600 SEM | Adelaide Microscopy | Ablation was conducted in an atmosphere of He (0.6 L/min) that was mixed with Ar (0.88 L/min) upon leaving the ablation cell; 70 µm diameter spot size with a 25:2 standard sample bracketing approach (2 standards analysed twice every 25 unknowns); MLA maps were acquired using the raster mode with an X-ray spectra collected every 4 µm | STDGL3 (CODES, University of Tasmania; Danyushevsky et al., 2011); GSD-1G | 229.6 | [13 empty] | 0.05 | [5 empty] | 5.83 | [5 empty] | 1.83 | [15 empty] | 283000 |  | 0.39 | [11 empty] | 170.6 | [23 empty] | 1.25 | [5 empty] | 3.41 | [15 empty] | 466000 |  | 1.98 | [9 empty] | 88.4 | [13 empty] | 0.482 | [13 empty] | 460 |  |  |  |  | 2020 | Cave, B., et al. (2020), Ore Geology Reviews 124, 103647 |  | AUS | Queensland
| Mount Isa Copper Operations, Black Star Mine | No. 5 and No. 9 Pb-Zn orebodies, 650 Cu orebody, 1100 Cu orebody, 3000 Cu orebody | Seafloor hydrothermal | Sedimentary Exhalative (SEDEX) | SEDEX zinc-lead-copper | Cu, Pb, Zn | Ag | Cu, Pb, Zn, Ag | Cave et al., 2020 |  | 132-201502192cpy12-3.d | 132-201502192cpy12-3.d-1 | underground mine, open pit |  |  |  |  | ore material | drill core, polished section | drill core | mineral separate | [5 empty] | mineralisation |  |  |  | chalcopyrite, sphalerite, galena | Cu mineralisation stage, Pb-Zn mineralisation stage | replacement, vein infill, stratabound | coarse-grained, medium-grained, fine-grained, stratabound, discordant veins, replacement, infill |  |  |  | pyrite, pyrrhotite, arsenopyrite, siderite, dolomite, calcite, quartz, chlorite, K-feldspar, biotite, apatite, freibergite, tetrahedrite, cobaltite | Resin blocks containing each sample were produced following standard procedures and used for Mineral Liberation Analysis (MLA) mapping and subsequent LA-ICP-MS analyses | LA-ICPMS, EMPA, SEM-EDS | NWR213 solid state 213 nm laser ablation system coupled with an Agilent 7900 quadrupole ICP-MS; Cameca SXFive Electron Microprobe; Quanta600 SEM | Adelaide Microscopy | Ablation was conducted in an atmosphere of He (0.6 L/min) that was mixed with Ar (0.88 L/min) upon leaving the ablation cell; 70 µm diameter spot size with a 25:2 standard sample bracketing approach (2 standards analysed twice every 25 unknowns); MLA maps were acquired using the raster mode with an X-ray spectra collected every 4 µm | STDGL3 (CODES, University of Tasmania; Danyushevsky et al., 2011); GSD-1G | 103.2 |  | 11 | [11 empty] | 0.096 | [5 empty] | 3.88 | [5 empty] | 0.72 | [15 empty] | 301000 |  | 0.143 | [11 empty] | 74.5 | [13 empty] | 363 | [9 empty] | 0.4 | [5 empty] | 213 | [15 empty] | 425000 |  | 34.2 | [9 empty] | 24.78 | [7 empty] | 1.16 | [5 empty] | 15.6 | [13 empty] | 335 |  |  |  |  | 2020 | Cave, B., et al. (2020), Ore Geology Reviews 124, 103647 |  | AUS | Queensland
| Mount Isa Copper Operations, Black Star Mine | No. 5 and No. 9 Pb-Zn orebodies, 650 Cu orebody, 1100 Cu orebody, 3000 Cu orebody | Seafloor hydrothermal | Sedimentary Exhalative (SEDEX) | SEDEX zinc-lead-copper | Cu, Pb, Zn | Ag | Cu, Pb, Zn, Ag | Cave et al., 2020 |  | 133-201502192cpy12-4.d | 133-201502192cpy12-4.d-1 | underground mine, open pit |  |  |  |  | ore material | drill core, polished section | drill core | mineral separate | [5 empty] | mineralisation |  |  |  | chalcopyrite, sphalerite, galena | Cu mineralisation stage, Pb-Zn mineralisation stage | replacement, vein infill, stratabound | coarse-grained, medium-grained, fine-grained, stratabound, discordant veins, replacement, infill |  |  |  | pyrite, pyrrhotite, arsenopyrite, siderite, dolomite, calcite, quartz, chlorite, K-feldspar, biotite, apatite, freibergite, tetrahedrite, cobaltite | Resin blocks containing each sample were produced following standard procedures and used for Mineral Liberation Analysis (MLA) mapping and subsequent LA-ICP-MS analyses | LA-ICPMS, EMPA, SEM-EDS | NWR213 solid state 213 nm laser ablation system coupled with an Agilent 7900 quadrupole ICP-MS; Cameca SXFive Electron Microprobe; Quanta600 SEM | Adelaide Microscopy | Ablation was conducted in an atmosphere of He (0.6 L/min) that was mixed with Ar (0.88 L/min) upon leaving the ablation cell; 70 µm diameter spot size with a 25:2 standard sample bracketing approach (2 standards analysed twice every 25 unknowns); MLA maps were acquired using the raster mode with an X-ray spectra collected every 4 µm | STDGL3 (CODES, University of Tasmania; Danyushevsky et al., 2011); GSD-1G | 114.6 |  | 79 | [11 empty] | 0.11 | [5 empty] | 8.5 | [5 empty] | 1.38 | [15 empty] | 301000 |  | 0.17 | [11 empty] | 77.5 | [13 empty] | 730 | [9 empty] | 1.25 | [5 empty] | 117 | [15 empty] | 446000 |  | 20.4 | [9 empty] | 25.6 | [7 empty] | 0.86 | [5 empty] | 21.9 | [13 empty] | 1160 |  |  |  |  | 2020 | Cave, B., et al. (2020), Ore Geology Reviews 124, 103647 |  | AUS | Queensland
| Mount Isa Copper Operations, Black Star Mine | No. 5 and No. 9 Pb-Zn orebodies, 650 Cu orebody, 1100 Cu orebody, 3000 Cu orebody | Seafloor hydrothermal | Sedimentary Exhalative (SEDEX) | SEDEX zinc-lead-copper | Cu, Pb, Zn | Ag | Cu, Pb, Zn, Ag | Cave et al., 2020 |  | 134-201502192cpy12-5.d | 134-201502192cpy12-5.d-1 | underground mine, open pit |  |  |  |  | ore material | drill core, polished section | drill core | mineral separate | [5 empty] | mineralisation |  |  |  | chalcopyrite, sphalerite, galena | Cu mineralisation stage, Pb-Zn mineralisation stage | replacement, vein infill, stratabound | coarse-grained, medium-grained, fine-grained, stratabound, discordant veins, replacement, infill |  |  |  | pyrite, pyrrhotite, arsenopyrite, siderite, dolomite, calcite, quartz, chlorite, K-feldspar, biotite, apatite, freibergite, tetrahedrite, cobaltite | Resin blocks containing each sample were produced following standard procedures and used for Mineral Liberation Analysis (MLA) mapping and subsequent LA-ICP-MS analyses | LA-ICPMS, EMPA, SEM-EDS | NWR213 solid state 213 nm laser ablation system coupled with an Agilent 7900 quadrupole ICP-MS; Cameca SXFive Electron Microprobe; Quanta600 SEM | Adelaide Microscopy | Ablation was conducted in an atmosphere of He (0.6 L/min) that was mixed with Ar (0.88 L/min) upon leaving the ablation cell; 70 µm diameter spot size with a 25:2 standard sample bracketing approach (2 standards analysed twice every 25 unknowns); MLA maps were acquired using the raster mode with an X-ray spectra collected every 4 µm | STDGL3 (CODES, University of Tasmania; Danyushevsky et al., 2011); GSD-1G | 94.9 |  | 17.5 | [11 empty] | 0.148 | [5 empty] | 3.39 | [5 empty] | 0.3 | [15 empty] | 295000 |  | 0.181 | [11 empty] | 73.4 | [13 empty] | 1.33 | [9 empty] | 0.76 | [5 empty] | 5.77 | [15 empty] | 426000 |  | 7.06 | [9 empty] | 24.7 | [7 empty] | 0.82 | [5 empty] | 2.38 | [13 empty] | 319 |  |  |  |  | 2020 | Cave, B., et al. (2020), Ore Geology Reviews 124, 103647 |  | AUS | Queensland
| Mount Isa Copper Operations, Black Star Mine | No. 5 and No. 9 Pb-Zn orebodies, 650 Cu orebody, 1100 Cu orebody, 3000 Cu orebody | Seafloor hydrothermal | Sedimentary Exhalative (SEDEX) | SEDEX zinc-lead-copper | Cu, Pb, Zn | Ag | Cu, Pb, Zn, Ag | Cave et al., 2020 |  | 135-201502192cpy12-6.d | 135-201502192cpy12-6.d-1 | underground mine, open pit |  |  |  |  | ore material | drill core, polished section | drill core | mineral separate | [5 empty] | mineralisation |  |  |  | chalcopyrite, sphalerite, galena | Cu mineralisation stage, Pb-Zn mineralisation stage | replacement, vein infill, stratabound | coarse-grained, medium-grained, fine-grained, stratabound, discordant veins, replacement, infill |  |  |  | pyrite, pyrrhotite, arsenopyrite, siderite, dolomite, calcite, quartz, chlorite, K-feldspar, biotite, apatite, freibergite, tetrahedrite, cobaltite | Resin blocks containing each sample were produced following standard procedures and used for Mineral Liberation Analysis (MLA) mapping and subsequent LA-ICP-MS analyses | LA-ICPMS, EMPA, SEM-EDS | NWR213 solid state 213 nm laser ablation system coupled with an Agilent 7900 quadrupole ICP-MS; Cameca SXFive Electron Microprobe; Quanta600 SEM | Adelaide Microscopy | Ablation was conducted in an atmosphere of He (0.6 L/min) that was mixed with Ar (0.88 L/min) upon leaving the ablation cell; 70 µm diameter spot size with a 25:2 standard sample bracketing approach (2 standards analysed twice every 25 unknowns); MLA maps were acquired using the raster mode with an X-ray spectra collected every 4 µm | STDGL3 (CODES, University of Tasmania; Danyushevsky et al., 2011); GSD-1G | 89.7 | [13 empty] | 0.067 | [5 empty] | 3.78 | [5 empty] | 0.35 | [15 empty] | 289000 |  | 0.215 | [11 empty] | 72.4 | [23 empty] | 0.4 | [5 empty] | 5.4 | [15 empty] | 441000 |  | 3.76 | [9 empty] | 25 | [13 empty] | 0.7 | [13 empty] | 304 |  |  |  |  | 2020 | Cave, B., et al. (2020), Ore Geology Reviews 124, 103647 |  | AUS | Queensland
| Mount Isa Copper Operations, Black Star Mine | No. 5 and No. 9 Pb-Zn orebodies, 650 Cu orebody, 1100 Cu orebody, 3000 Cu orebody | Seafloor hydrothermal | Sedimentary Exhalative (SEDEX) | SEDEX zinc-lead-copper | Cu, Pb, Zn | Ag | Cu, Pb, Zn, Ag | Cave et al., 2020 |  | 137-201502192cpy12-8.d | 137-201502192cpy12-8.d-1 | underground mine, open pit |  |  |  |  | ore material | drill core, polished section | drill core | mineral separate | [5 empty] | mineralisation |  |  |  | chalcopyrite, sphalerite, galena | Cu mineralisation stage, Pb-Zn mineralisation stage | replacement, vein infill, stratabound | coarse-grained, medium-grained, fine-grained, stratabound, discordant veins, replacement, infill |  |  |  | pyrite, pyrrhotite, arsenopyrite, siderite, dolomite, calcite, quartz, chlorite, K-feldspar, biotite, apatite, freibergite, tetrahedrite, cobaltite | Resin blocks containing each sample were produced following standard procedures and used for Mineral Liberation Analysis (MLA) mapping and subsequent LA-ICP-MS analyses | LA-ICPMS, EMPA, SEM-EDS | NWR213 solid state 213 nm laser ablation system coupled with an Agilent 7900 quadrupole ICP-MS; Cameca SXFive Electron Microprobe; Quanta600 SEM | Adelaide Microscopy | Ablation was conducted in an atmosphere of He (0.6 L/min) that was mixed with Ar (0.88 L/min) upon leaving the ablation cell; 70 µm diameter spot size with a 25:2 standard sample bracketing approach (2 standards analysed twice every 25 unknowns); MLA maps were acquired using the raster mode with an X-ray spectra collected every 4 µm | STDGL3 (CODES, University of Tasmania; Danyushevsky et al., 2011); GSD-1G | 96.1 |  | 920 | [11 empty] | 0.108 | [5 empty] | 4.82 | [5 empty] | 0.365 | [15 empty] | 291000 |  | 0.68 |  |  |  | 1.21 | [7 empty] | 73 | [13 empty] | 23.2 | [15 empty] | 13.6 | [15 empty] | 427000 |  | 20.16 | [9 empty] | 26.37 | [7 empty] | 1.39 | [5 empty] | 8.65 | [13 empty] | 502 |  |  |  |  | 2020 | Cave, B., et al. (2020), Ore Geology Reviews 124, 103647 |  | AUS | Queensland
| Mount Isa Copper Operations, Black Star Mine | No. 5 and No. 9 Pb-Zn orebodies, 650 Cu orebody, 1100 Cu orebody, 3000 Cu orebody | Seafloor hydrothermal | Sedimentary Exhalative (SEDEX) | SEDEX zinc-lead-copper | Cu, Pb, Zn | Ag | Cu, Pb, Zn, Ag | Cave et al., 2020 |  | 139-201502192cpy12-10.d | 139-201502192cpy12-10.d-1 | underground mine, open pit |  |  |  |  | ore material | drill core, polished section | drill core | mineral separate | [5 empty] | mineralisation |  |  |  | chalcopyrite, sphalerite, galena | Cu mineralisation stage, Pb-Zn mineralisation stage | replacement, vein infill, stratabound | coarse-grained, medium-grained, fine-grained, stratabound, discordant veins, replacement, infill |  |  |  | pyrite, pyrrhotite, arsenopyrite, siderite, dolomite, calcite, quartz, chlorite, K-feldspar, biotite, apatite, freibergite, tetrahedrite, cobaltite | Resin blocks containing each sample were produced following standard procedures and used for Mineral Liberation Analysis (MLA) mapping and subsequent LA-ICP-MS analyses | LA-ICPMS, EMPA, SEM-EDS | NWR213 solid state 213 nm laser ablation system coupled with an Agilent 7900 quadrupole ICP-MS; Cameca SXFive Electron Microprobe; Quanta600 SEM | Adelaide Microscopy | Ablation was conducted in an atmosphere of He (0.6 L/min) that was mixed with Ar (0.88 L/min) upon leaving the ablation cell; 70 µm diameter spot size with a 25:2 standard sample bracketing approach (2 standards analysed twice every 25 unknowns); MLA maps were acquired using the raster mode with an X-ray spectra collected every 4 µm | STDGL3 (CODES, University of Tasmania; Danyushevsky et al., 2011); GSD-1G | 92.9 |  | 4.4 | [11 empty] | 0.109 | [5 empty] | 4.13 | [5 empty] | 0.39 | [15 empty] | 302000 |  | 0.239 | [11 empty] | 73.7 | [13 empty] | 1.75 | [9 empty] | 0.47 | [5 empty] | 17.7 | [15 empty] | 436000 |  | 7.94 | [9 empty] | 25.6 | [7 empty] | 0.85 | [5 empty] | 2.32 | [13 empty] | 456 |  |  |  |  | 2020 | Cave, B., et al. (2020), Ore Geology Reviews 124, 103647 |  | AUS | Queensland
| Mount Isa Copper Operations, Black Star Mine | No. 5 and No. 9 Pb-Zn orebodies, 650 Cu orebody, 1100 Cu orebody, 3000 Cu orebody | Seafloor hydrothermal | Sedimentary Exhalative (SEDEX) | SEDEX zinc-lead-copper | Cu, Pb, Zn | Ag | Cu, Pb, Zn, Ag | Cave et al., 2020 |  | 140-201502192cpy12-11.d | 140-201502192cpy12-11.d-1 | underground mine, open pit |  |  |  |  | ore material | drill core, polished section | drill core | mineral separate | [5 empty] | mineralisation |  |  |  | chalcopyrite, sphalerite, galena | Cu mineralisation stage, Pb-Zn mineralisation stage | replacement, vein infill, stratabound | coarse-grained, medium-grained, fine-grained, stratabound, discordant veins, replacement, infill |  |  |  | pyrite, pyrrhotite, arsenopyrite, siderite, dolomite, calcite, quartz, chlorite, K-feldspar, biotite, apatite, freibergite, tetrahedrite, cobaltite | Resin blocks containing each sample were produced following standard procedures and used for Mineral Liberation Analysis (MLA) mapping and subsequent LA-ICP-MS analyses | LA-ICPMS, EMPA, SEM-EDS | NWR213 solid state 213 nm laser ablation system coupled with an Agilent 7900 quadrupole ICP-MS; Cameca SXFive Electron Microprobe; Quanta600 SEM | Adelaide Microscopy | Ablation was conducted in an atmosphere of He (0.6 L/min) that was mixed with Ar (0.88 L/min) upon leaving the ablation cell; 70 µm diameter spot size with a 25:2 standard sample bracketing approach (2 standards analysed twice every 25 unknowns); MLA maps were acquired using the raster mode with an X-ray spectra collected every 4 µm | STDGL3 (CODES, University of Tasmania; Danyushevsky et al., 2011); GSD-1G | 90.6 |  | 19 | [11 empty] | 0.09 | [5 empty] | 4.21 | [5 empty] | 1.02 | [15 empty] | 293000 |  | 0.198 | [11 empty] | 72.5 | [13 empty] | 4.5 | [9 empty] | 0.71 | [5 empty] | 15.5 | [15 empty] | 433000 |  | 6.15 | [9 empty] | 25 | [13 empty] | 11.8 | [13 empty] | 427 |  |  |  |  | 2020 | Cave, B., et al. (2020), Ore Geology Reviews 124, 103647 |  | AUS | Queensland
| Mount Isa Copper Operations, Black Star Mine | No. 5 and No. 9 Pb-Zn orebodies, 650 Cu orebody, 1100 Cu orebody, 3000 Cu orebody | Seafloor hydrothermal | Sedimentary Exhalative (SEDEX) | SEDEX zinc-lead-copper | Cu, Pb, Zn | Ag | Cu, Pb, Zn, Ag | Cave et al., 2020 |  | 141-201502192cpy12-12.d | 141-201502192cpy12-12.d-1 | underground mine, open pit |  |  |  |  | ore material | drill core, polished section | drill core | mineral separate | [5 empty] | mineralisation |  |  |  | chalcopyrite, sphalerite, galena | Cu mineralisation stage, Pb-Zn mineralisation stage | replacement, vein infill, stratabound | coarse-grained, medium-grained, fine-grained, stratabound, discordant veins, replacement, infill |  |  |  | pyrite, pyrrhotite, arsenopyrite, siderite, dolomite, calcite, quartz, chlorite, K-feldspar, biotite, apatite, freibergite, tetrahedrite, cobaltite | Resin blocks containing each sample were produced following standard procedures and used for Mineral Liberation Analysis (MLA) mapping and subsequent LA-ICP-MS analyses | LA-ICPMS, EMPA, SEM-EDS | NWR213 solid state 213 nm laser ablation system coupled with an Agilent 7900 quadrupole ICP-MS; Cameca SXFive Electron Microprobe; Quanta600 SEM | Adelaide Microscopy | Ablation was conducted in an atmosphere of He (0.6 L/min) that was mixed with Ar (0.88 L/min) upon leaving the ablation cell; 70 µm diameter spot size with a 25:2 standard sample bracketing approach (2 standards analysed twice every 25 unknowns); MLA maps were acquired using the raster mode with an X-ray spectra collected every 4 µm | STDGL3 (CODES, University of Tasmania; Danyushevsky et al., 2011); GSD-1G | 97.7 |  | 16.3 | [11 empty] | 0.083 | [5 empty] | 3.95 | [5 empty] | 1.27 | [15 empty] | 293000 |  | 0.133 | [11 empty] | 75.2 | [13 empty] | 2.86 | [9 empty] | 0.59 | [5 empty] | 6.8 | [15 empty] | 454000 |  | 3.12 | [9 empty] | 26.5 | [7 empty] | 1.01 | [5 empty] | 15.2 | [13 empty] | 517 |  |  |  |  | 2020 | Cave, B., et al. (2020), Ore Geology Reviews 124, 103647 |  | AUS | Queensland
| Mount Isa Copper Operations, Black Star Mine | No. 5 and No. 9 Pb-Zn orebodies, 650 Cu orebody, 1100 Cu orebody, 3000 Cu orebody | Seafloor hydrothermal | Sedimentary Exhalative (SEDEX) | SEDEX zinc-lead-copper | Cu, Pb, Zn | Ag | Cu, Pb, Zn, Ag | Cave et al., 2020 |  | 142-201502192cpy12-13.d | 142-201502192cpy12-13.d-1 | underground mine, open pit |  |  |  |  | ore material | drill core, polished section | drill core | mineral separate | [5 empty] | mineralisation |  |  |  | chalcopyrite, sphalerite, galena | Cu mineralisation stage, Pb-Zn mineralisation stage | replacement, vein infill, stratabound | coarse-grained, medium-grained, fine-grained, stratabound, discordant veins, replacement, infill |  |  |  | pyrite, pyrrhotite, arsenopyrite, siderite, dolomite, calcite, quartz, chlorite, K-feldspar, biotite, apatite, freibergite, tetrahedrite, cobaltite | Resin blocks containing each sample were produced following standard procedures and used for Mineral Liberation Analysis (MLA) mapping and subsequent LA-ICP-MS analyses | LA-ICPMS, EMPA, SEM-EDS | NWR213 solid state 213 nm laser ablation system coupled with an Agilent 7900 quadrupole ICP-MS; Cameca SXFive Electron Microprobe; Quanta600 SEM | Adelaide Microscopy | Ablation was conducted in an atmosphere of He (0.6 L/min) that was mixed with Ar (0.88 L/min) upon leaving the ablation cell; 70 µm diameter spot size with a 25:2 standard sample bracketing approach (2 standards analysed twice every 25 unknowns); MLA maps were acquired using the raster mode with an X-ray spectra collected every 4 µm | STDGL3 (CODES, University of Tasmania; Danyushevsky et al., 2011); GSD-1G | 102.2 |  | 17.6 | [11 empty] | 0.063 | [5 empty] | 4.06 | [5 empty] | 2 | [15 empty] | 296000 |  | 0.193 | [11 empty] | 80.5 | [13 empty] | 5.36 | [9 empty] | 0.89 | [5 empty] | 34.4 | [15 empty] | 461000 |  | 18.7 | [9 empty] | 27.5 | [7 empty] | 1.22 | [5 empty] | 29.2 | [13 empty] | 783 |  |  |  |  | 2020 | Cave, B., et al. (2020), Ore Geology Reviews 124, 103647 |  | AUS | Queensland
| Mount Isa Copper Operations, Black Star Mine | No. 5 and No. 9 Pb-Zn orebodies, 650 Cu orebody, 1100 Cu orebody, 3000 Cu orebody | Seafloor hydrothermal | Sedimentary Exhalative (SEDEX) | SEDEX zinc-lead-copper | Cu, Pb, Zn | Ag | Cu, Pb, Zn, Ag | Cave et al., 2020 |  | 143-201502192cpy12-14.d | 143-201502192cpy12-14.d-1 | underground mine, open pit |  |  |  |  | ore material | drill core, polished section | drill core | mineral separate | [5 empty] | mineralisation |  |  |  | chalcopyrite, sphalerite, galena | Cu mineralisation stage, Pb-Zn mineralisation stage | replacement, vein infill, stratabound | coarse-grained, medium-grained, fine-grained, stratabound, discordant veins, replacement, infill |  |  |  | pyrite, pyrrhotite, arsenopyrite, siderite, dolomite, calcite, quartz, chlorite, K-feldspar, biotite, apatite, freibergite, tetrahedrite, cobaltite | Resin blocks containing each sample were produced following standard procedures and used for Mineral Liberation Analysis (MLA) mapping and subsequent LA-ICP-MS analyses | LA-ICPMS, EMPA, SEM-EDS | NWR213 solid state 213 nm laser ablation system coupled with an Agilent 7900 quadrupole ICP-MS; Cameca SXFive Electron Microprobe; Quanta600 SEM | Adelaide Microscopy | Ablation was conducted in an atmosphere of He (0.6 L/min) that was mixed with Ar (0.88 L/min) upon leaving the ablation cell; 70 µm diameter spot size with a 25:2 standard sample bracketing approach (2 standards analysed twice every 25 unknowns); MLA maps were acquired using the raster mode with an X-ray spectra collected every 4 µm | STDGL3 (CODES, University of Tasmania; Danyushevsky et al., 2011); GSD-1G | 88.5 |  | 8.2 | [11 empty] | 0.127 | [5 empty] | 3.23 | [5 empty] | 0.68 | [15 empty] | 298000 |  | 0.183 | [11 empty] | 73.8 | [13 empty] | 1 | [9 empty] | 0.42 | [5 empty] | 3.78 | [15 empty] | 423000 |  | 2.44 | [9 empty] | 24.9 | [13 empty] | 3.62 | [13 empty] | 524 |  |  |  |  | 2020 | Cave, B., et al. (2020), Ore Geology Reviews 124, 103647 |  | AUS | Queensland
| Mount Isa Copper Operations, Black Star Mine | No. 5 and No. 9 Pb-Zn orebodies, 650 Cu orebody, 1100 Cu orebody, 3000 Cu orebody | Seafloor hydrothermal | Sedimentary Exhalative (SEDEX) | SEDEX zinc-lead-copper | Cu, Pb, Zn | Ag | Cu, Pb, Zn, Ag | Cave et al., 2020 |  | 149-201502192cpy12-16.d | 149-201502192cpy12-16.d-1 | underground mine, open pit |  |  |  |  | ore material | drill core, polished section | drill core | mineral separate | [5 empty] | mineralisation |  |  |  | chalcopyrite, sphalerite, galena | Cu mineralisation stage, Pb-Zn mineralisation stage | replacement, vein infill, stratabound | coarse-grained, medium-grained, fine-grained, stratabound, discordant veins, replacement, infill |  |  |  | pyrite, pyrrhotite, arsenopyrite, siderite, dolomite, calcite, quartz, chlorite, K-feldspar, biotite, apatite, freibergite, tetrahedrite, cobaltite | Resin blocks containing each sample were produced following standard procedures and used for Mineral Liberation Analysis (MLA) mapping and subsequent LA-ICP-MS analyses | LA-ICPMS, EMPA, SEM-EDS | NWR213 solid state 213 nm laser ablation system coupled with an Agilent 7900 quadrupole ICP-MS; Cameca SXFive Electron Microprobe; Quanta600 SEM | Adelaide Microscopy | Ablation was conducted in an atmosphere of He (0.6 L/min) that was mixed with Ar (0.88 L/min) upon leaving the ablation cell; 70 µm diameter spot size with a 25:2 standard sample bracketing approach (2 standards analysed twice every 25 unknowns); MLA maps were acquired using the raster mode with an X-ray spectra collected every 4 µm | STDGL3 (CODES, University of Tasmania; Danyushevsky et al., 2011); GSD-1G | 124.5 |  | 225 |  | 0.48 | [9 empty] | 0.088 | [5 empty] | 5.7 | [5 empty] | 0.75 | [15 empty] | 305000 |  | 0.34 | [11 empty] | 71.5 | [13 empty] | 1030 | [9 empty] | 0.51 | [5 empty] | 92 | [15 empty] | 466000 |  | 19.2 |  |  |  | 6.1 | [5 empty] | 26.9 | [7 empty] | 2.2 | [5 empty] | 17.5 | [13 empty] | 487 |  |  |  |  | 2020 | Cave, B., et al. (2020), Ore Geology Reviews 124, 103647 |  | AUS | Queensland
| Mount Isa Copper Operations, Black Star Mine | No. 5 and No. 9 Pb-Zn orebodies, 650 Cu orebody, 1100 Cu orebody, 3000 Cu orebody | Seafloor hydrothermal | Sedimentary Exhalative (SEDEX) | SEDEX zinc-lead-copper | Cu, Pb, Zn | Ag | Cu, Pb, Zn, Ag | Cave et al., 2020 |  | 150-201502192cpy12-17.d | 150-201502192cpy12-17.d-1 | underground mine, open pit |  |  |  |  | ore material | drill core, polished section | drill core | mineral separate | [5 empty] | mineralisation |  |  |  | chalcopyrite, sphalerite, galena | Cu mineralisation stage, Pb-Zn mineralisation stage | replacement, vein infill, stratabound | coarse-grained, medium-grained, fine-grained, stratabound, discordant veins, replacement, infill |  |  |  | pyrite, pyrrhotite, arsenopyrite, siderite, dolomite, calcite, quartz, chlorite, K-feldspar, biotite, apatite, freibergite, tetrahedrite, cobaltite | Resin blocks containing each sample were produced following standard procedures and used for Mineral Liberation Analysis (MLA) mapping and subsequent LA-ICP-MS analyses | LA-ICPMS, EMPA, SEM-EDS | NWR213 solid state 213 nm laser ablation system coupled with an Agilent 7900 quadrupole ICP-MS; Cameca SXFive Electron Microprobe; Quanta600 SEM | Adelaide Microscopy | Ablation was conducted in an atmosphere of He (0.6 L/min) that was mixed with Ar (0.88 L/min) upon leaving the ablation cell; 70 µm diameter spot size with a 25:2 standard sample bracketing approach (2 standards analysed twice every 25 unknowns); MLA maps were acquired using the raster mode with an X-ray spectra collected every 4 µm | STDGL3 (CODES, University of Tasmania; Danyushevsky et al., 2011); GSD-1G | 128.2 |  |  |  | 0.73 | [9 empty] | 0.39 | [5 empty] | 4.81 | [5 empty] | 0.176 | [15 empty] | 294000 |  | 0.121 | [11 empty] | 71.1 | [13 empty] | 105 | [9 empty] | 0.28 | [5 empty] | 5300 | [15 empty] | 463000 |  | 166.9 |  |  |  | 5.9 | [5 empty] | 28.7 | [7 empty] | 1.9 | [5 empty] | 54.5 | [13 empty] | 477 |  |  |  |  | 2020 | Cave, B., et al. (2020), Ore Geology Reviews 124, 103647 |  | AUS | Queensland
| Mount Isa Copper Operations, Black Star Mine | No. 5 and No. 9 Pb-Zn orebodies, 650 Cu orebody, 1100 Cu orebody, 3000 Cu orebody | Seafloor hydrothermal | Sedimentary Exhalative (SEDEX) | SEDEX zinc-lead-copper | Cu, Pb, Zn | Ag | Cu, Pb, Zn, Ag | Cave et al., 2020 |  | 151-201502192cpy12-18.d | 151-201502192cpy12-18.d-1 | underground mine, open pit |  |  |  |  | ore material | drill core, polished section | drill core | mineral separate | [5 empty] | mineralisation |  |  |  | chalcopyrite, sphalerite, galena | Cu mineralisation stage, Pb-Zn mineralisation stage | replacement, vein infill, stratabound | coarse-grained, medium-grained, fine-grained, stratabound, discordant veins, replacement, infill |  |  |  | pyrite, pyrrhotite, arsenopyrite, siderite, dolomite, calcite, quartz, chlorite, K-feldspar, biotite, apatite, freibergite, tetrahedrite, cobaltite | Resin blocks containing each sample were produced following standard procedures and used for Mineral Liberation Analysis (MLA) mapping and subsequent LA-ICP-MS analyses | LA-ICPMS, EMPA, SEM-EDS | NWR213 solid state 213 nm laser ablation system coupled with an Agilent 7900 quadrupole ICP-MS; Cameca SXFive Electron Microprobe; Quanta600 SEM | Adelaide Microscopy | Ablation was conducted in an atmosphere of He (0.6 L/min) that was mixed with Ar (0.88 L/min) upon leaving the ablation cell; 70 µm diameter spot size with a 25:2 standard sample bracketing approach (2 standards analysed twice every 25 unknowns); MLA maps were acquired using the raster mode with an X-ray spectra collected every 4 µm | STDGL3 (CODES, University of Tasmania; Danyushevsky et al., 2011); GSD-1G | 131 | [13 empty] | 0.25 | [5 empty] | 7.5 | [5 empty] | 0.43 | [15 empty] | 306000 |  | 0.11 | [11 empty] | 74.8 | [13 empty] | 590 | [9 empty] | 0.76 | [5 empty] | 2160 | [15 empty] | 470000 |  | 180.4 |  |  |  | 3.6 | [5 empty] | 28.6 | [7 empty] | 1 | [5 empty] | 76.3 | [13 empty] | 870 |  |  |  |  | 2020 | Cave, B., et al. (2020), Ore Geology Reviews 124, 103647 |  | AUS | Queensland
| Mount Isa Copper Operations, Black Star Mine | No. 5 and No. 9 Pb-Zn orebodies, 650 Cu orebody, 1100 Cu orebody, 3000 Cu orebody | Seafloor hydrothermal | Sedimentary Exhalative (SEDEX) | SEDEX zinc-lead-copper | Cu, Pb, Zn | Ag | Cu, Pb, Zn, Ag | Cave et al., 2020 |  | 152-201502192cpy12-19.d | 152-201502192cpy12-19.d-1 | underground mine, open pit |  |  |  |  | ore material | drill core, polished section | drill core | mineral separate | [5 empty] | mineralisation |  |  |  | chalcopyrite, sphalerite, galena | Cu mineralisation stage, Pb-Zn mineralisation stage | replacement, vein infill, stratabound | coarse-grained, medium-grained, fine-grained, stratabound, discordant veins, replacement, infill |  |  |  | pyrite, pyrrhotite, arsenopyrite, siderite, dolomite, calcite, quartz, chlorite, K-feldspar, biotite, apatite, freibergite, tetrahedrite, cobaltite | Resin blocks containing each sample were produced following standard procedures and used for Mineral Liberation Analysis (MLA) mapping and subsequent LA-ICP-MS analyses | LA-ICPMS, EMPA, SEM-EDS | NWR213 solid state 213 nm laser ablation system coupled with an Agilent 7900 quadrupole ICP-MS; Cameca SXFive Electron Microprobe; Quanta600 SEM | Adelaide Microscopy | Ablation was conducted in an atmosphere of He (0.6 L/min) that was mixed with Ar (0.88 L/min) upon leaving the ablation cell; 70 µm diameter spot size with a 25:2 standard sample bracketing approach (2 standards analysed twice every 25 unknowns); MLA maps were acquired using the raster mode with an X-ray spectra collected every 4 µm | STDGL3 (CODES, University of Tasmania; Danyushevsky et al., 2011); GSD-1G | 121.2 | [13 empty] | 0.143 | [5 empty] | 4.42 | [5 empty] | 0.195 | [15 empty] | 294000 |  | 0.082 | [11 empty] | 69.5 | [13 empty] | 82 | [9 empty] | 0.29 | [5 empty] | 870 | [15 empty] | 443000 |  | 99 |  |  |  | 4.2 | [5 empty] | 25.61 | [7 empty] | 1.3 | [5 empty] | 40.3 | [13 empty] | 488 |  |  |  |  | 2020 | Cave, B., et al. (2020), Ore Geology Reviews 124, 103647 |  | AUS | Queensland
| Mount Isa Copper Operations, Black Star Mine | No. 5 and No. 9 Pb-Zn orebodies, 650 Cu orebody, 1100 Cu orebody, 3000 Cu orebody | Seafloor hydrothermal | Sedimentary Exhalative (SEDEX) | SEDEX zinc-lead-copper | Cu, Pb, Zn | Ag | Cu, Pb, Zn, Ag | Cave et al., 2020 |  | 153-201502192cpy12-20.d | 153-201502192cpy12-20.d-1 | underground mine, open pit |  |  |  |  | ore material | drill core, polished section | drill core | mineral separate | [5 empty] | mineralisation |  |  |  | chalcopyrite, sphalerite, galena | Cu mineralisation stage, Pb-Zn mineralisation stage | replacement, vein infill, stratabound | coarse-grained, medium-grained, fine-grained, stratabound, discordant veins, replacement, infill |  |  |  | pyrite, pyrrhotite, arsenopyrite, siderite, dolomite, calcite, quartz, chlorite, K-feldspar, biotite, apatite, freibergite, tetrahedrite, cobaltite | Resin blocks containing each sample were produced following standard procedures and used for Mineral Liberation Analysis (MLA) mapping and subsequent LA-ICP-MS analyses | LA-ICPMS, EMPA, SEM-EDS | NWR213 solid state 213 nm laser ablation system coupled with an Agilent 7900 quadrupole ICP-MS; Cameca SXFive Electron Microprobe; Quanta600 SEM | Adelaide Microscopy | Ablation was conducted in an atmosphere of He (0.6 L/min) that was mixed with Ar (0.88 L/min) upon leaving the ablation cell; 70 µm diameter spot size with a 25:2 standard sample bracketing approach (2 standards analysed twice every 25 unknowns); MLA maps were acquired using the raster mode with an X-ray spectra collected every 4 µm | STDGL3 (CODES, University of Tasmania; Danyushevsky et al., 2011); GSD-1G | 126.3 |  | 200 | [11 empty] | 0.15 | [5 empty] | 4.71 | [5 empty] | 0.44 | [15 empty] | 296000 |  | 0.227 | [11 empty] | 71 | [13 empty] | 66 | [9 empty] | 0.56 | [5 empty] | 820 | [15 empty] | 462000 |  | 99.2 | [9 empty] | 28.36 | [13 empty] | 51.6 | [13 empty] | 484 |  |  |  |  | 2020 | Cave, B., et al. (2020), Ore Geology Reviews 124, 103647 |  | AUS | Queensland
| Mount Isa Copper Operations, Black Star Mine | No. 5 and No. 9 Pb-Zn orebodies, 650 Cu orebody, 1100 Cu orebody, 3000 Cu orebody | Seafloor hydrothermal | Sedimentary Exhalative (SEDEX) | SEDEX zinc-lead-copper | Cu, Pb, Zn | Ag | Cu, Pb, Zn, Ag | Cave et al., 2020 |  | 154-201502192cpy12-21.d | 154-201502192cpy12-21.d-1 | underground mine, open pit |  |  |  |  | ore material | drill core, polished section | drill core | mineral separate | [5 empty] | mineralisation |  |  |  | chalcopyrite, sphalerite, galena | Cu mineralisation stage, Pb-Zn mineralisation stage | replacement, vein infill, stratabound | coarse-grained, medium-grained, fine-grained, stratabound, discordant veins, replacement, infill |  |  |  | pyrite, pyrrhotite, arsenopyrite, siderite, dolomite, calcite, quartz, chlorite, K-feldspar, biotite, apatite, freibergite, tetrahedrite, cobaltite | Resin blocks containing each sample were produced following standard procedures and used for Mineral Liberation Analysis (MLA) mapping and subsequent LA-ICP-MS analyses | LA-ICPMS, EMPA, SEM-EDS | NWR213 solid state 213 nm laser ablation system coupled with an Agilent 7900 quadrupole ICP-MS; Cameca SXFive Electron Microprobe; Quanta600 SEM | Adelaide Microscopy | Ablation was conducted in an atmosphere of He (0.6 L/min) that was mixed with Ar (0.88 L/min) upon leaving the ablation cell; 70 µm diameter spot size with a 25:2 standard sample bracketing approach (2 standards analysed twice every 25 unknowns); MLA maps were acquired using the raster mode with an X-ray spectra collected every 4 µm | STDGL3 (CODES, University of Tasmania; Danyushevsky et al., 2011); GSD-1G | 141.1 | [13 empty] | 0.361 | [5 empty] | 4.9 | [5 empty] | 0.5 | [15 empty] | 295000 |  | 0.216 | [11 empty] | 71.6 | [13 empty] | 303 | [9 empty] | 0.48 | [5 empty] | 7000 | [15 empty] | 461000 |  | 174 | [9 empty] | 28.8 | [7 empty] | 1.19 | [5 empty] | 54.3 | [13 empty] | 481 |  |  |  |  | 2020 | Cave, B., et al. (2020), Ore Geology Reviews 124, 103647 |  | AUS | Queensland
| Mount Isa Copper Operations, Black Star Mine | No. 5 and No. 9 Pb-Zn orebodies, 650 Cu orebody, 1100 Cu orebody, 3000 Cu orebody | Seafloor hydrothermal | Sedimentary Exhalative (SEDEX) | SEDEX zinc-lead-copper | Cu, Pb, Zn | Ag | Cu, Pb, Zn, Ag | Cave et al., 2020 |  | 155-201502192cpy12-22.d | 155-201502192cpy12-22.d-1 | underground mine, open pit |  |  |  |  | ore material | drill core, polished section | drill core | mineral separate | [5 empty] | mineralisation |  |  |  | chalcopyrite, sphalerite, galena | Cu mineralisation stage, Pb-Zn mineralisation stage | replacement, vein infill, stratabound | coarse-grained, medium-grained, fine-grained, stratabound, discordant veins, replacement, infill |  |  |  | pyrite, pyrrhotite, arsenopyrite, siderite, dolomite, calcite, quartz, chlorite, K-feldspar, biotite, apatite, freibergite, tetrahedrite, cobaltite | Resin blocks containing each sample were produced following standard procedures and used for Mineral Liberation Analysis (MLA) mapping and subsequent LA-ICP-MS analyses | LA-ICPMS, EMPA, SEM-EDS | NWR213 solid state 213 nm laser ablation system coupled with an Agilent 7900 quadrupole ICP-MS; Cameca SXFive Electron Microprobe; Quanta600 SEM | Adelaide Microscopy | Ablation was conducted in an atmosphere of He (0.6 L/min) that was mixed with Ar (0.88 L/min) upon leaving the ablation cell; 70 µm diameter spot size with a 25:2 standard sample bracketing approach (2 standards analysed twice every 25 unknowns); MLA maps were acquired using the raster mode with an X-ray spectra collected every 4 µm | STDGL3 (CODES, University of Tasmania; Danyushevsky et al., 2011); GSD-1G | 122.9 |  | 38 | [11 empty] | 0.119 | [5 empty] | 7.5 | [5 empty] | 0.79 | [15 empty] | 336000 |  | 0.065 |  |  |  | 1.13 | [7 empty] | 72.6 | [13 empty] | 6400 | [9 empty] | 0.24 | [5 empty] | 1260 | [15 empty] | 488000 |  | 168 | [9 empty] | 26.9 | [7 empty] | 1.36 | [5 empty] | 89.5 | [13 empty] | 730 |  |  |  |  | 2020 | Cave, B., et al. (2020), Ore Geology Reviews 124, 103647 |  | AUS | Queensland
| Mount Isa Copper Operations, Black Star Mine | No. 5 and No. 9 Pb-Zn orebodies, 650 Cu orebody, 1100 Cu orebody, 3000 Cu orebody | Seafloor hydrothermal | Sedimentary Exhalative (SEDEX) | SEDEX zinc-lead-copper | Cu, Pb, Zn | Ag | Cu, Pb, Zn, Ag | Cave et al., 2020 |  | 156-201502192cpy12-23.d | 156-201502192cpy12-23.d-1 | underground mine, open pit |  |  |  |  | ore material | drill core, polished section | drill core | mineral separate | [5 empty] | mineralisation |  |  |  | chalcopyrite, sphalerite, galena | Cu mineralisation stage, Pb-Zn mineralisation stage | replacement, vein infill, stratabound | coarse-grained, medium-grained, fine-grained, stratabound, discordant veins, replacement, infill |  |  |  | pyrite, pyrrhotite, arsenopyrite, siderite, dolomite, calcite, quartz, chlorite, K-feldspar, biotite, apatite, freibergite, tetrahedrite, cobaltite | Resin blocks containing each sample were produced following standard procedures and used for Mineral Liberation Analysis (MLA) mapping and subsequent LA-ICP-MS analyses | LA-ICPMS, EMPA, SEM-EDS | NWR213 solid state 213 nm laser ablation system coupled with an Agilent 7900 quadrupole ICP-MS; Cameca SXFive Electron Microprobe; Quanta600 SEM | Adelaide Microscopy | Ablation was conducted in an atmosphere of He (0.6 L/min) that was mixed with Ar (0.88 L/min) upon leaving the ablation cell; 70 µm diameter spot size with a 25:2 standard sample bracketing approach (2 standards analysed twice every 25 unknowns); MLA maps were acquired using the raster mode with an X-ray spectra collected every 4 µm | STDGL3 (CODES, University of Tasmania; Danyushevsky et al., 2011); GSD-1G | 108.3 |  | 147 | [17 empty] | 3.62 | [5 empty] | 0.101 | [15 empty] | 291000 |  | 0.209 | [11 empty] | 67.3 | [13 empty] | 320 | [9 empty] | 0.33 | [5 empty] | 428 | [15 empty] | 433000 |  | 31.9 | [9 empty] | 24.3 | [13 empty] | 14.5 | [13 empty] | 400 |  |  |  |  | 2020 | Cave, B., et al. (2020), Ore Geology Reviews 124, 103647 |  | AUS | Queensland
| Mount Isa Copper Operations, Black Star Mine | No. 5 and No. 9 Pb-Zn orebodies, 650 Cu orebody, 1100 Cu orebody, 3000 Cu orebody | Seafloor hydrothermal | Sedimentary Exhalative (SEDEX) | SEDEX zinc-lead-copper | Cu, Pb, Zn | Ag | Cu, Pb, Zn, Ag | Cave et al., 2020 |  | 157-201502192cpy12-24.d | 157-201502192cpy12-24.d-1 | underground mine, open pit |  |  |  |  | ore material | drill core, polished section | drill core | mineral separate | [5 empty] | mineralisation |  |  |  | chalcopyrite, sphalerite, galena | Cu mineralisation stage, Pb-Zn mineralisation stage | replacement, vein infill, stratabound | coarse-grained, medium-grained, fine-grained, stratabound, discordant veins, replacement, infill |  |  |  | pyrite, pyrrhotite, arsenopyrite, siderite, dolomite, calcite, quartz, chlorite, K-feldspar, biotite, apatite, freibergite, tetrahedrite, cobaltite | Resin blocks containing each sample were produced following standard procedures and used for Mineral Liberation Analysis (MLA) mapping and subsequent LA-ICP-MS analyses | LA-ICPMS, EMPA, SEM-EDS | NWR213 solid state 213 nm laser ablation system coupled with an Agilent 7900 quadrupole ICP-MS; Cameca SXFive Electron Microprobe; Quanta600 SEM | Adelaide Microscopy | Ablation was conducted in an atmosphere of He (0.6 L/min) that was mixed with Ar (0.88 L/min) upon leaving the ablation cell; 70 µm diameter spot size with a 25:2 standard sample bracketing approach (2 standards analysed twice every 25 unknowns); MLA maps were acquired using the raster mode with an X-ray spectra collected every 4 µm | STDGL3 (CODES, University of Tasmania; Danyushevsky et al., 2011); GSD-1G | 121.7 | [13 empty] | 0.16 | [5 empty] | 5.7 | [5 empty] | 0.4 | [15 empty] | 303000 |  | 0.188 | [11 empty] | 70.2 | [13 empty] | 630 | [9 empty] | 0.56 | [5 empty] | 860 | [15 empty] | 454000 |  | 66.6 | [9 empty] | 25.4 | [7 empty] | 0.68 | [5 empty] | 26.8 | [13 empty] | 517 |  |  |  |  | 2020 | Cave, B., et al. (2020), Ore Geology Reviews 124, 103647 |  | AUS | Queensland
| Mount Isa Copper Operations, Black Star Mine | No. 5 and No. 9 Pb-Zn orebodies, 650 Cu orebody, 1100 Cu orebody, 3000 Cu orebody | Seafloor hydrothermal | Sedimentary Exhalative (SEDEX) | SEDEX zinc-lead-copper | Cu, Pb, Zn | Ag | Cu, Pb, Zn, Ag | Cave et al., 2020 |  | 159-201502192cpy12-26.d | 159-201502192cpy12-26.d-1 | underground mine, open pit |  |  |  |  | ore material | drill core, polished section | drill core | mineral separate | [5 empty] | mineralisation |  |  |  | chalcopyrite, sphalerite, galena | Cu mineralisation stage, Pb-Zn mineralisation stage | replacement, vein infill, stratabound | coarse-grained, medium-grained, fine-grained, stratabound, discordant veins, replacement, infill |  |  |  | pyrite, pyrrhotite, arsenopyrite, siderite, dolomite, calcite, quartz, chlorite, K-feldspar, biotite, apatite, freibergite, tetrahedrite, cobaltite | Resin blocks containing each sample were produced following standard procedures and used for Mineral Liberation Analysis (MLA) mapping and subsequent LA-ICP-MS analyses | LA-ICPMS, EMPA, SEM-EDS | NWR213 solid state 213 nm laser ablation system coupled with an Agilent 7900 quadrupole ICP-MS; Cameca SXFive Electron Microprobe; Quanta600 SEM | Adelaide Microscopy | Ablation was conducted in an atmosphere of He (0.6 L/min) that was mixed with Ar (0.88 L/min) upon leaving the ablation cell; 70 µm diameter spot size with a 25:2 standard sample bracketing approach (2 standards analysed twice every 25 unknowns); MLA maps were acquired using the raster mode with an X-ray spectra collected every 4 µm | STDGL3 (CODES, University of Tasmania; Danyushevsky et al., 2011); GSD-1G | 87.8 |  | 0.81 | [11 empty] | 0.043 | [5 empty] | 4.2 | [5 empty] | 0.159 | [15 empty] | 292000 |  | 0.183 |  |  |  | 0.28 | [7 empty] | 68.2 | [13 empty] | 0.22 | [9 empty] | 0.25 | [5 empty] | 1.94 | [15 empty] | 407000 |  | 3.89 | [9 empty] | 24.86 | [13 empty] | 0.289 | [13 empty] | 488 |  |  |  |  | 2020 | Cave, B., et al. (2020), Ore Geology Reviews 124, 103647 |  | AUS | Queensland
| Mount Isa Copper Operations, Black Star Mine | No. 5 and No. 9 Pb-Zn orebodies, 650 Cu orebody, 1100 Cu orebody, 3000 Cu orebody | Seafloor hydrothermal | Sedimentary Exhalative (SEDEX) | SEDEX zinc-lead-copper | Cu, Pb, Zn | Ag | Cu, Pb, Zn, Ag | Cave et al., 2020 |  | 160-201502192cpy12-27.d | 160-201502192cpy12-27.d-1 | underground mine, open pit |  |  |  |  | ore material | drill core, polished section | drill core | mineral separate | [5 empty] | mineralisation |  |  |  | chalcopyrite, sphalerite, galena | Cu mineralisation stage, Pb-Zn mineralisation stage | replacement, vein infill, stratabound | coarse-grained, medium-grained, fine-grained, stratabound, discordant veins, replacement, infill |  |  |  | pyrite, pyrrhotite, arsenopyrite, siderite, dolomite, calcite, quartz, chlorite, K-feldspar, biotite, apatite, freibergite, tetrahedrite, cobaltite | Resin blocks containing each sample were produced following standard procedures and used for Mineral Liberation Analysis (MLA) mapping and subsequent LA-ICP-MS analyses | LA-ICPMS, EMPA, SEM-EDS | NWR213 solid state 213 nm laser ablation system coupled with an Agilent 7900 quadrupole ICP-MS; Cameca SXFive Electron Microprobe; Quanta600 SEM | Adelaide Microscopy | Ablation was conducted in an atmosphere of He (0.6 L/min) that was mixed with Ar (0.88 L/min) upon leaving the ablation cell; 70 µm diameter spot size with a 25:2 standard sample bracketing approach (2 standards analysed twice every 25 unknowns); MLA maps were acquired using the raster mode with an X-ray spectra collected every 4 µm | STDGL3 (CODES, University of Tasmania; Danyushevsky et al., 2011); GSD-1G | 87.4 | [19 empty] | 4.23 | [5 empty] | 0.107 | [15 empty] | 295000 |  | 0.146 |  |  |  | 0.3 | [7 empty] | 67.1 | [13 empty] | 0.2 | [9 empty] | 0.17 | [5 empty] | 6.3 | [15 empty] | 408000 |  | 10 | [9 empty] | 24.44 | [13 empty] | 1.47 | [13 empty] | 450 |  |  |  |  | 2020 | Cave, B., et al. (2020), Ore Geology Reviews 124, 103647 |  | AUS | Queensland
| Mount Isa Copper Operations, Black Star Mine | No. 5 and No. 9 Pb-Zn orebodies, 650 Cu orebody, 1100 Cu orebody, 3000 Cu orebody | Seafloor hydrothermal | Sedimentary Exhalative (SEDEX) | SEDEX zinc-lead-copper | Cu, Pb, Zn | Ag | Cu, Pb, Zn, Ag | Cave et al., 2020 |  | 161-201502192cpy12-28.d | 161-201502192cpy12-28.d-1 | underground mine, open pit |  |  |  |  | ore material | drill core, polished section | drill core | mineral separate | [5 empty] | mineralisation |  |  |  | chalcopyrite, sphalerite, galena | Cu mineralisation stage, Pb-Zn mineralisation stage | replacement, vein infill, stratabound | coarse-grained, medium-grained, fine-grained, stratabound, discordant veins, replacement, infill |  |  |  | pyrite, pyrrhotite, arsenopyrite, siderite, dolomite, calcite, quartz, chlorite, K-feldspar, biotite, apatite, freibergite, tetrahedrite, cobaltite | Resin blocks containing each sample were produced following standard procedures and used for Mineral Liberation Analysis (MLA) mapping and subsequent LA-ICP-MS analyses | LA-ICPMS, EMPA, SEM-EDS | NWR213 solid state 213 nm laser ablation system coupled with an Agilent 7900 quadrupole ICP-MS; Cameca SXFive Electron Microprobe; Quanta600 SEM | Adelaide Microscopy | Ablation was conducted in an atmosphere of He (0.6 L/min) that was mixed with Ar (0.88 L/min) upon leaving the ablation cell; 70 µm diameter spot size with a 25:2 standard sample bracketing approach (2 standards analysed twice every 25 unknowns); MLA maps were acquired using the raster mode with an X-ray spectra collected every 4 µm | STDGL3 (CODES, University of Tasmania; Danyushevsky et al., 2011); GSD-1G | 88.5 |  | 5.4 |  | 0.28 | [9 empty] | 0.034 | [5 empty] | 3.97 | [5 empty] | 0.32 | [15 empty] | 293000 |  | 0.167 |  |  |  | 0.55 | [7 empty] | 67.6 | [13 empty] | 0.33 | [9 empty] | 0.26 | [5 empty] | 22.1 | [15 empty] | 410000 |  | 5.52 |  |  |  | 2.9 | [5 empty] | 23.86 | [13 empty] | 4.8 | [13 empty] | 353 |  |  |  |  | 2020 | Cave, B., et al. (2020), Ore Geology Reviews 124, 103647 |  | AUS | Queensland
| Mount Isa Copper Operations, Black Star Mine | No. 5 and No. 9 Pb-Zn orebodies, 650 Cu orebody, 1100 Cu orebody, 3000 Cu orebody | Seafloor hydrothermal | Sedimentary Exhalative (SEDEX) | SEDEX zinc-lead-copper | Cu, Pb, Zn | Ag | Cu, Pb, Zn, Ag | Cave et al., 2020 |  | 163-201502192cpy12-30.d | 163-201502192cpy12-30.d-1 | underground mine, open pit |  |  |  |  | ore material | drill core, polished section | drill core | mineral separate | [5 empty] | mineralisation |  |  |  | chalcopyrite, sphalerite, galena | Cu mineralisation stage, Pb-Zn mineralisation stage | replacement, vein infill, stratabound | coarse-grained, medium-grained, fine-grained, stratabound, discordant veins, replacement, infill |  |  |  | pyrite, pyrrhotite, arsenopyrite, siderite, dolomite, calcite, quartz, chlorite, K-feldspar, biotite, apatite, freibergite, tetrahedrite, cobaltite | Resin blocks containing each sample were produced following standard procedures and used for Mineral Liberation Analysis (MLA) mapping and subsequent LA-ICP-MS analyses | LA-ICPMS, EMPA, SEM-EDS | NWR213 solid state 213 nm laser ablation system coupled with an Agilent 7900 quadrupole ICP-MS; Cameca SXFive Electron Microprobe; Quanta600 SEM | Adelaide Microscopy | Ablation was conducted in an atmosphere of He (0.6 L/min) that was mixed with Ar (0.88 L/min) upon leaving the ablation cell; 70 µm diameter spot size with a 25:2 standard sample bracketing approach (2 standards analysed twice every 25 unknowns); MLA maps were acquired using the raster mode with an X-ray spectra collected every 4 µm | STDGL3 (CODES, University of Tasmania; Danyushevsky et al., 2011); GSD-1G | 157 | [13 empty] | 0.028 | [5 empty] | 2.93 | [5 empty] | 0.133 | [15 empty] | 292000 |  | 0.042 |  |  |  | 0.3 | [7 empty] | 65.6 | [23 empty] | 0.21 | [5 empty] | 82 | [15 empty] | 398000 |  | 19.47 |  |  |  | 2.3 | [5 empty] | 23.18 | [7 empty] | 0.86 | [5 empty] | 8.45 | [13 empty] | 305.1 |  |  |  |  | 2020 | Cave, B., et al. (2020), Ore Geology Reviews 124, 103647 |  | AUS | Queensland
| Mount Isa Copper Operations, Black Star Mine | No. 5 and No. 9 Pb-Zn orebodies, 650 Cu orebody, 1100 Cu orebody, 3000 Cu orebody | Seafloor hydrothermal | Sedimentary Exhalative (SEDEX) | SEDEX zinc-lead-copper | Cu, Pb, Zn | Ag | Cu, Pb, Zn, Ag | Cave et al., 2020 |  | 164-201502192cpy12-31.d | 164-201502192cpy12-31.d-1 | underground mine, open pit |  |  |  |  | ore material | drill core, polished section | drill core | mineral separate | [5 empty] | mineralisation |  |  |  | chalcopyrite, sphalerite, galena | Cu mineralisation stage, Pb-Zn mineralisation stage | replacement, vein infill, stratabound | coarse-grained, medium-grained, fine-grained, stratabound, discordant veins, replacement, infill |  |  |  | pyrite, pyrrhotite, arsenopyrite, siderite, dolomite, calcite, quartz, chlorite, K-feldspar, biotite, apatite, freibergite, tetrahedrite, cobaltite | Resin blocks containing each sample were produced following standard procedures and used for Mineral Liberation Analysis (MLA) mapping and subsequent LA-ICP-MS analyses | LA-ICPMS, EMPA, SEM-EDS | NWR213 solid state 213 nm laser ablation system coupled with an Agilent 7900 quadrupole ICP-MS; Cameca SXFive Electron Microprobe; Quanta600 SEM | Adelaide Microscopy | Ablation was conducted in an atmosphere of He (0.6 L/min) that was mixed with Ar (0.88 L/min) upon leaving the ablation cell; 70 µm diameter spot size with a 25:2 standard sample bracketing approach (2 standards analysed twice every 25 unknowns); MLA maps were acquired using the raster mode with an X-ray spectra collected every 4 µm | STDGL3 (CODES, University of Tasmania; Danyushevsky et al., 2011); GSD-1G | 225 |  | 2.6 | [17 empty] | 4.42 | [5 empty] | 1.16 | [15 empty] | 300000 |  | 0.144 |  |  |  | 0.28 | [7 empty] | 71.3 | [13 empty] | 3.94 | [9 empty] | 0.48 | [5 empty] | 82.1 | [15 empty] | 419000 |  | 11.8 |  |  |  | 1.3 | [5 empty] | 25.65 | [7 empty] | 0.68 | [5 empty] | 20.8 | [13 empty] | 509 |  |  |  |  | 2020 | Cave, B., et al. (2020), Ore Geology Reviews 124, 103647 |  | AUS | Queensland
| Mount Isa Copper Operations, Black Star Mine | No. 5 and No. 9 Pb-Zn orebodies, 650 Cu orebody, 1100 Cu orebody, 3000 Cu orebody | Seafloor hydrothermal | Sedimentary Exhalative (SEDEX) | SEDEX zinc-lead-copper | Cu, Pb, Zn | Ag | Cu, Pb, Zn, Ag | Cave et al., 2020 |  | 165-201502192cpy12-32.d | 165-201502192cpy12-32.d-1 | underground mine, open pit |  |  |  |  | ore material | drill core, polished section | drill core | mineral separate | [5 empty] | mineralisation |  |  |  | chalcopyrite, sphalerite, galena | Cu mineralisation stage, Pb-Zn mineralisation stage | replacement, vein infill, stratabound | coarse-grained, medium-grained, fine-grained, stratabound, discordant veins, replacement, infill |  |  |  | pyrite, pyrrhotite, arsenopyrite, siderite, dolomite, calcite, quartz, chlorite, K-feldspar, biotite, apatite, freibergite, tetrahedrite, cobaltite | Resin blocks containing each sample were produced following standard procedures and used for Mineral Liberation Analysis (MLA) mapping and subsequent LA-ICP-MS analyses | LA-ICPMS, EMPA, SEM-EDS | NWR213 solid state 213 nm laser ablation system coupled with an Agilent 7900 quadrupole ICP-MS; Cameca SXFive Electron Microprobe; Quanta600 SEM | Adelaide Microscopy | Ablation was conducted in an atmosphere of He (0.6 L/min) that was mixed with Ar (0.88 L/min) upon leaving the ablation cell; 70 µm diameter spot size with a 25:2 standard sample bracketing approach (2 standards analysed twice every 25 unknowns); MLA maps were acquired using the raster mode with an X-ray spectra collected every 4 µm | STDGL3 (CODES, University of Tasmania; Danyushevsky et al., 2011); GSD-1G | 92.4 |  | 1.45 | [11 empty] | 0.032 | [5 empty] | 3.95 | [5 empty] | 0.375 | [15 empty] | 296000 |  | 0.183 | [11 empty] | 65.5 | [13 empty] | 0.94 | [9 empty] | 0.45 | [5 empty] | 6.47 | [15 empty] | 414000 |  | 5.21 |  |  |  | 2.7 | [5 empty] | 23.75 | [7 empty] | 0.68 | [5 empty] | 8.7 | [13 empty] | 371 |  |  |  |  | 2020 | Cave, B., et al. (2020), Ore Geology Reviews 124, 103647 |  | AUS | Queensland
| Mount Isa Copper Operations, Black Star Mine | No. 5 and No. 9 Pb-Zn orebodies, 650 Cu orebody, 1100 Cu orebody, 3000 Cu orebody | Seafloor hydrothermal | Sedimentary Exhalative (SEDEX) | SEDEX zinc-lead-copper | Cu, Pb, Zn | Ag | Cu, Pb, Zn, Ag | Cave et al., 2020 |  | 167-201502192cpy12-34.d | 167-201502192cpy12-34.d-1 | underground mine, open pit |  |  |  |  | ore material | drill core, polished section | drill core | mineral separate | [5 empty] | mineralisation |  |  |  | chalcopyrite, sphalerite, galena | Cu mineralisation stage, Pb-Zn mineralisation stage | replacement, vein infill, stratabound | coarse-grained, medium-grained, fine-grained, stratabound, discordant veins, replacement, infill |  |  |  | pyrite, pyrrhotite, arsenopyrite, siderite, dolomite, calcite, quartz, chlorite, K-feldspar, biotite, apatite, freibergite, tetrahedrite, cobaltite | Resin blocks containing each sample were produced following standard procedures and used for Mineral Liberation Analysis (MLA) mapping and subsequent LA-ICP-MS analyses | LA-ICPMS, EMPA, SEM-EDS | NWR213 solid state 213 nm laser ablation system coupled with an Agilent 7900 quadrupole ICP-MS; Cameca SXFive Electron Microprobe; Quanta600 SEM | Adelaide Microscopy | Ablation was conducted in an atmosphere of He (0.6 L/min) that was mixed with Ar (0.88 L/min) upon leaving the ablation cell; 70 µm diameter spot size with a 25:2 standard sample bracketing approach (2 standards analysed twice every 25 unknowns); MLA maps were acquired using the raster mode with an X-ray spectra collected every 4 µm | STDGL3 (CODES, University of Tasmania; Danyushevsky et al., 2011); GSD-1G | 113.7 |  | 73 | [17 empty] | 4.43 | [5 empty] | 0.58 | [15 empty] | 295000 |  | 0.249 |  |  |  | 0.63 | [7 empty] | 69.5 | [13 empty] | 9.2 | [9 empty] | 0.45 | [5 empty] | 160 | [15 empty] | 410000 |  | 25.8 | [9 empty] | 25.72 | [13 empty] | 20.5 | [13 empty] | 479 |  |  |  |  | 2020 | Cave, B., et al. (2020), Ore Geology Reviews 124, 103647 |  | AUS | Queensland
| Mount Isa Copper Operations, Black Star Mine | No. 5 and No. 9 Pb-Zn orebodies, 650 Cu orebody, 1100 Cu orebody, 3000 Cu orebody | Seafloor hydrothermal | Sedimentary Exhalative (SEDEX) | SEDEX zinc-lead-copper | Cu, Pb, Zn | Ag | Cu, Pb, Zn, Ag | Cave et al., 2020 |  | 168-201502192cpy12-35.d | 168-201502192cpy12-35.d-1 | underground mine, open pit |  |  |  |  | ore material | drill core, polished section | drill core | mineral separate | [5 empty] | mineralisation |  |  |  | chalcopyrite, sphalerite, galena | Cu mineralisation stage, Pb-Zn mineralisation stage | replacement, vein infill, stratabound | coarse-grained, medium-grained, fine-grained, stratabound, discordant veins, replacement, infill |  |  |  | pyrite, pyrrhotite, arsenopyrite, siderite, dolomite, calcite, quartz, chlorite, K-feldspar, biotite, apatite, freibergite, tetrahedrite, cobaltite | Resin blocks containing each sample were produced following standard procedures and used for Mineral Liberation Analysis (MLA) mapping and subsequent LA-ICP-MS analyses | LA-ICPMS, EMPA, SEM-EDS | NWR213 solid state 213 nm laser ablation system coupled with an Agilent 7900 quadrupole ICP-MS; Cameca SXFive Electron Microprobe; Quanta600 SEM | Adelaide Microscopy | Ablation was conducted in an atmosphere of He (0.6 L/min) that was mixed with Ar (0.88 L/min) upon leaving the ablation cell; 70 µm diameter spot size with a 25:2 standard sample bracketing approach (2 standards analysed twice every 25 unknowns); MLA maps were acquired using the raster mode with an X-ray spectra collected every 4 µm | STDGL3 (CODES, University of Tasmania; Danyushevsky et al., 2011); GSD-1G | 92.9 |  | 1.09 | [11 empty] | 0.082 | [5 empty] | 3.46 | [5 empty] | 0.161 | [15 empty] | 286000 |  | 0.153 | [11 empty] | 65.2 | [13 empty] | 1.13 | [9 empty] | 0.18 | [5 empty] | 1300 | [15 empty] | 399000 |  | 6.8 | [9 empty] | 23.59 | [13 empty] | 1.65 | [13 empty] | 362 |  |  |  |  | 2020 | Cave, B., et al. (2020), Ore Geology Reviews 124, 103647 |  | AUS | Queensland
| Mount Isa Copper Operations, Black Star Mine | No. 5 and No. 9 Pb-Zn orebodies, 650 Cu orebody, 1100 Cu orebody, 3000 Cu orebody | Seafloor hydrothermal | Sedimentary Exhalative (SEDEX) | SEDEX zinc-lead-copper | Cu, Pb, Zn | Ag | Cu, Pb, Zn, Ag | Cave et al., 2020 |  | 169-201502192cpy12-36.d | 169-201502192cpy12-36.d-1 | underground mine, open pit |  |  |  |  | ore material | drill core, polished section | drill core | mineral separate | [5 empty] | mineralisation |  |  |  | chalcopyrite, sphalerite, galena | Cu mineralisation stage, Pb-Zn mineralisation stage | replacement, vein infill, stratabound | coarse-grained, medium-grained, fine-grained, stratabound, discordant veins, replacement, infill |  |  |  | pyrite, pyrrhotite, arsenopyrite, siderite, dolomite, calcite, quartz, chlorite, K-feldspar, biotite, apatite, freibergite, tetrahedrite, cobaltite | Resin blocks containing each sample were produced following standard procedures and used for Mineral Liberation Analysis (MLA) mapping and subsequent LA-ICP-MS analyses | LA-ICPMS, EMPA, SEM-EDS | NWR213 solid state 213 nm laser ablation system coupled with an Agilent 7900 quadrupole ICP-MS; Cameca SXFive Electron Microprobe; Quanta600 SEM | Adelaide Microscopy | Ablation was conducted in an atmosphere of He (0.6 L/min) that was mixed with Ar (0.88 L/min) upon leaving the ablation cell; 70 µm diameter spot size with a 25:2 standard sample bracketing approach (2 standards analysed twice every 25 unknowns); MLA maps were acquired using the raster mode with an X-ray spectra collected every 4 µm | STDGL3 (CODES, University of Tasmania; Danyushevsky et al., 2011); GSD-1G | 92.7 | [13 empty] | 0.029 | [5 empty] | 4.45 | [5 empty] | 0.185 | [15 empty] | 285000 |  | 0.225 |  |  |  | 0.26 | [7 empty] | 67.26 | [13 empty] | 0.27 | [9 empty] | 0.17 | [5 empty] | 3.21 | [15 empty] | 399000 |  | 5.95 | [9 empty] | 25.61 | [7 empty] | 0.31 | [5 empty] | 0.379 | [13 empty] | 429 |  |  |  |  | 2020 | Cave, B., et al. (2020), Ore Geology Reviews 124, 103647 |  | AUS | Queensland
| Mount Isa Copper Operations, Black Star Mine | No. 5 and No. 9 Pb-Zn orebodies, 650 Cu orebody, 1100 Cu orebody, 3000 Cu orebody | Seafloor hydrothermal | Sedimentary Exhalative (SEDEX) | SEDEX zinc-lead-copper | Cu, Pb, Zn | Ag | Cu, Pb, Zn, Ag | Cave et al., 2020 |  | 172-201502192cpy12-39.d | 172-201502192cpy12-39.d-1 | underground mine, open pit |  |  |  |  | ore material | drill core, polished section | drill core | mineral separate | [5 empty] | mineralisation |  |  |  | chalcopyrite, sphalerite, galena | Cu mineralisation stage, Pb-Zn mineralisation stage | replacement, vein infill, stratabound | coarse-grained, medium-grained, fine-grained, stratabound, discordant veins, replacement, infill |  |  |  | pyrite, pyrrhotite, arsenopyrite, siderite, dolomite, calcite, quartz, chlorite, K-feldspar, biotite, apatite, freibergite, tetrahedrite, cobaltite | Resin blocks containing each sample were produced following standard procedures and used for Mineral Liberation Analysis (MLA) mapping and subsequent LA-ICP-MS analyses | LA-ICPMS, EMPA, SEM-EDS | NWR213 solid state 213 nm laser ablation system coupled with an Agilent 7900 quadrupole ICP-MS; Cameca SXFive Electron Microprobe; Quanta600 SEM | Adelaide Microscopy | Ablation was conducted in an atmosphere of He (0.6 L/min) that was mixed with Ar (0.88 L/min) upon leaving the ablation cell; 70 µm diameter spot size with a 25:2 standard sample bracketing approach (2 standards analysed twice every 25 unknowns); MLA maps were acquired using the raster mode with an X-ray spectra collected every 4 µm | STDGL3 (CODES, University of Tasmania; Danyushevsky et al., 2011); GSD-1G | 92.5 |  | 0.76 | [17 empty] | 3.09 | [5 empty] | 2 | [15 empty] | 291000 |  | 0.214 |  |  |  | 0.46 | [7 empty] | 69.7 | [13 empty] | 1.86 | [9 empty] | 8.1 | [5 empty] | 39 | [15 empty] | 403000 |  | 2.2 | [9 empty] | 25.11 | [13 empty] | 2.2 | [13 empty] | 351.8 |  |  |  |  | 2020 | Cave, B., et al. (2020), Ore Geology Reviews 124, 103647 |  | AUS | Queensland
| Mount Isa Copper Operations, Black Star Mine | No. 5 and No. 9 Pb-Zn orebodies, 650 Cu orebody, 1100 Cu orebody, 3000 Cu orebody | Seafloor hydrothermal | Sedimentary Exhalative (SEDEX) | SEDEX zinc-lead-copper | Cu, Pb, Zn | Ag | Cu, Pb, Zn, Ag | Cave et al., 2020 |  | 173-201502192cpy12-40.d | 173-201502192cpy12-40.d-1 | underground mine, open pit |  |  |  |  | ore material | drill core, polished section | drill core | mineral separate | [5 empty] | mineralisation |  |  |  | chalcopyrite, sphalerite, galena | Cu mineralisation stage, Pb-Zn mineralisation stage | replacement, vein infill, stratabound | coarse-grained, medium-grained, fine-grained, stratabound, discordant veins, replacement, infill |  |  |  | pyrite, pyrrhotite, arsenopyrite, siderite, dolomite, calcite, quartz, chlorite, K-feldspar, biotite, apatite, freibergite, tetrahedrite, cobaltite | Resin blocks containing each sample were produced following standard procedures and used for Mineral Liberation Analysis (MLA) mapping and subsequent LA-ICP-MS analyses | LA-ICPMS, EMPA, SEM-EDS | NWR213 solid state 213 nm laser ablation system coupled with an Agilent 7900 quadrupole ICP-MS; Cameca SXFive Electron Microprobe; Quanta600 SEM | Adelaide Microscopy | Ablation was conducted in an atmosphere of He (0.6 L/min) that was mixed with Ar (0.88 L/min) upon leaving the ablation cell; 70 µm diameter spot size with a 25:2 standard sample bracketing approach (2 standards analysed twice every 25 unknowns); MLA maps were acquired using the raster mode with an X-ray spectra collected every 4 µm | STDGL3 (CODES, University of Tasmania; Danyushevsky et al., 2011); GSD-1G | 115.2 |  | 1.46 | [17 empty] | 4.88 | [5 empty] | 0.68 | [15 empty] | 290000 |  | 0.156 |  |  |  | 0.48 | [7 empty] | 70 | [13 empty] | 3.03 | [9 empty] | 0.35 | [5 empty] | 78 | [15 empty] | 411000 |  | 18.6 |  |  |  | 2.2 | [5 empty] | 25.08 | [7 empty] | 0.38 | [5 empty] | 12.8 | [13 empty] | 624 |  |  |  |  | 2020 | Cave, B., et al. (2020), Ore Geology Reviews 124, 103647 |  | AUS | Queensland
| Mount Isa Copper Operations, Black Star Mine | No. 5 and No. 9 Pb-Zn orebodies, 650 Cu orebody, 1100 Cu orebody, 3000 Cu orebody | Seafloor hydrothermal | Sedimentary Exhalative (SEDEX) | SEDEX zinc-lead-copper | Cu, Pb, Zn | Ag | Cu, Pb, Zn, Ag | Cave et al., 2020 |  | 179-201502192cpy15-2.d | 179-201502192cpy15-2.d-1 | underground mine, open pit |  |  |  |  | ore material | drill core, polished section | drill core | mineral separate | [5 empty] | mineralisation |  |  |  | chalcopyrite, sphalerite, galena | Cu mineralisation stage, Pb-Zn mineralisation stage | replacement, vein infill, stratabound | coarse-grained, medium-grained, fine-grained, stratabound, discordant veins, replacement, infill |  |  |  | pyrite, pyrrhotite, arsenopyrite, siderite, dolomite, calcite, quartz, chlorite, K-feldspar, biotite, apatite, freibergite, tetrahedrite, cobaltite | Resin blocks containing each sample were produced following standard procedures and used for Mineral Liberation Analysis (MLA) mapping and subsequent LA-ICP-MS analyses | LA-ICPMS, EMPA, SEM-EDS | NWR213 solid state 213 nm laser ablation system coupled with an Agilent 7900 quadrupole ICP-MS; Cameca SXFive Electron Microprobe; Quanta600 SEM | Adelaide Microscopy | Ablation was conducted in an atmosphere of He (0.6 L/min) that was mixed with Ar (0.88 L/min) upon leaving the ablation cell; 70 µm diameter spot size with a 25:2 standard sample bracketing approach (2 standards analysed twice every 25 unknowns); MLA maps were acquired using the raster mode with an X-ray spectra collected every 4 µm | STDGL3 (CODES, University of Tasmania; Danyushevsky et al., 2011); GSD-1G | 126.8 |  | 70 |  | 0.65 | [15 empty] | 3.34 | [5 empty] | 0.134 | [15 empty] | 299000 |  | 0.237 |  |  |  | 0.75 | [7 empty] | 38.06 | [13 empty] | 0.96 | [9 empty] | 0.31 | [5 empty] | 68 | [15 empty] | 436000 |  | 17.1 |  |  |  | 7.1 | [5 empty] | 64.3 | [13 empty] | 9.4 | [13 empty] | 439 |  |  |  |  | 2020 | Cave, B., et al. (2020), Ore Geology Reviews 124, 103647 |  | AUS | Queensland
| Mount Isa Copper Operations, Black Star Mine | No. 5 and No. 9 Pb-Zn orebodies, 650 Cu orebody, 1100 Cu orebody, 3000 Cu orebody | Seafloor hydrothermal | Sedimentary Exhalative (SEDEX) | SEDEX zinc-lead-copper | Cu, Pb, Zn | Ag | Cu, Pb, Zn, Ag | Cave et al., 2020 |  | 182-201502192cpy15-5.d | 182-201502192cpy15-5.d-1 | underground mine, open pit |  |  |  |  | ore material | drill core, polished section | drill core | mineral separate | [5 empty] | mineralisation |  |  |  | chalcopyrite, sphalerite, galena | Cu mineralisation stage, Pb-Zn mineralisation stage | replacement, vein infill, stratabound | coarse-grained, medium-grained, fine-grained, stratabound, discordant veins, replacement, infill |  |  |  | pyrite, pyrrhotite, arsenopyrite, siderite, dolomite, calcite, quartz, chlorite, K-feldspar, biotite, apatite, freibergite, tetrahedrite, cobaltite | Resin blocks containing each sample were produced following standard procedures and used for Mineral Liberation Analysis (MLA) mapping and subsequent LA-ICP-MS analyses | LA-ICPMS, EMPA, SEM-EDS | NWR213 solid state 213 nm laser ablation system coupled with an Agilent 7900 quadrupole ICP-MS; Cameca SXFive Electron Microprobe; Quanta600 SEM | Adelaide Microscopy | Ablation was conducted in an atmosphere of He (0.6 L/min) that was mixed with Ar (0.88 L/min) upon leaving the ablation cell; 70 µm diameter spot size with a 25:2 standard sample bracketing approach (2 standards analysed twice every 25 unknowns); MLA maps were acquired using the raster mode with an X-ray spectra collected every 4 µm | STDGL3 (CODES, University of Tasmania; Danyushevsky et al., 2011); GSD-1G | 106.8 | [13 empty] | 0.069 | [5 empty] | 3.92 | [5 empty] | 0.112 | [15 empty] | 296000 |  | 0.161 |  |  |  | 0.98 | [7 empty] | 37.54 | [23 empty] | 0.51 | [5 empty] | 60 | [15 empty] | 433000 |  | 15.7 | [9 empty] | 65.7 | [13 empty] | 5.79 | [13 empty] | 414 |  |  |  |  | 2020 | Cave, B., et al. (2020), Ore Geology Reviews 124, 103647 |  | AUS | Queensland
| Mount Isa Copper Operations, Black Star Mine | No. 5 and No. 9 Pb-Zn orebodies, 650 Cu orebody, 1100 Cu orebody, 3000 Cu orebody | Seafloor hydrothermal | Sedimentary Exhalative (SEDEX) | SEDEX zinc-lead-copper | Cu, Pb, Zn | Ag | Cu, Pb, Zn, Ag | Cave et al., 2020 |  | 183-201502192cpy15-6.d | 183-201502192cpy15-6.d-1 | underground mine, open pit |  |  |  |  | ore material | drill core, polished section | drill core | mineral separate | [5 empty] | mineralisation |  |  |  | chalcopyrite, sphalerite, galena | Cu mineralisation stage, Pb-Zn mineralisation stage | replacement, vein infill, stratabound | coarse-grained, medium-grained, fine-grained, stratabound, discordant veins, replacement, infill |  |  |  | pyrite, pyrrhotite, arsenopyrite, siderite, dolomite, calcite, quartz, chlorite, K-feldspar, biotite, apatite, freibergite, tetrahedrite, cobaltite | Resin blocks containing each sample were produced following standard procedures and used for Mineral Liberation Analysis (MLA) mapping and subsequent LA-ICP-MS analyses | LA-ICPMS, EMPA, SEM-EDS | NWR213 solid state 213 nm laser ablation system coupled with an Agilent 7900 quadrupole ICP-MS; Cameca SXFive Electron Microprobe; Quanta600 SEM | Adelaide Microscopy | Ablation was conducted in an atmosphere of He (0.6 L/min) that was mixed with Ar (0.88 L/min) upon leaving the ablation cell; 70 µm diameter spot size with a 25:2 standard sample bracketing approach (2 standards analysed twice every 25 unknowns); MLA maps were acquired using the raster mode with an X-ray spectra collected every 4 µm | STDGL3 (CODES, University of Tasmania; Danyushevsky et al., 2011); GSD-1G | 99.6 | [19 empty] | 3.24 | [5 empty] | 0.127 | [15 empty] | 297000 |  | 0.244 |  |  |  | 0.8 | [7 empty] | 36.01 | [13 empty] | 2.8 | [9 empty] | 0.65 | [5 empty] | 2.9 | [15 empty] | 420000 |  | 1.4 |  |  |  | 7.6 | [5 empty] | 107.9 | [7 empty] | 1.06 | [5 empty] | 2.5 | [13 empty] | 323 |  |  |  |  | 2020 | Cave, B., et al. (2020), Ore Geology Reviews 124, 103647 |  | AUS | Queensland
| Mount Isa Copper Operations, Black Star Mine | No. 5 and No. 9 Pb-Zn orebodies, 650 Cu orebody, 1100 Cu orebody, 3000 Cu orebody | Seafloor hydrothermal | Sedimentary Exhalative (SEDEX) | SEDEX zinc-lead-copper | Cu, Pb, Zn | Ag | Cu, Pb, Zn, Ag | Cave et al., 2020 |  | 184-201502192cpy15-7.d | 184-201502192cpy15-7.d-1 | underground mine, open pit |  |  |  |  | ore material | drill core, polished section | drill core | mineral separate | [5 empty] | mineralisation |  |  |  | chalcopyrite, sphalerite, galena | Cu mineralisation stage, Pb-Zn mineralisation stage | replacement, vein infill, stratabound | coarse-grained, medium-grained, fine-grained, stratabound, discordant veins, replacement, infill |  |  |  | pyrite, pyrrhotite, arsenopyrite, siderite, dolomite, calcite, quartz, chlorite, K-feldspar, biotite, apatite, freibergite, tetrahedrite, cobaltite | Resin blocks containing each sample were produced following standard procedures and used for Mineral Liberation Analysis (MLA) mapping and subsequent LA-ICP-MS analyses | LA-ICPMS, EMPA, SEM-EDS | NWR213 solid state 213 nm laser ablation system coupled with an Agilent 7900 quadrupole ICP-MS; Cameca SXFive Electron Microprobe; Quanta600 SEM | Adelaide Microscopy | Ablation was conducted in an atmosphere of He (0.6 L/min) that was mixed with Ar (0.88 L/min) upon leaving the ablation cell; 70 µm diameter spot size with a 25:2 standard sample bracketing approach (2 standards analysed twice every 25 unknowns); MLA maps were acquired using the raster mode with an X-ray spectra collected every 4 µm | STDGL3 (CODES, University of Tasmania; Danyushevsky et al., 2011); GSD-1G | 101.5 | [19 empty] | 2.92 | [5 empty] | 0.114 | [15 empty] | 297000 |  | 0.134 | [11 empty] | 37.2 | [13 empty] | 1.31 | [9 empty] | 0.48 | [5 empty] | 6.5 | [15 empty] | 431000 |  | 3.8 | [9 empty] | 85.9 | [13 empty] | 1.42 | [13 empty] | 344 |  |  |  |  | 2020 | Cave, B., et al. (2020), Ore Geology Reviews 124, 103647 |  | AUS | Queensland
| Mount Isa Copper Operations, Black Star Mine | No. 5 and No. 9 Pb-Zn orebodies, 650 Cu orebody, 1100 Cu orebody, 3000 Cu orebody | Seafloor hydrothermal | Sedimentary Exhalative (SEDEX) | SEDEX zinc-lead-copper | Cu, Pb, Zn | Ag | Cu, Pb, Zn, Ag | Cave et al., 2020 |  | 185-201502192cpy15-8.d | 185-201502192cpy15-8.d-1 | underground mine, open pit |  |  |  |  | ore material | drill core, polished section | drill core | mineral separate | [5 empty] | mineralisation |  |  |  | chalcopyrite, sphalerite, galena | Cu mineralisation stage, Pb-Zn mineralisation stage | replacement, vein infill, stratabound | coarse-grained, medium-grained, fine-grained, stratabound, discordant veins, replacement, infill |  |  |  | pyrite, pyrrhotite, arsenopyrite, siderite, dolomite, calcite, quartz, chlorite, K-feldspar, biotite, apatite, freibergite, tetrahedrite, cobaltite | Resin blocks containing each sample were produced following standard procedures and used for Mineral Liberation Analysis (MLA) mapping and subsequent LA-ICP-MS analyses | LA-ICPMS, EMPA, SEM-EDS | NWR213 solid state 213 nm laser ablation system coupled with an Agilent 7900 quadrupole ICP-MS; Cameca SXFive Electron Microprobe; Quanta600 SEM | Adelaide Microscopy | Ablation was conducted in an atmosphere of He (0.6 L/min) that was mixed with Ar (0.88 L/min) upon leaving the ablation cell; 70 µm diameter spot size with a 25:2 standard sample bracketing approach (2 standards analysed twice every 25 unknowns); MLA maps were acquired using the raster mode with an X-ray spectra collected every 4 µm | STDGL3 (CODES, University of Tasmania; Danyushevsky et al., 2011); GSD-1G | 126.7 |  | 15.8 |  | 0.81 | [15 empty] | 3.17 | [5 empty] | 0.25 | [15 empty] | 299000 |  | 0.177 |  |  |  | 2.59 | [7 empty] | 38.7 | [13 empty] | 12.5 | [9 empty] | 0.58 | [5 empty] | 117 | [15 empty] | 451000 |  | 13.96 | [9 empty] | 79.6 | [13 empty] | 20.8 | [13 empty] | 392 |  |  |  |  | 2020 | Cave, B., et al. (2020), Ore Geology Reviews 124, 103647 |  | AUS | Queensland
| Mount Isa Copper Operations, Black Star Mine | No. 5 and No. 9 Pb-Zn orebodies, 650 Cu orebody, 1100 Cu orebody, 3000 Cu orebody | Seafloor hydrothermal | Sedimentary Exhalative (SEDEX) | SEDEX zinc-lead-copper | Cu, Pb, Zn | Ag | Cu, Pb, Zn, Ag | Cave et al., 2020 |  | 186-201502192cpy15-9.d | 186-201502192cpy15-9.d-1 | underground mine, open pit |  |  |  |  | ore material | drill core, polished section | drill core | mineral separate | [5 empty] | mineralisation |  |  |  | chalcopyrite, sphalerite, galena | Cu mineralisation stage, Pb-Zn mineralisation stage | replacement, vein infill, stratabound | coarse-grained, medium-grained, fine-grained, stratabound, discordant veins, replacement, infill |  |  |  | pyrite, pyrrhotite, arsenopyrite, siderite, dolomite, calcite, quartz, chlorite, K-feldspar, biotite, apatite, freibergite, tetrahedrite, cobaltite | Resin blocks containing each sample were produced following standard procedures and used for Mineral Liberation Analysis (MLA) mapping and subsequent LA-ICP-MS analyses | LA-ICPMS, EMPA, SEM-EDS | NWR213 solid state 213 nm laser ablation system coupled with an Agilent 7900 quadrupole ICP-MS; Cameca SXFive Electron Microprobe; Quanta600 SEM | Adelaide Microscopy | Ablation was conducted in an atmosphere of He (0.6 L/min) that was mixed with Ar (0.88 L/min) upon leaving the ablation cell; 70 µm diameter spot size with a 25:2 standard sample bracketing approach (2 standards analysed twice every 25 unknowns); MLA maps were acquired using the raster mode with an X-ray spectra collected every 4 µm | STDGL3 (CODES, University of Tasmania; Danyushevsky et al., 2011); GSD-1G | 101.9 |  | 24.1 | [17 empty] | 3.04 | [5 empty] | 0.072 | [15 empty] | 306000 |  | 0.186 |  |  |  | 0.81 | [7 empty] | 37.52 | [13 empty] | 535 | [9 empty] | 0.31 | [5 empty] | 181 | [15 empty] | 422000 |  | 8.99 | [9 empty] | 90.8 | [7 empty] | 0.97 | [5 empty] | 2.63 | [13 empty] | 298 |  |  |  |  | 2020 | Cave, B., et al. (2020), Ore Geology Reviews 124, 103647 |  | AUS | Queensland
| Mount Isa Copper Operations, Black Star Mine | No. 5 and No. 9 Pb-Zn orebodies, 650 Cu orebody, 1100 Cu orebody, 3000 Cu orebody | Seafloor hydrothermal | Sedimentary Exhalative (SEDEX) | SEDEX zinc-lead-copper | Cu, Pb, Zn | Ag | Cu, Pb, Zn, Ag | Cave et al., 2020 |  | 187-201502192cpy15-10.d | 187-201502192cpy15-10.d-1 | underground mine, open pit |  |  |  |  | ore material | drill core, polished section | drill core | mineral separate | [5 empty] | mineralisation |  |  |  | chalcopyrite, sphalerite, galena | Cu mineralisation stage, Pb-Zn mineralisation stage | replacement, vein infill, stratabound | coarse-grained, medium-grained, fine-grained, stratabound, discordant veins, replacement, infill |  |  |  | pyrite, pyrrhotite, arsenopyrite, siderite, dolomite, calcite, quartz, chlorite, K-feldspar, biotite, apatite, freibergite, tetrahedrite, cobaltite | Resin blocks containing each sample were produced following standard procedures and used for Mineral Liberation Analysis (MLA) mapping and subsequent LA-ICP-MS analyses | LA-ICPMS, EMPA, SEM-EDS | NWR213 solid state 213 nm laser ablation system coupled with an Agilent 7900 quadrupole ICP-MS; Cameca SXFive Electron Microprobe; Quanta600 SEM | Adelaide Microscopy | Ablation was conducted in an atmosphere of He (0.6 L/min) that was mixed with Ar (0.88 L/min) upon leaving the ablation cell; 70 µm diameter spot size with a 25:2 standard sample bracketing approach (2 standards analysed twice every 25 unknowns); MLA maps were acquired using the raster mode with an X-ray spectra collected every 4 µm | STDGL3 (CODES, University of Tasmania; Danyushevsky et al., 2011); GSD-1G | 113 |  | 10.8 | [17 empty] | 2.79 | [5 empty] | 0.092 | [15 empty] | 299000 |  | 0.13 | [11 empty] | 39.2 | [13 empty] | 1 | [9 empty] | 0.44 | [5 empty] | 26.8 | [15 empty] | 455000 |  | 20.7 | [9 empty] | 76.7 | [7 empty] | 1.36 | [5 empty] | 6.9 | [13 empty] | 401 |  |  |  |  | 2020 | Cave, B., et al. (2020), Ore Geology Reviews 124, 103647 |  | AUS | Queensland
| Mount Isa Copper Operations, Black Star Mine | No. 5 and No. 9 Pb-Zn orebodies, 650 Cu orebody, 1100 Cu orebody, 3000 Cu orebody | Seafloor hydrothermal | Sedimentary Exhalative (SEDEX) | SEDEX zinc-lead-copper | Cu, Pb, Zn | Ag | Cu, Pb, Zn, Ag | Cave et al., 2020 |  | 189-201502192cpy15-12.d | 189-201502192cpy15-12.d-1 | underground mine, open pit |  |  |  |  | ore material | drill core, polished section | drill core | mineral separate | [5 empty] | mineralisation |  |  |  | chalcopyrite, sphalerite, galena | Cu mineralisation stage, Pb-Zn mineralisation stage | replacement, vein infill, stratabound | coarse-grained, medium-grained, fine-grained, stratabound, discordant veins, replacement, infill |  |  |  | pyrite, pyrrhotite, arsenopyrite, siderite, dolomite, calcite, quartz, chlorite, K-feldspar, biotite, apatite, freibergite, tetrahedrite, cobaltite | Resin blocks containing each sample were produced following standard procedures and used for Mineral Liberation Analysis (MLA) mapping and subsequent LA-ICP-MS analyses | LA-ICPMS, EMPA, SEM-EDS | NWR213 solid state 213 nm laser ablation system coupled with an Agilent 7900 quadrupole ICP-MS; Cameca SXFive Electron Microprobe; Quanta600 SEM | Adelaide Microscopy | Ablation was conducted in an atmosphere of He (0.6 L/min) that was mixed with Ar (0.88 L/min) upon leaving the ablation cell; 70 µm diameter spot size with a 25:2 standard sample bracketing approach (2 standards analysed twice every 25 unknowns); MLA maps were acquired using the raster mode with an X-ray spectra collected every 4 µm | STDGL3 (CODES, University of Tasmania; Danyushevsky et al., 2011); GSD-1G | 99.9 |  | 4.4 | [17 empty] | 3.6 | [5 empty] | 0.091 | [15 empty] | 303000 |  | 0.14 |  |  |  | 1.6 | [7 empty] | 37.6 | [13 empty] | 36 | [15 empty] | 20 | [15 empty] | 426000 |  | 7.03 | [9 empty] | 79.2 | [13 empty] | 2.11 | [13 empty] | 310 |  |  |  |  | 2020 | Cave, B., et al. (2020), Ore Geology Reviews 124, 103647 |  | AUS | Queensland
| Mount Isa Copper Operations, Black Star Mine | No. 5 and No. 9 Pb-Zn orebodies, 650 Cu orebody, 1100 Cu orebody, 3000 Cu orebody | Seafloor hydrothermal | Sedimentary Exhalative (SEDEX) | SEDEX zinc-lead-copper | Cu, Pb, Zn | Ag | Cu, Pb, Zn, Ag | Cave et al., 2020 |  | 191-201502192cpy15-14.d | 191-201502192cpy15-14.d-1 | underground mine, open pit |  |  |  |  | ore material | drill core, polished section | drill core | mineral separate | [5 empty] | mineralisation |  |  |  | chalcopyrite, sphalerite, galena | Cu mineralisation stage, Pb-Zn mineralisation stage | replacement, vein infill, stratabound | coarse-grained, medium-grained, fine-grained, stratabound, discordant veins, replacement, infill |  |  |  | pyrite, pyrrhotite, arsenopyrite, siderite, dolomite, calcite, quartz, chlorite, K-feldspar, biotite, apatite, freibergite, tetrahedrite, cobaltite | Resin blocks containing each sample were produced following standard procedures and used for Mineral Liberation Analysis (MLA) mapping and subsequent LA-ICP-MS analyses | LA-ICPMS, EMPA, SEM-EDS | NWR213 solid state 213 nm laser ablation system coupled with an Agilent 7900 quadrupole ICP-MS; Cameca SXFive Electron Microprobe; Quanta600 SEM | Adelaide Microscopy | Ablation was conducted in an atmosphere of He (0.6 L/min) that was mixed with Ar (0.88 L/min) upon leaving the ablation cell; 70 µm diameter spot size with a 25:2 standard sample bracketing approach (2 standards analysed twice every 25 unknowns); MLA maps were acquired using the raster mode with an X-ray spectra collected every 4 µm | STDGL3 (CODES, University of Tasmania; Danyushevsky et al., 2011); GSD-1G | 104.6 | [13 empty] | 0.061 | [5 empty] | 3.43 | [21 empty] | 296000 |  | 0.193 |  |  |  | 1.15 | [7 empty] | 41.16 | [29 empty] | 11.55 | [15 empty] | 433000 |  | 8.38 | [9 empty] | 77.1 | [7 empty] | 0.93 | [5 empty] | 1.4 | [13 empty] | 331 |  |  |  |  | 2020 | Cave, B., et al. (2020), Ore Geology Reviews 124, 103647 |  | AUS | Queensland
| Mount Isa Copper Operations, Black Star Mine | No. 5 and No. 9 Pb-Zn orebodies, 650 Cu orebody, 1100 Cu orebody, 3000 Cu orebody | Seafloor hydrothermal | Sedimentary Exhalative (SEDEX) | SEDEX zinc-lead-copper | Cu, Pb, Zn | Ag | Cu, Pb, Zn, Ag | Cave et al., 2020 |  | 193-201502192cpy15-16.d | 193-201502192cpy15-16.d-1 | underground mine, open pit |  |  |  |  | ore material | drill core, polished section | drill core | mineral separate | [5 empty] | mineralisation |  |  |  | chalcopyrite, sphalerite, galena | Cu mineralisation stage, Pb-Zn mineralisation stage | replacement, vein infill, stratabound | coarse-grained, medium-grained, fine-grained, stratabound, discordant veins, replacement, infill |  |  |  | pyrite, pyrrhotite, arsenopyrite, siderite, dolomite, calcite, quartz, chlorite, K-feldspar, biotite, apatite, freibergite, tetrahedrite, cobaltite | Resin blocks containing each sample were produced following standard procedures and used for Mineral Liberation Analysis (MLA) mapping and subsequent LA-ICP-MS analyses | LA-ICPMS, EMPA, SEM-EDS | NWR213 solid state 213 nm laser ablation system coupled with an Agilent 7900 quadrupole ICP-MS; Cameca SXFive Electron Microprobe; Quanta600 SEM | Adelaide Microscopy | Ablation was conducted in an atmosphere of He (0.6 L/min) that was mixed with Ar (0.88 L/min) upon leaving the ablation cell; 70 µm diameter spot size with a 25:2 standard sample bracketing approach (2 standards analysed twice every 25 unknowns); MLA maps were acquired using the raster mode with an X-ray spectra collected every 4 µm | STDGL3 (CODES, University of Tasmania; Danyushevsky et al., 2011); GSD-1G | 101.8 |  |  |  | 0.64 | [15 empty] | 3.28 | [5 empty] | 0.093 | [15 empty] | 301000 |  | 0.151 |  |  |  | 1.07 | [7 empty] | 42.7 | [13 empty] | 112 | [9 empty] | 0.38 | [5 empty] | 39.2 | [15 empty] | 430000 |  | 3.72 |  |  |  | 4.4 | [5 empty] | 88.6 | [13 empty] | 2.92 | [13 empty] | 292 |  |  |  |  | 2020 | Cave, B., et al. (2020), Ore Geology Reviews 124, 103647 |  | AUS | Queensland
| Mount Isa Copper Operations, Black Star Mine | No. 5 and No. 9 Pb-Zn orebodies, 650 Cu orebody, 1100 Cu orebody, 3000 Cu orebody | Seafloor hydrothermal | Sedimentary Exhalative (SEDEX) | SEDEX zinc-lead-copper | Cu, Pb, Zn | Ag | Cu, Pb, Zn, Ag | Cave et al., 2020 |  | 195-201502192cpy15-18.d | 195-201502192cpy15-18.d-1 | underground mine, open pit |  |  |  |  | ore material | drill core, polished section | drill core | mineral separate | [5 empty] | mineralisation |  |  |  | chalcopyrite, sphalerite, galena | Cu mineralisation stage, Pb-Zn mineralisation stage | replacement, vein infill, stratabound | coarse-grained, medium-grained, fine-grained, stratabound, discordant veins, replacement, infill |  |  |  | pyrite, pyrrhotite, arsenopyrite, siderite, dolomite, calcite, quartz, chlorite, K-feldspar, biotite, apatite, freibergite, tetrahedrite, cobaltite | Resin blocks containing each sample were produced following standard procedures and used for Mineral Liberation Analysis (MLA) mapping and subsequent LA-ICP-MS analyses | LA-ICPMS, EMPA, SEM-EDS | NWR213 solid state 213 nm laser ablation system coupled with an Agilent 7900 quadrupole ICP-MS; Cameca SXFive Electron Microprobe; Quanta600 SEM | Adelaide Microscopy | Ablation was conducted in an atmosphere of He (0.6 L/min) that was mixed with Ar (0.88 L/min) upon leaving the ablation cell; 70 µm diameter spot size with a 25:2 standard sample bracketing approach (2 standards analysed twice every 25 unknowns); MLA maps were acquired using the raster mode with an X-ray spectra collected every 4 µm | STDGL3 (CODES, University of Tasmania; Danyushevsky et al., 2011); GSD-1G | 107.1 | [19 empty] | 3.8 | [5 empty] | 0.14 | [15 empty] | 293000 |  | 0.28 |  |  |  | 2.7 | [7 empty] | 41.1 | [13 empty] | 185 | [15 empty] | 92.5 | [15 empty] | 435000 |  | 15.5 | [9 empty] | 82.4 | [13 empty] | 3.32 | [13 empty] | 293 |  |  |  |  | 2020 | Cave, B., et al. (2020), Ore Geology Reviews 124, 103647 |  | AUS | Queensland
| Mount Isa Copper Operations, Black Star Mine | No. 5 and No. 9 Pb-Zn orebodies, 650 Cu orebody, 1100 Cu orebody, 3000 Cu orebody | Seafloor hydrothermal | Sedimentary Exhalative (SEDEX) | SEDEX zinc-lead-copper | Cu, Pb, Zn | Ag | Cu, Pb, Zn, Ag | Cave et al., 2020 |  | 196-201502192cpy15-19.d | 196-201502192cpy15-19.d-1 | underground mine, open pit |  |  |  |  | ore material | drill core, polished section | drill core | mineral separate | [5 empty] | mineralisation |  |  |  | chalcopyrite, sphalerite, galena | Cu mineralisation stage, Pb-Zn mineralisation stage | replacement, vein infill, stratabound | coarse-grained, medium-grained, fine-grained, stratabound, discordant veins, replacement, infill |  |  |  | pyrite, pyrrhotite, arsenopyrite, siderite, dolomite, calcite, quartz, chlorite, K-feldspar, biotite, apatite, freibergite, tetrahedrite, cobaltite | Resin blocks containing each sample were produced following standard procedures and used for Mineral Liberation Analysis (MLA) mapping and subsequent LA-ICP-MS analyses | LA-ICPMS, EMPA, SEM-EDS | NWR213 solid state 213 nm laser ablation system coupled with an Agilent 7900 quadrupole ICP-MS; Cameca SXFive Electron Microprobe; Quanta600 SEM | Adelaide Microscopy | Ablation was conducted in an atmosphere of He (0.6 L/min) that was mixed with Ar (0.88 L/min) upon leaving the ablation cell; 70 µm diameter spot size with a 25:2 standard sample bracketing approach (2 standards analysed twice every 25 unknowns); MLA maps were acquired using the raster mode with an X-ray spectra collected every 4 µm | STDGL3 (CODES, University of Tasmania; Danyushevsky et al., 2011); GSD-1G | 106.6 |  | 4.7 | [17 empty] | 2.88 | [5 empty] | 0.206 | [15 empty] | 302000 |  | 0.27 |  |  |  | 1.06 | [7 empty] | 43.1 | [13 empty] | 2.4 | [9 empty] | 0.17 | [5 empty] | 45 | [15 empty] | 418000 |  | 4.85 | [9 empty] | 95.7 | [7 empty] | 2 | [5 empty] | 6 | [13 empty] | 314 |  |  |  |  | 2020 | Cave, B., et al. (2020), Ore Geology Reviews 124, 103647 |  | AUS | Queensland
| Mount Isa Copper Operations, Black Star Mine | No. 5 and No. 9 Pb-Zn orebodies, 650 Cu orebody, 1100 Cu orebody, 3000 Cu orebody | Seafloor hydrothermal | Sedimentary Exhalative (SEDEX) | SEDEX zinc-lead-copper | Cu, Pb, Zn | Ag | Cu, Pb, Zn, Ag | Cave et al., 2020 |  | 202-201502192cpy15-21.d | 202-201502192cpy15-21.d-1 | underground mine, open pit |  |  |  |  | ore material | drill core, polished section | drill core | mineral separate | [5 empty] | mineralisation |  |  |  | chalcopyrite, sphalerite, galena | Cu mineralisation stage, Pb-Zn mineralisation stage | replacement, vein infill, stratabound | coarse-grained, medium-grained, fine-grained, stratabound, discordant veins, replacement, infill |  |  |  | pyrite, pyrrhotite, arsenopyrite, siderite, dolomite, calcite, quartz, chlorite, K-feldspar, biotite, apatite, freibergite, tetrahedrite, cobaltite | Resin blocks containing each sample were produced following standard procedures and used for Mineral Liberation Analysis (MLA) mapping and subsequent LA-ICP-MS analyses | LA-ICPMS, EMPA, SEM-EDS | NWR213 solid state 213 nm laser ablation system coupled with an Agilent 7900 quadrupole ICP-MS; Cameca SXFive Electron Microprobe; Quanta600 SEM | Adelaide Microscopy | Ablation was conducted in an atmosphere of He (0.6 L/min) that was mixed with Ar (0.88 L/min) upon leaving the ablation cell; 70 µm diameter spot size with a 25:2 standard sample bracketing approach (2 standards analysed twice every 25 unknowns); MLA maps were acquired using the raster mode with an X-ray spectra collected every 4 µm | STDGL3 (CODES, University of Tasmania; Danyushevsky et al., 2011); GSD-1G | 102.8 |  | 1.5 | [11 empty] | 0.024 | [5 empty] | 3.77 | [5 empty] | 0.067 | [15 empty] | 291000 |  | 0.328 |  |  |  | 0.84 | [7 empty] | 35.18 | [13 empty] | 1.89 | [9 empty] | 0.29 | [5 empty] | 41.5 | [15 empty] | 434000 |  | 15.59 |  |  |  | 7 | [5 empty] | 98.8 | [7 empty] | 1.27 | [5 empty] | 6.25 | [13 empty] | 466 |  |  |  |  | 2020 | Cave, B., et al. (2020), Ore Geology Reviews 124, 103647 |  | AUS | Queensland
| Mount Isa Copper Operations, Black Star Mine | No. 5 and No. 9 Pb-Zn orebodies, 650 Cu orebody, 1100 Cu orebody, 3000 Cu orebody | Seafloor hydrothermal | Sedimentary Exhalative (SEDEX) | SEDEX zinc-lead-copper | Cu, Pb, Zn | Ag | Cu, Pb, Zn, Ag | Cave et al., 2020 |  | 203-201502192cpy15-22.d | 203-201502192cpy15-22.d-1 | underground mine, open pit |  |  |  |  | ore material | drill core, polished section | drill core | mineral separate | [5 empty] | mineralisation |  |  |  | chalcopyrite, sphalerite, galena | Cu mineralisation stage, Pb-Zn mineralisation stage | replacement, vein infill, stratabound | coarse-grained, medium-grained, fine-grained, stratabound, discordant veins, replacement, infill |  |  |  | pyrite, pyrrhotite, arsenopyrite, siderite, dolomite, calcite, quartz, chlorite, K-feldspar, biotite, apatite, freibergite, tetrahedrite, cobaltite | Resin blocks containing each sample were produced following standard procedures and used for Mineral Liberation Analysis (MLA) mapping and subsequent LA-ICP-MS analyses | LA-ICPMS, EMPA, SEM-EDS | NWR213 solid state 213 nm laser ablation system coupled with an Agilent 7900 quadrupole ICP-MS; Cameca SXFive Electron Microprobe; Quanta600 SEM | Adelaide Microscopy | Ablation was conducted in an atmosphere of He (0.6 L/min) that was mixed with Ar (0.88 L/min) upon leaving the ablation cell; 70 µm diameter spot size with a 25:2 standard sample bracketing approach (2 standards analysed twice every 25 unknowns); MLA maps were acquired using the raster mode with an X-ray spectra collected every 4 µm | STDGL3 (CODES, University of Tasmania; Danyushevsky et al., 2011); GSD-1G | 93.7 | [19 empty] | 3.26 | [5 empty] | 0.045 | [15 empty] | 290000 |  | 0.24 |  |  |  | 0.78 | [7 empty] | 34.57 | [13 empty] | 0.99 | [9 empty] | 0.177 | [5 empty] | 43 | [15 empty] | 418000 |  | 9.04 |  |  |  | 3.5 | [5 empty] | 89.9 | [7 empty] | 0.58 | [5 empty] | 4.9 | [13 empty] | 367 |  |  |  |  | 2020 | Cave, B., et al. (2020), Ore Geology Reviews 124, 103647 |  | AUS | Queensland
| Mount Isa Copper Operations, Black Star Mine | No. 5 and No. 9 Pb-Zn orebodies, 650 Cu orebody, 1100 Cu orebody, 3000 Cu orebody | Seafloor hydrothermal | Sedimentary Exhalative (SEDEX) | SEDEX zinc-lead-copper | Cu, Pb, Zn | Ag | Cu, Pb, Zn, Ag | Cave et al., 2020 |  | 204-201502192cpy15-23.d | 204-201502192cpy15-23.d-1 | underground mine, open pit |  |  |  |  | ore material | drill core, polished section | drill core | mineral separate | [5 empty] | mineralisation |  |  |  | chalcopyrite, sphalerite, galena | Cu mineralisation stage, Pb-Zn mineralisation stage | replacement, vein infill, stratabound | coarse-grained, medium-grained, fine-grained, stratabound, discordant veins, replacement, infill |  |  |  | pyrite, pyrrhotite, arsenopyrite, siderite, dolomite, calcite, quartz, chlorite, K-feldspar, biotite, apatite, freibergite, tetrahedrite, cobaltite | Resin blocks containing each sample were produced following standard procedures and used for Mineral Liberation Analysis (MLA) mapping and subsequent LA-ICP-MS analyses | LA-ICPMS, EMPA, SEM-EDS | NWR213 solid state 213 nm laser ablation system coupled with an Agilent 7900 quadrupole ICP-MS; Cameca SXFive Electron Microprobe; Quanta600 SEM | Adelaide Microscopy | Ablation was conducted in an atmosphere of He (0.6 L/min) that was mixed with Ar (0.88 L/min) upon leaving the ablation cell; 70 µm diameter spot size with a 25:2 standard sample bracketing approach (2 standards analysed twice every 25 unknowns); MLA maps were acquired using the raster mode with an X-ray spectra collected every 4 µm | STDGL3 (CODES, University of Tasmania; Danyushevsky et al., 2011); GSD-1G | 89.3 |  | 1.7 | [17 empty] | 3.58 | [5 empty] | 0.041 | [15 empty] | 289000 |  | 0.264 |  |  |  | 0.89 | [7 empty] | 35.57 | [23 empty] | 0.35 | [5 empty] | 4.9 | [15 empty] | 408000 |  | 5.41 |  |  |  | 4.3 | [5 empty] | 125.7 | [13 empty] | 1.22 | [13 empty] | 437 |  |  |  |  | 2020 | Cave, B., et al. (2020), Ore Geology Reviews 124, 103647 |  | AUS | Queensland
| Mount Isa Copper Operations, Black Star Mine | No. 5 and No. 9 Pb-Zn orebodies, 650 Cu orebody, 1100 Cu orebody, 3000 Cu orebody | Seafloor hydrothermal | Sedimentary Exhalative (SEDEX) | SEDEX zinc-lead-copper | Cu, Pb, Zn | Ag | Cu, Pb, Zn, Ag | Cave et al., 2020 |  | 205-201502192cpy15-24.d | 205-201502192cpy15-24.d-1 | underground mine, open pit |  |  |  |  | ore material | drill core, polished section | drill core | mineral separate | [5 empty] | mineralisation |  |  |  | chalcopyrite, sphalerite, galena | Cu mineralisation stage, Pb-Zn mineralisation stage | replacement, vein infill, stratabound | coarse-grained, medium-grained, fine-grained, stratabound, discordant veins, replacement, infill |  |  |  | pyrite, pyrrhotite, arsenopyrite, siderite, dolomite, calcite, quartz, chlorite, K-feldspar, biotite, apatite, freibergite, tetrahedrite, cobaltite | Resin blocks containing each sample were produced following standard procedures and used for Mineral Liberation Analysis (MLA) mapping and subsequent LA-ICP-MS analyses | LA-ICPMS, EMPA, SEM-EDS | NWR213 solid state 213 nm laser ablation system coupled with an Agilent 7900 quadrupole ICP-MS; Cameca SXFive Electron Microprobe; Quanta600 SEM | Adelaide Microscopy | Ablation was conducted in an atmosphere of He (0.6 L/min) that was mixed with Ar (0.88 L/min) upon leaving the ablation cell; 70 µm diameter spot size with a 25:2 standard sample bracketing approach (2 standards analysed twice every 25 unknowns); MLA maps were acquired using the raster mode with an X-ray spectra collected every 4 µm | STDGL3 (CODES, University of Tasmania; Danyushevsky et al., 2011); GSD-1G | 104.5 |  | 3.4 | [17 empty] | 3.52 | [5 empty] | 0.086 | [15 empty] | 287000 |  | 0.19 |  |  |  | 0.86 | [7 empty] | 34.46 | [13 empty] | 2.85 | [9 empty] | 0.37 | [5 empty] | 10.87 | [15 empty] | 415000 |  | 8.99 |  |  |  | 4 | [5 empty] | 87.6 | [13 empty] | 7.82 | [13 empty] | 395 |  |  |  |  | 2020 | Cave, B., et al. (2020), Ore Geology Reviews 124, 103647 |  | AUS | Queensland
| Mount Isa Copper Operations, Black Star Mine | No. 5 and No. 9 Pb-Zn orebodies, 650 Cu orebody, 1100 Cu orebody, 3000 Cu orebody | Seafloor hydrothermal | Sedimentary Exhalative (SEDEX) | SEDEX zinc-lead-copper | Cu, Pb, Zn | Ag | Cu, Pb, Zn, Ag | Cave et al., 2020 |  | 206-201502192cpy15-25.d | 206-201502192cpy15-25.d-1 | underground mine, open pit |  |  |  |  | ore material | drill core, polished section | drill core | mineral separate | [5 empty] | mineralisation |  |  |  | chalcopyrite, sphalerite, galena | Cu mineralisation stage, Pb-Zn mineralisation stage | replacement, vein infill, stratabound | coarse-grained, medium-grained, fine-grained, stratabound, discordant veins, replacement, infill |  |  |  | pyrite, pyrrhotite, arsenopyrite, siderite, dolomite, calcite, quartz, chlorite, K-feldspar, biotite, apatite, freibergite, tetrahedrite, cobaltite | Resin blocks containing each sample were produced following standard procedures and used for Mineral Liberation Analysis (MLA) mapping and subsequent LA-ICP-MS analyses | LA-ICPMS, EMPA, SEM-EDS | NWR213 solid state 213 nm laser ablation system coupled with an Agilent 7900 quadrupole ICP-MS; Cameca SXFive Electron Microprobe; Quanta600 SEM | Adelaide Microscopy | Ablation was conducted in an atmosphere of He (0.6 L/min) that was mixed with Ar (0.88 L/min) upon leaving the ablation cell; 70 µm diameter spot size with a 25:2 standard sample bracketing approach (2 standards analysed twice every 25 unknowns); MLA maps were acquired using the raster mode with an X-ray spectra collected every 4 µm | STDGL3 (CODES, University of Tasmania; Danyushevsky et al., 2011); GSD-1G | 105.3 |  | 13.6 |  | 0.47 | [15 empty] | 4.2 | [5 empty] | 0.073 | [15 empty] | 296000 |  | 0.289 |  |  |  | 0.95 | [7 empty] | 36.7 | [13 empty] | 1.63 | [9 empty] | 0.24 | [5 empty] | 89 | [15 empty] | 429000 |  | 26.1 |  |  |  | 3 | [5 empty] | 110.7 | [7 empty] | 0.32 | [5 empty] | 11.98 | [13 empty] | 673 |  |  |  |  | 2020 | Cave, B., et al. (2020), Ore Geology Reviews 124, 103647 |  | AUS | Queensland
| Mount Isa Copper Operations, Black Star Mine | No. 5 and No. 9 Pb-Zn orebodies, 650 Cu orebody, 1100 Cu orebody, 3000 Cu orebody | Seafloor hydrothermal | Sedimentary Exhalative (SEDEX) | SEDEX zinc-lead-copper | Cu, Pb, Zn | Ag | Cu, Pb, Zn, Ag | Cave et al., 2020 |  | 207-201502192cpy15-26.d | 207-201502192cpy15-26.d-1 | underground mine, open pit |  |  |  |  | ore material | drill core, polished section | drill core | mineral separate | [5 empty] | mineralisation |  |  |  | chalcopyrite, sphalerite, galena | Cu mineralisation stage, Pb-Zn mineralisation stage | replacement, vein infill, stratabound | coarse-grained, medium-grained, fine-grained, stratabound, discordant veins, replacement, infill |  |  |  | pyrite, pyrrhotite, arsenopyrite, siderite, dolomite, calcite, quartz, chlorite, K-feldspar, biotite, apatite, freibergite, tetrahedrite, cobaltite | Resin blocks containing each sample were produced following standard procedures and used for Mineral Liberation Analysis (MLA) mapping and subsequent LA-ICP-MS analyses | LA-ICPMS, EMPA, SEM-EDS | NWR213 solid state 213 nm laser ablation system coupled with an Agilent 7900 quadrupole ICP-MS; Cameca SXFive Electron Microprobe; Quanta600 SEM | Adelaide Microscopy | Ablation was conducted in an atmosphere of He (0.6 L/min) that was mixed with Ar (0.88 L/min) upon leaving the ablation cell; 70 µm diameter spot size with a 25:2 standard sample bracketing approach (2 standards analysed twice every 25 unknowns); MLA maps were acquired using the raster mode with an X-ray spectra collected every 4 µm | STDGL3 (CODES, University of Tasmania; Danyushevsky et al., 2011); GSD-1G | 96.1 | [19 empty] | 3.34 | [5 empty] | 0.075 | [15 empty] | 293000 |  | 0.231 |  |  |  | 0.7 | [7 empty] | 36.32 | [13 empty] | 1.1 | [9 empty] | 0.18 | [5 empty] | 11.8 | [15 empty] | 409000 |  | 6.9 |  |  |  | 2.2 | [5 empty] | 116.9 | [7 empty] | 0.83 | [5 empty] | 2.61 | [13 empty] | 426 |  |  |  |  | 2020 | Cave, B., et al. (2020), Ore Geology Reviews 124, 103647 |  | AUS | Queensland
| Mount Isa Copper Operations, Black Star Mine | No. 5 and No. 9 Pb-Zn orebodies, 650 Cu orebody, 1100 Cu orebody, 3000 Cu orebody | Seafloor hydrothermal | Sedimentary Exhalative (SEDEX) | SEDEX zinc-lead-copper | Cu, Pb, Zn | Ag | Cu, Pb, Zn, Ag | Cave et al., 2020 |  | 208-201502192cpy15-27.d | 208-201502192cpy15-27.d-1 | underground mine, open pit |  |  |  |  | ore material | drill core, polished section | drill core | mineral separate | [5 empty] | mineralisation |  |  |  | chalcopyrite, sphalerite, galena | Cu mineralisation stage, Pb-Zn mineralisation stage | replacement, vein infill, stratabound | coarse-grained, medium-grained, fine-grained, stratabound, discordant veins, replacement, infill |  |  |  | pyrite, pyrrhotite, arsenopyrite, siderite, dolomite, calcite, quartz, chlorite, K-feldspar, biotite, apatite, freibergite, tetrahedrite, cobaltite | Resin blocks containing each sample were produced following standard procedures and used for Mineral Liberation Analysis (MLA) mapping and subsequent LA-ICP-MS analyses | LA-ICPMS, EMPA, SEM-EDS | NWR213 solid state 213 nm laser ablation system coupled with an Agilent 7900 quadrupole ICP-MS; Cameca SXFive Electron Microprobe; Quanta600 SEM | Adelaide Microscopy | Ablation was conducted in an atmosphere of He (0.6 L/min) that was mixed with Ar (0.88 L/min) upon leaving the ablation cell; 70 µm diameter spot size with a 25:2 standard sample bracketing approach (2 standards analysed twice every 25 unknowns); MLA maps were acquired using the raster mode with an X-ray spectra collected every 4 µm | STDGL3 (CODES, University of Tasmania; Danyushevsky et al., 2011); GSD-1G | 107.5 |  | 5.6 | [17 empty] | 4.22 | [5 empty] | 0.171 | [15 empty] | 294000 |  | 0.241 |  |  |  | 0.66 | [7 empty] | 36.23 | [13 empty] | 3.82 | [9 empty] | 0.43 | [5 empty] | 406 | [15 empty] | 424000 |  | 30.2 |  |  |  | 2.8 | [5 empty] | 95.2 | [7 empty] | 0.79 | [5 empty] | 17.64 | [13 empty] | 496 |  |  |  |  | 2020 | Cave, B., et al. (2020), Ore Geology Reviews 124, 103647 |  | AUS | Queensland
| Mount Isa Copper Operations, Black Star Mine | No. 5 and No. 9 Pb-Zn orebodies, 650 Cu orebody, 1100 Cu orebody, 3000 Cu orebody | Seafloor hydrothermal | Sedimentary Exhalative (SEDEX) | SEDEX zinc-lead-copper | Cu, Pb, Zn | Ag | Cu, Pb, Zn, Ag | Cave et al., 2020 |  | 209-201502192cpy15-28.d | 209-201502192cpy15-28.d-1 | underground mine, open pit |  |  |  |  | ore material | drill core, polished section | drill core | mineral separate | [5 empty] | mineralisation |  |  |  | chalcopyrite, sphalerite, galena | Cu mineralisation stage, Pb-Zn mineralisation stage | replacement, vein infill, stratabound | coarse-grained, medium-grained, fine-grained, stratabound, discordant veins, replacement, infill |  |  |  | pyrite, pyrrhotite, arsenopyrite, siderite, dolomite, calcite, quartz, chlorite, K-feldspar, biotite, apatite, freibergite, tetrahedrite, cobaltite | Resin blocks containing each sample were produced following standard procedures and used for Mineral Liberation Analysis (MLA) mapping and subsequent LA-ICP-MS analyses | LA-ICPMS, EMPA, SEM-EDS | NWR213 solid state 213 nm laser ablation system coupled with an Agilent 7900 quadrupole ICP-MS; Cameca SXFive Electron Microprobe; Quanta600 SEM | Adelaide Microscopy | Ablation was conducted in an atmosphere of He (0.6 L/min) that was mixed with Ar (0.88 L/min) upon leaving the ablation cell; 70 µm diameter spot size with a 25:2 standard sample bracketing approach (2 standards analysed twice every 25 unknowns); MLA maps were acquired using the raster mode with an X-ray spectra collected every 4 µm | STDGL3 (CODES, University of Tasmania; Danyushevsky et al., 2011); GSD-1G | 110.6 |  | 11.6 | [17 empty] | 3.3 | [5 empty] | 0.091 | [15 empty] | 291000 |  | 0.156 |  |  |  | 0.52 | [7 empty] | 38.51 | [13 empty] | 3.1 | [9 empty] | 0.35 | [5 empty] | 137 | [15 empty] | 411000 |  | 15.04 |  |  |  | 2.3 | [5 empty] | 66.6 | [7 empty] | 0.47 | [5 empty] | 4.9 | [13 empty] | 364 |  |  |  |  | 2020 | Cave, B., et al. (2020), Ore Geology Reviews 124, 103647 |  | AUS | Queensland
| Mount Isa Copper Operations, Black Star Mine | No. 5 and No. 9 Pb-Zn orebodies, 650 Cu orebody, 1100 Cu orebody, 3000 Cu orebody | Seafloor hydrothermal | Sedimentary Exhalative (SEDEX) | SEDEX zinc-lead-copper | Cu, Pb, Zn | Ag | Cu, Pb, Zn, Ag | Cave et al., 2020 |  | 211-201502192cpy15-30.d | 211-201502192cpy15-30.d-1 | underground mine, open pit |  |  |  |  | ore material | drill core, polished section | drill core | mineral separate | [5 empty] | mineralisation |  |  |  | chalcopyrite, sphalerite, galena | Cu mineralisation stage, Pb-Zn mineralisation stage | replacement, vein infill, stratabound | coarse-grained, medium-grained, fine-grained, stratabound, discordant veins, replacement, infill |  |  |  | pyrite, pyrrhotite, arsenopyrite, siderite, dolomite, calcite, quartz, chlorite, K-feldspar, biotite, apatite, freibergite, tetrahedrite, cobaltite | Resin blocks containing each sample were produced following standard procedures and used for Mineral Liberation Analysis (MLA) mapping and subsequent LA-ICP-MS analyses | LA-ICPMS, EMPA, SEM-EDS | NWR213 solid state 213 nm laser ablation system coupled with an Agilent 7900 quadrupole ICP-MS; Cameca SXFive Electron Microprobe; Quanta600 SEM | Adelaide Microscopy | Ablation was conducted in an atmosphere of He (0.6 L/min) that was mixed with Ar (0.88 L/min) upon leaving the ablation cell; 70 µm diameter spot size with a 25:2 standard sample bracketing approach (2 standards analysed twice every 25 unknowns); MLA maps were acquired using the raster mode with an X-ray spectra collected every 4 µm | STDGL3 (CODES, University of Tasmania; Danyushevsky et al., 2011); GSD-1G | 102.1 |  | 7.1 |  | 0.6 | [9 empty] | 0.063 | [5 empty] | 3.38 | [5 empty] | 0.123 | [15 empty] | 292000 |  | 0.24 |  |  |  | 0.9 | [7 empty] | 37.2 | [13 empty] | 0.76 | [9 empty] | 0.39 | [5 empty] | 58 | [15 empty] | 426000 |  | 20.7 | [9 empty] | 101.6 | [13 empty] | 5.54 | [13 empty] | 495 |  |  |  |  | 2020 | Cave, B., et al. (2020), Ore Geology Reviews 124, 103647 |  | AUS | Queensland
| Mount Isa Copper Operations, Black Star Mine | No. 5 and No. 9 Pb-Zn orebodies, 650 Cu orebody, 1100 Cu orebody, 3000 Cu orebody | Seafloor hydrothermal | Sedimentary Exhalative (SEDEX) | SEDEX zinc-lead-copper | Cu, Pb, Zn | Ag | Cu, Pb, Zn, Ag | Cave et al., 2020 |  | 212-201502192cpy15-31.d | 212-201502192cpy15-31.d-1 | underground mine, open pit |  |  |  |  | ore material | drill core, polished section | drill core | mineral separate | [5 empty] | mineralisation |  |  |  | chalcopyrite, sphalerite, galena | Cu mineralisation stage, Pb-Zn mineralisation stage | replacement, vein infill, stratabound | coarse-grained, medium-grained, fine-grained, stratabound, discordant veins, replacement, infill |  |  |  | pyrite, pyrrhotite, arsenopyrite, siderite, dolomite, calcite, quartz, chlorite, K-feldspar, biotite, apatite, freibergite, tetrahedrite, cobaltite | Resin blocks containing each sample were produced following standard procedures and used for Mineral Liberation Analysis (MLA) mapping and subsequent LA-ICP-MS analyses | LA-ICPMS, EMPA, SEM-EDS | NWR213 solid state 213 nm laser ablation system coupled with an Agilent 7900 quadrupole ICP-MS; Cameca SXFive Electron Microprobe; Quanta600 SEM | Adelaide Microscopy | Ablation was conducted in an atmosphere of He (0.6 L/min) that was mixed with Ar (0.88 L/min) upon leaving the ablation cell; 70 µm diameter spot size with a 25:2 standard sample bracketing approach (2 standards analysed twice every 25 unknowns); MLA maps were acquired using the raster mode with an X-ray spectra collected every 4 µm | STDGL3 (CODES, University of Tasmania; Danyushevsky et al., 2011); GSD-1G | 94 | [19 empty] | 3.22 | [5 empty] | 0.135 | [15 empty] | 299000 |  | 0.236 |  |  |  | 0.91 | [7 empty] | 36.55 | [29 empty] | 37 | [15 empty] | 422000 |  | 6.43 |  |  |  | 4.8 | [5 empty] | 127.5 | [13 empty] | 1.15 | [13 empty] | 412 |  |  |  |  | 2020 | Cave, B., et al. (2020), Ore Geology Reviews 124, 103647 |  | AUS | Queensland
| Mount Isa Copper Operations, Black Star Mine | No. 5 and No. 9 Pb-Zn orebodies, 650 Cu orebody, 1100 Cu orebody, 3000 Cu orebody | Seafloor hydrothermal | Sedimentary Exhalative (SEDEX) | SEDEX zinc-lead-copper | Cu, Pb, Zn | Ag | Cu, Pb, Zn, Ag | Cave et al., 2020 |  | 214-201502192cpy15-33.d | 214-201502192cpy15-33.d-1 | underground mine, open pit |  |  |  |  | ore material | drill core, polished section | drill core | mineral separate | [5 empty] | mineralisation |  |  |  | chalcopyrite, sphalerite, galena | Cu mineralisation stage, Pb-Zn mineralisation stage | replacement, vein infill, stratabound | coarse-grained, medium-grained, fine-grained, stratabound, discordant veins, replacement, infill |  |  |  | pyrite, pyrrhotite, arsenopyrite, siderite, dolomite, calcite, quartz, chlorite, K-feldspar, biotite, apatite, freibergite, tetrahedrite, cobaltite | Resin blocks containing each sample were produced following standard procedures and used for Mineral Liberation Analysis (MLA) mapping and subsequent LA-ICP-MS analyses | LA-ICPMS, EMPA, SEM-EDS | NWR213 solid state 213 nm laser ablation system coupled with an Agilent 7900 quadrupole ICP-MS; Cameca SXFive Electron Microprobe; Quanta600 SEM | Adelaide Microscopy | Ablation was conducted in an atmosphere of He (0.6 L/min) that was mixed with Ar (0.88 L/min) upon leaving the ablation cell; 70 µm diameter spot size with a 25:2 standard sample bracketing approach (2 standards analysed twice every 25 unknowns); MLA maps were acquired using the raster mode with an X-ray spectra collected every 4 µm | STDGL3 (CODES, University of Tasmania; Danyushevsky et al., 2011); GSD-1G | 146 | [19 empty] | 2.98 | [5 empty] | 0.088 | [15 empty] | 307000 |  | 0.06 | [11 empty] | 41.6 | [23 empty] | 0.43 | [5 empty] | 13.9 | [15 empty] | 422000 |  | 5.66 | [9 empty] | 80.8 | [13 empty] | 1.4 | [13 empty] | 389 |  |  |  |  | 2020 | Cave, B., et al. (2020), Ore Geology Reviews 124, 103647 |  | AUS | Queensland
| Mount Isa Copper Operations, Black Star Mine | No. 5 and No. 9 Pb-Zn orebodies, 650 Cu orebody, 1100 Cu orebody, 3000 Cu orebody | Seafloor hydrothermal | Sedimentary Exhalative (SEDEX) | SEDEX zinc-lead-copper | Cu, Pb, Zn | Ag | Cu, Pb, Zn, Ag | Cave et al., 2020 |  | 215-201502192cpy15-34.d | 215-201502192cpy15-34.d-1 | underground mine, open pit |  |  |  |  | ore material | drill core, polished section | drill core | mineral separate | [5 empty] | mineralisation |  |  |  | chalcopyrite, sphalerite, galena | Cu mineralisation stage, Pb-Zn mineralisation stage | replacement, vein infill, stratabound | coarse-grained, medium-grained, fine-grained, stratabound, discordant veins, replacement, infill |  |  |  | pyrite, pyrrhotite, arsenopyrite, siderite, dolomite, calcite, quartz, chlorite, K-feldspar, biotite, apatite, freibergite, tetrahedrite, cobaltite | Resin blocks containing each sample were produced following standard procedures and used for Mineral Liberation Analysis (MLA) mapping and subsequent LA-ICP-MS analyses | LA-ICPMS, EMPA, SEM-EDS | NWR213 solid state 213 nm laser ablation system coupled with an Agilent 7900 quadrupole ICP-MS; Cameca SXFive Electron Microprobe; Quanta600 SEM | Adelaide Microscopy | Ablation was conducted in an atmosphere of He (0.6 L/min) that was mixed with Ar (0.88 L/min) upon leaving the ablation cell; 70 µm diameter spot size with a 25:2 standard sample bracketing approach (2 standards analysed twice every 25 unknowns); MLA maps were acquired using the raster mode with an X-ray spectra collected every 4 µm | STDGL3 (CODES, University of Tasmania; Danyushevsky et al., 2011); GSD-1G | 100.2 |  | 4.6 | [17 empty] | 3.77 | [5 empty] | 0.115 | [15 empty] | 294000 |  | 0.285 |  |  |  | 1.17 | [7 empty] | 39.54 | [13 empty] | 2.34 | [9 empty] | 0.32 | [5 empty] | 121 | [15 empty] | 427000 |  | 12.4 | [9 empty] | 123 | [7 empty] | 0.63 | [5 empty] | 5.3 | [13 empty] | 436 |  |  |  |  | 2020 | Cave, B., et al. (2020), Ore Geology Reviews 124, 103647 |  | AUS | Queensland
| Mount Isa Copper Operations, Black Star Mine | No. 5 and No. 9 Pb-Zn orebodies, 650 Cu orebody, 1100 Cu orebody, 3000 Cu orebody | Seafloor hydrothermal | Sedimentary Exhalative (SEDEX) | SEDEX zinc-lead-copper | Cu, Pb, Zn | Ag | Cu, Pb, Zn, Ag | Cave et al., 2020 |  | 216-201502192cpy15-35.d | 216-201502192cpy15-35.d-1 | underground mine, open pit |  |  |  |  | ore material | drill core, polished section | drill core | mineral separate | [5 empty] | mineralisation |  |  |  | chalcopyrite, sphalerite, galena | Cu mineralisation stage, Pb-Zn mineralisation stage | replacement, vein infill, stratabound | coarse-grained, medium-grained, fine-grained, stratabound, discordant veins, replacement, infill |  |  |  | pyrite, pyrrhotite, arsenopyrite, siderite, dolomite, calcite, quartz, chlorite, K-feldspar, biotite, apatite, freibergite, tetrahedrite, cobaltite | Resin blocks containing each sample were produced following standard procedures and used for Mineral Liberation Analysis (MLA) mapping and subsequent LA-ICP-MS analyses | LA-ICPMS, EMPA, SEM-EDS | NWR213 solid state 213 nm laser ablation system coupled with an Agilent 7900 quadrupole ICP-MS; Cameca SXFive Electron Microprobe; Quanta600 SEM | Adelaide Microscopy | Ablation was conducted in an atmosphere of He (0.6 L/min) that was mixed with Ar (0.88 L/min) upon leaving the ablation cell; 70 µm diameter spot size with a 25:2 standard sample bracketing approach (2 standards analysed twice every 25 unknowns); MLA maps were acquired using the raster mode with an X-ray spectra collected every 4 µm | STDGL3 (CODES, University of Tasmania; Danyushevsky et al., 2011); GSD-1G | 95.6 |  | 1.9 | [17 empty] | 3.5 | [21 empty] | 295000 |  | 0.253 |  |  |  | 1.38 | [7 empty] | 37.75 | [13 empty] | 1.35 | [9 empty] | 0.41 | [5 empty] | 36 | [15 empty] | 425000 |  | 4.82 | [9 empty] | 144.5 | [7 empty] | 1.62 | [5 empty] | 3.9 | [13 empty] | 476 |  |  |  |  | 2020 | Cave, B., et al. (2020), Ore Geology Reviews 124, 103647 |  | AUS | Queensland
| Mount Isa Copper Operations, Black Star Mine | No. 5 and No. 9 Pb-Zn orebodies, 650 Cu orebody, 1100 Cu orebody, 3000 Cu orebody | Seafloor hydrothermal | Sedimentary Exhalative (SEDEX) | SEDEX zinc-lead-copper | Cu, Pb, Zn | Ag | Cu, Pb, Zn, Ag | Cave et al., 2020 |  | 222-201208592cpy4-2.d | 222-201208592cpy4-2.d-1 | underground mine, open pit |  |  |  |  | ore material | drill core, polished section | drill core | mineral separate | [5 empty] | mineralisation |  |  |  | chalcopyrite, sphalerite, galena | Cu mineralisation stage, Pb-Zn mineralisation stage | replacement, vein infill, stratabound | coarse-grained, medium-grained, fine-grained, stratabound, discordant veins, replacement, infill |  |  |  | pyrite, pyrrhotite, arsenopyrite, siderite, dolomite, calcite, quartz, chlorite, K-feldspar, biotite, apatite, freibergite, tetrahedrite, cobaltite | Resin blocks containing each sample were produced following standard procedures and used for Mineral Liberation Analysis (MLA) mapping and subsequent LA-ICP-MS analyses | LA-ICPMS, EMPA, SEM-EDS | NWR213 solid state 213 nm laser ablation system coupled with an Agilent 7900 quadrupole ICP-MS; Cameca SXFive Electron Microprobe; Quanta600 SEM | Adelaide Microscopy | Ablation was conducted in an atmosphere of He (0.6 L/min) that was mixed with Ar (0.88 L/min) upon leaving the ablation cell; 70 µm diameter spot size with a 25:2 standard sample bracketing approach (2 standards analysed twice every 25 unknowns); MLA maps were acquired using the raster mode with an X-ray spectra collected every 4 µm | STDGL3 (CODES, University of Tasmania; Danyushevsky et al., 2011); GSD-1G | 22.34 |  |  |  | 0.84 | [15 empty] | 3.54 | [5 empty] | 0.69 | [15 empty] | 298000 |  | 0.361 |  |  |  | 4.49 | [7 empty] | 8.7 | [23 empty] | 0.4 | [5 empty] | 6.05 | [15 empty] | 428000 |  | 13.6 |  |  |  | 9.1 | [5 empty] | 19.66 | [13 empty] | 0.69 | [13 empty] | 471 |  |  |  |  | 2020 | Cave, B., et al. (2020), Ore Geology Reviews 124, 103647 |  | AUS | Queensland
| Mount Isa Copper Operations, Black Star Mine | No. 5 and No. 9 Pb-Zn orebodies, 650 Cu orebody, 1100 Cu orebody, 3000 Cu orebody | Seafloor hydrothermal | Sedimentary Exhalative (SEDEX) | SEDEX zinc-lead-copper | Cu, Pb, Zn | Ag | Cu, Pb, Zn, Ag | Cave et al., 2020 |  | 225-201208592cpy4-5.d | 225-201208592cpy4-5.d-1 | underground mine, open pit |  |  |  |  | ore material | drill core, polished section | drill core | mineral separate | [5 empty] | mineralisation |  |  |  | chalcopyrite, sphalerite, galena | Cu mineralisation stage, Pb-Zn mineralisation stage | replacement, vein infill, stratabound | coarse-grained, medium-grained, fine-grained, stratabound, discordant veins, replacement, infill |  |  |  | pyrite, pyrrhotite, arsenopyrite, siderite, dolomite, calcite, quartz, chlorite, K-feldspar, biotite, apatite, freibergite, tetrahedrite, cobaltite | Resin blocks containing each sample were produced following standard procedures and used for Mineral Liberation Analysis (MLA) mapping and subsequent LA-ICP-MS analyses | LA-ICPMS, EMPA, SEM-EDS | NWR213 solid state 213 nm laser ablation system coupled with an Agilent 7900 quadrupole ICP-MS; Cameca SXFive Electron Microprobe; Quanta600 SEM | Adelaide Microscopy | Ablation was conducted in an atmosphere of He (0.6 L/min) that was mixed with Ar (0.88 L/min) upon leaving the ablation cell; 70 µm diameter spot size with a 25:2 standard sample bracketing approach (2 standards analysed twice every 25 unknowns); MLA maps were acquired using the raster mode with an X-ray spectra collected every 4 µm | STDGL3 (CODES, University of Tasmania; Danyushevsky et al., 2011); GSD-1G | 23.5 |  |  |  | 0.61 | [15 empty] | 4.9 | [5 empty] | 0.35 | [15 empty] | 307000 |  | 0.46 |  |  |  | 4.7 | [7 empty] | 9.21 | [23 empty] | 0.28 | [5 empty] | 234 | [15 empty] | 421000 |  | 13.5 | [9 empty] | 19.65 | [7 empty] | 1.47 | [5 empty] | 0.94 | [13 empty] | 840 |  |  |  |  | 2020 | Cave, B., et al. (2020), Ore Geology Reviews 124, 103647 |  | AUS | Queensland
| Mount Isa Copper Operations, Black Star Mine | No. 5 and No. 9 Pb-Zn orebodies, 650 Cu orebody, 1100 Cu orebody, 3000 Cu orebody | Seafloor hydrothermal | Sedimentary Exhalative (SEDEX) | SEDEX zinc-lead-copper | Cu, Pb, Zn | Ag | Cu, Pb, Zn, Ag | Cave et al., 2020 |  | 226-201208592cpy4-6.d | 226-201208592cpy4-6.d-1 | underground mine, open pit |  |  |  |  | ore material | drill core, polished section | drill core | mineral separate | [5 empty] | mineralisation |  |  |  | chalcopyrite, sphalerite, galena | Cu mineralisation stage, Pb-Zn mineralisation stage | replacement, vein infill, stratabound | coarse-grained, medium-grained, fine-grained, stratabound, discordant veins, replacement, infill |  |  |  | pyrite, pyrrhotite, arsenopyrite, siderite, dolomite, calcite, quartz, chlorite, K-feldspar, biotite, apatite, freibergite, tetrahedrite, cobaltite | Resin blocks containing each sample were produced following standard procedures and used for Mineral Liberation Analysis (MLA) mapping and subsequent LA-ICP-MS analyses | LA-ICPMS, EMPA, SEM-EDS | NWR213 solid state 213 nm laser ablation system coupled with an Agilent 7900 quadrupole ICP-MS; Cameca SXFive Electron Microprobe; Quanta600 SEM | Adelaide Microscopy | Ablation was conducted in an atmosphere of He (0.6 L/min) that was mixed with Ar (0.88 L/min) upon leaving the ablation cell; 70 µm diameter spot size with a 25:2 standard sample bracketing approach (2 standards analysed twice every 25 unknowns); MLA maps were acquired using the raster mode with an X-ray spectra collected every 4 µm | STDGL3 (CODES, University of Tasmania; Danyushevsky et al., 2011); GSD-1G | 21.12 |  | 2.4 | [17 empty] | 2.77 | [5 empty] | 0.4 | [15 empty] | 297000 |  | 0.4 |  |  |  | 4.5 | [7 empty] | 9.03 | [13 empty] | 0.46 | [15 empty] | 6.9 | [15 empty] | 420000 |  | 3.91 |  |  |  | 4.9 | [5 empty] | 20.22 | [7 empty] | 1.9 | [5 empty] | 0.145 | [13 empty] | 507 |  |  |  |  | 2020 | Cave, B., et al. (2020), Ore Geology Reviews 124, 103647 |  | AUS | Queensland
| Mount Isa Copper Operations, Black Star Mine | No. 5 and No. 9 Pb-Zn orebodies, 650 Cu orebody, 1100 Cu orebody, 3000 Cu orebody | Seafloor hydrothermal | Sedimentary Exhalative (SEDEX) | SEDEX zinc-lead-copper | Cu, Pb, Zn | Ag | Cu, Pb, Zn, Ag | Cave et al., 2020 |  | 227-201208592cpy4-7.d | 227-201208592cpy4-7.d-1 | underground mine, open pit |  |  |  |  | ore material | drill core, polished section | drill core | mineral separate | [5 empty] | mineralisation |  |  |  | chalcopyrite, sphalerite, galena | Cu mineralisation stage, Pb-Zn mineralisation stage | replacement, vein infill, stratabound | coarse-grained, medium-grained, fine-grained, stratabound, discordant veins, replacement, infill |  |  |  | pyrite, pyrrhotite, arsenopyrite, siderite, dolomite, calcite, quartz, chlorite, K-feldspar, biotite, apatite, freibergite, tetrahedrite, cobaltite | Resin blocks containing each sample were produced following standard procedures and used for Mineral Liberation Analysis (MLA) mapping and subsequent LA-ICP-MS analyses | LA-ICPMS, EMPA, SEM-EDS | NWR213 solid state 213 nm laser ablation system coupled with an Agilent 7900 quadrupole ICP-MS; Cameca SXFive Electron Microprobe; Quanta600 SEM | Adelaide Microscopy | Ablation was conducted in an atmosphere of He (0.6 L/min) that was mixed with Ar (0.88 L/min) upon leaving the ablation cell; 70 µm diameter spot size with a 25:2 standard sample bracketing approach (2 standards analysed twice every 25 unknowns); MLA maps were acquired using the raster mode with an X-ray spectra collected every 4 µm | STDGL3 (CODES, University of Tasmania; Danyushevsky et al., 2011); GSD-1G | 24.4 | [19 empty] | 2.14 | [5 empty] | 0.352 | [15 empty] | 297000 |  | 0.41 |  |  |  | 2.93 | [7 empty] | 9.25 | [13 empty] | 0.52 | [9 empty] | 0.53 | [5 empty] | 23.7 | [15 empty] | 424000 |  | 21.1 |  |  |  | 5.7 | [5 empty] | 19.3 | [7 empty] | 0.72 | [5 empty] | 1.75 | [13 empty] | 395 |  |  |  |  | 2020 | Cave, B., et al. (2020), Ore Geology Reviews 124, 103647 |  | AUS | Queensland
| Mount Isa Copper Operations, Black Star Mine | No. 5 and No. 9 Pb-Zn orebodies, 650 Cu orebody, 1100 Cu orebody, 3000 Cu orebody | Seafloor hydrothermal | Sedimentary Exhalative (SEDEX) | SEDEX zinc-lead-copper | Cu, Pb, Zn | Ag | Cu, Pb, Zn, Ag | Cave et al., 2020 |  | 229-201208592cpy4-9.d | 229-201208592cpy4-9.d-1 | underground mine, open pit |  |  |  |  | ore material | drill core, polished section | drill core | mineral separate | [5 empty] | mineralisation |  |  |  | chalcopyrite, sphalerite, galena | Cu mineralisation stage, Pb-Zn mineralisation stage | replacement, vein infill, stratabound | coarse-grained, medium-grained, fine-grained, stratabound, discordant veins, replacement, infill |  |  |  | pyrite, pyrrhotite, arsenopyrite, siderite, dolomite, calcite, quartz, chlorite, K-feldspar, biotite, apatite, freibergite, tetrahedrite, cobaltite | Resin blocks containing each sample were produced following standard procedures and used for Mineral Liberation Analysis (MLA) mapping and subsequent LA-ICP-MS analyses | LA-ICPMS, EMPA, SEM-EDS | NWR213 solid state 213 nm laser ablation system coupled with an Agilent 7900 quadrupole ICP-MS; Cameca SXFive Electron Microprobe; Quanta600 SEM | Adelaide Microscopy | Ablation was conducted in an atmosphere of He (0.6 L/min) that was mixed with Ar (0.88 L/min) upon leaving the ablation cell; 70 µm diameter spot size with a 25:2 standard sample bracketing approach (2 standards analysed twice every 25 unknowns); MLA maps were acquired using the raster mode with an X-ray spectra collected every 4 µm | STDGL3 (CODES, University of Tasmania; Danyushevsky et al., 2011); GSD-1G | 23.3 | [19 empty] | 3.36 | [5 empty] | 0.36 | [15 empty] | 299000 |  | 0.49 |  |  |  | 3.5 | [7 empty] | 8.81 | [29 empty] | 31 | [15 empty] | 412000 |  | 8.5 |  |  |  | 8.7 | [5 empty] | 20.6 | [13 empty] | 0.61 | [13 empty] | 420 |  |  |  |  | 2020 | Cave, B., et al. (2020), Ore Geology Reviews 124, 103647 |  | AUS | Queensland
| Mount Isa Copper Operations, Black Star Mine | No. 5 and No. 9 Pb-Zn orebodies, 650 Cu orebody, 1100 Cu orebody, 3000 Cu orebody | Seafloor hydrothermal | Sedimentary Exhalative (SEDEX) | SEDEX zinc-lead-copper | Cu, Pb, Zn | Ag | Cu, Pb, Zn, Ag | Cave et al., 2020 |  | 231-201208592cpy4-11.d | 231-201208592cpy4-11.d-1 | underground mine, open pit |  |  |  |  | ore material | drill core, polished section | drill core | mineral separate | [5 empty] | mineralisation |  |  |  | chalcopyrite, sphalerite, galena | Cu mineralisation stage, Pb-Zn mineralisation stage | replacement, vein infill, stratabound | coarse-grained, medium-grained, fine-grained, stratabound, discordant veins, replacement, infill |  |  |  | pyrite, pyrrhotite, arsenopyrite, siderite, dolomite, calcite, quartz, chlorite, K-feldspar, biotite, apatite, freibergite, tetrahedrite, cobaltite | Resin blocks containing each sample were produced following standard procedures and used for Mineral Liberation Analysis (MLA) mapping and subsequent LA-ICP-MS analyses | LA-ICPMS, EMPA, SEM-EDS | NWR213 solid state 213 nm laser ablation system coupled with an Agilent 7900 quadrupole ICP-MS; Cameca SXFive Electron Microprobe; Quanta600 SEM | Adelaide Microscopy | Ablation was conducted in an atmosphere of He (0.6 L/min) that was mixed with Ar (0.88 L/min) upon leaving the ablation cell; 70 µm diameter spot size with a 25:2 standard sample bracketing approach (2 standards analysed twice every 25 unknowns); MLA maps were acquired using the raster mode with an X-ray spectra collected every 4 µm | STDGL3 (CODES, University of Tasmania; Danyushevsky et al., 2011); GSD-1G | 20.09 | [19 empty] | 2.58 | [5 empty] | 0.32 | [15 empty] | 297000 |  | 0.47 |  |  |  | 3.3 | [7 empty] | 9.41 | [23 empty] | 0.39 | [5 empty] | 280 | [15 empty] | 407000 |  | 2.32 | [9 empty] | 19.3 | [7 empty] | 1.7 | [5 empty] | 0.129 | [13 empty] | 368 |  |  |  |  | 2020 | Cave, B., et al. (2020), Ore Geology Reviews 124, 103647 |  | AUS | Queensland
| Mount Isa Copper Operations, Black Star Mine | No. 5 and No. 9 Pb-Zn orebodies, 650 Cu orebody, 1100 Cu orebody, 3000 Cu orebody | Seafloor hydrothermal | Sedimentary Exhalative (SEDEX) | SEDEX zinc-lead-copper | Cu, Pb, Zn | Ag | Cu, Pb, Zn, Ag | Cave et al., 2020 |  | 232-201208592cpy4-12.d | 232-201208592cpy4-12.d-1 | underground mine, open pit |  |  |  |  | ore material | drill core, polished section | drill core | mineral separate | [5 empty] | mineralisation |  |  |  | chalcopyrite, sphalerite, galena | Cu mineralisation stage, Pb-Zn mineralisation stage | replacement, vein infill, stratabound | coarse-grained, medium-grained, fine-grained, stratabound, discordant veins, replacement, infill |  |  |  | pyrite, pyrrhotite, arsenopyrite, siderite, dolomite, calcite, quartz, chlorite, K-feldspar, biotite, apatite, freibergite, tetrahedrite, cobaltite | Resin blocks containing each sample were produced following standard procedures and used for Mineral Liberation Analysis (MLA) mapping and subsequent LA-ICP-MS analyses | LA-ICPMS, EMPA, SEM-EDS | NWR213 solid state 213 nm laser ablation system coupled with an Agilent 7900 quadrupole ICP-MS; Cameca SXFive Electron Microprobe; Quanta600 SEM | Adelaide Microscopy | Ablation was conducted in an atmosphere of He (0.6 L/min) that was mixed with Ar (0.88 L/min) upon leaving the ablation cell; 70 µm diameter spot size with a 25:2 standard sample bracketing approach (2 standards analysed twice every 25 unknowns); MLA maps were acquired using the raster mode with an X-ray spectra collected every 4 µm | STDGL3 (CODES, University of Tasmania; Danyushevsky et al., 2011); GSD-1G | 20.3 |  | 2.5 | [17 empty] | 1.87 | [5 empty] | 0.18 | [15 empty] | 296000 |  | 0.356 |  |  |  | 3 | [7 empty] | 7.66 | [23 empty] | 0.32 | [5 empty] | 95 | [15 empty] | 416000 |  | 2.75 | [9 empty] | 17.8 | [7 empty] | 1.3 | [5 empty] | 0.093 | [13 empty] | 288 |  |  |  |  | 2020 | Cave, B., et al. (2020), Ore Geology Reviews 124, 103647 |  | AUS | Queensland
| Mount Isa Copper Operations, Black Star Mine | No. 5 and No. 9 Pb-Zn orebodies, 650 Cu orebody, 1100 Cu orebody, 3000 Cu orebody | Seafloor hydrothermal | Sedimentary Exhalative (SEDEX) | SEDEX zinc-lead-copper | Cu, Pb, Zn | Ag | Cu, Pb, Zn, Ag | Cave et al., 2020 |  | 233-201208592cpy4-13.d | 233-201208592cpy4-13.d-1 | underground mine, open pit |  |  |  |  | ore material | drill core, polished section | drill core | mineral separate | [5 empty] | mineralisation |  |  |  | chalcopyrite, sphalerite, galena | Cu mineralisation stage, Pb-Zn mineralisation stage | replacement, vein infill, stratabound | coarse-grained, medium-grained, fine-grained, stratabound, discordant veins, replacement, infill |  |  |  | pyrite, pyrrhotite, arsenopyrite, siderite, dolomite, calcite, quartz, chlorite, K-feldspar, biotite, apatite, freibergite, tetrahedrite, cobaltite | Resin blocks containing each sample were produced following standard procedures and used for Mineral Liberation Analysis (MLA) mapping and subsequent LA-ICP-MS analyses | LA-ICPMS, EMPA, SEM-EDS | NWR213 solid state 213 nm laser ablation system coupled with an Agilent 7900 quadrupole ICP-MS; Cameca SXFive Electron Microprobe; Quanta600 SEM | Adelaide Microscopy | Ablation was conducted in an atmosphere of He (0.6 L/min) that was mixed with Ar (0.88 L/min) upon leaving the ablation cell; 70 µm diameter spot size with a 25:2 standard sample bracketing approach (2 standards analysed twice every 25 unknowns); MLA maps were acquired using the raster mode with an X-ray spectra collected every 4 µm | STDGL3 (CODES, University of Tasmania; Danyushevsky et al., 2011); GSD-1G | 21.63 | [19 empty] | 5 | [5 empty] | 0.38 | [15 empty] | 301000 |  | 0.37 |  |  |  | 3.48 | [7 empty] | 8.63 | [13 empty] | 0.47 | [9 empty] | 0.51 | [5 empty] | 33 | [15 empty] | 408000 |  | 3.68 | [9 empty] | 20.49 | [13 empty] | 0.286 | [13 empty] | 660 |  |  |  |  | 2020 | Cave, B., et al. (2020), Ore Geology Reviews 124, 103647 |  | AUS | Queensland
| Mount Isa Copper Operations, Black Star Mine | No. 5 and No. 9 Pb-Zn orebodies, 650 Cu orebody, 1100 Cu orebody, 3000 Cu orebody | Seafloor hydrothermal | Sedimentary Exhalative (SEDEX) | SEDEX zinc-lead-copper | Cu, Pb, Zn | Ag | Cu, Pb, Zn, Ag | Cave et al., 2020 |  | 234-201208592cpy4-14.d | 234-201208592cpy4-14.d-1 | underground mine, open pit |  |  |  |  | ore material | drill core, polished section | drill core | mineral separate | [5 empty] | mineralisation |  |  |  | chalcopyrite, sphalerite, galena | Cu mineralisation stage, Pb-Zn mineralisation stage | replacement, vein infill, stratabound | coarse-grained, medium-grained, fine-grained, stratabound, discordant veins, replacement, infill |  |  |  | pyrite, pyrrhotite, arsenopyrite, siderite, dolomite, calcite, quartz, chlorite, K-feldspar, biotite, apatite, freibergite, tetrahedrite, cobaltite | Resin blocks containing each sample were produced following standard procedures and used for Mineral Liberation Analysis (MLA) mapping and subsequent LA-ICP-MS analyses | LA-ICPMS, EMPA, SEM-EDS | NWR213 solid state 213 nm laser ablation system coupled with an Agilent 7900 quadrupole ICP-MS; Cameca SXFive Electron Microprobe; Quanta600 SEM | Adelaide Microscopy | Ablation was conducted in an atmosphere of He (0.6 L/min) that was mixed with Ar (0.88 L/min) upon leaving the ablation cell; 70 µm diameter spot size with a 25:2 standard sample bracketing approach (2 standards analysed twice every 25 unknowns); MLA maps were acquired using the raster mode with an X-ray spectra collected every 4 µm | STDGL3 (CODES, University of Tasmania; Danyushevsky et al., 2011); GSD-1G | 21.4 |  | 3.5 | [11 empty] | 0.071 | [5 empty] | 3.21 | [5 empty] | 0.37 | [15 empty] | 307000 |  | 0.68 |  |  |  | 3.55 | [7 empty] | 9.08 | [23 empty] | 0.5 | [5 empty] | 83 | [15 empty] | 411000 |  | 3.3 |  |  |  | 4.2 | [5 empty] | 21.8 | [13 empty] | 0.173 | [13 empty] | 426 |  |  |  |  | 2020 | Cave, B., et al. (2020), Ore Geology Reviews 124, 103647 |  | AUS | Queensland
| Mount Isa Copper Operations, Black Star Mine | No. 5 and No. 9 Pb-Zn orebodies, 650 Cu orebody, 1100 Cu orebody, 3000 Cu orebody | Seafloor hydrothermal | Sedimentary Exhalative (SEDEX) | SEDEX zinc-lead-copper | Cu, Pb, Zn | Ag | Cu, Pb, Zn, Ag | Cave et al., 2020 |  | 236-201208592cpy4-16.d | 236-201208592cpy4-16.d-1 | underground mine, open pit |  |  |  |  | ore material | drill core, polished section | drill core | mineral separate | [5 empty] | mineralisation |  |  |  | chalcopyrite, sphalerite, galena | Cu mineralisation stage, Pb-Zn mineralisation stage | replacement, vein infill, stratabound | coarse-grained, medium-grained, fine-grained, stratabound, discordant veins, replacement, infill |  |  |  | pyrite, pyrrhotite, arsenopyrite, siderite, dolomite, calcite, quartz, chlorite, K-feldspar, biotite, apatite, freibergite, tetrahedrite, cobaltite | Resin blocks containing each sample were produced following standard procedures and used for Mineral Liberation Analysis (MLA) mapping and subsequent LA-ICP-MS analyses | LA-ICPMS, EMPA, SEM-EDS | NWR213 solid state 213 nm laser ablation system coupled with an Agilent 7900 quadrupole ICP-MS; Cameca SXFive Electron Microprobe; Quanta600 SEM | Adelaide Microscopy | Ablation was conducted in an atmosphere of He (0.6 L/min) that was mixed with Ar (0.88 L/min) upon leaving the ablation cell; 70 µm diameter spot size with a 25:2 standard sample bracketing approach (2 standards analysed twice every 25 unknowns); MLA maps were acquired using the raster mode with an X-ray spectra collected every 4 µm | STDGL3 (CODES, University of Tasmania; Danyushevsky et al., 2011); GSD-1G | 23.2 | [19 empty] | 2.47 | [5 empty] | 0.44 | [15 empty] | 300000 |  | 0.55 |  |  |  | 3.7 | [7 empty] | 8.61 | [29 empty] | 34 | [15 empty] | 404000 |  | 6.11 | [9 empty] | 19.3 | [13 empty] | 0.368 | [13 empty] | 335 |  |  |  |  | 2020 | Cave, B., et al. (2020), Ore Geology Reviews 124, 103647 |  | AUS | Queensland
| Mount Isa Copper Operations, Black Star Mine | No. 5 and No. 9 Pb-Zn orebodies, 650 Cu orebody, 1100 Cu orebody, 3000 Cu orebody | Seafloor hydrothermal | Sedimentary Exhalative (SEDEX) | SEDEX zinc-lead-copper | Cu, Pb, Zn | Ag | Cu, Pb, Zn, Ag | Cave et al., 2020 |  | 238-201208592cpy4-18.d | 238-201208592cpy4-18.d-1 | underground mine, open pit |  |  |  |  | ore material | drill core, polished section | drill core | mineral separate | [5 empty] | mineralisation |  |  |  | chalcopyrite, sphalerite, galena | Cu mineralisation stage, Pb-Zn mineralisation stage | replacement, vein infill, stratabound | coarse-grained, medium-grained, fine-grained, stratabound, discordant veins, replacement, infill |  |  |  | pyrite, pyrrhotite, arsenopyrite, siderite, dolomite, calcite, quartz, chlorite, K-feldspar, biotite, apatite, freibergite, tetrahedrite, cobaltite | Resin blocks containing each sample were produced following standard procedures and used for Mineral Liberation Analysis (MLA) mapping and subsequent LA-ICP-MS analyses | LA-ICPMS, EMPA, SEM-EDS | NWR213 solid state 213 nm laser ablation system coupled with an Agilent 7900 quadrupole ICP-MS; Cameca SXFive Electron Microprobe; Quanta600 SEM | Adelaide Microscopy | Ablation was conducted in an atmosphere of He (0.6 L/min) that was mixed with Ar (0.88 L/min) upon leaving the ablation cell; 70 µm diameter spot size with a 25:2 standard sample bracketing approach (2 standards analysed twice every 25 unknowns); MLA maps were acquired using the raster mode with an X-ray spectra collected every 4 µm | STDGL3 (CODES, University of Tasmania; Danyushevsky et al., 2011); GSD-1G | 30.4 |  | 7.5 | [11 empty] | 0.083 | [5 empty] | 2.78 | [5 empty] | 0.47 | [15 empty] | 306000 |  | 0.44 |  |  |  | 4.04 | [7 empty] | 8.96 | [29 empty] | 7300 | [15 empty] | 416000 |  | 17.5 | [9 empty] | 19.6 | [13 empty] | 1.27 | [13 empty] | 371 |  |  |  |  | 2020 | Cave, B., et al. (2020), Ore Geology Reviews 124, 103647 |  | AUS | Queensland
| Mount Isa Copper Operations, Black Star Mine | No. 5 and No. 9 Pb-Zn orebodies, 650 Cu orebody, 1100 Cu orebody, 3000 Cu orebody | Seafloor hydrothermal | Sedimentary Exhalative (SEDEX) | SEDEX zinc-lead-copper | Cu, Pb, Zn | Ag | Cu, Pb, Zn, Ag | Cave et al., 2020 |  | 239-201208592cpy4-19.d | 239-201208592cpy4-19.d-1 | underground mine, open pit |  |  |  |  | ore material | drill core, polished section | drill core | mineral separate | [5 empty] | mineralisation |  |  |  | chalcopyrite, sphalerite, galena | Cu mineralisation stage, Pb-Zn mineralisation stage | replacement, vein infill, stratabound | coarse-grained, medium-grained, fine-grained, stratabound, discordant veins, replacement, infill |  |  |  | pyrite, pyrrhotite, arsenopyrite, siderite, dolomite, calcite, quartz, chlorite, K-feldspar, biotite, apatite, freibergite, tetrahedrite, cobaltite | Resin blocks containing each sample were produced following standard procedures and used for Mineral Liberation Analysis (MLA) mapping and subsequent LA-ICP-MS analyses | LA-ICPMS, EMPA, SEM-EDS | NWR213 solid state 213 nm laser ablation system coupled with an Agilent 7900 quadrupole ICP-MS; Cameca SXFive Electron Microprobe; Quanta600 SEM | Adelaide Microscopy | Ablation was conducted in an atmosphere of He (0.6 L/min) that was mixed with Ar (0.88 L/min) upon leaving the ablation cell; 70 µm diameter spot size with a 25:2 standard sample bracketing approach (2 standards analysed twice every 25 unknowns); MLA maps were acquired using the raster mode with an X-ray spectra collected every 4 µm | STDGL3 (CODES, University of Tasmania; Danyushevsky et al., 2011); GSD-1G | 30.4 | [19 empty] | 3.78 | [5 empty] | 0.51 | [15 empty] | 304000 |  | 0.49 |  |  |  | 3.91 | [7 empty] | 9.42 | [23 empty] | 0.39 | [5 empty] | 133 | [15 empty] | 424000 |  | 28.5 | [9 empty] | 21.9 | [13 empty] | 2.06 | [13 empty] | 378 |  |  |  |  | 2020 | Cave, B., et al. (2020), Ore Geology Reviews 124, 103647 |  | AUS | Queensland
| Mount Isa Copper Operations, Black Star Mine | No. 5 and No. 9 Pb-Zn orebodies, 650 Cu orebody, 1100 Cu orebody, 3000 Cu orebody | Seafloor hydrothermal | Sedimentary Exhalative (SEDEX) | SEDEX zinc-lead-copper | Cu, Pb, Zn | Ag | Cu, Pb, Zn, Ag | Cave et al., 2020 |  | 240-201208592cpy4-20.d | 240-201208592cpy4-20.d-1 | underground mine, open pit |  |  |  |  | ore material | drill core, polished section | drill core | mineral separate | [5 empty] | mineralisation |  |  |  | chalcopyrite, sphalerite, galena | Cu mineralisation stage, Pb-Zn mineralisation stage | replacement, vein infill, stratabound | coarse-grained, medium-grained, fine-grained, stratabound, discordant veins, replacement, infill |  |  |  | pyrite, pyrrhotite, arsenopyrite, siderite, dolomite, calcite, quartz, chlorite, K-feldspar, biotite, apatite, freibergite, tetrahedrite, cobaltite | Resin blocks containing each sample were produced following standard procedures and used for Mineral Liberation Analysis (MLA) mapping and subsequent LA-ICP-MS analyses | LA-ICPMS, EMPA, SEM-EDS | NWR213 solid state 213 nm laser ablation system coupled with an Agilent 7900 quadrupole ICP-MS; Cameca SXFive Electron Microprobe; Quanta600 SEM | Adelaide Microscopy | Ablation was conducted in an atmosphere of He (0.6 L/min) that was mixed with Ar (0.88 L/min) upon leaving the ablation cell; 70 µm diameter spot size with a 25:2 standard sample bracketing approach (2 standards analysed twice every 25 unknowns); MLA maps were acquired using the raster mode with an X-ray spectra collected every 4 µm | STDGL3 (CODES, University of Tasmania; Danyushevsky et al., 2011); GSD-1G | 33.3 | [19 empty] | 3.79 | [5 empty] | 0.9 | [15 empty] | 298000 |  | 0.53 |  |  |  | 3.83 | [7 empty] | 8.93 | [23 empty] | 7.8 | [5 empty] | 35 | [15 empty] | 405000 |  | 13.1 |  |  |  | 8.7 | [5 empty] | 19.22 | [13 empty] | 1.45 | [13 empty] | 636 |  |  |  |  | 2020 | Cave, B., et al. (2020), Ore Geology Reviews 124, 103647 |  | AUS | Queensland
| Mount Isa Copper Operations, Black Star Mine | No. 5 and No. 9 Pb-Zn orebodies, 650 Cu orebody, 1100 Cu orebody, 3000 Cu orebody | Seafloor hydrothermal | Sedimentary Exhalative (SEDEX) | SEDEX zinc-lead-copper | Cu, Pb, Zn | Ag | Cu, Pb, Zn, Ag | Cave et al., 2020 |  | 246-201208592cpy4-22.d | 246-201208592cpy4-22.d-1 | underground mine, open pit |  |  |  |  | ore material | drill core, polished section | drill core | mineral separate | [5 empty] | mineralisation |  |  |  | chalcopyrite, sphalerite, galena | Cu mineralisation stage, Pb-Zn mineralisation stage | replacement, vein infill, stratabound | coarse-grained, medium-grained, fine-grained, stratabound, discordant veins, replacement, infill |  |  |  | pyrite, pyrrhotite, arsenopyrite, siderite, dolomite, calcite, quartz, chlorite, K-feldspar, biotite, apatite, freibergite, tetrahedrite, cobaltite | Resin blocks containing each sample were produced following standard procedures and used for Mineral Liberation Analysis (MLA) mapping and subsequent LA-ICP-MS analyses | LA-ICPMS, EMPA, SEM-EDS | NWR213 solid state 213 nm laser ablation system coupled with an Agilent 7900 quadrupole ICP-MS; Cameca SXFive Electron Microprobe; Quanta600 SEM | Adelaide Microscopy | Ablation was conducted in an atmosphere of He (0.6 L/min) that was mixed with Ar (0.88 L/min) upon leaving the ablation cell; 70 µm diameter spot size with a 25:2 standard sample bracketing approach (2 standards analysed twice every 25 unknowns); MLA maps were acquired using the raster mode with an X-ray spectra collected every 4 µm | STDGL3 (CODES, University of Tasmania; Danyushevsky et al., 2011); GSD-1G | 19.87 |  |  |  | 0.24 | [9 empty] | 0.032 | [5 empty] | 4.69 | [5 empty] | 0.271 | [15 empty] | 287000 |  | 0.316 |  |  |  | 5.74 | [7 empty] | 6.34 | [23 empty] | 0.124 | [5 empty] | 147 | [15 empty] | 394000 |  | 1.42 |  |  |  | 3.6 | [5 empty] | 17.82 | [7 empty] | 0.89 | [5 empty] | 0.122 | [13 empty] | 654 |  |  |  |  | 2020 | Cave, B., et al. (2020), Ore Geology Reviews 124, 103647 |  | AUS | Queensland
| Mount Isa Copper Operations, Black Star Mine | No. 5 and No. 9 Pb-Zn orebodies, 650 Cu orebody, 1100 Cu orebody, 3000 Cu orebody | Seafloor hydrothermal | Sedimentary Exhalative (SEDEX) | SEDEX zinc-lead-copper | Cu, Pb, Zn | Ag | Cu, Pb, Zn, Ag | Cave et al., 2020 |  | 247-201208592cpy4-23.d | 247-201208592cpy4-23.d-1 | underground mine, open pit |  |  |  |  | ore material | drill core, polished section | drill core | mineral separate | [5 empty] | mineralisation |  |  |  | chalcopyrite, sphalerite, galena | Cu mineralisation stage, Pb-Zn mineralisation stage | replacement, vein infill, stratabound | coarse-grained, medium-grained, fine-grained, stratabound, discordant veins, replacement, infill |  |  |  | pyrite, pyrrhotite, arsenopyrite, siderite, dolomite, calcite, quartz, chlorite, K-feldspar, biotite, apatite, freibergite, tetrahedrite, cobaltite | Resin blocks containing each sample were produced following standard procedures and used for Mineral Liberation Analysis (MLA) mapping and subsequent LA-ICP-MS analyses | LA-ICPMS, EMPA, SEM-EDS | NWR213 solid state 213 nm laser ablation system coupled with an Agilent 7900 quadrupole ICP-MS; Cameca SXFive Electron Microprobe; Quanta600 SEM | Adelaide Microscopy | Ablation was conducted in an atmosphere of He (0.6 L/min) that was mixed with Ar (0.88 L/min) upon leaving the ablation cell; 70 µm diameter spot size with a 25:2 standard sample bracketing approach (2 standards analysed twice every 25 unknowns); MLA maps were acquired using the raster mode with an X-ray spectra collected every 4 µm | STDGL3 (CODES, University of Tasmania; Danyushevsky et al., 2011); GSD-1G | 22.17 | [13 empty] | 0.044 | [5 empty] | 2.47 | [5 empty] | 0.377 | [15 empty] | 296000 |  | 0.094 |  |  |  | 1.02 | [7 empty] | 7.18 | [29 empty] | 2100 | [15 empty] | 402000 |  | 13.9 |  |  |  | 4 | [5 empty] | 16.65 | [13 empty] | 0.852 | [13 empty] | 366.7 |  |  |  |  | 2020 | Cave, B., et al. (2020), Ore Geology Reviews 124, 103647 |  | AUS | Queensland
| Mount Isa Copper Operations, Black Star Mine | No. 5 and No. 9 Pb-Zn orebodies, 650 Cu orebody, 1100 Cu orebody, 3000 Cu orebody | Seafloor hydrothermal | Sedimentary Exhalative (SEDEX) | SEDEX zinc-lead-copper | Cu, Pb, Zn | Ag | Cu, Pb, Zn, Ag | Cave et al., 2020 |  | 248-201208592cpy4-24.d | 248-201208592cpy4-24.d-1 | underground mine, open pit |  |  |  |  | ore material | drill core, polished section | drill core | mineral separate | [5 empty] | mineralisation |  |  |  | chalcopyrite, sphalerite, galena | Cu mineralisation stage, Pb-Zn mineralisation stage | replacement, vein infill, stratabound | coarse-grained, medium-grained, fine-grained, stratabound, discordant veins, replacement, infill |  |  |  | pyrite, pyrrhotite, arsenopyrite, siderite, dolomite, calcite, quartz, chlorite, K-feldspar, biotite, apatite, freibergite, tetrahedrite, cobaltite | Resin blocks containing each sample were produced following standard procedures and used for Mineral Liberation Analysis (MLA) mapping and subsequent LA-ICP-MS analyses | LA-ICPMS, EMPA, SEM-EDS | NWR213 solid state 213 nm laser ablation system coupled with an Agilent 7900 quadrupole ICP-MS; Cameca SXFive Electron Microprobe; Quanta600 SEM | Adelaide Microscopy | Ablation was conducted in an atmosphere of He (0.6 L/min) that was mixed with Ar (0.88 L/min) upon leaving the ablation cell; 70 µm diameter spot size with a 25:2 standard sample bracketing approach (2 standards analysed twice every 25 unknowns); MLA maps were acquired using the raster mode with an X-ray spectra collected every 4 µm | STDGL3 (CODES, University of Tasmania; Danyushevsky et al., 2011); GSD-1G | 21.01 |  | 1.51 | [17 empty] | 2.77 | [5 empty] | 0.295 | [15 empty] | 294000 |  | 0.054 |  |  |  | 0.88 | [7 empty] | 6.99 | [23 empty] | 0.17 | [5 empty] | 22.2 | [15 empty] | 401000 |  | 3.72 |  |  |  | 2.5 | [5 empty] | 18.17 | [7 empty] | 0.54 | [5 empty] | 0.191 | [13 empty] | 387 |  |  |  |  | 2020 | Cave, B., et al. (2020), Ore Geology Reviews 124, 103647 |  | AUS | Queensland
| Mount Isa Copper Operations, Black Star Mine | No. 5 and No. 9 Pb-Zn orebodies, 650 Cu orebody, 1100 Cu orebody, 3000 Cu orebody | Seafloor hydrothermal | Sedimentary Exhalative (SEDEX) | SEDEX zinc-lead-copper | Cu, Pb, Zn | Ag | Cu, Pb, Zn, Ag | Cave et al., 2020 |  | 249-201208592cpy4-25.d | 249-201208592cpy4-25.d-1 | underground mine, open pit |  |  |  |  | ore material | drill core, polished section | drill core | mineral separate | [5 empty] | mineralisation |  |  |  | chalcopyrite, sphalerite, galena | Cu mineralisation stage, Pb-Zn mineralisation stage | replacement, vein infill, stratabound | coarse-grained, medium-grained, fine-grained, stratabound, discordant veins, replacement, infill |  |  |  | pyrite, pyrrhotite, arsenopyrite, siderite, dolomite, calcite, quartz, chlorite, K-feldspar, biotite, apatite, freibergite, tetrahedrite, cobaltite | Resin blocks containing each sample were produced following standard procedures and used for Mineral Liberation Analysis (MLA) mapping and subsequent LA-ICP-MS analyses | LA-ICPMS, EMPA, SEM-EDS | NWR213 solid state 213 nm laser ablation system coupled with an Agilent 7900 quadrupole ICP-MS; Cameca SXFive Electron Microprobe; Quanta600 SEM | Adelaide Microscopy | Ablation was conducted in an atmosphere of He (0.6 L/min) that was mixed with Ar (0.88 L/min) upon leaving the ablation cell; 70 µm diameter spot size with a 25:2 standard sample bracketing approach (2 standards analysed twice every 25 unknowns); MLA maps were acquired using the raster mode with an X-ray spectra collected every 4 µm | STDGL3 (CODES, University of Tasmania; Danyushevsky et al., 2011); GSD-1G | 21.22 | [19 empty] | 1.81 | [5 empty] | 0.397 | [15 empty] | 287000 |  | 0.384 |  |  |  | 2.98 | [7 empty] | 6.07 | [23 empty] | 0.18 | [5 empty] | 18 | [15 empty] | 391000 |  | 2.78 |  |  |  | 4.5 | [5 empty] | 16.19 | [13 empty] | 0.138 | [13 empty] | 273 |  |  |  |  | 2020 | Cave, B., et al. (2020), Ore Geology Reviews 124, 103647 |  | AUS | Queensland
| Mount Isa Copper Operations, Black Star Mine | No. 5 and No. 9 Pb-Zn orebodies, 650 Cu orebody, 1100 Cu orebody, 3000 Cu orebody | Seafloor hydrothermal | Sedimentary Exhalative (SEDEX) | SEDEX zinc-lead-copper | Cu, Pb, Zn | Ag | Cu, Pb, Zn, Ag | Cave et al., 2020 |  | 250-201208592cpy4-26.d | 250-201208592cpy4-26.d-1 | underground mine, open pit |  |  |  |  | ore material | drill core, polished section | drill core | mineral separate | [5 empty] | mineralisation |  |  |  | chalcopyrite, sphalerite, galena | Cu mineralisation stage, Pb-Zn mineralisation stage | replacement, vein infill, stratabound | coarse-grained, medium-grained, fine-grained, stratabound, discordant veins, replacement, infill |  |  |  | pyrite, pyrrhotite, arsenopyrite, siderite, dolomite, calcite, quartz, chlorite, K-feldspar, biotite, apatite, freibergite, tetrahedrite, cobaltite | Resin blocks containing each sample were produced following standard procedures and used for Mineral Liberation Analysis (MLA) mapping and subsequent LA-ICP-MS analyses | LA-ICPMS, EMPA, SEM-EDS | NWR213 solid state 213 nm laser ablation system coupled with an Agilent 7900 quadrupole ICP-MS; Cameca SXFive Electron Microprobe; Quanta600 SEM | Adelaide Microscopy | Ablation was conducted in an atmosphere of He (0.6 L/min) that was mixed with Ar (0.88 L/min) upon leaving the ablation cell; 70 µm diameter spot size with a 25:2 standard sample bracketing approach (2 standards analysed twice every 25 unknowns); MLA maps were acquired using the raster mode with an X-ray spectra collected every 4 µm | STDGL3 (CODES, University of Tasmania; Danyushevsky et al., 2011); GSD-1G | 24.1 | [19 empty] | 2.72 | [5 empty] | 0.42 | [15 empty] | 303000 |  | 0.335 |  |  |  | 2.18 | [7 empty] | 7.56 | [23 empty] | 0.41 | [5 empty] | 68 | [15 empty] | 414000 |  | 12.8 | [9 empty] | 17.42 | [7 empty] | 1.19 | [5 empty] | 0.494 | [13 empty] | 414 |  |  |  |  | 2020 | Cave, B., et al. (2020), Ore Geology Reviews 124, 103647 |  | AUS | Queensland
| Mount Isa Copper Operations, Black Star Mine | No. 5 and No. 9 Pb-Zn orebodies, 650 Cu orebody, 1100 Cu orebody, 3000 Cu orebody | Seafloor hydrothermal | Sedimentary Exhalative (SEDEX) | SEDEX zinc-lead-copper | Cu, Pb, Zn | Ag | Cu, Pb, Zn, Ag | Cave et al., 2020 |  | 251-201208592cpy4-27.d | 251-201208592cpy4-27.d-1 | underground mine, open pit |  |  |  |  | ore material | drill core, polished section | drill core | mineral separate | [5 empty] | mineralisation |  |  |  | chalcopyrite, sphalerite, galena | Cu mineralisation stage, Pb-Zn mineralisation stage | replacement, vein infill, stratabound | coarse-grained, medium-grained, fine-grained, stratabound, discordant veins, replacement, infill |  |  |  | pyrite, pyrrhotite, arsenopyrite, siderite, dolomite, calcite, quartz, chlorite, K-feldspar, biotite, apatite, freibergite, tetrahedrite, cobaltite | Resin blocks containing each sample were produced following standard procedures and used for Mineral Liberation Analysis (MLA) mapping and subsequent LA-ICP-MS analyses | LA-ICPMS, EMPA, SEM-EDS | NWR213 solid state 213 nm laser ablation system coupled with an Agilent 7900 quadrupole ICP-MS; Cameca SXFive Electron Microprobe; Quanta600 SEM | Adelaide Microscopy | Ablation was conducted in an atmosphere of He (0.6 L/min) that was mixed with Ar (0.88 L/min) upon leaving the ablation cell; 70 µm diameter spot size with a 25:2 standard sample bracketing approach (2 standards analysed twice every 25 unknowns); MLA maps were acquired using the raster mode with an X-ray spectra collected every 4 µm | STDGL3 (CODES, University of Tasmania; Danyushevsky et al., 2011); GSD-1G | 26.7 | [19 empty] | 2.9 | [5 empty] | 0.25 | [15 empty] | 295000 |  | 0.155 |  |  |  | 1.8 | [7 empty] | 7.3 | [23 empty] | 0.6 | [5 empty] | 62 | [15 empty] | 401000 |  | 23.6 | [9 empty] | 17.2 | [13 empty] | 1.21 | [13 empty] | 362 |  |  |  |  | 2020 | Cave, B., et al. (2020), Ore Geology Reviews 124, 103647 |  | AUS | Queensland
| Mount Isa Copper Operations, Black Star Mine | No. 5 and No. 9 Pb-Zn orebodies, 650 Cu orebody, 1100 Cu orebody, 3000 Cu orebody | Seafloor hydrothermal | Sedimentary Exhalative (SEDEX) | SEDEX zinc-lead-copper | Cu, Pb, Zn | Ag | Cu, Pb, Zn, Ag | Cave et al., 2020 |  | 255-201208592cpy4-31.d | 255-201208592cpy4-31.d-1 | underground mine, open pit |  |  |  |  | ore material | drill core, polished section | drill core | mineral separate | [5 empty] | mineralisation |  |  |  | chalcopyrite, sphalerite, galena | Cu mineralisation stage, Pb-Zn mineralisation stage | replacement, vein infill, stratabound | coarse-grained, medium-grained, fine-grained, stratabound, discordant veins, replacement, infill |  |  |  | pyrite, pyrrhotite, arsenopyrite, siderite, dolomite, calcite, quartz, chlorite, K-feldspar, biotite, apatite, freibergite, tetrahedrite, cobaltite | Resin blocks containing each sample were produced following standard procedures and used for Mineral Liberation Analysis (MLA) mapping and subsequent LA-ICP-MS analyses | LA-ICPMS, EMPA, SEM-EDS | NWR213 solid state 213 nm laser ablation system coupled with an Agilent 7900 quadrupole ICP-MS; Cameca SXFive Electron Microprobe; Quanta600 SEM | Adelaide Microscopy | Ablation was conducted in an atmosphere of He (0.6 L/min) that was mixed with Ar (0.88 L/min) upon leaving the ablation cell; 70 µm diameter spot size with a 25:2 standard sample bracketing approach (2 standards analysed twice every 25 unknowns); MLA maps were acquired using the raster mode with an X-ray spectra collected every 4 µm | STDGL3 (CODES, University of Tasmania; Danyushevsky et al., 2011); GSD-1G | 23.8 | [19 empty] | 3.5 | [5 empty] | 0.35 | [15 empty] | 295000 |  | 0.555 |  |  |  | 3.5 | [7 empty] | 7.59 | [13 empty] | 0.5 | [9 empty] | 0.47 | [5 empty] | 175 | [15 empty] | 402000 |  | 13.2 | [9 empty] | 19.89 | [7 empty] | 0.71 | [5 empty] | 0.88 | [13 empty] | 371 |  |  |  |  | 2020 | Cave, B., et al. (2020), Ore Geology Reviews 124, 103647 |  | AUS | Queensland
| Mount Isa Copper Operations, Black Star Mine | No. 5 and No. 9 Pb-Zn orebodies, 650 Cu orebody, 1100 Cu orebody, 3000 Cu orebody | Seafloor hydrothermal | Sedimentary Exhalative (SEDEX) | SEDEX zinc-lead-copper | Cu, Pb, Zn | Ag | Cu, Pb, Zn, Ag | Cave et al., 2020 |  | 256-201208592cpy4-32.d | 256-201208592cpy4-32.d-1 | underground mine, open pit |  |  |  |  | ore material | drill core, polished section | drill core | mineral separate | [5 empty] | mineralisation |  |  |  | chalcopyrite, sphalerite, galena | Cu mineralisation stage, Pb-Zn mineralisation stage | replacement, vein infill, stratabound | coarse-grained, medium-grained, fine-grained, stratabound, discordant veins, replacement, infill |  |  |  | pyrite, pyrrhotite, arsenopyrite, siderite, dolomite, calcite, quartz, chlorite, K-feldspar, biotite, apatite, freibergite, tetrahedrite, cobaltite | Resin blocks containing each sample were produced following standard procedures and used for Mineral Liberation Analysis (MLA) mapping and subsequent LA-ICP-MS analyses | LA-ICPMS, EMPA, SEM-EDS | NWR213 solid state 213 nm laser ablation system coupled with an Agilent 7900 quadrupole ICP-MS; Cameca SXFive Electron Microprobe; Quanta600 SEM | Adelaide Microscopy | Ablation was conducted in an atmosphere of He (0.6 L/min) that was mixed with Ar (0.88 L/min) upon leaving the ablation cell; 70 µm diameter spot size with a 25:2 standard sample bracketing approach (2 standards analysed twice every 25 unknowns); MLA maps were acquired using the raster mode with an X-ray spectra collected every 4 µm | STDGL3 (CODES, University of Tasmania; Danyushevsky et al., 2011); GSD-1G | 24.8 | [19 empty] | 5.4 | [5 empty] | 0.43 | [15 empty] | 291000 |  | 0.52 |  |  |  | 3.71 | [7 empty] | 7.35 | [23 empty] | 0.51 | [5 empty] | 156 | [15 empty] | 395000 |  | 10.32 | [9 empty] | 20.42 | [13 empty] | 0.639 | [13 empty] | 630 |  |  |  |  | 2020 | Cave, B., et al. (2020), Ore Geology Reviews 124, 103647 |  | AUS | Queensland
| Mount Isa Copper Operations, Black Star Mine | No. 5 and No. 9 Pb-Zn orebodies, 650 Cu orebody, 1100 Cu orebody, 3000 Cu orebody | Seafloor hydrothermal | Sedimentary Exhalative (SEDEX) | SEDEX zinc-lead-copper | Cu, Pb, Zn | Ag | Cu, Pb, Zn, Ag | Cave et al., 2020 |  | 259-201208592cpy4-35.d | 259-201208592cpy4-35.d-1 | underground mine, open pit |  |  |  |  | ore material | drill core, polished section | drill core | mineral separate | [5 empty] | mineralisation |  |  |  | chalcopyrite, sphalerite, galena | Cu mineralisation stage, Pb-Zn mineralisation stage | replacement, vein infill, stratabound | coarse-grained, medium-grained, fine-grained, stratabound, discordant veins, replacement, infill |  |  |  | pyrite, pyrrhotite, arsenopyrite, siderite, dolomite, calcite, quartz, chlorite, K-feldspar, biotite, apatite, freibergite, tetrahedrite, cobaltite | Resin blocks containing each sample were produced following standard procedures and used for Mineral Liberation Analysis (MLA) mapping and subsequent LA-ICP-MS analyses | LA-ICPMS, EMPA, SEM-EDS | NWR213 solid state 213 nm laser ablation system coupled with an Agilent 7900 quadrupole ICP-MS; Cameca SXFive Electron Microprobe; Quanta600 SEM | Adelaide Microscopy | Ablation was conducted in an atmosphere of He (0.6 L/min) that was mixed with Ar (0.88 L/min) upon leaving the ablation cell; 70 µm diameter spot size with a 25:2 standard sample bracketing approach (2 standards analysed twice every 25 unknowns); MLA maps were acquired using the raster mode with an X-ray spectra collected every 4 µm | STDGL3 (CODES, University of Tasmania; Danyushevsky et al., 2011); GSD-1G | 26.3 | [13 empty] | 0.085 | [5 empty] | 2.8 | [5 empty] | 0.31 | [15 empty] | 298000 |  | 0.64 |  |  |  | 4.42 | [7 empty] | 7.57 | [29 empty] | 452 | [15 empty] | 414000 |  | 6.37 | [9 empty] | 21 | [13 empty] | 0.554 | [13 empty] | 448 |  |  |  |  | 2020 | Cave, B., et al. (2020), Ore Geology Reviews 124, 103647 |  | AUS | Queensland
| Mount Isa Copper Operations, Black Star Mine | No. 5 and No. 9 Pb-Zn orebodies, 650 Cu orebody, 1100 Cu orebody, 3000 Cu orebody | Seafloor hydrothermal | Sedimentary Exhalative (SEDEX) | SEDEX zinc-lead-copper | Cu, Pb, Zn | Ag | Cu, Pb, Zn, Ag | Cave et al., 2020 |  | 264-201208592cpy4-40.d | 264-201208592cpy4-40.d-1 | underground mine, open pit |  |  |  |  | ore material | drill core, polished section | drill core | mineral separate | [5 empty] | mineralisation |  |  |  | chalcopyrite, sphalerite, galena | Cu mineralisation stage, Pb-Zn mineralisation stage | replacement, vein infill, stratabound | coarse-grained, medium-grained, fine-grained, stratabound, discordant veins, replacement, infill |  |  |  | pyrite, pyrrhotite, arsenopyrite, siderite, dolomite, calcite, quartz, chlorite, K-feldspar, biotite, apatite, freibergite, tetrahedrite, cobaltite | Resin blocks containing each sample were produced following standard procedures and used for Mineral Liberation Analysis (MLA) mapping and subsequent LA-ICP-MS analyses | LA-ICPMS, EMPA, SEM-EDS | NWR213 solid state 213 nm laser ablation system coupled with an Agilent 7900 quadrupole ICP-MS; Cameca SXFive Electron Microprobe; Quanta600 SEM | Adelaide Microscopy | Ablation was conducted in an atmosphere of He (0.6 L/min) that was mixed with Ar (0.88 L/min) upon leaving the ablation cell; 70 µm diameter spot size with a 25:2 standard sample bracketing approach (2 standards analysed twice every 25 unknowns); MLA maps were acquired using the raster mode with an X-ray spectra collected every 4 µm | STDGL3 (CODES, University of Tasmania; Danyushevsky et al., 2011); GSD-1G | 24.4 |  | 1.7 | [17 empty] | 3.9 | [5 empty] | 0.086 | [15 empty] | 295000 |  | 0.39 |  |  |  | 4.3 | [7 empty] | 7.97 | [29 empty] | 106 | [15 empty] | 395000 |  | 7.02 | [9 empty] | 19.5 | [13 empty] | 0.362 | [13 empty] | 463 |  |  |  |  | 2020 | Cave, B., et al. (2020), Ore Geology Reviews 124, 103647 |  | AUS | Queensland
| Mount Isa Copper Operations, Black Star Mine | No. 5 and No. 9 Pb-Zn orebodies, 650 Cu orebody, 1100 Cu orebody, 3000 Cu orebody | Seafloor hydrothermal | Sedimentary Exhalative (SEDEX) | SEDEX zinc-lead-copper | Cu, Pb, Zn | Ag | Cu, Pb, Zn, Ag | Cave et al., 2020 |  | 269-201208592cpy6-1.d | 269-201208592cpy6-1.d-1 | underground mine, open pit |  |  |  |  | ore material | drill core, polished section | drill core | mineral separate | [5 empty] | mineralisation |  |  |  | chalcopyrite, sphalerite, galena | Cu mineralisation stage, Pb-Zn mineralisation stage | replacement, vein infill, stratabound | coarse-grained, medium-grained, fine-grained, stratabound, discordant veins, replacement, infill |  |  |  | pyrite, pyrrhotite, arsenopyrite, siderite, dolomite, calcite, quartz, chlorite, K-feldspar, biotite, apatite, freibergite, tetrahedrite, cobaltite | Resin blocks containing each sample were produced following standard procedures and used for Mineral Liberation Analysis (MLA) mapping and subsequent LA-ICP-MS analyses | LA-ICPMS, EMPA, SEM-EDS | NWR213 solid state 213 nm laser ablation system coupled with an Agilent 7900 quadrupole ICP-MS; Cameca SXFive Electron Microprobe; Quanta600 SEM | Adelaide Microscopy | Ablation was conducted in an atmosphere of He (0.6 L/min) that was mixed with Ar (0.88 L/min) upon leaving the ablation cell; 70 µm diameter spot size with a 25:2 standard sample bracketing approach (2 standards analysed twice every 25 unknowns); MLA maps were acquired using the raster mode with an X-ray spectra collected every 4 µm | STDGL3 (CODES, University of Tasmania; Danyushevsky et al., 2011); GSD-1G | 35.4 | [19 empty] | 2.07 | [5 empty] | 0.152 | [15 empty] | 294000 |  | 0.249 |  |  |  | 2.27 | [7 empty] | 9.86 | [23 empty] | 0.42 | [5 empty] | 2.05 | [15 empty] | 419000 |  | 1.78 |  |  |  | 14.9 | [5 empty] | 18.94 | [7 empty] | 2.8 | [5 empty] | 0.118 | [13 empty] | 388 |  |  |  |  | 2020 | Cave, B., et al. (2020), Ore Geology Reviews 124, 103647 |  | AUS | Queensland
| Mount Isa Copper Operations, Black Star Mine | No. 5 and No. 9 Pb-Zn orebodies, 650 Cu orebody, 1100 Cu orebody, 3000 Cu orebody | Seafloor hydrothermal | Sedimentary Exhalative (SEDEX) | SEDEX zinc-lead-copper | Cu, Pb, Zn | Ag | Cu, Pb, Zn, Ag | Cave et al., 2020 |  | 270-201208592cpy6-2.d | 270-201208592cpy6-2.d-1 | underground mine, open pit |  |  |  |  | ore material | drill core, polished section | drill core | mineral separate | [5 empty] | mineralisation |  |  |  | chalcopyrite, sphalerite, galena | Cu mineralisation stage, Pb-Zn mineralisation stage | replacement, vein infill, stratabound | coarse-grained, medium-grained, fine-grained, stratabound, discordant veins, replacement, infill |  |  |  | pyrite, pyrrhotite, arsenopyrite, siderite, dolomite, calcite, quartz, chlorite, K-feldspar, biotite, apatite, freibergite, tetrahedrite, cobaltite | Resin blocks containing each sample were produced following standard procedures and used for Mineral Liberation Analysis (MLA) mapping and subsequent LA-ICP-MS analyses | LA-ICPMS, EMPA, SEM-EDS | NWR213 solid state 213 nm laser ablation system coupled with an Agilent 7900 quadrupole ICP-MS; Cameca SXFive Electron Microprobe; Quanta600 SEM | Adelaide Microscopy | Ablation was conducted in an atmosphere of He (0.6 L/min) that was mixed with Ar (0.88 L/min) upon leaving the ablation cell; 70 µm diameter spot size with a 25:2 standard sample bracketing approach (2 standards analysed twice every 25 unknowns); MLA maps were acquired using the raster mode with an X-ray spectra collected every 4 µm | STDGL3 (CODES, University of Tasmania; Danyushevsky et al., 2011); GSD-1G | 35.4 | [19 empty] | 1.95 | [5 empty] | 0.25 | [15 empty] | 294000 |  | 0.204 | [11 empty] | 9.85 | [29 empty] | 2.6 | [15 empty] | 415000 |  | 2.51 |  |  |  | 11.7 | [5 empty] | 20.13 | [7 empty] | 2.7 | [5 empty] | 0.196 | [13 empty] | 404 |  |  |  |  | 2020 | Cave, B., et al. (2020), Ore Geology Reviews 124, 103647 |  | AUS | Queensland
| Mount Isa Copper Operations, Black Star Mine | No. 5 and No. 9 Pb-Zn orebodies, 650 Cu orebody, 1100 Cu orebody, 3000 Cu orebody | Seafloor hydrothermal | Sedimentary Exhalative (SEDEX) | SEDEX zinc-lead-copper | Cu, Pb, Zn | Ag | Cu, Pb, Zn, Ag | Cave et al., 2020 |  | 271-201208592cpy6-3.d | 271-201208592cpy6-3.d-1 | underground mine, open pit |  |  |  |  | ore material | drill core, polished section | drill core | mineral separate | [5 empty] | mineralisation |  |  |  | chalcopyrite, sphalerite, galena | Cu mineralisation stage, Pb-Zn mineralisation stage | replacement, vein infill, stratabound | coarse-grained, medium-grained, fine-grained, stratabound, discordant veins, replacement, infill |  |  |  | pyrite, pyrrhotite, arsenopyrite, siderite, dolomite, calcite, quartz, chlorite, K-feldspar, biotite, apatite, freibergite, tetrahedrite, cobaltite | Resin blocks containing each sample were produced following standard procedures and used for Mineral Liberation Analysis (MLA) mapping and subsequent LA-ICP-MS analyses | LA-ICPMS, EMPA, SEM-EDS | NWR213 solid state 213 nm laser ablation system coupled with an Agilent 7900 quadrupole ICP-MS; Cameca SXFive Electron Microprobe; Quanta600 SEM | Adelaide Microscopy | Ablation was conducted in an atmosphere of He (0.6 L/min) that was mixed with Ar (0.88 L/min) upon leaving the ablation cell; 70 µm diameter spot size with a 25:2 standard sample bracketing approach (2 standards analysed twice every 25 unknowns); MLA maps were acquired using the raster mode with an X-ray spectra collected every 4 µm | STDGL3 (CODES, University of Tasmania; Danyushevsky et al., 2011); GSD-1G | 38.8 | [19 empty] | 1.68 | [5 empty] | 0.253 | [15 empty] | 299000 |  | 0.41 |  |  |  | 1.84 | [7 empty] | 10.49 | [13 empty] | 0.61 | [9 empty] | 0.78 | [5 empty] | 51 | [15 empty] | 426000 |  | 7.4 |  |  |  | 5.3 | [5 empty] | 16.7 | [13 empty] | 1.46 | [13 empty] | 440 |  |  |  |  | 2020 | Cave, B., et al. (2020), Ore Geology Reviews 124, 103647 |  | AUS | Queensland
| Mount Isa Copper Operations, Black Star Mine | No. 5 and No. 9 Pb-Zn orebodies, 650 Cu orebody, 1100 Cu orebody, 3000 Cu orebody | Seafloor hydrothermal | Sedimentary Exhalative (SEDEX) | SEDEX zinc-lead-copper | Cu, Pb, Zn | Ag | Cu, Pb, Zn, Ag | Cave et al., 2020 |  | 272-201208592cpy6-4.d | 272-201208592cpy6-4.d-1 | underground mine, open pit |  |  |  |  | ore material | drill core, polished section | drill core | mineral separate | [5 empty] | mineralisation |  |  |  | chalcopyrite, sphalerite, galena | Cu mineralisation stage, Pb-Zn mineralisation stage | replacement, vein infill, stratabound | coarse-grained, medium-grained, fine-grained, stratabound, discordant veins, replacement, infill |  |  |  | pyrite, pyrrhotite, arsenopyrite, siderite, dolomite, calcite, quartz, chlorite, K-feldspar, biotite, apatite, freibergite, tetrahedrite, cobaltite | Resin blocks containing each sample were produced following standard procedures and used for Mineral Liberation Analysis (MLA) mapping and subsequent LA-ICP-MS analyses | LA-ICPMS, EMPA, SEM-EDS | NWR213 solid state 213 nm laser ablation system coupled with an Agilent 7900 quadrupole ICP-MS; Cameca SXFive Electron Microprobe; Quanta600 SEM | Adelaide Microscopy | Ablation was conducted in an atmosphere of He (0.6 L/min) that was mixed with Ar (0.88 L/min) upon leaving the ablation cell; 70 µm diameter spot size with a 25:2 standard sample bracketing approach (2 standards analysed twice every 25 unknowns); MLA maps were acquired using the raster mode with an X-ray spectra collected every 4 µm | STDGL3 (CODES, University of Tasmania; Danyushevsky et al., 2011); GSD-1G | 36.4 | [19 empty] | 3.5 | [5 empty] | 0.171 | [15 empty] | 295000 |  | 0.279 |  |  |  | 0.98 | [7 empty] | 10 | [23 empty] | 0.22 | [5 empty] | 49 | [15 empty] | 419000 |  | 6.7 |  |  |  | 6.1 | [5 empty] | 18.61 | [7 empty] | 1.8 | [5 empty] | 0.5 | [13 empty] | 950 |  |  |  |  | 2020 | Cave, B., et al. (2020), Ore Geology Reviews 124, 103647 |  | AUS | Queensland
| Mount Isa Copper Operations, Black Star Mine | No. 5 and No. 9 Pb-Zn orebodies, 650 Cu orebody, 1100 Cu orebody, 3000 Cu orebody | Seafloor hydrothermal | Sedimentary Exhalative (SEDEX) | SEDEX zinc-lead-copper | Cu, Pb, Zn | Ag | Cu, Pb, Zn, Ag | Cave et al., 2020 |  | 273-201208592cpy6-5.d | 273-201208592cpy6-5.d-1 | underground mine, open pit |  |  |  |  | ore material | drill core, polished section | drill core | mineral separate | [5 empty] | mineralisation |  |  |  | chalcopyrite, sphalerite, galena | Cu mineralisation stage, Pb-Zn mineralisation stage | replacement, vein infill, stratabound | coarse-grained, medium-grained, fine-grained, stratabound, discordant veins, replacement, infill |  |  |  | pyrite, pyrrhotite, arsenopyrite, siderite, dolomite, calcite, quartz, chlorite, K-feldspar, biotite, apatite, freibergite, tetrahedrite, cobaltite | Resin blocks containing each sample were produced following standard procedures and used for Mineral Liberation Analysis (MLA) mapping and subsequent LA-ICP-MS analyses | LA-ICPMS, EMPA, SEM-EDS | NWR213 solid state 213 nm laser ablation system coupled with an Agilent 7900 quadrupole ICP-MS; Cameca SXFive Electron Microprobe; Quanta600 SEM | Adelaide Microscopy | Ablation was conducted in an atmosphere of He (0.6 L/min) that was mixed with Ar (0.88 L/min) upon leaving the ablation cell; 70 µm diameter spot size with a 25:2 standard sample bracketing approach (2 standards analysed twice every 25 unknowns); MLA maps were acquired using the raster mode with an X-ray spectra collected every 4 µm | STDGL3 (CODES, University of Tasmania; Danyushevsky et al., 2011); GSD-1G | 36 | [19 empty] | 2.08 | [5 empty] | 0.211 | [15 empty] | 297000 |  | 0.358 |  |  |  | 1.48 | [7 empty] | 10.24 | [23 empty] | 0.25 | [5 empty] | 3 | [15 empty] | 413000 |  | 1.73 | [9 empty] | 22.02 | [13 empty] | 0.061 | [13 empty] | 448 |  |  |  |  | 2020 | Cave, B., et al. (2020), Ore Geology Reviews 124, 103647 |  | AUS | Queensland
| Mount Isa Copper Operations, Black Star Mine | No. 5 and No. 9 Pb-Zn orebodies, 650 Cu orebody, 1100 Cu orebody, 3000 Cu orebody | Seafloor hydrothermal | Sedimentary Exhalative (SEDEX) | SEDEX zinc-lead-copper | Cu, Pb, Zn | Ag | Cu, Pb, Zn, Ag | Cave et al., 2020 |  | 274-201208592cpy6-6.d | 274-201208592cpy6-6.d-1 | underground mine, open pit |  |  |  |  | ore material | drill core, polished section | drill core | mineral separate | [5 empty] | mineralisation |  |  |  | chalcopyrite, sphalerite, galena | Cu mineralisation stage, Pb-Zn mineralisation stage | replacement, vein infill, stratabound | coarse-grained, medium-grained, fine-grained, stratabound, discordant veins, replacement, infill |  |  |  | pyrite, pyrrhotite, arsenopyrite, siderite, dolomite, calcite, quartz, chlorite, K-feldspar, biotite, apatite, freibergite, tetrahedrite, cobaltite | Resin blocks containing each sample were produced following standard procedures and used for Mineral Liberation Analysis (MLA) mapping and subsequent LA-ICP-MS analyses | LA-ICPMS, EMPA, SEM-EDS | NWR213 solid state 213 nm laser ablation system coupled with an Agilent 7900 quadrupole ICP-MS; Cameca SXFive Electron Microprobe; Quanta600 SEM | Adelaide Microscopy | Ablation was conducted in an atmosphere of He (0.6 L/min) that was mixed with Ar (0.88 L/min) upon leaving the ablation cell; 70 µm diameter spot size with a 25:2 standard sample bracketing approach (2 standards analysed twice every 25 unknowns); MLA maps were acquired using the raster mode with an X-ray spectra collected every 4 µm | STDGL3 (CODES, University of Tasmania; Danyushevsky et al., 2011); GSD-1G | 37 |  | 37 |  | 1.03 | [15 empty] | 2.42 | [5 empty] | 0.166 | [15 empty] | 293000 |  | 0.291 |  |  |  | 1.26 | [7 empty] | 10 | [13 empty] | 2.41 | [9 empty] | 0.44 | [5 empty] | 48 | [15 empty] | 418000 |  | 4.64 |  |  |  | 10.3 | [5 empty] | 21.1 | [13 empty] | 0.545 | [13 empty] | 514 |  |  |  |  | 2020 | Cave, B., et al. (2020), Ore Geology Reviews 124, 103647 |  | AUS | Queensland
| Mount Isa Copper Operations, Black Star Mine | No. 5 and No. 9 Pb-Zn orebodies, 650 Cu orebody, 1100 Cu orebody, 3000 Cu orebody | Seafloor hydrothermal | Sedimentary Exhalative (SEDEX) | SEDEX zinc-lead-copper | Cu, Pb, Zn | Ag | Cu, Pb, Zn, Ag | Cave et al., 2020 |  | 275-201208592cpy6-7.d | 275-201208592cpy6-7.d-1 | underground mine, open pit |  |  |  |  | ore material | drill core, polished section | drill core | mineral separate | [5 empty] | mineralisation |  |  |  | chalcopyrite, sphalerite, galena | Cu mineralisation stage, Pb-Zn mineralisation stage | replacement, vein infill, stratabound | coarse-grained, medium-grained, fine-grained, stratabound, discordant veins, replacement, infill |  |  |  | pyrite, pyrrhotite, arsenopyrite, siderite, dolomite, calcite, quartz, chlorite, K-feldspar, biotite, apatite, freibergite, tetrahedrite, cobaltite | Resin blocks containing each sample were produced following standard procedures and used for Mineral Liberation Analysis (MLA) mapping and subsequent LA-ICP-MS analyses | LA-ICPMS, EMPA, SEM-EDS | NWR213 solid state 213 nm laser ablation system coupled with an Agilent 7900 quadrupole ICP-MS; Cameca SXFive Electron Microprobe; Quanta600 SEM | Adelaide Microscopy | Ablation was conducted in an atmosphere of He (0.6 L/min) that was mixed with Ar (0.88 L/min) upon leaving the ablation cell; 70 µm diameter spot size with a 25:2 standard sample bracketing approach (2 standards analysed twice every 25 unknowns); MLA maps were acquired using the raster mode with an X-ray spectra collected every 4 µm | STDGL3 (CODES, University of Tasmania; Danyushevsky et al., 2011); GSD-1G | 41.5 |  | 10.4 | [11 empty] | 0.095 | [5 empty] | 1.42 | [5 empty] | 0.142 | [15 empty] | 297000 |  | 0.155 | [11 empty] | 8.39 | [23 empty] | 0.49 | [5 empty] | 73 | [15 empty] | 413000 |  | 6.35 | [9 empty] | 13.32 | [13 empty] | 0.374 | [13 empty] | 280 |  |  |  |  | 2020 | Cave, B., et al. (2020), Ore Geology Reviews 124, 103647 |  | AUS | Queensland
| Mount Isa Copper Operations, Black Star Mine | No. 5 and No. 9 Pb-Zn orebodies, 650 Cu orebody, 1100 Cu orebody, 3000 Cu orebody | Seafloor hydrothermal | Sedimentary Exhalative (SEDEX) | SEDEX zinc-lead-copper | Cu, Pb, Zn | Ag | Cu, Pb, Zn, Ag | Cave et al., 2020 |  | 281-201208592cpy6-13.d | 281-201208592cpy6-13.d-1 | underground mine, open pit |  |  |  |  | ore material | drill core, polished section | drill core | mineral separate | [5 empty] | mineralisation |  |  |  | chalcopyrite, sphalerite, galena | Cu mineralisation stage, Pb-Zn mineralisation stage | replacement, vein infill, stratabound | coarse-grained, medium-grained, fine-grained, stratabound, discordant veins, replacement, infill |  |  |  | pyrite, pyrrhotite, arsenopyrite, siderite, dolomite, calcite, quartz, chlorite, K-feldspar, biotite, apatite, freibergite, tetrahedrite, cobaltite | Resin blocks containing each sample were produced following standard procedures and used for Mineral Liberation Analysis (MLA) mapping and subsequent LA-ICP-MS analyses | LA-ICPMS, EMPA, SEM-EDS | NWR213 solid state 213 nm laser ablation system coupled with an Agilent 7900 quadrupole ICP-MS; Cameca SXFive Electron Microprobe; Quanta600 SEM | Adelaide Microscopy | Ablation was conducted in an atmosphere of He (0.6 L/min) that was mixed with Ar (0.88 L/min) upon leaving the ablation cell; 70 µm diameter spot size with a 25:2 standard sample bracketing approach (2 standards analysed twice every 25 unknowns); MLA maps were acquired using the raster mode with an X-ray spectra collected every 4 µm | STDGL3 (CODES, University of Tasmania; Danyushevsky et al., 2011); GSD-1G | 35.7 |  | 31 |  | 1.22 | [15 empty] | 3.8 | [5 empty] | 0.38 | [15 empty] | 301000 |  | 0.25 |  |  |  | 2.45 | [7 empty] | 10.3 | [13 empty] | 1.85 | [9 empty] | 1.23 | [5 empty] | 185 | [15 empty] | 400000 |  | 4.98 | [9 empty] | 24.1 | [13 empty] | 1.62 | [13 empty] | 749 |  |  |  |  | 2020 | Cave, B., et al. (2020), Ore Geology Reviews 124, 103647 |  | AUS | Queensland
| Mount Isa Copper Operations, Black Star Mine | No. 5 and No. 9 Pb-Zn orebodies, 650 Cu orebody, 1100 Cu orebody, 3000 Cu orebody | Seafloor hydrothermal | Sedimentary Exhalative (SEDEX) | SEDEX zinc-lead-copper | Cu, Pb, Zn | Ag | Cu, Pb, Zn, Ag | Cave et al., 2020 |  | 282-201208592cpy6-14.d | 282-201208592cpy6-14.d-1 | underground mine, open pit |  |  |  |  | ore material | drill core, polished section | drill core | mineral separate | [5 empty] | mineralisation |  |  |  | chalcopyrite, sphalerite, galena | Cu mineralisation stage, Pb-Zn mineralisation stage | replacement, vein infill, stratabound | coarse-grained, medium-grained, fine-grained, stratabound, discordant veins, replacement, infill |  |  |  | pyrite, pyrrhotite, arsenopyrite, siderite, dolomite, calcite, quartz, chlorite, K-feldspar, biotite, apatite, freibergite, tetrahedrite, cobaltite | Resin blocks containing each sample were produced following standard procedures and used for Mineral Liberation Analysis (MLA) mapping and subsequent LA-ICP-MS analyses | LA-ICPMS, EMPA, SEM-EDS | NWR213 solid state 213 nm laser ablation system coupled with an Agilent 7900 quadrupole ICP-MS; Cameca SXFive Electron Microprobe; Quanta600 SEM | Adelaide Microscopy | Ablation was conducted in an atmosphere of He (0.6 L/min) that was mixed with Ar (0.88 L/min) upon leaving the ablation cell; 70 µm diameter spot size with a 25:2 standard sample bracketing approach (2 standards analysed twice every 25 unknowns); MLA maps were acquired using the raster mode with an X-ray spectra collected every 4 µm | STDGL3 (CODES, University of Tasmania; Danyushevsky et al., 2011); GSD-1G | 36.3 | [19 empty] | 2.49 | [5 empty] | 0.313 | [15 empty] | 298000 |  | 0.318 |  |  |  | 1.35 | [7 empty] | 10.09 | [29 empty] | 170 | [15 empty] | 408000 |  | 3.24 | [9 empty] | 14.62 | [7 empty] | 1.57 | [5 empty] | 0.457 | [13 empty] | 486 |  |  |  |  | 2020 | Cave, B., et al. (2020), Ore Geology Reviews 124, 103647 |  | AUS | Queensland
| Mount Isa Copper Operations, Black Star Mine | No. 5 and No. 9 Pb-Zn orebodies, 650 Cu orebody, 1100 Cu orebody, 3000 Cu orebody | Seafloor hydrothermal | Sedimentary Exhalative (SEDEX) | SEDEX zinc-lead-copper | Cu, Pb, Zn | Ag | Cu, Pb, Zn, Ag | Cave et al., 2020 |  | 283-201208592cpy6-15.d | 283-201208592cpy6-15.d-1 | underground mine, open pit |  |  |  |  | ore material | drill core, polished section | drill core | mineral separate | [5 empty] | mineralisation |  |  |  | chalcopyrite, sphalerite, galena | Cu mineralisation stage, Pb-Zn mineralisation stage | replacement, vein infill, stratabound | coarse-grained, medium-grained, fine-grained, stratabound, discordant veins, replacement, infill |  |  |  | pyrite, pyrrhotite, arsenopyrite, siderite, dolomite, calcite, quartz, chlorite, K-feldspar, biotite, apatite, freibergite, tetrahedrite, cobaltite | Resin blocks containing each sample were produced following standard procedures and used for Mineral Liberation Analysis (MLA) mapping and subsequent LA-ICP-MS analyses | LA-ICPMS, EMPA, SEM-EDS | NWR213 solid state 213 nm laser ablation system coupled with an Agilent 7900 quadrupole ICP-MS; Cameca SXFive Electron Microprobe; Quanta600 SEM | Adelaide Microscopy | Ablation was conducted in an atmosphere of He (0.6 L/min) that was mixed with Ar (0.88 L/min) upon leaving the ablation cell; 70 µm diameter spot size with a 25:2 standard sample bracketing approach (2 standards analysed twice every 25 unknowns); MLA maps were acquired using the raster mode with an X-ray spectra collected every 4 µm | STDGL3 (CODES, University of Tasmania; Danyushevsky et al., 2011); GSD-1G | 35.1 |  | 2.7 | [17 empty] | 1.03 | [5 empty] | 0.166 | [15 empty] | 299000 |  | 0.42 |  |  |  | 1.14 | [7 empty] | 10.06 | [29 empty] | 15 | [15 empty] | 406000 |  | 1.15 | [9 empty] | 16.31 | [13 empty] | 0.087 | [13 empty] | 336 |  |  |  |  | 2020 | Cave, B., et al. (2020), Ore Geology Reviews 124, 103647 |  | AUS | Queensland
| Mount Isa Copper Operations, Black Star Mine | No. 5 and No. 9 Pb-Zn orebodies, 650 Cu orebody, 1100 Cu orebody, 3000 Cu orebody | Seafloor hydrothermal | Sedimentary Exhalative (SEDEX) | SEDEX zinc-lead-copper | Cu, Pb, Zn | Ag | Cu, Pb, Zn, Ag | Cave et al., 2020 |  | 284-201208592cpy6-16.d | 284-201208592cpy6-16.d-1 | underground mine, open pit |  |  |  |  | ore material | drill core, polished section | drill core | mineral separate | [5 empty] | mineralisation |  |  |  | chalcopyrite, sphalerite, galena | Cu mineralisation stage, Pb-Zn mineralisation stage | replacement, vein infill, stratabound | coarse-grained, medium-grained, fine-grained, stratabound, discordant veins, replacement, infill |  |  |  | pyrite, pyrrhotite, arsenopyrite, siderite, dolomite, calcite, quartz, chlorite, K-feldspar, biotite, apatite, freibergite, tetrahedrite, cobaltite | Resin blocks containing each sample were produced following standard procedures and used for Mineral Liberation Analysis (MLA) mapping and subsequent LA-ICP-MS analyses | LA-ICPMS, EMPA, SEM-EDS | NWR213 solid state 213 nm laser ablation system coupled with an Agilent 7900 quadrupole ICP-MS; Cameca SXFive Electron Microprobe; Quanta600 SEM | Adelaide Microscopy | Ablation was conducted in an atmosphere of He (0.6 L/min) that was mixed with Ar (0.88 L/min) upon leaving the ablation cell; 70 µm diameter spot size with a 25:2 standard sample bracketing approach (2 standards analysed twice every 25 unknowns); MLA maps were acquired using the raster mode with an X-ray spectra collected every 4 µm | STDGL3 (CODES, University of Tasmania; Danyushevsky et al., 2011); GSD-1G | 42.5 |  | 3.9 | [17 empty] | 0.92 | [5 empty] | 0.103 | [15 empty] | 301000 |  | 0.239 | [11 empty] | 9.8 | [13 empty] | 313 | [15 empty] | 23.6 | [15 empty] | 418000 |  | 13.6 | [9 empty] | 10.54 | [7 empty] | 0.85 | [5 empty] | 0.367 | [13 empty] | 321 |  |  |  |  | 2020 | Cave, B., et al. (2020), Ore Geology Reviews 124, 103647 |  | AUS | Queensland
| Mount Isa Copper Operations, Black Star Mine | No. 5 and No. 9 Pb-Zn orebodies, 650 Cu orebody, 1100 Cu orebody, 3000 Cu orebody | Seafloor hydrothermal | Sedimentary Exhalative (SEDEX) | SEDEX zinc-lead-copper | Cu, Pb, Zn | Ag | Cu, Pb, Zn, Ag | Cave et al., 2020 |  | 285-201208592cpy6-17.d | 285-201208592cpy6-17.d-1 | underground mine, open pit |  |  |  |  | ore material | drill core, polished section | drill core | mineral separate | [5 empty] | mineralisation |  |  |  | chalcopyrite, sphalerite, galena | Cu mineralisation stage, Pb-Zn mineralisation stage | replacement, vein infill, stratabound | coarse-grained, medium-grained, fine-grained, stratabound, discordant veins, replacement, infill |  |  |  | pyrite, pyrrhotite, arsenopyrite, siderite, dolomite, calcite, quartz, chlorite, K-feldspar, biotite, apatite, freibergite, tetrahedrite, cobaltite | Resin blocks containing each sample were produced following standard procedures and used for Mineral Liberation Analysis (MLA) mapping and subsequent LA-ICP-MS analyses | LA-ICPMS, EMPA, SEM-EDS | NWR213 solid state 213 nm laser ablation system coupled with an Agilent 7900 quadrupole ICP-MS; Cameca SXFive Electron Microprobe; Quanta600 SEM | Adelaide Microscopy | Ablation was conducted in an atmosphere of He (0.6 L/min) that was mixed with Ar (0.88 L/min) upon leaving the ablation cell; 70 µm diameter spot size with a 25:2 standard sample bracketing approach (2 standards analysed twice every 25 unknowns); MLA maps were acquired using the raster mode with an X-ray spectra collected every 4 µm | STDGL3 (CODES, University of Tasmania; Danyushevsky et al., 2011); GSD-1G | 38.6 | [19 empty] | 2.1 | [21 empty] | 288000 |  | 0.2 | [11 empty] | 9.02 | [29 empty] | 7.5 | [15 empty] | 435000 |  | 18.4 | [9 empty] | 16.8 | [13 empty] | 0.38 | [13 empty] | 433 |  |  |  |  | 2020 | Cave, B., et al. (2020), Ore Geology Reviews 124, 103647 |  | AUS | Queensland
| Mount Isa Copper Operations, Black Star Mine | No. 5 and No. 9 Pb-Zn orebodies, 650 Cu orebody, 1100 Cu orebody, 3000 Cu orebody | Seafloor hydrothermal | Sedimentary Exhalative (SEDEX) | SEDEX zinc-lead-copper | Cu, Pb, Zn | Ag | Cu, Pb, Zn, Ag | Cave et al., 2020 |  | 288-201208592cpy6-20.d | 288-201208592cpy6-20.d-1 | underground mine, open pit |  |  |  |  | ore material | drill core, polished section | drill core | mineral separate | [5 empty] | mineralisation |  |  |  | chalcopyrite, sphalerite, galena | Cu mineralisation stage, Pb-Zn mineralisation stage | replacement, vein infill, stratabound | coarse-grained, medium-grained, fine-grained, stratabound, discordant veins, replacement, infill |  |  |  | pyrite, pyrrhotite, arsenopyrite, siderite, dolomite, calcite, quartz, chlorite, K-feldspar, biotite, apatite, freibergite, tetrahedrite, cobaltite | Resin blocks containing each sample were produced following standard procedures and used for Mineral Liberation Analysis (MLA) mapping and subsequent LA-ICP-MS analyses | LA-ICPMS, EMPA, SEM-EDS | NWR213 solid state 213 nm laser ablation system coupled with an Agilent 7900 quadrupole ICP-MS; Cameca SXFive Electron Microprobe; Quanta600 SEM | Adelaide Microscopy | Ablation was conducted in an atmosphere of He (0.6 L/min) that was mixed with Ar (0.88 L/min) upon leaving the ablation cell; 70 µm diameter spot size with a 25:2 standard sample bracketing approach (2 standards analysed twice every 25 unknowns); MLA maps were acquired using the raster mode with an X-ray spectra collected every 4 µm | STDGL3 (CODES, University of Tasmania; Danyushevsky et al., 2011); GSD-1G | 36.7 |  | 3.9 | [17 empty] | 1.68 | [5 empty] | 0.131 | [15 empty] | 294000 |  | 0.265 | [11 empty] | 9.07 | [13 empty] | 1.26 | [9 empty] | 0.47 | [5 empty] | 33 | [15 empty] | 424000 |  | 6.73 | [9 empty] | 14.1 | [13 empty] | 0.62 | [13 empty] | 419 |  |  |  |  | 2020 | Cave, B., et al. (2020), Ore Geology Reviews 124, 103647 |  | AUS | Queensland
| Mount Isa Copper Operations, Black Star Mine | No. 5 and No. 9 Pb-Zn orebodies, 650 Cu orebody, 1100 Cu orebody, 3000 Cu orebody | Seafloor hydrothermal | Sedimentary Exhalative (SEDEX) | SEDEX zinc-lead-copper | Cu, Pb, Zn | Ag | Cu, Pb, Zn, Ag | Cave et al., 2020 |  | 289-201208592cpy6-21.d | 289-201208592cpy6-21.d-1 | underground mine, open pit |  |  |  |  | ore material | drill core, polished section | drill core | mineral separate | [5 empty] | mineralisation |  |  |  | chalcopyrite, sphalerite, galena | Cu mineralisation stage, Pb-Zn mineralisation stage | replacement, vein infill, stratabound | coarse-grained, medium-grained, fine-grained, stratabound, discordant veins, replacement, infill |  |  |  | pyrite, pyrrhotite, arsenopyrite, siderite, dolomite, calcite, quartz, chlorite, K-feldspar, biotite, apatite, freibergite, tetrahedrite, cobaltite | Resin blocks containing each sample were produced following standard procedures and used for Mineral Liberation Analysis (MLA) mapping and subsequent LA-ICP-MS analyses | LA-ICPMS, EMPA, SEM-EDS | NWR213 solid state 213 nm laser ablation system coupled with an Agilent 7900 quadrupole ICP-MS; Cameca SXFive Electron Microprobe; Quanta600 SEM | Adelaide Microscopy | Ablation was conducted in an atmosphere of He (0.6 L/min) that was mixed with Ar (0.88 L/min) upon leaving the ablation cell; 70 µm diameter spot size with a 25:2 standard sample bracketing approach (2 standards analysed twice every 25 unknowns); MLA maps were acquired using the raster mode with an X-ray spectra collected every 4 µm | STDGL3 (CODES, University of Tasmania; Danyushevsky et al., 2011); GSD-1G | 36.4 |  | 3.1 | [17 empty] | 2.24 | [5 empty] | 0.33 | [15 empty] | 288000 |  | 0.258 |  |  |  | 1.84 | [7 empty] | 10.15 | [13 empty] | 1.74 | [15 empty] | 10.1 | [15 empty] | 424000 |  | 4.91 |  |  |  | 5.2 | [5 empty] | 21.04 | [13 empty] | 1.01 | [13 empty] | 517 |  |  |  |  | 2020 | Cave, B., et al. (2020), Ore Geology Reviews 124, 103647 |  | AUS | Queensland
| Mount Isa Copper Operations, Black Star Mine | No. 5 and No. 9 Pb-Zn orebodies, 650 Cu orebody, 1100 Cu orebody, 3000 Cu orebody | Seafloor hydrothermal | Sedimentary Exhalative (SEDEX) | SEDEX zinc-lead-copper | Cu, Pb, Zn | Ag | Cu, Pb, Zn, Ag | Cave et al., 2020 |  | 290-201208592cpy6-22.d | 290-201208592cpy6-22.d-1 | underground mine, open pit |  |  |  |  | ore material | drill core, polished section | drill core | mineral separate | [5 empty] | mineralisation |  |  |  | chalcopyrite, sphalerite, galena | Cu mineralisation stage, Pb-Zn mineralisation stage | replacement, vein infill, stratabound | coarse-grained, medium-grained, fine-grained, stratabound, discordant veins, replacement, infill |  |  |  | pyrite, pyrrhotite, arsenopyrite, siderite, dolomite, calcite, quartz, chlorite, K-feldspar, biotite, apatite, freibergite, tetrahedrite, cobaltite | Resin blocks containing each sample were produced following standard procedures and used for Mineral Liberation Analysis (MLA) mapping and subsequent LA-ICP-MS analyses | LA-ICPMS, EMPA, SEM-EDS | NWR213 solid state 213 nm laser ablation system coupled with an Agilent 7900 quadrupole ICP-MS; Cameca SXFive Electron Microprobe; Quanta600 SEM | Adelaide Microscopy | Ablation was conducted in an atmosphere of He (0.6 L/min) that was mixed with Ar (0.88 L/min) upon leaving the ablation cell; 70 µm diameter spot size with a 25:2 standard sample bracketing approach (2 standards analysed twice every 25 unknowns); MLA maps were acquired using the raster mode with an X-ray spectra collected every 4 µm | STDGL3 (CODES, University of Tasmania; Danyushevsky et al., 2011); GSD-1G | 33.2 |  | 8.7 | [17 empty] | 2.33 | [5 empty] | 0.178 | [15 empty] | 300000 |  | 0.264 |  |  |  | 0.94 | [7 empty] | 10.12 | [29 empty] | 13.6 | [15 empty] | 417000 |  | 1.44 | [9 empty] | 17.94 | [13 empty] | 0.101 | [13 empty] | 376 |  |  |  |  | 2020 | Cave, B., et al. (2020), Ore Geology Reviews 124, 103647 |  | AUS | Queensland
| Mount Isa Copper Operations, Black Star Mine | No. 5 and No. 9 Pb-Zn orebodies, 650 Cu orebody, 1100 Cu orebody, 3000 Cu orebody | Seafloor hydrothermal | Sedimentary Exhalative (SEDEX) | SEDEX zinc-lead-copper | Cu, Pb, Zn | Ag | Cu, Pb, Zn, Ag | Cave et al., 2020 |  | 291-201208592cpy6-23.d | 291-201208592cpy6-23.d-1 | underground mine, open pit |  |  |  |  | ore material | drill core, polished section | drill core | mineral separate | [5 empty] | mineralisation |  |  |  | chalcopyrite, sphalerite, galena | Cu mineralisation stage, Pb-Zn mineralisation stage | replacement, vein infill, stratabound | coarse-grained, medium-grained, fine-grained, stratabound, discordant veins, replacement, infill |  |  |  | pyrite, pyrrhotite, arsenopyrite, siderite, dolomite, calcite, quartz, chlorite, K-feldspar, biotite, apatite, freibergite, tetrahedrite, cobaltite | Resin blocks containing each sample were produced following standard procedures and used for Mineral Liberation Analysis (MLA) mapping and subsequent LA-ICP-MS analyses | LA-ICPMS, EMPA, SEM-EDS | NWR213 solid state 213 nm laser ablation system coupled with an Agilent 7900 quadrupole ICP-MS; Cameca SXFive Electron Microprobe; Quanta600 SEM | Adelaide Microscopy | Ablation was conducted in an atmosphere of He (0.6 L/min) that was mixed with Ar (0.88 L/min) upon leaving the ablation cell; 70 µm diameter spot size with a 25:2 standard sample bracketing approach (2 standards analysed twice every 25 unknowns); MLA maps were acquired using the raster mode with an X-ray spectra collected every 4 µm | STDGL3 (CODES, University of Tasmania; Danyushevsky et al., 2011); GSD-1G | 41.5 |  | 8.8 |  | 0.92 | [9 empty] | 0.095 | [5 empty] | 9.7 | [5 empty] | 0.233 | [15 empty] | 332000 |  | 0.283 | [11 empty] | 9.39 | [13 empty] | 1390 | [9 empty] | 0.69 | [5 empty] | 341 | [15 empty] | 429000 |  | 17.1 | [9 empty] | 12.12 | [13 empty] | 0.54 | [13 empty] | 2460 |  |  |  |  | 2020 | Cave, B., et al. (2020), Ore Geology Reviews 124, 103647 |  | AUS | Queensland
| Mount Isa Copper Operations, Black Star Mine | No. 5 and No. 9 Pb-Zn orebodies, 650 Cu orebody, 1100 Cu orebody, 3000 Cu orebody | Seafloor hydrothermal | Sedimentary Exhalative (SEDEX) | SEDEX zinc-lead-copper | Cu, Pb, Zn | Ag | Cu, Pb, Zn, Ag | Cave et al., 2020 |  | 292-201208592cpy6-24.d | 292-201208592cpy6-24.d-1 | underground mine, open pit |  |  |  |  | ore material | drill core, polished section | drill core | mineral separate | [5 empty] | mineralisation |  |  |  | chalcopyrite, sphalerite, galena | Cu mineralisation stage, Pb-Zn mineralisation stage | replacement, vein infill, stratabound | coarse-grained, medium-grained, fine-grained, stratabound, discordant veins, replacement, infill |  |  |  | pyrite, pyrrhotite, arsenopyrite, siderite, dolomite, calcite, quartz, chlorite, K-feldspar, biotite, apatite, freibergite, tetrahedrite, cobaltite | Resin blocks containing each sample were produced following standard procedures and used for Mineral Liberation Analysis (MLA) mapping and subsequent LA-ICP-MS analyses | LA-ICPMS, EMPA, SEM-EDS | NWR213 solid state 213 nm laser ablation system coupled with an Agilent 7900 quadrupole ICP-MS; Cameca SXFive Electron Microprobe; Quanta600 SEM | Adelaide Microscopy | Ablation was conducted in an atmosphere of He (0.6 L/min) that was mixed with Ar (0.88 L/min) upon leaving the ablation cell; 70 µm diameter spot size with a 25:2 standard sample bracketing approach (2 standards analysed twice every 25 unknowns); MLA maps were acquired using the raster mode with an X-ray spectra collected every 4 µm | STDGL3 (CODES, University of Tasmania; Danyushevsky et al., 2011); GSD-1G | 36.5 | [19 empty] | 2.9 | [5 empty] | 0.158 | [15 empty] | 289000 |  | 0.43 | [11 empty] | 10.15 | [29 empty] | 13.1 | [15 empty] | 420000 |  | 2.68 | [9 empty] | 16.5 | [13 empty] | 0.34 | [13 empty] | 387 |  |  |  |  | 2020 | Cave, B., et al. (2020), Ore Geology Reviews 124, 103647 |  | AUS | Queensland
| Mount Isa Copper Operations, Black Star Mine | No. 5 and No. 9 Pb-Zn orebodies, 650 Cu orebody, 1100 Cu orebody, 3000 Cu orebody | Seafloor hydrothermal | Sedimentary Exhalative (SEDEX) | SEDEX zinc-lead-copper | Cu, Pb, Zn | Ag | Cu, Pb, Zn, Ag | Cave et al., 2020 |  | 293-201208592cpy6-25.d | 293-201208592cpy6-25.d-1 | underground mine, open pit |  |  |  |  | ore material | drill core, polished section | drill core | mineral separate | [5 empty] | mineralisation |  |  |  | chalcopyrite, sphalerite, galena | Cu mineralisation stage, Pb-Zn mineralisation stage | replacement, vein infill, stratabound | coarse-grained, medium-grained, fine-grained, stratabound, discordant veins, replacement, infill |  |  |  | pyrite, pyrrhotite, arsenopyrite, siderite, dolomite, calcite, quartz, chlorite, K-feldspar, biotite, apatite, freibergite, tetrahedrite, cobaltite | Resin blocks containing each sample were produced following standard procedures and used for Mineral Liberation Analysis (MLA) mapping and subsequent LA-ICP-MS analyses | LA-ICPMS, EMPA, SEM-EDS | NWR213 solid state 213 nm laser ablation system coupled with an Agilent 7900 quadrupole ICP-MS; Cameca SXFive Electron Microprobe; Quanta600 SEM | Adelaide Microscopy | Ablation was conducted in an atmosphere of He (0.6 L/min) that was mixed with Ar (0.88 L/min) upon leaving the ablation cell; 70 µm diameter spot size with a 25:2 standard sample bracketing approach (2 standards analysed twice every 25 unknowns); MLA maps were acquired using the raster mode with an X-ray spectra collected every 4 µm | STDGL3 (CODES, University of Tasmania; Danyushevsky et al., 2011); GSD-1G | 43.2 |  | 1.8 |  | 0.68 | [15 empty] | 2.89 | [5 empty] | 0.173 | [15 empty] | 296000 |  | 0.315 |  |  |  | 1.2 | [7 empty] | 10.76 | [29 empty] | 38 | [15 empty] | 411000 |  | 23.9 |  |  |  | 3.8 | [5 empty] | 19.6 | [13 empty] | 1.021 | [13 empty] | 517 |  |  |  |  | 2020 | Cave, B., et al. (2020), Ore Geology Reviews 124, 103647 |  | AUS | Queensland
| Mount Isa Copper Operations, Black Star Mine | No. 5 and No. 9 Pb-Zn orebodies, 650 Cu orebody, 1100 Cu orebody, 3000 Cu orebody | Seafloor hydrothermal | Sedimentary Exhalative (SEDEX) | SEDEX zinc-lead-copper | Cu, Pb, Zn | Ag | Cu, Pb, Zn, Ag | Cave et al., 2020 |  | 298-201208592cpy7-1.d | 298-201208592cpy7-1.d-1 | underground mine, open pit |  |  |  |  | ore material | drill core, polished section | drill core | mineral separate | [5 empty] | mineralisation |  |  |  | chalcopyrite, sphalerite, galena | Cu mineralisation stage, Pb-Zn mineralisation stage | replacement, vein infill, stratabound | coarse-grained, medium-grained, fine-grained, stratabound, discordant veins, replacement, infill |  |  |  | pyrite, pyrrhotite, arsenopyrite, siderite, dolomite, calcite, quartz, chlorite, K-feldspar, biotite, apatite, freibergite, tetrahedrite, cobaltite | Resin blocks containing each sample were produced following standard procedures and used for Mineral Liberation Analysis (MLA) mapping and subsequent LA-ICP-MS analyses | LA-ICPMS, EMPA, SEM-EDS | NWR213 solid state 213 nm laser ablation system coupled with an Agilent 7900 quadrupole ICP-MS; Cameca SXFive Electron Microprobe; Quanta600 SEM | Adelaide Microscopy | Ablation was conducted in an atmosphere of He (0.6 L/min) that was mixed with Ar (0.88 L/min) upon leaving the ablation cell; 70 µm diameter spot size with a 25:2 standard sample bracketing approach (2 standards analysed twice every 25 unknowns); MLA maps were acquired using the raster mode with an X-ray spectra collected every 4 µm | STDGL3 (CODES, University of Tasmania; Danyushevsky et al., 2011); GSD-1G | 18.75 |  |  |  | 0.27 | [9 empty] | 0.023 | [5 empty] | 1.91 | [21 empty] | 292000 |  | 0.163 |  |  |  | 0.52 | [7 empty] | 105.2 | [23 empty] | 0.133 | [5 empty] | 1.38 | [15 empty] | 401000 |  | 0.138 |  |  |  | 5.2 | [5 empty] | 22.76 | [7 empty] | 0.73 | [5 empty] | 0.084 | [13 empty] | 402 |  |  |  |  | 2020 | Cave, B., et al. (2020), Ore Geology Reviews 124, 103647 |  | AUS | Queensland
| Mount Isa Copper Operations, Black Star Mine | No. 5 and No. 9 Pb-Zn orebodies, 650 Cu orebody, 1100 Cu orebody, 3000 Cu orebody | Seafloor hydrothermal | Sedimentary Exhalative (SEDEX) | SEDEX zinc-lead-copper | Cu, Pb, Zn | Ag | Cu, Pb, Zn, Ag | Cave et al., 2020 |  | 299-201208592cpy7-2.d | 299-201208592cpy7-2.d-1 | underground mine, open pit |  |  |  |  | ore material | drill core, polished section | drill core | mineral separate | [5 empty] | mineralisation |  |  |  | chalcopyrite, sphalerite, galena | Cu mineralisation stage, Pb-Zn mineralisation stage | replacement, vein infill, stratabound | coarse-grained, medium-grained, fine-grained, stratabound, discordant veins, replacement, infill |  |  |  | pyrite, pyrrhotite, arsenopyrite, siderite, dolomite, calcite, quartz, chlorite, K-feldspar, biotite, apatite, freibergite, tetrahedrite, cobaltite | Resin blocks containing each sample were produced following standard procedures and used for Mineral Liberation Analysis (MLA) mapping and subsequent LA-ICP-MS analyses | LA-ICPMS, EMPA, SEM-EDS | NWR213 solid state 213 nm laser ablation system coupled with an Agilent 7900 quadrupole ICP-MS; Cameca SXFive Electron Microprobe; Quanta600 SEM | Adelaide Microscopy | Ablation was conducted in an atmosphere of He (0.6 L/min) that was mixed with Ar (0.88 L/min) upon leaving the ablation cell; 70 µm diameter spot size with a 25:2 standard sample bracketing approach (2 standards analysed twice every 25 unknowns); MLA maps were acquired using the raster mode with an X-ray spectra collected every 4 µm | STDGL3 (CODES, University of Tasmania; Danyushevsky et al., 2011); GSD-1G | 20.37 |  |  |  | 0.19 | [15 empty] | 2.21 | [5 empty] | 0.067 | [15 empty] | 295000 |  | 0.078 |  |  |  | 0.43 | [7 empty] | 108.6 | [29 empty] | 2.36 | [15 empty] | 398000 |  | 0.316 |  |  |  | 2.9 | [5 empty] | 23.25 | [13 empty] | 0.074 | [13 empty] | 458 |  |  |  |  | 2020 | Cave, B., et al. (2020), Ore Geology Reviews 124, 103647 |  | AUS | Queensland
| Mount Isa Copper Operations, Black Star Mine | No. 5 and No. 9 Pb-Zn orebodies, 650 Cu orebody, 1100 Cu orebody, 3000 Cu orebody | Seafloor hydrothermal | Sedimentary Exhalative (SEDEX) | SEDEX zinc-lead-copper | Cu, Pb, Zn | Ag | Cu, Pb, Zn, Ag | Cave et al., 2020 |  | 300-201208592cpy7-3.d | 300-201208592cpy7-3.d-1 | underground mine, open pit |  |  |  |  | ore material | drill core, polished section | drill core | mineral separate | [5 empty] | mineralisation |  |  |  | chalcopyrite, sphalerite, galena | Cu mineralisation stage, Pb-Zn mineralisation stage | replacement, vein infill, stratabound | coarse-grained, medium-grained, fine-grained, stratabound, discordant veins, replacement, infill |  |  |  | pyrite, pyrrhotite, arsenopyrite, siderite, dolomite, calcite, quartz, chlorite, K-feldspar, biotite, apatite, freibergite, tetrahedrite, cobaltite | Resin blocks containing each sample were produced following standard procedures and used for Mineral Liberation Analysis (MLA) mapping and subsequent LA-ICP-MS analyses | LA-ICPMS, EMPA, SEM-EDS | NWR213 solid state 213 nm laser ablation system coupled with an Agilent 7900 quadrupole ICP-MS; Cameca SXFive Electron Microprobe; Quanta600 SEM | Adelaide Microscopy | Ablation was conducted in an atmosphere of He (0.6 L/min) that was mixed with Ar (0.88 L/min) upon leaving the ablation cell; 70 µm diameter spot size with a 25:2 standard sample bracketing approach (2 standards analysed twice every 25 unknowns); MLA maps were acquired using the raster mode with an X-ray spectra collected every 4 µm | STDGL3 (CODES, University of Tasmania; Danyushevsky et al., 2011); GSD-1G | 19.69 | [19 empty] | 2.03 | [5 empty] | 0.041 | [15 empty] | 287000 |  | 0.126 |  |  |  | 0.48 | [7 empty] | 109.2 | [23 empty] | 0.22 | [5 empty] | 2.82 | [15 empty] | 389000 |  | 0.273 |  |  |  | 3.4 | [5 empty] | 19.6 | [13 empty] | 0.109 | [13 empty] | 349.9 |  |  |  |  | 2020 | Cave, B., et al. (2020), Ore Geology Reviews 124, 103647 |  | AUS | Queensland
| Mount Isa Copper Operations, Black Star Mine | No. 5 and No. 9 Pb-Zn orebodies, 650 Cu orebody, 1100 Cu orebody, 3000 Cu orebody | Seafloor hydrothermal | Sedimentary Exhalative (SEDEX) | SEDEX zinc-lead-copper | Cu, Pb, Zn | Ag | Cu, Pb, Zn, Ag | Cave et al., 2020 |  | 301-201208592cpy7-4.d | 301-201208592cpy7-4.d-1 | underground mine, open pit |  |  |  |  | ore material | drill core, polished section | drill core | mineral separate | [5 empty] | mineralisation |  |  |  | chalcopyrite, sphalerite, galena | Cu mineralisation stage, Pb-Zn mineralisation stage | replacement, vein infill, stratabound | coarse-grained, medium-grained, fine-grained, stratabound, discordant veins, replacement, infill |  |  |  | pyrite, pyrrhotite, arsenopyrite, siderite, dolomite, calcite, quartz, chlorite, K-feldspar, biotite, apatite, freibergite, tetrahedrite, cobaltite | Resin blocks containing each sample were produced following standard procedures and used for Mineral Liberation Analysis (MLA) mapping and subsequent LA-ICP-MS analyses | LA-ICPMS, EMPA, SEM-EDS | NWR213 solid state 213 nm laser ablation system coupled with an Agilent 7900 quadrupole ICP-MS; Cameca SXFive Electron Microprobe; Quanta600 SEM | Adelaide Microscopy | Ablation was conducted in an atmosphere of He (0.6 L/min) that was mixed with Ar (0.88 L/min) upon leaving the ablation cell; 70 µm diameter spot size with a 25:2 standard sample bracketing approach (2 standards analysed twice every 25 unknowns); MLA maps were acquired using the raster mode with an X-ray spectra collected every 4 µm | STDGL3 (CODES, University of Tasmania; Danyushevsky et al., 2011); GSD-1G | 22.44 | [19 empty] | 1.98 | [5 empty] | 0.027 | [15 empty] | 292000 |  | 0.125 |  |  |  | 0.56 | [7 empty] | 117.7 | [23 empty] | 0.07 | [5 empty] | 8.7 | [15 empty] | 396000 |  | 0.523 | [9 empty] | 20.78 | [7 empty] | 0.48 | [5 empty] | 0.261 | [13 empty] | 386.1 |  |  |  |  | 2020 | Cave, B., et al. (2020), Ore Geology Reviews 124, 103647 |  | AUS | Queensland
| Mount Isa Copper Operations, Black Star Mine | No. 5 and No. 9 Pb-Zn orebodies, 650 Cu orebody, 1100 Cu orebody, 3000 Cu orebody | Seafloor hydrothermal | Sedimentary Exhalative (SEDEX) | SEDEX zinc-lead-copper | Cu, Pb, Zn | Ag | Cu, Pb, Zn, Ag | Cave et al., 2020 |  | 302-201208592cpy7-5.d | 302-201208592cpy7-5.d-1 | underground mine, open pit |  |  |  |  | ore material | drill core, polished section | drill core | mineral separate | [5 empty] | mineralisation |  |  |  | chalcopyrite, sphalerite, galena | Cu mineralisation stage, Pb-Zn mineralisation stage | replacement, vein infill, stratabound | coarse-grained, medium-grained, fine-grained, stratabound, discordant veins, replacement, infill |  |  |  | pyrite, pyrrhotite, arsenopyrite, siderite, dolomite, calcite, quartz, chlorite, K-feldspar, biotite, apatite, freibergite, tetrahedrite, cobaltite | Resin blocks containing each sample were produced following standard procedures and used for Mineral Liberation Analysis (MLA) mapping and subsequent LA-ICP-MS analyses | LA-ICPMS, EMPA, SEM-EDS | NWR213 solid state 213 nm laser ablation system coupled with an Agilent 7900 quadrupole ICP-MS; Cameca SXFive Electron Microprobe; Quanta600 SEM | Adelaide Microscopy | Ablation was conducted in an atmosphere of He (0.6 L/min) that was mixed with Ar (0.88 L/min) upon leaving the ablation cell; 70 µm diameter spot size with a 25:2 standard sample bracketing approach (2 standards analysed twice every 25 unknowns); MLA maps were acquired using the raster mode with an X-ray spectra collected every 4 µm | STDGL3 (CODES, University of Tasmania; Danyushevsky et al., 2011); GSD-1G | 20.93 | [19 empty] | 2.19 | [5 empty] | 0.023 | [15 empty] | 292000 |  | 0.105 |  |  |  | 0.35 | [7 empty] | 105.4 | [23 empty] | 0.19 | [5 empty] | 2.66 | [15 empty] | 388000 |  | 0.385 |  |  |  | 2.8 | [5 empty] | 23.95 | [13 empty] | 0.08 | [13 empty] | 506 |  |  |  |  | 2020 | Cave, B., et al. (2020), Ore Geology Reviews 124, 103647 |  | AUS | Queensland
| Mount Isa Copper Operations, Black Star Mine | No. 5 and No. 9 Pb-Zn orebodies, 650 Cu orebody, 1100 Cu orebody, 3000 Cu orebody | Seafloor hydrothermal | Sedimentary Exhalative (SEDEX) | SEDEX zinc-lead-copper | Cu, Pb, Zn | Ag | Cu, Pb, Zn, Ag | Cave et al., 2020 |  | 303-201208592cpy7-6.d | 303-201208592cpy7-6.d-1 | underground mine, open pit |  |  |  |  | ore material | drill core, polished section | drill core | mineral separate | [5 empty] | mineralisation |  |  |  | chalcopyrite, sphalerite, galena | Cu mineralisation stage, Pb-Zn mineralisation stage | replacement, vein infill, stratabound | coarse-grained, medium-grained, fine-grained, stratabound, discordant veins, replacement, infill |  |  |  | pyrite, pyrrhotite, arsenopyrite, siderite, dolomite, calcite, quartz, chlorite, K-feldspar, biotite, apatite, freibergite, tetrahedrite, cobaltite | Resin blocks containing each sample were produced following standard procedures and used for Mineral Liberation Analysis (MLA) mapping and subsequent LA-ICP-MS analyses | LA-ICPMS, EMPA, SEM-EDS | NWR213 solid state 213 nm laser ablation system coupled with an Agilent 7900 quadrupole ICP-MS; Cameca SXFive Electron Microprobe; Quanta600 SEM | Adelaide Microscopy | Ablation was conducted in an atmosphere of He (0.6 L/min) that was mixed with Ar (0.88 L/min) upon leaving the ablation cell; 70 µm diameter spot size with a 25:2 standard sample bracketing approach (2 standards analysed twice every 25 unknowns); MLA maps were acquired using the raster mode with an X-ray spectra collected every 4 µm | STDGL3 (CODES, University of Tasmania; Danyushevsky et al., 2011); GSD-1G | 22.08 |  | 0.95 | [17 empty] | 1.8 | [5 empty] | 0.046 | [15 empty] | 289000 |  | 0.114 |  |  |  | 0.65 | [7 empty] | 99.6 | [23 empty] | 0.22 | [5 empty] | 2.51 | [15 empty] | 390000 |  | 0.287 |  |  |  | 2.9 | [5 empty] | 23.51 | [13 empty] | 0.063 | [13 empty] | 382 |  |  |  |  | 2020 | Cave, B., et al. (2020), Ore Geology Reviews 124, 103647 |  | AUS | Queensland
| Mount Isa Copper Operations, Black Star Mine | No. 5 and No. 9 Pb-Zn orebodies, 650 Cu orebody, 1100 Cu orebody, 3000 Cu orebody | Seafloor hydrothermal | Sedimentary Exhalative (SEDEX) | SEDEX zinc-lead-copper | Cu, Pb, Zn | Ag | Cu, Pb, Zn, Ag | Cave et al., 2020 |  | 304-201208592cpy7-7.d | 304-201208592cpy7-7.d-1 | underground mine, open pit |  |  |  |  | ore material | drill core, polished section | drill core | mineral separate | [5 empty] | mineralisation |  |  |  | chalcopyrite, sphalerite, galena | Cu mineralisation stage, Pb-Zn mineralisation stage | replacement, vein infill, stratabound | coarse-grained, medium-grained, fine-grained, stratabound, discordant veins, replacement, infill |  |  |  | pyrite, pyrrhotite, arsenopyrite, siderite, dolomite, calcite, quartz, chlorite, K-feldspar, biotite, apatite, freibergite, tetrahedrite, cobaltite | Resin blocks containing each sample were produced following standard procedures and used for Mineral Liberation Analysis (MLA) mapping and subsequent LA-ICP-MS analyses | LA-ICPMS, EMPA, SEM-EDS | NWR213 solid state 213 nm laser ablation system coupled with an Agilent 7900 quadrupole ICP-MS; Cameca SXFive Electron Microprobe; Quanta600 SEM | Adelaide Microscopy | Ablation was conducted in an atmosphere of He (0.6 L/min) that was mixed with Ar (0.88 L/min) upon leaving the ablation cell; 70 µm diameter spot size with a 25:2 standard sample bracketing approach (2 standards analysed twice every 25 unknowns); MLA maps were acquired using the raster mode with an X-ray spectra collected every 4 µm | STDGL3 (CODES, University of Tasmania; Danyushevsky et al., 2011); GSD-1G | 22.78 |  | 1.75 |  | 56.9 | [15 empty] | 2.17 | [5 empty] | 54 | [15 empty] | 319000 |  | 0.143 | [11 empty] | 105.2 | [23 empty] | 3.9 | [5 empty] | 12.6 | [15 empty] | 417000 |  | 3.11 |  |  |  | 4.6 | [5 empty] | 22.27 | [13 empty] | 2.32 | [13 empty] | 439 |  |  |  |  | 2020 | Cave, B., et al. (2020), Ore Geology Reviews 124, 103647 |  | AUS | Queensland
| Mount Isa Copper Operations, Black Star Mine | No. 5 and No. 9 Pb-Zn orebodies, 650 Cu orebody, 1100 Cu orebody, 3000 Cu orebody | Seafloor hydrothermal | Sedimentary Exhalative (SEDEX) | SEDEX zinc-lead-copper | Cu, Pb, Zn | Ag | Cu, Pb, Zn, Ag | Cave et al., 2020 |  | 305-201208592cpy7-8.d | 305-201208592cpy7-8.d-1 | underground mine, open pit |  |  |  |  | ore material | drill core, polished section | drill core | mineral separate | [5 empty] | mineralisation |  |  |  | chalcopyrite, sphalerite, galena | Cu mineralisation stage, Pb-Zn mineralisation stage | replacement, vein infill, stratabound | coarse-grained, medium-grained, fine-grained, stratabound, discordant veins, replacement, infill |  |  |  | pyrite, pyrrhotite, arsenopyrite, siderite, dolomite, calcite, quartz, chlorite, K-feldspar, biotite, apatite, freibergite, tetrahedrite, cobaltite | Resin blocks containing each sample were produced following standard procedures and used for Mineral Liberation Analysis (MLA) mapping and subsequent LA-ICP-MS analyses | LA-ICPMS, EMPA, SEM-EDS | NWR213 solid state 213 nm laser ablation system coupled with an Agilent 7900 quadrupole ICP-MS; Cameca SXFive Electron Microprobe; Quanta600 SEM | Adelaide Microscopy | Ablation was conducted in an atmosphere of He (0.6 L/min) that was mixed with Ar (0.88 L/min) upon leaving the ablation cell; 70 µm diameter spot size with a 25:2 standard sample bracketing approach (2 standards analysed twice every 25 unknowns); MLA maps were acquired using the raster mode with an X-ray spectra collected every 4 µm | STDGL3 (CODES, University of Tasmania; Danyushevsky et al., 2011); GSD-1G | 22.25 |  | 8.4 |  | 0.45 | [15 empty] | 2.05 | [5 empty] | 0.094 | [15 empty] | 287000 |  | 0.122 |  |  |  | 0.39 | [7 empty] | 104.7 | [23 empty] | 0.32 | [5 empty] | 3.89 | [15 empty] | 377000 |  | 0.378 |  |  |  | 2.9 | [5 empty] | 22.12 | [7 empty] | 0.41 | [5 empty] | 0.257 | [13 empty] | 333 |  |  |  |  | 2020 | Cave, B., et al. (2020), Ore Geology Reviews 124, 103647 |  | AUS | Queensland
| Mount Isa Copper Operations, Black Star Mine | No. 5 and No. 9 Pb-Zn orebodies, 650 Cu orebody, 1100 Cu orebody, 3000 Cu orebody | Seafloor hydrothermal | Sedimentary Exhalative (SEDEX) | SEDEX zinc-lead-copper | Cu, Pb, Zn | Ag | Cu, Pb, Zn, Ag | Cave et al., 2020 |  | 306-201208592cpy7-9.d | 306-201208592cpy7-9.d-1 | underground mine, open pit |  |  |  |  | ore material | drill core, polished section | drill core | mineral separate | [5 empty] | mineralisation |  |  |  | chalcopyrite, sphalerite, galena | Cu mineralisation stage, Pb-Zn mineralisation stage | replacement, vein infill, stratabound | coarse-grained, medium-grained, fine-grained, stratabound, discordant veins, replacement, infill |  |  |  | pyrite, pyrrhotite, arsenopyrite, siderite, dolomite, calcite, quartz, chlorite, K-feldspar, biotite, apatite, freibergite, tetrahedrite, cobaltite | Resin blocks containing each sample were produced following standard procedures and used for Mineral Liberation Analysis (MLA) mapping and subsequent LA-ICP-MS analyses | LA-ICPMS, EMPA, SEM-EDS | NWR213 solid state 213 nm laser ablation system coupled with an Agilent 7900 quadrupole ICP-MS; Cameca SXFive Electron Microprobe; Quanta600 SEM | Adelaide Microscopy | Ablation was conducted in an atmosphere of He (0.6 L/min) that was mixed with Ar (0.88 L/min) upon leaving the ablation cell; 70 µm diameter spot size with a 25:2 standard sample bracketing approach (2 standards analysed twice every 25 unknowns); MLA maps were acquired using the raster mode with an X-ray spectra collected every 4 µm | STDGL3 (CODES, University of Tasmania; Danyushevsky et al., 2011); GSD-1G | 21.37 |  | 1.88 |  | 0.22 | [15 empty] | 2.24 | [5 empty] | 0.042 | [15 empty] | 298000 |  | 0.128 |  |  |  | 0.66 | [7 empty] | 112.5 | [13 empty] | 460 | [9 empty] | 0.133 | [5 empty] | 3.85 | [15 empty] | 377000 |  | 2.63 |  |  |  | 2.1 | [5 empty] | 18.03 | [7 empty] | 0.31 | [5 empty] | 0.303 | [13 empty] | 321.9 |  |  |  |  | 2020 | Cave, B., et al. (2020), Ore Geology Reviews 124, 103647 |  | AUS | Queensland
| Mount Isa Copper Operations, Black Star Mine | No. 5 and No. 9 Pb-Zn orebodies, 650 Cu orebody, 1100 Cu orebody, 3000 Cu orebody | Seafloor hydrothermal | Sedimentary Exhalative (SEDEX) | SEDEX zinc-lead-copper | Cu, Pb, Zn | Ag | Cu, Pb, Zn, Ag | Cave et al., 2020 |  | 307-201208592cpy7-10.d | 307-201208592cpy7-10.d-1 | underground mine, open pit |  |  |  |  | ore material | drill core, polished section | drill core | mineral separate | [5 empty] | mineralisation |  |  |  | chalcopyrite, sphalerite, galena | Cu mineralisation stage, Pb-Zn mineralisation stage | replacement, vein infill, stratabound | coarse-grained, medium-grained, fine-grained, stratabound, discordant veins, replacement, infill |  |  |  | pyrite, pyrrhotite, arsenopyrite, siderite, dolomite, calcite, quartz, chlorite, K-feldspar, biotite, apatite, freibergite, tetrahedrite, cobaltite | Resin blocks containing each sample were produced following standard procedures and used for Mineral Liberation Analysis (MLA) mapping and subsequent LA-ICP-MS analyses | LA-ICPMS, EMPA, SEM-EDS | NWR213 solid state 213 nm laser ablation system coupled with an Agilent 7900 quadrupole ICP-MS; Cameca SXFive Electron Microprobe; Quanta600 SEM | Adelaide Microscopy | Ablation was conducted in an atmosphere of He (0.6 L/min) that was mixed with Ar (0.88 L/min) upon leaving the ablation cell; 70 µm diameter spot size with a 25:2 standard sample bracketing approach (2 standards analysed twice every 25 unknowns); MLA maps were acquired using the raster mode with an X-ray spectra collected every 4 µm | STDGL3 (CODES, University of Tasmania; Danyushevsky et al., 2011); GSD-1G | 22.43 |  | 2.58 |  | 0.47 | [15 empty] | 2.25 | [5 empty] | 0.025 | [15 empty] | 290000 |  | 0.11 | [11 empty] | 101.5 | [13 empty] | 3.7 | [9 empty] | 0.23 | [5 empty] | 5.61 | [15 empty] | 377000 |  | 1 |  |  |  | 3.5 | [5 empty] | 19.99 | [13 empty] | 0.201 | [13 empty] | 361.9 |  |  |  |  | 2020 | Cave, B., et al. (2020), Ore Geology Reviews 124, 103647 |  | AUS | Queensland
| Mount Isa Copper Operations, Black Star Mine | No. 5 and No. 9 Pb-Zn orebodies, 650 Cu orebody, 1100 Cu orebody, 3000 Cu orebody | Seafloor hydrothermal | Sedimentary Exhalative (SEDEX) | SEDEX zinc-lead-copper | Cu, Pb, Zn | Ag | Cu, Pb, Zn, Ag | Cave et al., 2020 |  | 308-201208592cpy7-11.d | 308-201208592cpy7-11.d-1 | underground mine, open pit |  |  |  |  | ore material | drill core, polished section | drill core | mineral separate | [5 empty] | mineralisation |  |  |  | chalcopyrite, sphalerite, galena | Cu mineralisation stage, Pb-Zn mineralisation stage | replacement, vein infill, stratabound | coarse-grained, medium-grained, fine-grained, stratabound, discordant veins, replacement, infill |  |  |  | pyrite, pyrrhotite, arsenopyrite, siderite, dolomite, calcite, quartz, chlorite, K-feldspar, biotite, apatite, freibergite, tetrahedrite, cobaltite | Resin blocks containing each sample were produced following standard procedures and used for Mineral Liberation Analysis (MLA) mapping and subsequent LA-ICP-MS analyses | LA-ICPMS, EMPA, SEM-EDS | NWR213 solid state 213 nm laser ablation system coupled with an Agilent 7900 quadrupole ICP-MS; Cameca SXFive Electron Microprobe; Quanta600 SEM | Adelaide Microscopy | Ablation was conducted in an atmosphere of He (0.6 L/min) that was mixed with Ar (0.88 L/min) upon leaving the ablation cell; 70 µm diameter spot size with a 25:2 standard sample bracketing approach (2 standards analysed twice every 25 unknowns); MLA maps were acquired using the raster mode with an X-ray spectra collected every 4 µm | STDGL3 (CODES, University of Tasmania; Danyushevsky et al., 2011); GSD-1G | 24.87 |  | 1.24 | [17 empty] | 1.89 | [5 empty] | 0.056 | [15 empty] | 286000 |  | 0.092 |  |  |  | 0.62 | [7 empty] | 123 | [13 empty] | 2.47 | [9 empty] | 0.146 | [5 empty] | 13.1 | [15 empty] | 386000 |  | 2.34 |  |  |  | 3.3 | [5 empty] | 20.32 | [13 empty] | 1.549 | [13 empty] | 309 |  |  |  |  | 2020 | Cave, B., et al. (2020), Ore Geology Reviews 124, 103647 |  | AUS | Queensland
| Mount Isa Copper Operations, Black Star Mine | No. 5 and No. 9 Pb-Zn orebodies, 650 Cu orebody, 1100 Cu orebody, 3000 Cu orebody | Seafloor hydrothermal | Sedimentary Exhalative (SEDEX) | SEDEX zinc-lead-copper | Cu, Pb, Zn | Ag | Cu, Pb, Zn, Ag | Cave et al., 2020 |  | 309-201208592cpy7-12.d | 309-201208592cpy7-12.d-1 | underground mine, open pit |  |  |  |  | ore material | drill core, polished section | drill core | mineral separate | [5 empty] | mineralisation |  |  |  | chalcopyrite, sphalerite, galena | Cu mineralisation stage, Pb-Zn mineralisation stage | replacement, vein infill, stratabound | coarse-grained, medium-grained, fine-grained, stratabound, discordant veins, replacement, infill |  |  |  | pyrite, pyrrhotite, arsenopyrite, siderite, dolomite, calcite, quartz, chlorite, K-feldspar, biotite, apatite, freibergite, tetrahedrite, cobaltite | Resin blocks containing each sample were produced following standard procedures and used for Mineral Liberation Analysis (MLA) mapping and subsequent LA-ICP-MS analyses | LA-ICPMS, EMPA, SEM-EDS | NWR213 solid state 213 nm laser ablation system coupled with an Agilent 7900 quadrupole ICP-MS; Cameca SXFive Electron Microprobe; Quanta600 SEM | Adelaide Microscopy | Ablation was conducted in an atmosphere of He (0.6 L/min) that was mixed with Ar (0.88 L/min) upon leaving the ablation cell; 70 µm diameter spot size with a 25:2 standard sample bracketing approach (2 standards analysed twice every 25 unknowns); MLA maps were acquired using the raster mode with an X-ray spectra collected every 4 µm | STDGL3 (CODES, University of Tasmania; Danyushevsky et al., 2011); GSD-1G | 19.58 |  | 2.3 | [17 empty] | 2.55 | [5 empty] | 0.038 | [15 empty] | 290000 |  | 0.114 |  |  |  | 0.4 | [7 empty] | 128.8 | [13 empty] | 0.41 | [15 empty] | 1.94 | [15 empty] | 383000 |  | 0.413 |  |  |  | 3.3 | [5 empty] | 27.2 | [13 empty] | 0.143 | [13 empty] | 577 |  |  |  |  | 2020 | Cave, B., et al. (2020), Ore Geology Reviews 124, 103647 |  | AUS | Queensland
| Mount Isa Copper Operations, Black Star Mine | No. 5 and No. 9 Pb-Zn orebodies, 650 Cu orebody, 1100 Cu orebody, 3000 Cu orebody | Seafloor hydrothermal | Sedimentary Exhalative (SEDEX) | SEDEX zinc-lead-copper | Cu, Pb, Zn | Ag | Cu, Pb, Zn, Ag | Cave et al., 2020 |  | 310-201208592cpy7-13.d | 310-201208592cpy7-13.d-1 | underground mine, open pit |  |  |  |  | ore material | drill core, polished section | drill core | mineral separate | [5 empty] | mineralisation |  |  |  | chalcopyrite, sphalerite, galena | Cu mineralisation stage, Pb-Zn mineralisation stage | replacement, vein infill, stratabound | coarse-grained, medium-grained, fine-grained, stratabound, discordant veins, replacement, infill |  |  |  | pyrite, pyrrhotite, arsenopyrite, siderite, dolomite, calcite, quartz, chlorite, K-feldspar, biotite, apatite, freibergite, tetrahedrite, cobaltite | Resin blocks containing each sample were produced following standard procedures and used for Mineral Liberation Analysis (MLA) mapping and subsequent LA-ICP-MS analyses | LA-ICPMS, EMPA, SEM-EDS | NWR213 solid state 213 nm laser ablation system coupled with an Agilent 7900 quadrupole ICP-MS; Cameca SXFive Electron Microprobe; Quanta600 SEM | Adelaide Microscopy | Ablation was conducted in an atmosphere of He (0.6 L/min) that was mixed with Ar (0.88 L/min) upon leaving the ablation cell; 70 µm diameter spot size with a 25:2 standard sample bracketing approach (2 standards analysed twice every 25 unknowns); MLA maps were acquired using the raster mode with an X-ray spectra collected every 4 µm | STDGL3 (CODES, University of Tasmania; Danyushevsky et al., 2011); GSD-1G | 23.96 |  | 0.77 | [17 empty] | 2.25 | [5 empty] | 0.097 | [15 empty] | 290000 |  | 0.072 |  |  |  | 0.37 | [7 empty] | 129.6 | [13 empty] | 46 | [9 empty] | 0.131 | [5 empty] | 3.81 | [15 empty] | 379000 |  | 1.52 |  |  |  | 2.4 | [5 empty] | 22.62 | [13 empty] | 0.53 | [13 empty] | 340 |  |  |  |  | 2020 | Cave, B., et al. (2020), Ore Geology Reviews 124, 103647 |  | AUS | Queensland
| Mount Isa Copper Operations, Black Star Mine | No. 5 and No. 9 Pb-Zn orebodies, 650 Cu orebody, 1100 Cu orebody, 3000 Cu orebody | Seafloor hydrothermal | Sedimentary Exhalative (SEDEX) | SEDEX zinc-lead-copper | Cu, Pb, Zn | Ag | Cu, Pb, Zn, Ag | Cave et al., 2020 |  | 311-201208592cpy7-14.d | 311-201208592cpy7-14.d-1 | underground mine, open pit |  |  |  |  | ore material | drill core, polished section | drill core | mineral separate | [5 empty] | mineralisation |  |  |  | chalcopyrite, sphalerite, galena | Cu mineralisation stage, Pb-Zn mineralisation stage | replacement, vein infill, stratabound | coarse-grained, medium-grained, fine-grained, stratabound, discordant veins, replacement, infill |  |  |  | pyrite, pyrrhotite, arsenopyrite, siderite, dolomite, calcite, quartz, chlorite, K-feldspar, biotite, apatite, freibergite, tetrahedrite, cobaltite | Resin blocks containing each sample were produced following standard procedures and used for Mineral Liberation Analysis (MLA) mapping and subsequent LA-ICP-MS analyses | LA-ICPMS, EMPA, SEM-EDS | NWR213 solid state 213 nm laser ablation system coupled with an Agilent 7900 quadrupole ICP-MS; Cameca SXFive Electron Microprobe; Quanta600 SEM | Adelaide Microscopy | Ablation was conducted in an atmosphere of He (0.6 L/min) that was mixed with Ar (0.88 L/min) upon leaving the ablation cell; 70 µm diameter spot size with a 25:2 standard sample bracketing approach (2 standards analysed twice every 25 unknowns); MLA maps were acquired using the raster mode with an X-ray spectra collected every 4 µm | STDGL3 (CODES, University of Tasmania; Danyushevsky et al., 2011); GSD-1G | 24.14 |  | 10.9 | [17 empty] | 1.88 | [5 empty] | 0.092 | [15 empty] | 290000 |  | 0.112 |  |  |  | 0.42 | [7 empty] | 110.2 | [13 empty] | 1.48 | [15 empty] | 8.44 | [15 empty] | 385000 |  | 1.58 |  |  |  | 4.2 | [5 empty] | 18.21 | [13 empty] | 1.49 | [13 empty] | 257.1 |  |  |  |  | 2020 | Cave, B., et al. (2020), Ore Geology Reviews 124, 103647 |  | AUS | Queensland
| Mount Isa Copper Operations, Black Star Mine | No. 5 and No. 9 Pb-Zn orebodies, 650 Cu orebody, 1100 Cu orebody, 3000 Cu orebody | Seafloor hydrothermal | Sedimentary Exhalative (SEDEX) | SEDEX zinc-lead-copper | Cu, Pb, Zn | Ag | Cu, Pb, Zn, Ag | Cave et al., 2020 |  | 312-201208592cpy7-15.d | 312-201208592cpy7-15.d-1 | underground mine, open pit |  |  |  |  | ore material | drill core, polished section | drill core | mineral separate | [5 empty] | mineralisation |  |  |  | chalcopyrite, sphalerite, galena | Cu mineralisation stage, Pb-Zn mineralisation stage | replacement, vein infill, stratabound | coarse-grained, medium-grained, fine-grained, stratabound, discordant veins, replacement, infill |  |  |  | pyrite, pyrrhotite, arsenopyrite, siderite, dolomite, calcite, quartz, chlorite, K-feldspar, biotite, apatite, freibergite, tetrahedrite, cobaltite | Resin blocks containing each sample were produced following standard procedures and used for Mineral Liberation Analysis (MLA) mapping and subsequent LA-ICP-MS analyses | LA-ICPMS, EMPA, SEM-EDS | NWR213 solid state 213 nm laser ablation system coupled with an Agilent 7900 quadrupole ICP-MS; Cameca SXFive Electron Microprobe; Quanta600 SEM | Adelaide Microscopy | Ablation was conducted in an atmosphere of He (0.6 L/min) that was mixed with Ar (0.88 L/min) upon leaving the ablation cell; 70 µm diameter spot size with a 25:2 standard sample bracketing approach (2 standards analysed twice every 25 unknowns); MLA maps were acquired using the raster mode with an X-ray spectra collected every 4 µm | STDGL3 (CODES, University of Tasmania; Danyushevsky et al., 2011); GSD-1G | 21.33 |  | 0.84 | [17 empty] | 2.15 | [5 empty] | 0.02 | [15 empty] | 287000 |  | 0.11 |  |  |  | 0.92 | [7 empty] | 111.1 | [13 empty] | 2.61 | [9 empty] | 0.26 | [5 empty] | 5.75 | [15 empty] | 376000 |  | 0.789 |  |  |  | 2.5 | [5 empty] | 18.94 | [13 empty] | 0.423 | [13 empty] | 352 |  |  |  |  | 2020 | Cave, B., et al. (2020), Ore Geology Reviews 124, 103647 |  | AUS | Queensland
| Mount Isa Copper Operations, Black Star Mine | No. 5 and No. 9 Pb-Zn orebodies, 650 Cu orebody, 1100 Cu orebody, 3000 Cu orebody | Seafloor hydrothermal | Sedimentary Exhalative (SEDEX) | SEDEX zinc-lead-copper | Cu, Pb, Zn | Ag | Cu, Pb, Zn, Ag | Cave et al., 2020 |  | 313-201208592cpy7-16.d | 313-201208592cpy7-16.d-1 | underground mine, open pit |  |  |  |  | ore material | drill core, polished section | drill core | mineral separate | [5 empty] | mineralisation |  |  |  | chalcopyrite, sphalerite, galena | Cu mineralisation stage, Pb-Zn mineralisation stage | replacement, vein infill, stratabound | coarse-grained, medium-grained, fine-grained, stratabound, discordant veins, replacement, infill |  |  |  | pyrite, pyrrhotite, arsenopyrite, siderite, dolomite, calcite, quartz, chlorite, K-feldspar, biotite, apatite, freibergite, tetrahedrite, cobaltite | Resin blocks containing each sample were produced following standard procedures and used for Mineral Liberation Analysis (MLA) mapping and subsequent LA-ICP-MS analyses | LA-ICPMS, EMPA, SEM-EDS | NWR213 solid state 213 nm laser ablation system coupled with an Agilent 7900 quadrupole ICP-MS; Cameca SXFive Electron Microprobe; Quanta600 SEM | Adelaide Microscopy | Ablation was conducted in an atmosphere of He (0.6 L/min) that was mixed with Ar (0.88 L/min) upon leaving the ablation cell; 70 µm diameter spot size with a 25:2 standard sample bracketing approach (2 standards analysed twice every 25 unknowns); MLA maps were acquired using the raster mode with an X-ray spectra collected every 4 µm | STDGL3 (CODES, University of Tasmania; Danyushevsky et al., 2011); GSD-1G | 21.29 |  | 2.53 |  | 0.4 | [15 empty] | 2.28 | [5 empty] | 0.21 | [15 empty] | 291000 |  | 0.122 |  |  |  | 0.54 | [7 empty] | 125.2 | [13 empty] | 0.54 | [9 empty] | 0.2 | [5 empty] | 3.88 | [15 empty] | 382000 |  | 0.91 |  |  |  | 2.6 | [5 empty] | 24.45 | [13 empty] | 0.292 | [13 empty] | 422 |  |  |  |  | 2020 | Cave, B., et al. (2020), Ore Geology Reviews 124, 103647 |  | AUS | Queensland
| Mount Isa Copper Operations, Black Star Mine | No. 5 and No. 9 Pb-Zn orebodies, 650 Cu orebody, 1100 Cu orebody, 3000 Cu orebody | Seafloor hydrothermal | Sedimentary Exhalative (SEDEX) | SEDEX zinc-lead-copper | Cu, Pb, Zn | Ag | Cu, Pb, Zn, Ag | Cave et al., 2020 |  | 314-201208592cpy7-17.d | 314-201208592cpy7-17.d-1 | underground mine, open pit |  |  |  |  | ore material | drill core, polished section | drill core | mineral separate | [5 empty] | mineralisation |  |  |  | chalcopyrite, sphalerite, galena | Cu mineralisation stage, Pb-Zn mineralisation stage | replacement, vein infill, stratabound | coarse-grained, medium-grained, fine-grained, stratabound, discordant veins, replacement, infill |  |  |  | pyrite, pyrrhotite, arsenopyrite, siderite, dolomite, calcite, quartz, chlorite, K-feldspar, biotite, apatite, freibergite, tetrahedrite, cobaltite | Resin blocks containing each sample were produced following standard procedures and used for Mineral Liberation Analysis (MLA) mapping and subsequent LA-ICP-MS analyses | LA-ICPMS, EMPA, SEM-EDS | NWR213 solid state 213 nm laser ablation system coupled with an Agilent 7900 quadrupole ICP-MS; Cameca SXFive Electron Microprobe; Quanta600 SEM | Adelaide Microscopy | Ablation was conducted in an atmosphere of He (0.6 L/min) that was mixed with Ar (0.88 L/min) upon leaving the ablation cell; 70 µm diameter spot size with a 25:2 standard sample bracketing approach (2 standards analysed twice every 25 unknowns); MLA maps were acquired using the raster mode with an X-ray spectra collected every 4 µm | STDGL3 (CODES, University of Tasmania; Danyushevsky et al., 2011); GSD-1G | 23.82 |  | 9.3 | [17 empty] | 1.94 | [21 empty] | 293000 |  | 0.099 |  |  |  | 0.42 | [7 empty] | 127 | [13 empty] | 20.2 | [15 empty] | 3.01 | [15 empty] | 376000 |  | 0.69 |  |  |  | 3.3 | [5 empty] | 22.73 | [13 empty] | 0.199 | [13 empty] | 365 |  |  |  |  | 2020 | Cave, B., et al. (2020), Ore Geology Reviews 124, 103647 |  | AUS | Queensland
| Mount Isa Copper Operations, Black Star Mine | No. 5 and No. 9 Pb-Zn orebodies, 650 Cu orebody, 1100 Cu orebody, 3000 Cu orebody | Seafloor hydrothermal | Sedimentary Exhalative (SEDEX) | SEDEX zinc-lead-copper | Cu, Pb, Zn | Ag | Cu, Pb, Zn, Ag | Cave et al., 2020 |  | 315-201208592cpy7-18.d | 315-201208592cpy7-18.d-1 | underground mine, open pit |  |  |  |  | ore material | drill core, polished section | drill core | mineral separate | [5 empty] | mineralisation |  |  |  | chalcopyrite, sphalerite, galena | Cu mineralisation stage, Pb-Zn mineralisation stage | replacement, vein infill, stratabound | coarse-grained, medium-grained, fine-grained, stratabound, discordant veins, replacement, infill |  |  |  | pyrite, pyrrhotite, arsenopyrite, siderite, dolomite, calcite, quartz, chlorite, K-feldspar, biotite, apatite, freibergite, tetrahedrite, cobaltite | Resin blocks containing each sample were produced following standard procedures and used for Mineral Liberation Analysis (MLA) mapping and subsequent LA-ICP-MS analyses | LA-ICPMS, EMPA, SEM-EDS | NWR213 solid state 213 nm laser ablation system coupled with an Agilent 7900 quadrupole ICP-MS; Cameca SXFive Electron Microprobe; Quanta600 SEM | Adelaide Microscopy | Ablation was conducted in an atmosphere of He (0.6 L/min) that was mixed with Ar (0.88 L/min) upon leaving the ablation cell; 70 µm diameter spot size with a 25:2 standard sample bracketing approach (2 standards analysed twice every 25 unknowns); MLA maps were acquired using the raster mode with an X-ray spectra collected every 4 µm | STDGL3 (CODES, University of Tasmania; Danyushevsky et al., 2011); GSD-1G | 21.66 |  | 1.13 |  | 0.33 | [15 empty] | 2 | [21 empty] | 285000 |  | 0.096 |  |  |  | 0.96 | [7 empty] | 140.1 | [13 empty] | 0.24 | [9 empty] | 0.097 | [5 empty] | 3.23 | [15 empty] | 374000 |  | 0.635 |  |  |  | 2.9 | [5 empty] | 25.2 | [13 empty] | 0.174 | [13 empty] | 417 |  |  |  |  | 2020 | Cave, B., et al. (2020), Ore Geology Reviews 124, 103647 |  | AUS | Queensland
| Mount Isa Copper Operations, Black Star Mine | No. 5 and No. 9 Pb-Zn orebodies, 650 Cu orebody, 1100 Cu orebody, 3000 Cu orebody | Seafloor hydrothermal | Sedimentary Exhalative (SEDEX) | SEDEX zinc-lead-copper | Cu, Pb, Zn | Ag | Cu, Pb, Zn, Ag | Cave et al., 2020 |  | 317-201208592cpy7-20.d | 317-201208592cpy7-20.d-1 | underground mine, open pit |  |  |  |  | ore material | drill core, polished section | drill core | mineral separate | [5 empty] | mineralisation |  |  |  | chalcopyrite, sphalerite, galena | Cu mineralisation stage, Pb-Zn mineralisation stage | replacement, vein infill, stratabound | coarse-grained, medium-grained, fine-grained, stratabound, discordant veins, replacement, infill |  |  |  | pyrite, pyrrhotite, arsenopyrite, siderite, dolomite, calcite, quartz, chlorite, K-feldspar, biotite, apatite, freibergite, tetrahedrite, cobaltite | Resin blocks containing each sample were produced following standard procedures and used for Mineral Liberation Analysis (MLA) mapping and subsequent LA-ICP-MS analyses | LA-ICPMS, EMPA, SEM-EDS | NWR213 solid state 213 nm laser ablation system coupled with an Agilent 7900 quadrupole ICP-MS; Cameca SXFive Electron Microprobe; Quanta600 SEM | Adelaide Microscopy | Ablation was conducted in an atmosphere of He (0.6 L/min) that was mixed with Ar (0.88 L/min) upon leaving the ablation cell; 70 µm diameter spot size with a 25:2 standard sample bracketing approach (2 standards analysed twice every 25 unknowns); MLA maps were acquired using the raster mode with an X-ray spectra collected every 4 µm | STDGL3 (CODES, University of Tasmania; Danyushevsky et al., 2011); GSD-1G | 18.65 |  | 3.8 | [17 empty] | 1.8 | [5 empty] | 0.051 | [15 empty] | 283000 |  | 0.126 |  |  |  | 0.57 | [7 empty] | 140 | [13 empty] | 0.36 | [9 empty] | 0.14 | [5 empty] | 3.38 | [15 empty] | 373000 |  | 0.605 |  |  |  | 3.3 | [5 empty] | 21.16 | [13 empty] | 0.148 | [13 empty] | 371 |  |  |  |  | 2020 | Cave, B., et al. (2020), Ore Geology Reviews 124, 103647 |  | AUS | Queensland
| Mount Isa Copper Operations, Black Star Mine | No. 5 and No. 9 Pb-Zn orebodies, 650 Cu orebody, 1100 Cu orebody, 3000 Cu orebody | Seafloor hydrothermal | Sedimentary Exhalative (SEDEX) | SEDEX zinc-lead-copper | Cu, Pb, Zn | Ag | Cu, Pb, Zn, Ag | Cave et al., 2020 |  | 322-201208592cpy8-1.d | 322-201208592cpy8-1.d-1 | underground mine, open pit |  |  |  |  | ore material | drill core, polished section | drill core | mineral separate | [5 empty] | mineralisation |  |  |  | chalcopyrite, sphalerite, galena | Cu mineralisation stage, Pb-Zn mineralisation stage | replacement, vein infill, stratabound | coarse-grained, medium-grained, fine-grained, stratabound, discordant veins, replacement, infill |  |  |  | pyrite, pyrrhotite, arsenopyrite, siderite, dolomite, calcite, quartz, chlorite, K-feldspar, biotite, apatite, freibergite, tetrahedrite, cobaltite | Resin blocks containing each sample were produced following standard procedures and used for Mineral Liberation Analysis (MLA) mapping and subsequent LA-ICP-MS analyses | LA-ICPMS, EMPA, SEM-EDS | NWR213 solid state 213 nm laser ablation system coupled with an Agilent 7900 quadrupole ICP-MS; Cameca SXFive Electron Microprobe; Quanta600 SEM | Adelaide Microscopy | Ablation was conducted in an atmosphere of He (0.6 L/min) that was mixed with Ar (0.88 L/min) upon leaving the ablation cell; 70 µm diameter spot size with a 25:2 standard sample bracketing approach (2 standards analysed twice every 25 unknowns); MLA maps were acquired using the raster mode with an X-ray spectra collected every 4 µm | STDGL3 (CODES, University of Tasmania; Danyushevsky et al., 2011); GSD-1G | 10.36 | [13 empty] | 0.057 | [5 empty] | 1.88 | [5 empty] | 0.182 | [15 empty] | 301000 | [13 empty] | 80 | [23 empty] | 0.22 | [5 empty] | 2.06 | [15 empty] | 409000 |  | 0.66 |  |  |  | 12.4 | [5 empty] | 4.22 | [7 empty] | 1.36 | [5 empty] | 0.146 | [13 empty] | 257.8 |  |  |  |  | 2020 | Cave, B., et al. (2020), Ore Geology Reviews 124, 103647 |  | AUS | Queensland
| Mount Isa Copper Operations, Black Star Mine | No. 5 and No. 9 Pb-Zn orebodies, 650 Cu orebody, 1100 Cu orebody, 3000 Cu orebody | Seafloor hydrothermal | Sedimentary Exhalative (SEDEX) | SEDEX zinc-lead-copper | Cu, Pb, Zn | Ag | Cu, Pb, Zn, Ag | Cave et al., 2020 |  | 323-201208592cpy8-2.d | 323-201208592cpy8-2.d-1 | underground mine, open pit |  |  |  |  | ore material | drill core, polished section | drill core | mineral separate | [5 empty] | mineralisation |  |  |  | chalcopyrite, sphalerite, galena | Cu mineralisation stage, Pb-Zn mineralisation stage | replacement, vein infill, stratabound | coarse-grained, medium-grained, fine-grained, stratabound, discordant veins, replacement, infill |  |  |  | pyrite, pyrrhotite, arsenopyrite, siderite, dolomite, calcite, quartz, chlorite, K-feldspar, biotite, apatite, freibergite, tetrahedrite, cobaltite | Resin blocks containing each sample were produced following standard procedures and used for Mineral Liberation Analysis (MLA) mapping and subsequent LA-ICP-MS analyses | LA-ICPMS, EMPA, SEM-EDS | NWR213 solid state 213 nm laser ablation system coupled with an Agilent 7900 quadrupole ICP-MS; Cameca SXFive Electron Microprobe; Quanta600 SEM | Adelaide Microscopy | Ablation was conducted in an atmosphere of He (0.6 L/min) that was mixed with Ar (0.88 L/min) upon leaving the ablation cell; 70 µm diameter spot size with a 25:2 standard sample bracketing approach (2 standards analysed twice every 25 unknowns); MLA maps were acquired using the raster mode with an X-ray spectra collected every 4 µm | STDGL3 (CODES, University of Tasmania; Danyushevsky et al., 2011); GSD-1G | 10.28 |  | 15.9 | [17 empty] | 1.74 | [5 empty] | 1.03 | [15 empty] | 297000 | [13 empty] | 79.8 | [13 empty] | 1.82 | [9 empty] | 0.66 | [5 empty] | 4.75 | [15 empty] | 410000 |  | 3.72 |  |  |  | 6.3 | [5 empty] | 4.2 | [7 empty] | 1.18 | [5 empty] | 0.269 | [13 empty] | 243 |  |  |  |  | 2020 | Cave, B., et al. (2020), Ore Geology Reviews 124, 103647 |  | AUS | Queensland
| Mount Isa Copper Operations, Black Star Mine | No. 5 and No. 9 Pb-Zn orebodies, 650 Cu orebody, 1100 Cu orebody, 3000 Cu orebody | Seafloor hydrothermal | Sedimentary Exhalative (SEDEX) | SEDEX zinc-lead-copper | Cu, Pb, Zn | Ag | Cu, Pb, Zn, Ag | Cave et al., 2020 |  | 324-201208592cpy8-3.d | 324-201208592cpy8-3.d-1 | underground mine, open pit |  |  |  |  | ore material | drill core, polished section | drill core | mineral separate | [5 empty] | mineralisation |  |  |  | chalcopyrite, sphalerite, galena | Cu mineralisation stage, Pb-Zn mineralisation stage | replacement, vein infill, stratabound | coarse-grained, medium-grained, fine-grained, stratabound, discordant veins, replacement, infill |  |  |  | pyrite, pyrrhotite, arsenopyrite, siderite, dolomite, calcite, quartz, chlorite, K-feldspar, biotite, apatite, freibergite, tetrahedrite, cobaltite | Resin blocks containing each sample were produced following standard procedures and used for Mineral Liberation Analysis (MLA) mapping and subsequent LA-ICP-MS analyses | LA-ICPMS, EMPA, SEM-EDS | NWR213 solid state 213 nm laser ablation system coupled with an Agilent 7900 quadrupole ICP-MS; Cameca SXFive Electron Microprobe; Quanta600 SEM | Adelaide Microscopy | Ablation was conducted in an atmosphere of He (0.6 L/min) that was mixed with Ar (0.88 L/min) upon leaving the ablation cell; 70 µm diameter spot size with a 25:2 standard sample bracketing approach (2 standards analysed twice every 25 unknowns); MLA maps were acquired using the raster mode with an X-ray spectra collected every 4 µm | STDGL3 (CODES, University of Tasmania; Danyushevsky et al., 2011); GSD-1G | 12.02 | [13 empty] | 0.242 | [5 empty] | 2.21 | [5 empty] | 0.27 | [15 empty] | 296000 | [13 empty] | 79 | [29 empty] | 15.2 | [15 empty] | 406000 |  | 5.3 |  |  |  | 18.3 | [5 empty] | 4.64 | [13 empty] | 1.97 | [13 empty] | 243 |  |  |  |  | 2020 | Cave, B., et al. (2020), Ore Geology Reviews 124, 103647 |  | AUS | Queensland
| Mount Isa Copper Operations, Black Star Mine | No. 5 and No. 9 Pb-Zn orebodies, 650 Cu orebody, 1100 Cu orebody, 3000 Cu orebody | Seafloor hydrothermal | Sedimentary Exhalative (SEDEX) | SEDEX zinc-lead-copper | Cu, Pb, Zn | Ag | Cu, Pb, Zn, Ag | Cave et al., 2020 |  | 328-201208592cpy8-7.d | 328-201208592cpy8-7.d-1 | underground mine, open pit |  |  |  |  | ore material | drill core, polished section | drill core | mineral separate | [5 empty] | mineralisation |  |  |  | chalcopyrite, sphalerite, galena | Cu mineralisation stage, Pb-Zn mineralisation stage | replacement, vein infill, stratabound | coarse-grained, medium-grained, fine-grained, stratabound, discordant veins, replacement, infill |  |  |  | pyrite, pyrrhotite, arsenopyrite, siderite, dolomite, calcite, quartz, chlorite, K-feldspar, biotite, apatite, freibergite, tetrahedrite, cobaltite | Resin blocks containing each sample were produced following standard procedures and used for Mineral Liberation Analysis (MLA) mapping and subsequent LA-ICP-MS analyses | LA-ICPMS, EMPA, SEM-EDS | NWR213 solid state 213 nm laser ablation system coupled with an Agilent 7900 quadrupole ICP-MS; Cameca SXFive Electron Microprobe; Quanta600 SEM | Adelaide Microscopy | Ablation was conducted in an atmosphere of He (0.6 L/min) that was mixed with Ar (0.88 L/min) upon leaving the ablation cell; 70 µm diameter spot size with a 25:2 standard sample bracketing approach (2 standards analysed twice every 25 unknowns); MLA maps were acquired using the raster mode with an X-ray spectra collected every 4 µm | STDGL3 (CODES, University of Tasmania; Danyushevsky et al., 2011); GSD-1G | 41.7 |  | 19.8 |  | 8.4 | [9 empty] | 0.48 | [5 empty] | 1.44 | [5 empty] | 8 | [15 empty] | 353000 |  | 0.059 |  |  |  | 1.05 | [7 empty] | 89.7 | [13 empty] | 697 | [9 empty] | 0.76 | [5 empty] | 25.3 | [15 empty] | 413000 |  | 8.6 |  |  |  | 4.2 | [5 empty] | 3.81 | [13 empty] | 12.2 | [13 empty] | 239.5 |  |  |  |  | 2020 | Cave, B., et al. (2020), Ore Geology Reviews 124, 103647 |  | AUS | Queensland
| Mount Isa Copper Operations, Black Star Mine | No. 5 and No. 9 Pb-Zn orebodies, 650 Cu orebody, 1100 Cu orebody, 3000 Cu orebody | Seafloor hydrothermal | Sedimentary Exhalative (SEDEX) | SEDEX zinc-lead-copper | Cu, Pb, Zn | Ag | Cu, Pb, Zn, Ag | Cave et al., 2020 |  | 330-201208592cpy8-9.d | 330-201208592cpy8-9.d-1 | underground mine, open pit |  |  |  |  | ore material | drill core, polished section | drill core | mineral separate | [5 empty] | mineralisation |  |  |  | chalcopyrite, sphalerite, galena | Cu mineralisation stage, Pb-Zn mineralisation stage | replacement, vein infill, stratabound | coarse-grained, medium-grained, fine-grained, stratabound, discordant veins, replacement, infill |  |  |  | pyrite, pyrrhotite, arsenopyrite, siderite, dolomite, calcite, quartz, chlorite, K-feldspar, biotite, apatite, freibergite, tetrahedrite, cobaltite | Resin blocks containing each sample were produced following standard procedures and used for Mineral Liberation Analysis (MLA) mapping and subsequent LA-ICP-MS analyses | LA-ICPMS, EMPA, SEM-EDS | NWR213 solid state 213 nm laser ablation system coupled with an Agilent 7900 quadrupole ICP-MS; Cameca SXFive Electron Microprobe; Quanta600 SEM | Adelaide Microscopy | Ablation was conducted in an atmosphere of He (0.6 L/min) that was mixed with Ar (0.88 L/min) upon leaving the ablation cell; 70 µm diameter spot size with a 25:2 standard sample bracketing approach (2 standards analysed twice every 25 unknowns); MLA maps were acquired using the raster mode with an X-ray spectra collected every 4 µm | STDGL3 (CODES, University of Tasmania; Danyushevsky et al., 2011); GSD-1G | 14.76 |  | 2.7 | [17 empty] | 1.65 | [5 empty] | 0.35 | [15 empty] | 302000 |  | 0.128 | [11 empty] | 73 | [13 empty] | 1.21 | [15 empty] | 1.16 | [15 empty] | 417000 |  | 0.27 | [9 empty] | 3.89 | [7 empty] | 1.5 | [5 empty] | 0.208 | [13 empty] | 267 |  |  |  |  | 2020 | Cave, B., et al. (2020), Ore Geology Reviews 124, 103647 |  | AUS | Queensland
| Mount Isa Copper Operations, Black Star Mine | No. 5 and No. 9 Pb-Zn orebodies, 650 Cu orebody, 1100 Cu orebody, 3000 Cu orebody | Seafloor hydrothermal | Sedimentary Exhalative (SEDEX) | SEDEX zinc-lead-copper | Cu, Pb, Zn | Ag | Cu, Pb, Zn, Ag | Cave et al., 2020 |  | 332-201208592cpy8-11.d | 332-201208592cpy8-11.d-1 | underground mine, open pit |  |  |  |  | ore material | drill core, polished section | drill core | mineral separate | [5 empty] | mineralisation |  |  |  | chalcopyrite, sphalerite, galena | Cu mineralisation stage, Pb-Zn mineralisation stage | replacement, vein infill, stratabound | coarse-grained, medium-grained, fine-grained, stratabound, discordant veins, replacement, infill |  |  |  | pyrite, pyrrhotite, arsenopyrite, siderite, dolomite, calcite, quartz, chlorite, K-feldspar, biotite, apatite, freibergite, tetrahedrite, cobaltite | Resin blocks containing each sample were produced following standard procedures and used for Mineral Liberation Analysis (MLA) mapping and subsequent LA-ICP-MS analyses | LA-ICPMS, EMPA, SEM-EDS | NWR213 solid state 213 nm laser ablation system coupled with an Agilent 7900 quadrupole ICP-MS; Cameca SXFive Electron Microprobe; Quanta600 SEM | Adelaide Microscopy | Ablation was conducted in an atmosphere of He (0.6 L/min) that was mixed with Ar (0.88 L/min) upon leaving the ablation cell; 70 µm diameter spot size with a 25:2 standard sample bracketing approach (2 standards analysed twice every 25 unknowns); MLA maps were acquired using the raster mode with an X-ray spectra collected every 4 µm | STDGL3 (CODES, University of Tasmania; Danyushevsky et al., 2011); GSD-1G | 10.75 |  | 3.7 | [17 empty] | 0.76 | [5 empty] | 0.32 | [15 empty] | 295000 |  | 0.085 | [11 empty] | 75.3 | [13 empty] | 0.82 | [15 empty] | 0.43 | [15 empty] | 404000 |  | 0.23 | [9 empty] | 4.48 | [13 empty] | 0.039 | [13 empty] | 245 |  |  |  |  | 2020 | Cave, B., et al. (2020), Ore Geology Reviews 124, 103647 |  | AUS | Queensland
| Mount Isa Copper Operations, Black Star Mine | No. 5 and No. 9 Pb-Zn orebodies, 650 Cu orebody, 1100 Cu orebody, 3000 Cu orebody | Seafloor hydrothermal | Sedimentary Exhalative (SEDEX) | SEDEX zinc-lead-copper | Cu, Pb, Zn | Ag | Cu, Pb, Zn, Ag | Cave et al., 2020 |  | 334-201208592cpy8-13.d | 334-201208592cpy8-13.d-1 | underground mine, open pit |  |  |  |  | ore material | drill core, polished section | drill core | mineral separate | [5 empty] | mineralisation |  |  |  | chalcopyrite, sphalerite, galena | Cu mineralisation stage, Pb-Zn mineralisation stage | replacement, vein infill, stratabound | coarse-grained, medium-grained, fine-grained, stratabound, discordant veins, replacement, infill |  |  |  | pyrite, pyrrhotite, arsenopyrite, siderite, dolomite, calcite, quartz, chlorite, K-feldspar, biotite, apatite, freibergite, tetrahedrite, cobaltite | Resin blocks containing each sample were produced following standard procedures and used for Mineral Liberation Analysis (MLA) mapping and subsequent LA-ICP-MS analyses | LA-ICPMS, EMPA, SEM-EDS | NWR213 solid state 213 nm laser ablation system coupled with an Agilent 7900 quadrupole ICP-MS; Cameca SXFive Electron Microprobe; Quanta600 SEM | Adelaide Microscopy | Ablation was conducted in an atmosphere of He (0.6 L/min) that was mixed with Ar (0.88 L/min) upon leaving the ablation cell; 70 µm diameter spot size with a 25:2 standard sample bracketing approach (2 standards analysed twice every 25 unknowns); MLA maps were acquired using the raster mode with an X-ray spectra collected every 4 µm | STDGL3 (CODES, University of Tasmania; Danyushevsky et al., 2011); GSD-1G | 9.63 |  | 5.5 | [17 empty] | 1.78 | [5 empty] | 0.48 | [15 empty] | 296000 | [13 empty] | 80.5 | [13 empty] | 59 | [9 empty] | 0.33 | [5 empty] | 1.58 | [15 empty] | 406000 |  | 0.81 | [9 empty] | 5 | [13 empty] | 0.199 | [13 empty] | 228 |  |  |  |  | 2020 | Cave, B., et al. (2020), Ore Geology Reviews 124, 103647 |  | AUS | Queensland
| Mount Isa Copper Operations, Black Star Mine | No. 5 and No. 9 Pb-Zn orebodies, 650 Cu orebody, 1100 Cu orebody, 3000 Cu orebody | Seafloor hydrothermal | Sedimentary Exhalative (SEDEX) | SEDEX zinc-lead-copper | Cu, Pb, Zn | Ag | Cu, Pb, Zn, Ag | Cave et al., 2020 |  | 336-201208592cpy8-15.d | 336-201208592cpy8-15.d-1 | underground mine, open pit |  |  |  |  | ore material | drill core, polished section | drill core | mineral separate | [5 empty] | mineralisation |  |  |  | chalcopyrite, sphalerite, galena | Cu mineralisation stage, Pb-Zn mineralisation stage | replacement, vein infill, stratabound | coarse-grained, medium-grained, fine-grained, stratabound, discordant veins, replacement, infill |  |  |  | pyrite, pyrrhotite, arsenopyrite, siderite, dolomite, calcite, quartz, chlorite, K-feldspar, biotite, apatite, freibergite, tetrahedrite, cobaltite | Resin blocks containing each sample were produced following standard procedures and used for Mineral Liberation Analysis (MLA) mapping and subsequent LA-ICP-MS analyses | LA-ICPMS, EMPA, SEM-EDS | NWR213 solid state 213 nm laser ablation system coupled with an Agilent 7900 quadrupole ICP-MS; Cameca SXFive Electron Microprobe; Quanta600 SEM | Adelaide Microscopy | Ablation was conducted in an atmosphere of He (0.6 L/min) that was mixed with Ar (0.88 L/min) upon leaving the ablation cell; 70 µm diameter spot size with a 25:2 standard sample bracketing approach (2 standards analysed twice every 25 unknowns); MLA maps were acquired using the raster mode with an X-ray spectra collected every 4 µm | STDGL3 (CODES, University of Tasmania; Danyushevsky et al., 2011); GSD-1G | 19.7 |  | 9.1 | [17 empty] | 2.5 | [5 empty] | 1.06 | [15 empty] | 315000 | [13 empty] | 99.1 | [13 empty] | 34.9 | [15 empty] | 5.7 | [15 empty] | 385000 |  | 1.84 | [9 empty] | 5.24 | [13 empty] | 0.42 | [13 empty] | 243 |  |  |  |  | 2020 | Cave, B., et al. (2020), Ore Geology Reviews 124, 103647 |  | AUS | Queensland
| Mount Isa Copper Operations, Black Star Mine | No. 5 and No. 9 Pb-Zn orebodies, 650 Cu orebody, 1100 Cu orebody, 3000 Cu orebody | Seafloor hydrothermal | Sedimentary Exhalative (SEDEX) | SEDEX zinc-lead-copper | Cu, Pb, Zn | Ag | Cu, Pb, Zn, Ag | Cave et al., 2020 |  | 337-201208592cpy10-1.d | 337-201208592cpy10-1.d-1 | underground mine, open pit |  |  |  |  | ore material | drill core, polished section | drill core | mineral separate | [5 empty] | mineralisation |  |  |  | chalcopyrite, sphalerite, galena | Cu mineralisation stage, Pb-Zn mineralisation stage | replacement, vein infill, stratabound | coarse-grained, medium-grained, fine-grained, stratabound, discordant veins, replacement, infill |  |  |  | pyrite, pyrrhotite, arsenopyrite, siderite, dolomite, calcite, quartz, chlorite, K-feldspar, biotite, apatite, freibergite, tetrahedrite, cobaltite | Resin blocks containing each sample were produced following standard procedures and used for Mineral Liberation Analysis (MLA) mapping and subsequent LA-ICP-MS analyses | LA-ICPMS, EMPA, SEM-EDS | NWR213 solid state 213 nm laser ablation system coupled with an Agilent 7900 quadrupole ICP-MS; Cameca SXFive Electron Microprobe; Quanta600 SEM | Adelaide Microscopy | Ablation was conducted in an atmosphere of He (0.6 L/min) that was mixed with Ar (0.88 L/min) upon leaving the ablation cell; 70 µm diameter spot size with a 25:2 standard sample bracketing approach (2 standards analysed twice every 25 unknowns); MLA maps were acquired using the raster mode with an X-ray spectra collected every 4 µm | STDGL3 (CODES, University of Tasmania; Danyushevsky et al., 2011); GSD-1G | 13.12 |  | 3 |  | 4.7 | [9 empty] | 0.42 | [5 empty] | 0.78 | [5 empty] | 2.7 | [15 empty] | 292000 | [13 empty] | 25.12 | [23 empty] | 0.38 | [5 empty] | 20.7 | [15 empty] | 396000 |  | 11.5 | [9 empty] | 6.34 | [13 empty] | 1.18 | [13 empty] | 146.1 |  |  |  |  | 2020 | Cave, B., et al. (2020), Ore Geology Reviews 124, 103647 |  | AUS | Queensland
| Mount Isa Copper Operations, Black Star Mine | No. 5 and No. 9 Pb-Zn orebodies, 650 Cu orebody, 1100 Cu orebody, 3000 Cu orebody | Seafloor hydrothermal | Sedimentary Exhalative (SEDEX) | SEDEX zinc-lead-copper | Cu, Pb, Zn | Ag | Cu, Pb, Zn, Ag | Cave et al., 2020 |  | 339-201208592cpy10-3.d | 339-201208592cpy10-3.d-1 | underground mine, open pit |  |  |  |  | ore material | drill core, polished section | drill core | mineral separate | [5 empty] | mineralisation |  |  |  | chalcopyrite, sphalerite, galena | Cu mineralisation stage, Pb-Zn mineralisation stage | replacement, vein infill, stratabound | coarse-grained, medium-grained, fine-grained, stratabound, discordant veins, replacement, infill |  |  |  | pyrite, pyrrhotite, arsenopyrite, siderite, dolomite, calcite, quartz, chlorite, K-feldspar, biotite, apatite, freibergite, tetrahedrite, cobaltite | Resin blocks containing each sample were produced following standard procedures and used for Mineral Liberation Analysis (MLA) mapping and subsequent LA-ICP-MS analyses | LA-ICPMS, EMPA, SEM-EDS | NWR213 solid state 213 nm laser ablation system coupled with an Agilent 7900 quadrupole ICP-MS; Cameca SXFive Electron Microprobe; Quanta600 SEM | Adelaide Microscopy | Ablation was conducted in an atmosphere of He (0.6 L/min) that was mixed with Ar (0.88 L/min) upon leaving the ablation cell; 70 µm diameter spot size with a 25:2 standard sample bracketing approach (2 standards analysed twice every 25 unknowns); MLA maps were acquired using the raster mode with an X-ray spectra collected every 4 µm | STDGL3 (CODES, University of Tasmania; Danyushevsky et al., 2011); GSD-1G | 14.86 |  | 297 |  | 148 | [9 empty] | 3.87 | [5 empty] | 1.25 | [5 empty] | 92 | [15 empty] | 320000 |  | 0.158 | [11 empty] | 25.63 | [13 empty] | 692 | [9 empty] | 2.34 | [5 empty] | 115 | [15 empty] | 423000 |  | 26.6 |  |  |  | 5.3 | [5 empty] | 8.04 | [13 empty] | 31.5 | [13 empty] | 174 |  |  |  |  | 2020 | Cave, B., et al. (2020), Ore Geology Reviews 124, 103647 |  | AUS | Queensland
| Mount Isa Copper Operations, Black Star Mine | No. 5 and No. 9 Pb-Zn orebodies, 650 Cu orebody, 1100 Cu orebody, 3000 Cu orebody | Seafloor hydrothermal | Sedimentary Exhalative (SEDEX) | SEDEX zinc-lead-copper | Cu, Pb, Zn | Ag | Cu, Pb, Zn, Ag | Cave et al., 2020 |  | 341-201208592cpy10-5.d | 341-201208592cpy10-5.d-1 | underground mine, open pit |  |  |  |  | ore material | drill core, polished section | drill core | mineral separate | [5 empty] | mineralisation |  |  |  | chalcopyrite, sphalerite, galena | Cu mineralisation stage, Pb-Zn mineralisation stage | replacement, vein infill, stratabound | coarse-grained, medium-grained, fine-grained, stratabound, discordant veins, replacement, infill |  |  |  | pyrite, pyrrhotite, arsenopyrite, siderite, dolomite, calcite, quartz, chlorite, K-feldspar, biotite, apatite, freibergite, tetrahedrite, cobaltite | Resin blocks containing each sample were produced following standard procedures and used for Mineral Liberation Analysis (MLA) mapping and subsequent LA-ICP-MS analyses | LA-ICPMS, EMPA, SEM-EDS | NWR213 solid state 213 nm laser ablation system coupled with an Agilent 7900 quadrupole ICP-MS; Cameca SXFive Electron Microprobe; Quanta600 SEM | Adelaide Microscopy | Ablation was conducted in an atmosphere of He (0.6 L/min) that was mixed with Ar (0.88 L/min) upon leaving the ablation cell; 70 µm diameter spot size with a 25:2 standard sample bracketing approach (2 standards analysed twice every 25 unknowns); MLA maps were acquired using the raster mode with an X-ray spectra collected every 4 µm | STDGL3 (CODES, University of Tasmania; Danyushevsky et al., 2011); GSD-1G | 11.35 |  | 3.3 | [11 empty] | 0.125 | [5 empty] | 1.2 | [21 empty] | 296000 |  | 0.078 | [11 empty] | 28.59 | [13 empty] | 1.4 | [9 empty] | 0.56 | [5 empty] | 3.93 | [15 empty] | 410000 |  | 2.71 | [9 empty] | 8.04 | [13 empty] | 0.5 | [13 empty] | 137.2 |  |  |  |  | 2020 | Cave, B., et al. (2020), Ore Geology Reviews 124, 103647 |  | AUS | Queensland
| Mount Isa Copper Operations, Black Star Mine | No. 5 and No. 9 Pb-Zn orebodies, 650 Cu orebody, 1100 Cu orebody, 3000 Cu orebody | Seafloor hydrothermal | Sedimentary Exhalative (SEDEX) | SEDEX zinc-lead-copper | Cu, Pb, Zn | Ag | Cu, Pb, Zn, Ag | Cave et al., 2020 |  | 342-201208592cpy10-6.d | 342-201208592cpy10-6.d-1 | underground mine, open pit |  |  |  |  | ore material | drill core, polished section | drill core | mineral separate | [5 empty] | mineralisation |  |  |  | chalcopyrite, sphalerite, galena | Cu mineralisation stage, Pb-Zn mineralisation stage | replacement, vein infill, stratabound | coarse-grained, medium-grained, fine-grained, stratabound, discordant veins, replacement, infill |  |  |  | pyrite, pyrrhotite, arsenopyrite, siderite, dolomite, calcite, quartz, chlorite, K-feldspar, biotite, apatite, freibergite, tetrahedrite, cobaltite | Resin blocks containing each sample were produced following standard procedures and used for Mineral Liberation Analysis (MLA) mapping and subsequent LA-ICP-MS analyses | LA-ICPMS, EMPA, SEM-EDS | NWR213 solid state 213 nm laser ablation system coupled with an Agilent 7900 quadrupole ICP-MS; Cameca SXFive Electron Microprobe; Quanta600 SEM | Adelaide Microscopy | Ablation was conducted in an atmosphere of He (0.6 L/min) that was mixed with Ar (0.88 L/min) upon leaving the ablation cell; 70 µm diameter spot size with a 25:2 standard sample bracketing approach (2 standards analysed twice every 25 unknowns); MLA maps were acquired using the raster mode with an X-ray spectra collected every 4 µm | STDGL3 (CODES, University of Tasmania; Danyushevsky et al., 2011); GSD-1G | 13.09 |  | 5.9 | [11 empty] | 0.136 | [5 empty] | 1.17 | [5 empty] | 0.125 | [15 empty] | 295000 |  | 0.107 | [11 empty] | 28.13 | [13 empty] | 0.58 | [9 empty] | 0.26 | [5 empty] | 11.26 | [15 empty] | 408000 |  | 6.68 |  |  |  | 6.3 | [5 empty] | 6.7 | [13 empty] | 0.65 | [13 empty] | 164 |  |  |  |  | 2020 | Cave, B., et al. (2020), Ore Geology Reviews 124, 103647 |  | AUS | Queensland
| Mount Isa Copper Operations, Black Star Mine | No. 5 and No. 9 Pb-Zn orebodies, 650 Cu orebody, 1100 Cu orebody, 3000 Cu orebody | Seafloor hydrothermal | Sedimentary Exhalative (SEDEX) | SEDEX zinc-lead-copper | Cu, Pb, Zn | Ag | Cu, Pb, Zn, Ag | Cave et al., 2020 |  | 344-201208592cpy10-8.d | 344-201208592cpy10-8.d-1 | underground mine, open pit |  |  |  |  | ore material | drill core, polished section | drill core | mineral separate | [5 empty] | mineralisation |  |  |  | chalcopyrite, sphalerite, galena | Cu mineralisation stage, Pb-Zn mineralisation stage | replacement, vein infill, stratabound | coarse-grained, medium-grained, fine-grained, stratabound, discordant veins, replacement, infill |  |  |  | pyrite, pyrrhotite, arsenopyrite, siderite, dolomite, calcite, quartz, chlorite, K-feldspar, biotite, apatite, freibergite, tetrahedrite, cobaltite | Resin blocks containing each sample were produced following standard procedures and used for Mineral Liberation Analysis (MLA) mapping and subsequent LA-ICP-MS analyses | LA-ICPMS, EMPA, SEM-EDS | NWR213 solid state 213 nm laser ablation system coupled with an Agilent 7900 quadrupole ICP-MS; Cameca SXFive Electron Microprobe; Quanta600 SEM | Adelaide Microscopy | Ablation was conducted in an atmosphere of He (0.6 L/min) that was mixed with Ar (0.88 L/min) upon leaving the ablation cell; 70 µm diameter spot size with a 25:2 standard sample bracketing approach (2 standards analysed twice every 25 unknowns); MLA maps were acquired using the raster mode with an X-ray spectra collected every 4 µm | STDGL3 (CODES, University of Tasmania; Danyushevsky et al., 2011); GSD-1G | 12.34 |  | 5.3 | [11 empty] | 0.062 | [5 empty] | 1.19 | [5 empty] | 0.058 | [15 empty] | 294000 |  | 0.051 |  |  |  | 0.7 | [7 empty] | 27.91 | [13 empty] | 43 | [15 empty] | 5.52 | [15 empty] | 409000 |  | 4.6 |  |  |  | 4.5 | [5 empty] | 7.12 | [7 empty] | 0.78 | [5 empty] | 0.367 | [13 empty] | 185 |  |  |  |  | 2020 | Cave, B., et al. (2020), Ore Geology Reviews 124, 103647 |  | AUS | Queensland
| Mount Isa Copper Operations, Black Star Mine | No. 5 and No. 9 Pb-Zn orebodies, 650 Cu orebody, 1100 Cu orebody, 3000 Cu orebody | Seafloor hydrothermal | Sedimentary Exhalative (SEDEX) | SEDEX zinc-lead-copper | Cu, Pb, Zn | Ag | Cu, Pb, Zn, Ag | Cave et al., 2020 |  | 345-201208592cpy10-9.d | 345-201208592cpy10-9.d-1 | underground mine, open pit |  |  |  |  | ore material | drill core, polished section | drill core | mineral separate | [5 empty] | mineralisation |  |  |  | chalcopyrite, sphalerite, galena | Cu mineralisation stage, Pb-Zn mineralisation stage | replacement, vein infill, stratabound | coarse-grained, medium-grained, fine-grained, stratabound, discordant veins, replacement, infill |  |  |  | pyrite, pyrrhotite, arsenopyrite, siderite, dolomite, calcite, quartz, chlorite, K-feldspar, biotite, apatite, freibergite, tetrahedrite, cobaltite | Resin blocks containing each sample were produced following standard procedures and used for Mineral Liberation Analysis (MLA) mapping and subsequent LA-ICP-MS analyses | LA-ICPMS, EMPA, SEM-EDS | NWR213 solid state 213 nm laser ablation system coupled with an Agilent 7900 quadrupole ICP-MS; Cameca SXFive Electron Microprobe; Quanta600 SEM | Adelaide Microscopy | Ablation was conducted in an atmosphere of He (0.6 L/min) that was mixed with Ar (0.88 L/min) upon leaving the ablation cell; 70 µm diameter spot size with a 25:2 standard sample bracketing approach (2 standards analysed twice every 25 unknowns); MLA maps were acquired using the raster mode with an X-ray spectra collected every 4 µm | STDGL3 (CODES, University of Tasmania; Danyushevsky et al., 2011); GSD-1G | 32.3 |  | 120 |  | 142 | [9 empty] | 3.83 | [5 empty] | 0.5 | [5 empty] | 32.7 | [15 empty] | 339000 |  | 0.106 | [11 empty] | 46.7 | [13 empty] | 1.14 | [9 empty] | 3.9 | [5 empty] | 81.5 | [15 empty] | 464000 |  | 46.4 |  |  |  | 7 | [5 empty] | 6.27 | [13 empty] | 9.7 | [13 empty] | 108.1 |  |  |  |  | 2020 | Cave, B., et al. (2020), Ore Geology Reviews 124, 103647 |  | AUS | Queensland
| Mount Isa Copper Operations, Black Star Mine | No. 5 and No. 9 Pb-Zn orebodies, 650 Cu orebody, 1100 Cu orebody, 3000 Cu orebody | Seafloor hydrothermal | Sedimentary Exhalative (SEDEX) | SEDEX zinc-lead-copper | Cu, Pb, Zn | Ag | Cu, Pb, Zn, Ag | Cave et al., 2020 |  | 351-201208592cpy10-11.d | 351-201208592cpy10-11.d-1 | underground mine, open pit |  |  |  |  | ore material | drill core, polished section | drill core | mineral separate | [5 empty] | mineralisation |  |  |  | chalcopyrite, sphalerite, galena | Cu mineralisation stage, Pb-Zn mineralisation stage | replacement, vein infill, stratabound | coarse-grained, medium-grained, fine-grained, stratabound, discordant veins, replacement, infill |  |  |  | pyrite, pyrrhotite, arsenopyrite, siderite, dolomite, calcite, quartz, chlorite, K-feldspar, biotite, apatite, freibergite, tetrahedrite, cobaltite | Resin blocks containing each sample were produced following standard procedures and used for Mineral Liberation Analysis (MLA) mapping and subsequent LA-ICP-MS analyses | LA-ICPMS, EMPA, SEM-EDS | NWR213 solid state 213 nm laser ablation system coupled with an Agilent 7900 quadrupole ICP-MS; Cameca SXFive Electron Microprobe; Quanta600 SEM | Adelaide Microscopy | Ablation was conducted in an atmosphere of He (0.6 L/min) that was mixed with Ar (0.88 L/min) upon leaving the ablation cell; 70 µm diameter spot size with a 25:2 standard sample bracketing approach (2 standards analysed twice every 25 unknowns); MLA maps were acquired using the raster mode with an X-ray spectra collected every 4 µm | STDGL3 (CODES, University of Tasmania; Danyushevsky et al., 2011); GSD-1G | 14.33 |  | 16.5 |  | 3.47 | [9 empty] | 0.269 | [5 empty] | 1.41 | [5 empty] | 1.87 | [15 empty] | 286000 |  | 0.085 | [11 empty] | 48.43 | [13 empty] | 0.22 | [9 empty] | 0.28 | [5 empty] | 5.93 | [15 empty] | 394000 |  | 4.92 |  |  |  | 6.5 | [5 empty] | 6.88 | [7 empty] | 1.1 | [5 empty] | 1.98 | [13 empty] | 249 |  |  |  |  | 2020 | Cave, B., et al. (2020), Ore Geology Reviews 124, 103647 |  | AUS | Queensland
| Mount Isa Copper Operations, Black Star Mine | No. 5 and No. 9 Pb-Zn orebodies, 650 Cu orebody, 1100 Cu orebody, 3000 Cu orebody | Seafloor hydrothermal | Sedimentary Exhalative (SEDEX) | SEDEX zinc-lead-copper | Cu, Pb, Zn | Ag | Cu, Pb, Zn, Ag | Cave et al., 2020 |  | 352-201208592cpy10-12.d | 352-201208592cpy10-12.d-1 | underground mine, open pit |  |  |  |  | ore material | drill core, polished section | drill core | mineral separate | [5 empty] | mineralisation |  |  |  | chalcopyrite, sphalerite, galena | Cu mineralisation stage, Pb-Zn mineralisation stage | replacement, vein infill, stratabound | coarse-grained, medium-grained, fine-grained, stratabound, discordant veins, replacement, infill |  |  |  | pyrite, pyrrhotite, arsenopyrite, siderite, dolomite, calcite, quartz, chlorite, K-feldspar, biotite, apatite, freibergite, tetrahedrite, cobaltite | Resin blocks containing each sample were produced following standard procedures and used for Mineral Liberation Analysis (MLA) mapping and subsequent LA-ICP-MS analyses | LA-ICPMS, EMPA, SEM-EDS | NWR213 solid state 213 nm laser ablation system coupled with an Agilent 7900 quadrupole ICP-MS; Cameca SXFive Electron Microprobe; Quanta600 SEM | Adelaide Microscopy | Ablation was conducted in an atmosphere of He (0.6 L/min) that was mixed with Ar (0.88 L/min) upon leaving the ablation cell; 70 µm diameter spot size with a 25:2 standard sample bracketing approach (2 standards analysed twice every 25 unknowns); MLA maps were acquired using the raster mode with an X-ray spectra collected every 4 µm | STDGL3 (CODES, University of Tasmania; Danyushevsky et al., 2011); GSD-1G | 12.98 |  | 230 |  | 0.26 | [9 empty] | 0.139 | [5 empty] | 1.38 | [5 empty] | 0.021 | [15 empty] | 288000 |  | 0.156 |  |  |  | 0.7 | [7 empty] | 49.51 | [13 empty] | 0.88 | [15 empty] | 4.8 | [15 empty] | 397000 |  | 5.28 |  |  |  | 6.9 | [5 empty] | 6.8 | [13 empty] | 0.9 | [13 empty] | 191 |  |  |  |  | 2020 | Cave, B., et al. (2020), Ore Geology Reviews 124, 103647 |  | AUS | Queensland
| Mount Isa Copper Operations, Black Star Mine | No. 5 and No. 9 Pb-Zn orebodies, 650 Cu orebody, 1100 Cu orebody, 3000 Cu orebody | Seafloor hydrothermal | Sedimentary Exhalative (SEDEX) | SEDEX zinc-lead-copper | Cu, Pb, Zn | Ag | Cu, Pb, Zn, Ag | Cave et al., 2020 |  | 353-201208592cpy10-13.d | 353-201208592cpy10-13.d-1 | underground mine, open pit |  |  |  |  | ore material | drill core, polished section | drill core | mineral separate | [5 empty] | mineralisation |  |  |  | chalcopyrite, sphalerite, galena | Cu mineralisation stage, Pb-Zn mineralisation stage | replacement, vein infill, stratabound | coarse-grained, medium-grained, fine-grained, stratabound, discordant veins, replacement, infill |  |  |  | pyrite, pyrrhotite, arsenopyrite, siderite, dolomite, calcite, quartz, chlorite, K-feldspar, biotite, apatite, freibergite, tetrahedrite, cobaltite | Resin blocks containing each sample were produced following standard procedures and used for Mineral Liberation Analysis (MLA) mapping and subsequent LA-ICP-MS analyses | LA-ICPMS, EMPA, SEM-EDS | NWR213 solid state 213 nm laser ablation system coupled with an Agilent 7900 quadrupole ICP-MS; Cameca SXFive Electron Microprobe; Quanta600 SEM | Adelaide Microscopy | Ablation was conducted in an atmosphere of He (0.6 L/min) that was mixed with Ar (0.88 L/min) upon leaving the ablation cell; 70 µm diameter spot size with a 25:2 standard sample bracketing approach (2 standards analysed twice every 25 unknowns); MLA maps were acquired using the raster mode with an X-ray spectra collected every 4 µm | STDGL3 (CODES, University of Tasmania; Danyushevsky et al., 2011); GSD-1G | 14.03 |  | 23.1 |  | 6.5 | [9 empty] | 0.257 | [5 empty] | 1.43 | [5 empty] | 1.57 | [15 empty] | 290000 |  | 0.068 | [11 empty] | 48.67 | [23 empty] | 0.39 | [5 empty] | 11.1 | [15 empty] | 391000 |  | 8.5 |  |  |  | 2.9 | [5 empty] | 6.31 | [13 empty] | 1.8 | [13 empty] | 157.4 |  |  |  |  | 2020 | Cave, B., et al. (2020), Ore Geology Reviews 124, 103647 |  | AUS | Queensland
| Mount Isa Copper Operations, Black Star Mine | No. 5 and No. 9 Pb-Zn orebodies, 650 Cu orebody, 1100 Cu orebody, 3000 Cu orebody | Seafloor hydrothermal | Sedimentary Exhalative (SEDEX) | SEDEX zinc-lead-copper | Cu, Pb, Zn | Ag | Cu, Pb, Zn, Ag | Cave et al., 2020 |  | 354-201208592cpy10-14.d | 354-201208592cpy10-14.d-1 | underground mine, open pit |  |  |  |  | ore material | drill core, polished section | drill core | mineral separate | [5 empty] | mineralisation |  |  |  | chalcopyrite, sphalerite, galena | Cu mineralisation stage, Pb-Zn mineralisation stage | replacement, vein infill, stratabound | coarse-grained, medium-grained, fine-grained, stratabound, discordant veins, replacement, infill |  |  |  | pyrite, pyrrhotite, arsenopyrite, siderite, dolomite, calcite, quartz, chlorite, K-feldspar, biotite, apatite, freibergite, tetrahedrite, cobaltite | Resin blocks containing each sample were produced following standard procedures and used for Mineral Liberation Analysis (MLA) mapping and subsequent LA-ICP-MS analyses | LA-ICPMS, EMPA, SEM-EDS | NWR213 solid state 213 nm laser ablation system coupled with an Agilent 7900 quadrupole ICP-MS; Cameca SXFive Electron Microprobe; Quanta600 SEM | Adelaide Microscopy | Ablation was conducted in an atmosphere of He (0.6 L/min) that was mixed with Ar (0.88 L/min) upon leaving the ablation cell; 70 µm diameter spot size with a 25:2 standard sample bracketing approach (2 standards analysed twice every 25 unknowns); MLA maps were acquired using the raster mode with an X-ray spectra collected every 4 µm | STDGL3 (CODES, University of Tasmania; Danyushevsky et al., 2011); GSD-1G | 14.86 |  | 8.9 |  | 0.66 | [9 empty] | 0.143 | [5 empty] | 1.26 | [5 empty] | 0.128 | [15 empty] | 287000 |  | 0.029 | [11 empty] | 49.1 | [23 empty] | 0.115 | [5 empty] | 13.28 | [15 empty] | 394000 |  | 7.76 |  |  |  | 5.5 | [5 empty] | 6.39 | [7 empty] | 1.04 | [5 empty] | 1.68 | [13 empty] | 125.9 |  |  |  |  | 2020 | Cave, B., et al. (2020), Ore Geology Reviews 124, 103647 |  | AUS | Queensland
| Mount Isa Copper Operations, Black Star Mine | No. 5 and No. 9 Pb-Zn orebodies, 650 Cu orebody, 1100 Cu orebody, 3000 Cu orebody | Seafloor hydrothermal | Sedimentary Exhalative (SEDEX) | SEDEX zinc-lead-copper | Cu, Pb, Zn | Ag | Cu, Pb, Zn, Ag | Cave et al., 2020 |  | 355-201208592cpy10-15.d | 355-201208592cpy10-15.d-1 | underground mine, open pit |  |  |  |  | ore material | drill core, polished section | drill core | mineral separate | [5 empty] | mineralisation |  |  |  | chalcopyrite, sphalerite, galena | Cu mineralisation stage, Pb-Zn mineralisation stage | replacement, vein infill, stratabound | coarse-grained, medium-grained, fine-grained, stratabound, discordant veins, replacement, infill |  |  |  | pyrite, pyrrhotite, arsenopyrite, siderite, dolomite, calcite, quartz, chlorite, K-feldspar, biotite, apatite, freibergite, tetrahedrite, cobaltite | Resin blocks containing each sample were produced following standard procedures and used for Mineral Liberation Analysis (MLA) mapping and subsequent LA-ICP-MS analyses | LA-ICPMS, EMPA, SEM-EDS | NWR213 solid state 213 nm laser ablation system coupled with an Agilent 7900 quadrupole ICP-MS; Cameca SXFive Electron Microprobe; Quanta600 SEM | Adelaide Microscopy | Ablation was conducted in an atmosphere of He (0.6 L/min) that was mixed with Ar (0.88 L/min) upon leaving the ablation cell; 70 µm diameter spot size with a 25:2 standard sample bracketing approach (2 standards analysed twice every 25 unknowns); MLA maps were acquired using the raster mode with an X-ray spectra collected every 4 µm | STDGL3 (CODES, University of Tasmania; Danyushevsky et al., 2011); GSD-1G | 12.58 |  | 45 |  | 1.27 | [9 empty] | 0.21 | [5 empty] | 1.14 | [5 empty] | 0.88 | [15 empty] | 287000 |  | 0.103 |  |  |  | 0.27 | [7 empty] | 49.75 | [23 empty] | 0.2 | [5 empty] | 8.85 | [15 empty] | 384000 |  | 5.97 |  |  |  | 3.7 | [5 empty] | 6.63 | [7 empty] | 0.47 | [5 empty] | 1.15 | [13 empty] | 179 |  |  |  |  | 2020 | Cave, B., et al. (2020), Ore Geology Reviews 124, 103647 |  | AUS | Queensland
| Mount Isa Copper Operations, Black Star Mine | No. 5 and No. 9 Pb-Zn orebodies, 650 Cu orebody, 1100 Cu orebody, 3000 Cu orebody | Seafloor hydrothermal | Sedimentary Exhalative (SEDEX) | SEDEX zinc-lead-copper | Cu, Pb, Zn | Ag | Cu, Pb, Zn, Ag | Cave et al., 2020 |  | 356-201208592cpy10-16.d | 356-201208592cpy10-16.d-1 | underground mine, open pit |  |  |  |  | ore material | drill core, polished section | drill core | mineral separate | [5 empty] | mineralisation |  |  |  | chalcopyrite, sphalerite, galena | Cu mineralisation stage, Pb-Zn mineralisation stage | replacement, vein infill, stratabound | coarse-grained, medium-grained, fine-grained, stratabound, discordant veins, replacement, infill |  |  |  | pyrite, pyrrhotite, arsenopyrite, siderite, dolomite, calcite, quartz, chlorite, K-feldspar, biotite, apatite, freibergite, tetrahedrite, cobaltite | Resin blocks containing each sample were produced following standard procedures and used for Mineral Liberation Analysis (MLA) mapping and subsequent LA-ICP-MS analyses | LA-ICPMS, EMPA, SEM-EDS | NWR213 solid state 213 nm laser ablation system coupled with an Agilent 7900 quadrupole ICP-MS; Cameca SXFive Electron Microprobe; Quanta600 SEM | Adelaide Microscopy | Ablation was conducted in an atmosphere of He (0.6 L/min) that was mixed with Ar (0.88 L/min) upon leaving the ablation cell; 70 µm diameter spot size with a 25:2 standard sample bracketing approach (2 standards analysed twice every 25 unknowns); MLA maps were acquired using the raster mode with an X-ray spectra collected every 4 µm | STDGL3 (CODES, University of Tasmania; Danyushevsky et al., 2011); GSD-1G | 13.42 |  | 42.1 | [11 empty] | 0.173 | [5 empty] | 0.79 | [5 empty] | 0.107 | [15 empty] | 284000 |  | 0.052 |  |  |  | 0.42 | [7 empty] | 49.16 | [23 empty] | 0.24 | [5 empty] | 9.63 | [15 empty] | 383000 |  | 8.14 |  |  |  | 5.4 | [5 empty] | 6.54 | [13 empty] | 1.047 | [13 empty] | 144.3 |  |  |  |  | 2020 | Cave, B., et al. (2020), Ore Geology Reviews 124, 103647 |  | AUS | Queensland
| Mount Isa Copper Operations, Black Star Mine | No. 5 and No. 9 Pb-Zn orebodies, 650 Cu orebody, 1100 Cu orebody, 3000 Cu orebody | Seafloor hydrothermal | Sedimentary Exhalative (SEDEX) | SEDEX zinc-lead-copper | Cu, Pb, Zn | Ag | Cu, Pb, Zn, Ag | Cave et al., 2020 |  | 357-201208592cpy10-17.d | 357-201208592cpy10-17.d-1 | underground mine, open pit |  |  |  |  | ore material | drill core, polished section | drill core | mineral separate | [5 empty] | mineralisation |  |  |  | chalcopyrite, sphalerite, galena | Cu mineralisation stage, Pb-Zn mineralisation stage | replacement, vein infill, stratabound | coarse-grained, medium-grained, fine-grained, stratabound, discordant veins, replacement, infill |  |  |  | pyrite, pyrrhotite, arsenopyrite, siderite, dolomite, calcite, quartz, chlorite, K-feldspar, biotite, apatite, freibergite, tetrahedrite, cobaltite | Resin blocks containing each sample were produced following standard procedures and used for Mineral Liberation Analysis (MLA) mapping and subsequent LA-ICP-MS analyses | LA-ICPMS, EMPA, SEM-EDS | NWR213 solid state 213 nm laser ablation system coupled with an Agilent 7900 quadrupole ICP-MS; Cameca SXFive Electron Microprobe; Quanta600 SEM | Adelaide Microscopy | Ablation was conducted in an atmosphere of He (0.6 L/min) that was mixed with Ar (0.88 L/min) upon leaving the ablation cell; 70 µm diameter spot size with a 25:2 standard sample bracketing approach (2 standards analysed twice every 25 unknowns); MLA maps were acquired using the raster mode with an X-ray spectra collected every 4 µm | STDGL3 (CODES, University of Tasmania; Danyushevsky et al., 2011); GSD-1G | 14.24 |  | 19 |  | 0.41 | [9 empty] | 0.236 | [5 empty] | 0.92 | [5 empty] | 0.056 | [15 empty] | 290000 |  | 0.028 |  |  |  | 0.58 | [7 empty] | 50.93 | [29 empty] | 8.95 | [15 empty] | 385000 |  | 6.46 |  |  |  | 4.9 | [5 empty] | 6.95 | [13 empty] | 0.402 | [13 empty] | 141.8 |  |  |  |  | 2020 | Cave, B., et al. (2020), Ore Geology Reviews 124, 103647 |  | AUS | Queensland
| Mount Isa Copper Operations, Black Star Mine | No. 5 and No. 9 Pb-Zn orebodies, 650 Cu orebody, 1100 Cu orebody, 3000 Cu orebody | Seafloor hydrothermal | Sedimentary Exhalative (SEDEX) | SEDEX zinc-lead-copper | Cu, Pb, Zn | Ag | Cu, Pb, Zn, Ag | Cave et al., 2020 |  | 358-201208592cpy10-18.d | 358-201208592cpy10-18.d-1 | underground mine, open pit |  |  |  |  | ore material | drill core, polished section | drill core | mineral separate | [5 empty] | mineralisation |  |  |  | chalcopyrite, sphalerite, galena | Cu mineralisation stage, Pb-Zn mineralisation stage | replacement, vein infill, stratabound | coarse-grained, medium-grained, fine-grained, stratabound, discordant veins, replacement, infill |  |  |  | pyrite, pyrrhotite, arsenopyrite, siderite, dolomite, calcite, quartz, chlorite, K-feldspar, biotite, apatite, freibergite, tetrahedrite, cobaltite | Resin blocks containing each sample were produced following standard procedures and used for Mineral Liberation Analysis (MLA) mapping and subsequent LA-ICP-MS analyses | LA-ICPMS, EMPA, SEM-EDS | NWR213 solid state 213 nm laser ablation system coupled with an Agilent 7900 quadrupole ICP-MS; Cameca SXFive Electron Microprobe; Quanta600 SEM | Adelaide Microscopy | Ablation was conducted in an atmosphere of He (0.6 L/min) that was mixed with Ar (0.88 L/min) upon leaving the ablation cell; 70 µm diameter spot size with a 25:2 standard sample bracketing approach (2 standards analysed twice every 25 unknowns); MLA maps were acquired using the raster mode with an X-ray spectra collected every 4 µm | STDGL3 (CODES, University of Tasmania; Danyushevsky et al., 2011); GSD-1G | 17.12 |  | 2.8 |  | 0.24 | [9 empty] | 0.266 | [5 empty] | 1.72 | [5 empty] | 0.043 | [15 empty] | 288000 |  | 0.055 |  |  |  | 0.3 | [7 empty] | 52.14 | [13 empty] | 0.19 | [9 empty] | 0.13 | [5 empty] | 7.41 | [15 empty] | 390000 |  | 5.01 |  |  |  | 2.1 | [5 empty] | 6.68 | [13 empty] | 0.181 | [13 empty] | 156.8 |  |  |  |  | 2020 | Cave, B., et al. (2020), Ore Geology Reviews 124, 103647 |  | AUS | Queensland
| Mount Isa Copper Operations, Black Star Mine | No. 5 and No. 9 Pb-Zn orebodies, 650 Cu orebody, 1100 Cu orebody, 3000 Cu orebody | Seafloor hydrothermal | Sedimentary Exhalative (SEDEX) | SEDEX zinc-lead-copper | Cu, Pb, Zn | Ag | Cu, Pb, Zn, Ag | Cave et al., 2020 |  | 359-201208592cpy10-19.d | 359-201208592cpy10-19.d-1 | underground mine, open pit |  |  |  |  | ore material | drill core, polished section | drill core | mineral separate | [5 empty] | mineralisation |  |  |  | chalcopyrite, sphalerite, galena | Cu mineralisation stage, Pb-Zn mineralisation stage | replacement, vein infill, stratabound | coarse-grained, medium-grained, fine-grained, stratabound, discordant veins, replacement, infill |  |  |  | pyrite, pyrrhotite, arsenopyrite, siderite, dolomite, calcite, quartz, chlorite, K-feldspar, biotite, apatite, freibergite, tetrahedrite, cobaltite | Resin blocks containing each sample were produced following standard procedures and used for Mineral Liberation Analysis (MLA) mapping and subsequent LA-ICP-MS analyses | LA-ICPMS, EMPA, SEM-EDS | NWR213 solid state 213 nm laser ablation system coupled with an Agilent 7900 quadrupole ICP-MS; Cameca SXFive Electron Microprobe; Quanta600 SEM | Adelaide Microscopy | Ablation was conducted in an atmosphere of He (0.6 L/min) that was mixed with Ar (0.88 L/min) upon leaving the ablation cell; 70 µm diameter spot size with a 25:2 standard sample bracketing approach (2 standards analysed twice every 25 unknowns); MLA maps were acquired using the raster mode with an X-ray spectra collected every 4 µm | STDGL3 (CODES, University of Tasmania; Danyushevsky et al., 2011); GSD-1G | 16.8 |  | 1.77 | [11 empty] | 0.383 | [5 empty] | 1.1 | [5 empty] | 0.047 | [15 empty] | 285000 |  | 0.069 |  |  |  | 0.38 | [7 empty] | 51.43 | [23 empty] | 0.105 | [5 empty] | 13.96 | [15 empty] | 400000 |  | 10.86 |  |  |  | 4.2 | [5 empty] | 6.46 | [7 empty] | 0.31 | [5 empty] | 0.724 | [13 empty] | 153.4 |  |  |  |  | 2020 | Cave, B., et al. (2020), Ore Geology Reviews 124, 103647 |  | AUS | Queensland
| Mount Isa Copper Operations, Black Star Mine | No. 5 and No. 9 Pb-Zn orebodies, 650 Cu orebody, 1100 Cu orebody, 3000 Cu orebody | Seafloor hydrothermal | Sedimentary Exhalative (SEDEX) | SEDEX zinc-lead-copper | Cu, Pb, Zn | Ag | Cu, Pb, Zn, Ag | Cave et al., 2020 |  | 360-201208592cpy10-20.d | 360-201208592cpy10-20.d-1 | underground mine, open pit |  |  |  |  | ore material | drill core, polished section | drill core | mineral separate | [5 empty] | mineralisation |  |  |  | chalcopyrite, sphalerite, galena | Cu mineralisation stage, Pb-Zn mineralisation stage | replacement, vein infill, stratabound | coarse-grained, medium-grained, fine-grained, stratabound, discordant veins, replacement, infill |  |  |  | pyrite, pyrrhotite, arsenopyrite, siderite, dolomite, calcite, quartz, chlorite, K-feldspar, biotite, apatite, freibergite, tetrahedrite, cobaltite | Resin blocks containing each sample were produced following standard procedures and used for Mineral Liberation Analysis (MLA) mapping and subsequent LA-ICP-MS analyses | LA-ICPMS, EMPA, SEM-EDS | NWR213 solid state 213 nm laser ablation system coupled with an Agilent 7900 quadrupole ICP-MS; Cameca SXFive Electron Microprobe; Quanta600 SEM | Adelaide Microscopy | Ablation was conducted in an atmosphere of He (0.6 L/min) that was mixed with Ar (0.88 L/min) upon leaving the ablation cell; 70 µm diameter spot size with a 25:2 standard sample bracketing approach (2 standards analysed twice every 25 unknowns); MLA maps were acquired using the raster mode with an X-ray spectra collected every 4 µm | STDGL3 (CODES, University of Tasmania; Danyushevsky et al., 2011); GSD-1G | 20.8 |  | 23 |  | 321 | [9 empty] | 10.84 | [5 empty] | 1.61 | [5 empty] | 169.3 | [15 empty] | 361000 |  | 0.059 |  |  |  | 0.27 | [7 empty] | 54.11 | [13 empty] | 1.73 | [9 empty] | 5.28 | [5 empty] | 318 | [15 empty] | 483000 |  | 82.6 |  |  |  | 2.5 | [5 empty] | 6.9 | [13 empty] | 122.3 | [13 empty] | 304 |  |  |  |  | 2020 | Cave, B., et al. (2020), Ore Geology Reviews 124, 103647 |  | AUS | Queensland
| Mount Isa Copper Operations, Black Star Mine | No. 5 and No. 9 Pb-Zn orebodies, 650 Cu orebody, 1100 Cu orebody, 3000 Cu orebody | Seafloor hydrothermal | Sedimentary Exhalative (SEDEX) | SEDEX zinc-lead-copper | Cu, Pb, Zn | Ag | Cu, Pb, Zn, Ag | Cave et al., 2020 |  | 361-201208592cpy10-21.d | 361-201208592cpy10-21.d-1 | underground mine, open pit |  |  |  |  | ore material | drill core, polished section | drill core | mineral separate | [5 empty] | mineralisation |  |  |  | chalcopyrite, sphalerite, galena | Cu mineralisation stage, Pb-Zn mineralisation stage | replacement, vein infill, stratabound | coarse-grained, medium-grained, fine-grained, stratabound, discordant veins, replacement, infill |  |  |  | pyrite, pyrrhotite, arsenopyrite, siderite, dolomite, calcite, quartz, chlorite, K-feldspar, biotite, apatite, freibergite, tetrahedrite, cobaltite | Resin blocks containing each sample were produced following standard procedures and used for Mineral Liberation Analysis (MLA) mapping and subsequent LA-ICP-MS analyses | LA-ICPMS, EMPA, SEM-EDS | NWR213 solid state 213 nm laser ablation system coupled with an Agilent 7900 quadrupole ICP-MS; Cameca SXFive Electron Microprobe; Quanta600 SEM | Adelaide Microscopy | Ablation was conducted in an atmosphere of He (0.6 L/min) that was mixed with Ar (0.88 L/min) upon leaving the ablation cell; 70 µm diameter spot size with a 25:2 standard sample bracketing approach (2 standards analysed twice every 25 unknowns); MLA maps were acquired using the raster mode with an X-ray spectra collected every 4 µm | STDGL3 (CODES, University of Tasmania; Danyushevsky et al., 2011); GSD-1G | 12.9 |  | 0.93 |  | 1.01 | [9 empty] | 0.262 | [5 empty] | 1.07 | [5 empty] | 0.36 | [15 empty] | 283000 |  | 0.064 | [11 empty] | 51.92 | [23 empty] | 0.122 | [5 empty] | 8.59 | [15 empty] | 397000 |  | 7.37 |  |  |  | 4.5 | [5 empty] | 6.48 | [7 empty] | 0.51 | [5 empty] | 0.78 | [13 empty] | 166.7 |  |  |  |  | 2020 | Cave, B., et al. (2020), Ore Geology Reviews 124, 103647 |  | AUS | Queensland
| Mount Isa Copper Operations, Black Star Mine | No. 5 and No. 9 Pb-Zn orebodies, 650 Cu orebody, 1100 Cu orebody, 3000 Cu orebody | Seafloor hydrothermal | Sedimentary Exhalative (SEDEX) | SEDEX zinc-lead-copper | Cu, Pb, Zn | Ag | Cu, Pb, Zn, Ag | Cave et al., 2020 |  | 362-201208592cpy10-22.d | 362-201208592cpy10-22.d-1 | underground mine, open pit |  |  |  |  | ore material | drill core, polished section | drill core | mineral separate | [5 empty] | mineralisation |  |  |  | chalcopyrite, sphalerite, galena | Cu mineralisation stage, Pb-Zn mineralisation stage | replacement, vein infill, stratabound | coarse-grained, medium-grained, fine-grained, stratabound, discordant veins, replacement, infill |  |  |  | pyrite, pyrrhotite, arsenopyrite, siderite, dolomite, calcite, quartz, chlorite, K-feldspar, biotite, apatite, freibergite, tetrahedrite, cobaltite | Resin blocks containing each sample were produced following standard procedures and used for Mineral Liberation Analysis (MLA) mapping and subsequent LA-ICP-MS analyses | LA-ICPMS, EMPA, SEM-EDS | NWR213 solid state 213 nm laser ablation system coupled with an Agilent 7900 quadrupole ICP-MS; Cameca SXFive Electron Microprobe; Quanta600 SEM | Adelaide Microscopy | Ablation was conducted in an atmosphere of He (0.6 L/min) that was mixed with Ar (0.88 L/min) upon leaving the ablation cell; 70 µm diameter spot size with a 25:2 standard sample bracketing approach (2 standards analysed twice every 25 unknowns); MLA maps were acquired using the raster mode with an X-ray spectra collected every 4 µm | STDGL3 (CODES, University of Tasmania; Danyushevsky et al., 2011); GSD-1G | 14.04 |  | 152 |  | 2.39 | [9 empty] | 0.308 | [5 empty] | 1.7 | [5 empty] | 0.91 | [15 empty] | 290000 |  | 0.156 |  |  |  | 0.59 | [7 empty] | 51.4 | [13 empty] | 0.66 | [9 empty] | 0.177 | [5 empty] | 12.15 | [15 empty] | 386000 |  | 9.82 |  |  |  | 2.4 | [5 empty] | 6.42 | [13 empty] | 2.02 | [13 empty] | 186 |  |  |  |  | 2020 | Cave, B., et al. (2020), Ore Geology Reviews 124, 103647 |  | AUS | Queensland
| Mount Isa Copper Operations, Black Star Mine | No. 5 and No. 9 Pb-Zn orebodies, 650 Cu orebody, 1100 Cu orebody, 3000 Cu orebody | Seafloor hydrothermal | Sedimentary Exhalative (SEDEX) | SEDEX zinc-lead-copper | Cu, Pb, Zn | Ag | Cu, Pb, Zn, Ag | Cave et al., 2020 |  | 363-201208592cpy10-23.d | 363-201208592cpy10-23.d-1 | underground mine, open pit |  |  |  |  | ore material | drill core, polished section | drill core | mineral separate | [5 empty] | mineralisation |  |  |  | chalcopyrite, sphalerite, galena | Cu mineralisation stage, Pb-Zn mineralisation stage | replacement, vein infill, stratabound | coarse-grained, medium-grained, fine-grained, stratabound, discordant veins, replacement, infill |  |  |  | pyrite, pyrrhotite, arsenopyrite, siderite, dolomite, calcite, quartz, chlorite, K-feldspar, biotite, apatite, freibergite, tetrahedrite, cobaltite | Resin blocks containing each sample were produced following standard procedures and used for Mineral Liberation Analysis (MLA) mapping and subsequent LA-ICP-MS analyses | LA-ICPMS, EMPA, SEM-EDS | NWR213 solid state 213 nm laser ablation system coupled with an Agilent 7900 quadrupole ICP-MS; Cameca SXFive Electron Microprobe; Quanta600 SEM | Adelaide Microscopy | Ablation was conducted in an atmosphere of He (0.6 L/min) that was mixed with Ar (0.88 L/min) upon leaving the ablation cell; 70 µm diameter spot size with a 25:2 standard sample bracketing approach (2 standards analysed twice every 25 unknowns); MLA maps were acquired using the raster mode with an X-ray spectra collected every 4 µm | STDGL3 (CODES, University of Tasmania; Danyushevsky et al., 2011); GSD-1G | 15.36 |  | 1.81 |  | 0.29 | [9 empty] | 0.329 | [5 empty] | 1.42 | [5 empty] | 0.058 | [15 empty] | 287000 |  | 0.073 | [11 empty] | 52.08 | [23 empty] | 0.141 | [5 empty] | 14.87 | [15 empty] | 387000 |  | 9.2 |  |  |  | 3.8 | [5 empty] | 6.39 | [13 empty] | 1.15 | [13 empty] | 151 |  |  |  |  | 2020 | Cave, B., et al. (2020), Ore Geology Reviews 124, 103647 |  | AUS | Queensland
| Mount Isa Copper Operations, Black Star Mine | No. 5 and No. 9 Pb-Zn orebodies, 650 Cu orebody, 1100 Cu orebody, 3000 Cu orebody | Seafloor hydrothermal | Sedimentary Exhalative (SEDEX) | SEDEX zinc-lead-copper | Cu, Pb, Zn | Ag | Cu, Pb, Zn, Ag | Cave et al., 2020 |  | 364-201208592cpy10-24.d | 364-201208592cpy10-24.d-1 | underground mine, open pit |  |  |  |  | ore material | drill core, polished section | drill core | mineral separate | [5 empty] | mineralisation |  |  |  | chalcopyrite, sphalerite, galena | Cu mineralisation stage, Pb-Zn mineralisation stage | replacement, vein infill, stratabound | coarse-grained, medium-grained, fine-grained, stratabound, discordant veins, replacement, infill |  |  |  | pyrite, pyrrhotite, arsenopyrite, siderite, dolomite, calcite, quartz, chlorite, K-feldspar, biotite, apatite, freibergite, tetrahedrite, cobaltite | Resin blocks containing each sample were produced following standard procedures and used for Mineral Liberation Analysis (MLA) mapping and subsequent LA-ICP-MS analyses | LA-ICPMS, EMPA, SEM-EDS | NWR213 solid state 213 nm laser ablation system coupled with an Agilent 7900 quadrupole ICP-MS; Cameca SXFive Electron Microprobe; Quanta600 SEM | Adelaide Microscopy | Ablation was conducted in an atmosphere of He (0.6 L/min) that was mixed with Ar (0.88 L/min) upon leaving the ablation cell; 70 µm diameter spot size with a 25:2 standard sample bracketing approach (2 standards analysed twice every 25 unknowns); MLA maps were acquired using the raster mode with an X-ray spectra collected every 4 µm | STDGL3 (CODES, University of Tasmania; Danyushevsky et al., 2011); GSD-1G | 12.11 |  |  |  | 0.39 | [9 empty] | 0.22 | [5 empty] | 1.66 | [5 empty] | 0.09 | [15 empty] | 287000 |  | 0.066 | [11 empty] | 51.71 | [23 empty] | 0.08 | [5 empty] | 5.42 | [15 empty] | 370000 |  | 5 |  |  |  | 4 | [5 empty] | 6.49 | [13 empty] | 0.304 | [13 empty] | 185 |  |  |  |  | 2020 | Cave, B., et al. (2020), Ore Geology Reviews 124, 103647 |  | AUS | Queensland
| Mount Isa Copper Operations, Black Star Mine | No. 5 and No. 9 Pb-Zn orebodies, 650 Cu orebody, 1100 Cu orebody, 3000 Cu orebody | Seafloor hydrothermal | Sedimentary Exhalative (SEDEX) | SEDEX zinc-lead-copper | Cu, Pb, Zn | Ag | Cu, Pb, Zn, Ag | Cave et al., 2020 |  | 365-201208592cpy10-25.d | 365-201208592cpy10-25.d-1 | underground mine, open pit |  |  |  |  | ore material | drill core, polished section | drill core | mineral separate | [5 empty] | mineralisation |  |  |  | chalcopyrite, sphalerite, galena | Cu mineralisation stage, Pb-Zn mineralisation stage | replacement, vein infill, stratabound | coarse-grained, medium-grained, fine-grained, stratabound, discordant veins, replacement, infill |  |  |  | pyrite, pyrrhotite, arsenopyrite, siderite, dolomite, calcite, quartz, chlorite, K-feldspar, biotite, apatite, freibergite, tetrahedrite, cobaltite | Resin blocks containing each sample were produced following standard procedures and used for Mineral Liberation Analysis (MLA) mapping and subsequent LA-ICP-MS analyses | LA-ICPMS, EMPA, SEM-EDS | NWR213 solid state 213 nm laser ablation system coupled with an Agilent 7900 quadrupole ICP-MS; Cameca SXFive Electron Microprobe; Quanta600 SEM | Adelaide Microscopy | Ablation was conducted in an atmosphere of He (0.6 L/min) that was mixed with Ar (0.88 L/min) upon leaving the ablation cell; 70 µm diameter spot size with a 25:2 standard sample bracketing approach (2 standards analysed twice every 25 unknowns); MLA maps were acquired using the raster mode with an X-ray spectra collected every 4 µm | STDGL3 (CODES, University of Tasmania; Danyushevsky et al., 2011); GSD-1G | 15.69 |  | 1.88 |  | 0.41 | [9 empty] | 0.036 | [5 empty] | 1.2 | [5 empty] | 0.133 | [15 empty] | 288000 |  | 0.087 |  |  |  | 0.33 | [7 empty] | 50.85 | [13 empty] | 0.48 | [9 empty] | 0.153 | [5 empty] | 2.08 | [15 empty] | 383000 |  | 0.9 |  |  |  | 4.5 | [5 empty] | 8.48 | [7 empty] | 0.45 | [5 empty] | 0.384 | [13 empty] | 135.7 |  |  |  |  | 2020 | Cave, B., et al. (2020), Ore Geology Reviews 124, 103647 |  | AUS | Queensland
| Mount Isa Copper Operations, Black Star Mine | No. 5 and No. 9 Pb-Zn orebodies, 650 Cu orebody, 1100 Cu orebody, 3000 Cu orebody | Seafloor hydrothermal | Sedimentary Exhalative (SEDEX) | SEDEX zinc-lead-copper | Cu, Pb, Zn | Ag | Cu, Pb, Zn, Ag | Cave et al., 2020 |  | 366-201208592cpy10-26.d | 366-201208592cpy10-26.d-1 | underground mine, open pit |  |  |  |  | ore material | drill core, polished section | drill core | mineral separate | [5 empty] | mineralisation |  |  |  | chalcopyrite, sphalerite, galena | Cu mineralisation stage, Pb-Zn mineralisation stage | replacement, vein infill, stratabound | coarse-grained, medium-grained, fine-grained, stratabound, discordant veins, replacement, infill |  |  |  | pyrite, pyrrhotite, arsenopyrite, siderite, dolomite, calcite, quartz, chlorite, K-feldspar, biotite, apatite, freibergite, tetrahedrite, cobaltite | Resin blocks containing each sample were produced following standard procedures and used for Mineral Liberation Analysis (MLA) mapping and subsequent LA-ICP-MS analyses | LA-ICPMS, EMPA, SEM-EDS | NWR213 solid state 213 nm laser ablation system coupled with an Agilent 7900 quadrupole ICP-MS; Cameca SXFive Electron Microprobe; Quanta600 SEM | Adelaide Microscopy | Ablation was conducted in an atmosphere of He (0.6 L/min) that was mixed with Ar (0.88 L/min) upon leaving the ablation cell; 70 µm diameter spot size with a 25:2 standard sample bracketing approach (2 standards analysed twice every 25 unknowns); MLA maps were acquired using the raster mode with an X-ray spectra collected every 4 µm | STDGL3 (CODES, University of Tasmania; Danyushevsky et al., 2011); GSD-1G | 14.64 |  | 480 |  | 13 | [9 empty] | 0.444 | [5 empty] | 0.8 | [5 empty] | 5.6 | [15 empty] | 291000 |  | 0.216 |  |  |  | 0.35 | [7 empty] | 48.26 | [13 empty] | 4.6 | [9 empty] | 0.18 | [5 empty] | 13.7 | [15 empty] | 386000 |  | 6.34 |  |  |  | 5.1 | [5 empty] | 6.81 | [13 empty] | 7.2 | [13 empty] | 152.7 |  |  |  |  | 2020 | Cave, B., et al. (2020), Ore Geology Reviews 124, 103647 |  | AUS | Queensland
| Mount Isa Copper Operations, Black Star Mine | No. 5 and No. 9 Pb-Zn orebodies, 650 Cu orebody, 1100 Cu orebody, 3000 Cu orebody | Seafloor hydrothermal | Sedimentary Exhalative (SEDEX) | SEDEX zinc-lead-copper | Cu, Pb, Zn | Ag | Cu, Pb, Zn, Ag | Cave et al., 2020 |  | 367-201208592cpy10-27.d | 367-201208592cpy10-27.d-1 | underground mine, open pit |  |  |  |  | ore material | drill core, polished section | drill core | mineral separate | [5 empty] | mineralisation |  |  |  | chalcopyrite, sphalerite, galena | Cu mineralisation stage, Pb-Zn mineralisation stage | replacement, vein infill, stratabound | coarse-grained, medium-grained, fine-grained, stratabound, discordant veins, replacement, infill |  |  |  | pyrite, pyrrhotite, arsenopyrite, siderite, dolomite, calcite, quartz, chlorite, K-feldspar, biotite, apatite, freibergite, tetrahedrite, cobaltite | Resin blocks containing each sample were produced following standard procedures and used for Mineral Liberation Analysis (MLA) mapping and subsequent LA-ICP-MS analyses | LA-ICPMS, EMPA, SEM-EDS | NWR213 solid state 213 nm laser ablation system coupled with an Agilent 7900 quadrupole ICP-MS; Cameca SXFive Electron Microprobe; Quanta600 SEM | Adelaide Microscopy | Ablation was conducted in an atmosphere of He (0.6 L/min) that was mixed with Ar (0.88 L/min) upon leaving the ablation cell; 70 µm diameter spot size with a 25:2 standard sample bracketing approach (2 standards analysed twice every 25 unknowns); MLA maps were acquired using the raster mode with an X-ray spectra collected every 4 µm | STDGL3 (CODES, University of Tasmania; Danyushevsky et al., 2011); GSD-1G | 20.96 |  | 16.6 |  | 209 | [9 empty] | 6.98 | [5 empty] | 1.43 | [5 empty] | 105.7 | [15 empty] | 336000 |  | 0.056 |  |  |  | 0.27 | [7 empty] | 52.96 | [13 empty] | 13.2 | [9 empty] | 3.21 | [5 empty] | 204 | [15 empty] | 435000 |  | 50.4 |  |  |  | 5.7 | [5 empty] | 6.61 | [13 empty] | 75.7 | [13 empty] | 181 |  |  |  |  | 2020 | Cave, B., et al. (2020), Ore Geology Reviews 124, 103647 |  | AUS | Queensland
| Mount Isa Copper Operations, Black Star Mine | No. 5 and No. 9 Pb-Zn orebodies, 650 Cu orebody, 1100 Cu orebody, 3000 Cu orebody | Seafloor hydrothermal | Sedimentary Exhalative (SEDEX) | SEDEX zinc-lead-copper | Cu, Pb, Zn | Ag | Cu, Pb, Zn, Ag | Cave et al., 2020 |  | 368-201208592cpy10-28.d | 368-201208592cpy10-28.d-1 | underground mine, open pit |  |  |  |  | ore material | drill core, polished section | drill core | mineral separate | [5 empty] | mineralisation |  |  |  | chalcopyrite, sphalerite, galena | Cu mineralisation stage, Pb-Zn mineralisation stage | replacement, vein infill, stratabound | coarse-grained, medium-grained, fine-grained, stratabound, discordant veins, replacement, infill |  |  |  | pyrite, pyrrhotite, arsenopyrite, siderite, dolomite, calcite, quartz, chlorite, K-feldspar, biotite, apatite, freibergite, tetrahedrite, cobaltite | Resin blocks containing each sample were produced following standard procedures and used for Mineral Liberation Analysis (MLA) mapping and subsequent LA-ICP-MS analyses | LA-ICPMS, EMPA, SEM-EDS | NWR213 solid state 213 nm laser ablation system coupled with an Agilent 7900 quadrupole ICP-MS; Cameca SXFive Electron Microprobe; Quanta600 SEM | Adelaide Microscopy | Ablation was conducted in an atmosphere of He (0.6 L/min) that was mixed with Ar (0.88 L/min) upon leaving the ablation cell; 70 µm diameter spot size with a 25:2 standard sample bracketing approach (2 standards analysed twice every 25 unknowns); MLA maps were acquired using the raster mode with an X-ray spectra collected every 4 µm | STDGL3 (CODES, University of Tasmania; Danyushevsky et al., 2011); GSD-1G | 15.17 |  | 9.8 |  | 76 | [9 empty] | 0.285 | [5 empty] | 0.66 | [5 empty] | 1.1 | [15 empty] | 288000 |  | 0.058 | [11 empty] | 54.2 | [13 empty] | 2.22 | [9 empty] | 0.2 | [5 empty] | 21.1 | [15 empty] | 396000 |  | 11.24 |  |  |  | 3.5 | [5 empty] | 7.57 | [13 empty] | 3.91 | [13 empty] | 123.9 |  |  |  |  | 2020 | Cave, B., et al. (2020), Ore Geology Reviews 124, 103647 |  | AUS | Queensland
| Mount Isa Copper Operations, Black Star Mine | No. 5 and No. 9 Pb-Zn orebodies, 650 Cu orebody, 1100 Cu orebody, 3000 Cu orebody | Seafloor hydrothermal | Sedimentary Exhalative (SEDEX) | SEDEX zinc-lead-copper | Cu, Pb, Zn | Ag | Cu, Pb, Zn, Ag | Cave et al., 2020 |  | 369-201208592cpy10-29.d | 369-201208592cpy10-29.d-1 | underground mine, open pit |  |  |  |  | ore material | drill core, polished section | drill core | mineral separate | [5 empty] | mineralisation |  |  |  | chalcopyrite, sphalerite, galena | Cu mineralisation stage, Pb-Zn mineralisation stage | replacement, vein infill, stratabound | coarse-grained, medium-grained, fine-grained, stratabound, discordant veins, replacement, infill |  |  |  | pyrite, pyrrhotite, arsenopyrite, siderite, dolomite, calcite, quartz, chlorite, K-feldspar, biotite, apatite, freibergite, tetrahedrite, cobaltite | Resin blocks containing each sample were produced following standard procedures and used for Mineral Liberation Analysis (MLA) mapping and subsequent LA-ICP-MS analyses | LA-ICPMS, EMPA, SEM-EDS | NWR213 solid state 213 nm laser ablation system coupled with an Agilent 7900 quadrupole ICP-MS; Cameca SXFive Electron Microprobe; Quanta600 SEM | Adelaide Microscopy | Ablation was conducted in an atmosphere of He (0.6 L/min) that was mixed with Ar (0.88 L/min) upon leaving the ablation cell; 70 µm diameter spot size with a 25:2 standard sample bracketing approach (2 standards analysed twice every 25 unknowns); MLA maps were acquired using the raster mode with an X-ray spectra collected every 4 µm | STDGL3 (CODES, University of Tasmania; Danyushevsky et al., 2011); GSD-1G | 12.24 |  | 7.4 |  | 1.36 | [9 empty] | 0.215 | [5 empty] | 1.15 | [5 empty] | 0.93 | [15 empty] | 283000 |  | 0.03 | [11 empty] | 50.18 | [13 empty] | 37 | [9 empty] | 0.19 | [5 empty] | 15.3 | [15 empty] | 374000 |  | 9.81 |  |  |  | 3.9 | [5 empty] | 6.43 | [13 empty] | 2.02 | [13 empty] | 135.5 |  |  |  |  | 2020 | Cave, B., et al. (2020), Ore Geology Reviews 124, 103647 |  | AUS | Queensland
| Mount Isa Copper Operations, Black Star Mine | No. 5 and No. 9 Pb-Zn orebodies, 650 Cu orebody, 1100 Cu orebody, 3000 Cu orebody | Seafloor hydrothermal | Sedimentary Exhalative (SEDEX) | SEDEX zinc-lead-copper | Cu, Pb, Zn | Ag | Cu, Pb, Zn, Ag | Cave et al., 2020 |  | 370-201208592cpy10-30.d | 370-201208592cpy10-30.d-1 | underground mine, open pit |  |  |  |  | ore material | drill core, polished section | drill core | mineral separate | [5 empty] | mineralisation |  |  |  | chalcopyrite, sphalerite, galena | Cu mineralisation stage, Pb-Zn mineralisation stage | replacement, vein infill, stratabound | coarse-grained, medium-grained, fine-grained, stratabound, discordant veins, replacement, infill |  |  |  | pyrite, pyrrhotite, arsenopyrite, siderite, dolomite, calcite, quartz, chlorite, K-feldspar, biotite, apatite, freibergite, tetrahedrite, cobaltite | Resin blocks containing each sample were produced following standard procedures and used for Mineral Liberation Analysis (MLA) mapping and subsequent LA-ICP-MS analyses | LA-ICPMS, EMPA, SEM-EDS | NWR213 solid state 213 nm laser ablation system coupled with an Agilent 7900 quadrupole ICP-MS; Cameca SXFive Electron Microprobe; Quanta600 SEM | Adelaide Microscopy | Ablation was conducted in an atmosphere of He (0.6 L/min) that was mixed with Ar (0.88 L/min) upon leaving the ablation cell; 70 µm diameter spot size with a 25:2 standard sample bracketing approach (2 standards analysed twice every 25 unknowns); MLA maps were acquired using the raster mode with an X-ray spectra collected every 4 µm | STDGL3 (CODES, University of Tasmania; Danyushevsky et al., 2011); GSD-1G | 14.73 |  | 18.4 |  | 0.55 | [9 empty] | 0.227 | [5 empty] | 1.26 | [5 empty] | 0.157 | [15 empty] | 286000 |  | 0.074 | [11 empty] | 49.35 | [23 empty] | 0.147 | [5 empty] | 8.5 | [15 empty] | 380000 |  | 6.93 |  |  |  | 2.5 | [5 empty] | 6.72 | [13 empty] | 1.69 | [13 empty] | 158.2 |  |  |  |  | 2020 | Cave, B., et al. (2020), Ore Geology Reviews 124, 103647 |  | AUS | Queensland
| Mount Isa Copper Operations, Black Star Mine | No. 5 and No. 9 Pb-Zn orebodies, 650 Cu orebody, 1100 Cu orebody, 3000 Cu orebody | Seafloor hydrothermal | Sedimentary Exhalative (SEDEX) | SEDEX zinc-lead-copper | Cu, Pb, Zn | Ag | Cu, Pb, Zn, Ag | Cave et al., 2020 |  | 371-201208592cpy10-31.d | 371-201208592cpy10-31.d-1 | underground mine, open pit |  |  |  |  | ore material | drill core, polished section | drill core | mineral separate | [5 empty] | mineralisation |  |  |  | chalcopyrite, sphalerite, galena | Cu mineralisation stage, Pb-Zn mineralisation stage | replacement, vein infill, stratabound | coarse-grained, medium-grained, fine-grained, stratabound, discordant veins, replacement, infill |  |  |  | pyrite, pyrrhotite, arsenopyrite, siderite, dolomite, calcite, quartz, chlorite, K-feldspar, biotite, apatite, freibergite, tetrahedrite, cobaltite | Resin blocks containing each sample were produced following standard procedures and used for Mineral Liberation Analysis (MLA) mapping and subsequent LA-ICP-MS analyses | LA-ICPMS, EMPA, SEM-EDS | NWR213 solid state 213 nm laser ablation system coupled with an Agilent 7900 quadrupole ICP-MS; Cameca SXFive Electron Microprobe; Quanta600 SEM | Adelaide Microscopy | Ablation was conducted in an atmosphere of He (0.6 L/min) that was mixed with Ar (0.88 L/min) upon leaving the ablation cell; 70 µm diameter spot size with a 25:2 standard sample bracketing approach (2 standards analysed twice every 25 unknowns); MLA maps were acquired using the raster mode with an X-ray spectra collected every 4 µm | STDGL3 (CODES, University of Tasmania; Danyushevsky et al., 2011); GSD-1G | 16.28 |  | 10.1 |  | 20.4 | [9 empty] | 0.73 | [5 empty] | 1.19 | [5 empty] | 5 | [15 empty] | 297000 |  | 0.051 |  |  |  | 0.41 | [7 empty] | 48.94 | [23 empty] | 0.5 | [5 empty] | 20.8 | [15 empty] | 394000 |  | 14 |  |  |  | 3.1 | [5 empty] | 6.21 | [13 empty] | 2.03 | [13 empty] | 122.7 |  |  |  |  | 2020 | Cave, B., et al. (2020), Ore Geology Reviews 124, 103647 |  | AUS | Queensland
| Mount Isa Copper Operations, Black Star Mine | No. 5 and No. 9 Pb-Zn orebodies, 650 Cu orebody, 1100 Cu orebody, 3000 Cu orebody | Seafloor hydrothermal | Sedimentary Exhalative (SEDEX) | SEDEX zinc-lead-copper | Cu, Pb, Zn | Ag | Cu, Pb, Zn, Ag | Cave et al., 2020 |  | 372-201208592cpy10-32.d | 372-201208592cpy10-32.d-1 | underground mine, open pit |  |  |  |  | ore material | drill core, polished section | drill core | mineral separate | [5 empty] | mineralisation |  |  |  | chalcopyrite, sphalerite, galena | Cu mineralisation stage, Pb-Zn mineralisation stage | replacement, vein infill, stratabound | coarse-grained, medium-grained, fine-grained, stratabound, discordant veins, replacement, infill |  |  |  | pyrite, pyrrhotite, arsenopyrite, siderite, dolomite, calcite, quartz, chlorite, K-feldspar, biotite, apatite, freibergite, tetrahedrite, cobaltite | Resin blocks containing each sample were produced following standard procedures and used for Mineral Liberation Analysis (MLA) mapping and subsequent LA-ICP-MS analyses | LA-ICPMS, EMPA, SEM-EDS | NWR213 solid state 213 nm laser ablation system coupled with an Agilent 7900 quadrupole ICP-MS; Cameca SXFive Electron Microprobe; Quanta600 SEM | Adelaide Microscopy | Ablation was conducted in an atmosphere of He (0.6 L/min) that was mixed with Ar (0.88 L/min) upon leaving the ablation cell; 70 µm diameter spot size with a 25:2 standard sample bracketing approach (2 standards analysed twice every 25 unknowns); MLA maps were acquired using the raster mode with an X-ray spectra collected every 4 µm | STDGL3 (CODES, University of Tasmania; Danyushevsky et al., 2011); GSD-1G | 14.45 |  | 20 |  | 12.3 | [9 empty] | 0.7 | [5 empty] | 1.54 | [5 empty] | 6.3 | [15 empty] | 284000 |  | 0.087 | [11 empty] | 51.81 | [13 empty] | 0.32 | [9 empty] | 0.25 | [5 empty] | 16.5 | [15 empty] | 375000 |  | 11.05 |  |  |  | 3.8 | [5 empty] | 6.52 | [13 empty] | 4.3 | [13 empty] | 190 |  |  |  |  | 2020 | Cave, B., et al. (2020), Ore Geology Reviews 124, 103647 |  | AUS | Queensland
| Mount Isa Copper Operations, Black Star Mine | No. 5 and No. 9 Pb-Zn orebodies, 650 Cu orebody, 1100 Cu orebody, 3000 Cu orebody | Seafloor hydrothermal | Sedimentary Exhalative (SEDEX) | SEDEX zinc-lead-copper | Cu, Pb, Zn | Ag | Cu, Pb, Zn, Ag | Cave et al., 2020 |  | 373-201208592cpy10-33.d | 373-201208592cpy10-33.d-1 | underground mine, open pit |  |  |  |  | ore material | drill core, polished section | drill core | mineral separate | [5 empty] | mineralisation |  |  |  | chalcopyrite, sphalerite, galena | Cu mineralisation stage, Pb-Zn mineralisation stage | replacement, vein infill, stratabound | coarse-grained, medium-grained, fine-grained, stratabound, discordant veins, replacement, infill |  |  |  | pyrite, pyrrhotite, arsenopyrite, siderite, dolomite, calcite, quartz, chlorite, K-feldspar, biotite, apatite, freibergite, tetrahedrite, cobaltite | Resin blocks containing each sample were produced following standard procedures and used for Mineral Liberation Analysis (MLA) mapping and subsequent LA-ICP-MS analyses | LA-ICPMS, EMPA, SEM-EDS | NWR213 solid state 213 nm laser ablation system coupled with an Agilent 7900 quadrupole ICP-MS; Cameca SXFive Electron Microprobe; Quanta600 SEM | Adelaide Microscopy | Ablation was conducted in an atmosphere of He (0.6 L/min) that was mixed with Ar (0.88 L/min) upon leaving the ablation cell; 70 µm diameter spot size with a 25:2 standard sample bracketing approach (2 standards analysed twice every 25 unknowns); MLA maps were acquired using the raster mode with an X-ray spectra collected every 4 µm | STDGL3 (CODES, University of Tasmania; Danyushevsky et al., 2011); GSD-1G | 19.23 |  | 6.5 |  | 1.73 | [9 empty] | 0.252 | [5 empty] | 1.12 | [5 empty] | 0.65 | [15 empty] | 287000 |  | 0.033 | [11 empty] | 51.5 | [13 empty] | 0.45 | [15 empty] | 13.6 | [15 empty] | 368000 |  | 9.17 |  |  |  | 1.5 | [5 empty] | 6.51 | [7 empty] | 0.27 | [5 empty] | 1.52 | [13 empty] | 140.6 |  |  |  |  | 2020 | Cave, B., et al. (2020), Ore Geology Reviews 124, 103647 |  | AUS | Queensland
| Mount Isa Copper Operations, Black Star Mine | No. 5 and No. 9 Pb-Zn orebodies, 650 Cu orebody, 1100 Cu orebody, 3000 Cu orebody | Seafloor hydrothermal | Sedimentary Exhalative (SEDEX) | SEDEX zinc-lead-copper | Cu, Pb, Zn | Ag | Cu, Pb, Zn, Ag | Cave et al., 2020 |  | 374-201208592cpy10-34.d | 374-201208592cpy10-34.d-1 | underground mine, open pit |  |  |  |  | ore material | drill core, polished section | drill core | mineral separate | [5 empty] | mineralisation |  |  |  | chalcopyrite, sphalerite, galena | Cu mineralisation stage, Pb-Zn mineralisation stage | replacement, vein infill, stratabound | coarse-grained, medium-grained, fine-grained, stratabound, discordant veins, replacement, infill |  |  |  | pyrite, pyrrhotite, arsenopyrite, siderite, dolomite, calcite, quartz, chlorite, K-feldspar, biotite, apatite, freibergite, tetrahedrite, cobaltite | Resin blocks containing each sample were produced following standard procedures and used for Mineral Liberation Analysis (MLA) mapping and subsequent LA-ICP-MS analyses | LA-ICPMS, EMPA, SEM-EDS | NWR213 solid state 213 nm laser ablation system coupled with an Agilent 7900 quadrupole ICP-MS; Cameca SXFive Electron Microprobe; Quanta600 SEM | Adelaide Microscopy | Ablation was conducted in an atmosphere of He (0.6 L/min) that was mixed with Ar (0.88 L/min) upon leaving the ablation cell; 70 µm diameter spot size with a 25:2 standard sample bracketing approach (2 standards analysed twice every 25 unknowns); MLA maps were acquired using the raster mode with an X-ray spectra collected every 4 µm | STDGL3 (CODES, University of Tasmania; Danyushevsky et al., 2011); GSD-1G | 14.61 |  | 24 |  | 0.8 | [9 empty] | 0.325 | [5 empty] | 1.26 | [5 empty] | 0.267 | [15 empty] | 290000 |  | 0.079 |  |  |  | 0.42 | [7 empty] | 51.3 | [13 empty] | 0.19 | [9 empty] | 0.062 | [5 empty] | 12.44 | [15 empty] | 376000 |  | 8.03 |  |  |  | 3.6 | [5 empty] | 6.58 | [13 empty] | 2.45 | [13 empty] | 225 |  |  |  |  | 2020 | Cave, B., et al. (2020), Ore Geology Reviews 124, 103647 |  | AUS | Queensland
| Mount Isa Copper Operations, Black Star Mine | No. 5 and No. 9 Pb-Zn orebodies, 650 Cu orebody, 1100 Cu orebody, 3000 Cu orebody | Seafloor hydrothermal | Sedimentary Exhalative (SEDEX) | SEDEX zinc-lead-copper | Cu, Pb, Zn | Ag | Cu, Pb, Zn, Ag | Cave et al., 2020 |  | 380-201208592cpy12-1.d | 380-201208592cpy12-1.d-1 | underground mine, open pit |  |  |  |  | ore material | drill core, polished section | drill core | mineral separate | [5 empty] | mineralisation |  |  |  | chalcopyrite, sphalerite, galena | Cu mineralisation stage, Pb-Zn mineralisation stage | replacement, vein infill, stratabound | coarse-grained, medium-grained, fine-grained, stratabound, discordant veins, replacement, infill |  |  |  | pyrite, pyrrhotite, arsenopyrite, siderite, dolomite, calcite, quartz, chlorite, K-feldspar, biotite, apatite, freibergite, tetrahedrite, cobaltite | Resin blocks containing each sample were produced following standard procedures and used for Mineral Liberation Analysis (MLA) mapping and subsequent LA-ICP-MS analyses | LA-ICPMS, EMPA, SEM-EDS | NWR213 solid state 213 nm laser ablation system coupled with an Agilent 7900 quadrupole ICP-MS; Cameca SXFive Electron Microprobe; Quanta600 SEM | Adelaide Microscopy | Ablation was conducted in an atmosphere of He (0.6 L/min) that was mixed with Ar (0.88 L/min) upon leaving the ablation cell; 70 µm diameter spot size with a 25:2 standard sample bracketing approach (2 standards analysed twice every 25 unknowns); MLA maps were acquired using the raster mode with an X-ray spectra collected every 4 µm | STDGL3 (CODES, University of Tasmania; Danyushevsky et al., 2011); GSD-1G | 55.6 |  | 3.3 | [11 empty] | 13.36 | [5 empty] | 3.66 | [5 empty] | 3.3 | [15 empty] | 292000 |  | 0.463 |  |  |  | 0.64 | [7 empty] | 21.52 | [23 empty] | 0.227 | [5 empty] | 13.69 | [15 empty] | 399000 |  | 8.32 |  |  |  | 4.2 | [5 empty] | 8.92 | [7 empty] | 0.48 | [5 empty] | 1.03 | [13 empty] | 491 |  |  |  |  | 2020 | Cave, B., et al. (2020), Ore Geology Reviews 124, 103647 |  | AUS | Queensland
| Mount Isa Copper Operations, Black Star Mine | No. 5 and No. 9 Pb-Zn orebodies, 650 Cu orebody, 1100 Cu orebody, 3000 Cu orebody | Seafloor hydrothermal | Sedimentary Exhalative (SEDEX) | SEDEX zinc-lead-copper | Cu, Pb, Zn | Ag | Cu, Pb, Zn, Ag | Cave et al., 2020 |  | 381-201208592cpy12-2.d | 381-201208592cpy12-2.d-1 | underground mine, open pit |  |  |  |  | ore material | drill core, polished section | drill core | mineral separate | [5 empty] | mineralisation |  |  |  | chalcopyrite, sphalerite, galena | Cu mineralisation stage, Pb-Zn mineralisation stage | replacement, vein infill, stratabound | coarse-grained, medium-grained, fine-grained, stratabound, discordant veins, replacement, infill |  |  |  | pyrite, pyrrhotite, arsenopyrite, siderite, dolomite, calcite, quartz, chlorite, K-feldspar, biotite, apatite, freibergite, tetrahedrite, cobaltite | Resin blocks containing each sample were produced following standard procedures and used for Mineral Liberation Analysis (MLA) mapping and subsequent LA-ICP-MS analyses | LA-ICPMS, EMPA, SEM-EDS | NWR213 solid state 213 nm laser ablation system coupled with an Agilent 7900 quadrupole ICP-MS; Cameca SXFive Electron Microprobe; Quanta600 SEM | Adelaide Microscopy | Ablation was conducted in an atmosphere of He (0.6 L/min) that was mixed with Ar (0.88 L/min) upon leaving the ablation cell; 70 µm diameter spot size with a 25:2 standard sample bracketing approach (2 standards analysed twice every 25 unknowns); MLA maps were acquired using the raster mode with an X-ray spectra collected every 4 µm | STDGL3 (CODES, University of Tasmania; Danyushevsky et al., 2011); GSD-1G | 58.57 |  | 3 | [11 empty] | 4.73 | [5 empty] | 3.7 | [5 empty] | 0.839 | [15 empty] | 292000 |  | 0.519 |  |  |  | 0.61 | [7 empty] | 21.05 | [23 empty] | 0.174 | [5 empty] | 4.79 | [15 empty] | 375000 |  | 3.23 |  |  |  | 3.2 | [5 empty] | 8.16 | [7 empty] | 0.36 | [5 empty] | 0.506 | [13 empty] | 560 |  |  |  |  | 2020 | Cave, B., et al. (2020), Ore Geology Reviews 124, 103647 |  | AUS | Queensland
| Mount Isa Copper Operations, Black Star Mine | No. 5 and No. 9 Pb-Zn orebodies, 650 Cu orebody, 1100 Cu orebody, 3000 Cu orebody | Seafloor hydrothermal | Sedimentary Exhalative (SEDEX) | SEDEX zinc-lead-copper | Cu, Pb, Zn | Ag | Cu, Pb, Zn, Ag | Cave et al., 2020 |  | 382-201208592cpy12-3.d | 382-201208592cpy12-3.d-1 | underground mine, open pit |  |  |  |  | ore material | drill core, polished section | drill core | mineral separate | [5 empty] | mineralisation |  |  |  | chalcopyrite, sphalerite, galena | Cu mineralisation stage, Pb-Zn mineralisation stage | replacement, vein infill, stratabound | coarse-grained, medium-grained, fine-grained, stratabound, discordant veins, replacement, infill |  |  |  | pyrite, pyrrhotite, arsenopyrite, siderite, dolomite, calcite, quartz, chlorite, K-feldspar, biotite, apatite, freibergite, tetrahedrite, cobaltite | Resin blocks containing each sample were produced following standard procedures and used for Mineral Liberation Analysis (MLA) mapping and subsequent LA-ICP-MS analyses | LA-ICPMS, EMPA, SEM-EDS | NWR213 solid state 213 nm laser ablation system coupled with an Agilent 7900 quadrupole ICP-MS; Cameca SXFive Electron Microprobe; Quanta600 SEM | Adelaide Microscopy | Ablation was conducted in an atmosphere of He (0.6 L/min) that was mixed with Ar (0.88 L/min) upon leaving the ablation cell; 70 µm diameter spot size with a 25:2 standard sample bracketing approach (2 standards analysed twice every 25 unknowns); MLA maps were acquired using the raster mode with an X-ray spectra collected every 4 µm | STDGL3 (CODES, University of Tasmania; Danyushevsky et al., 2011); GSD-1G | 52.33 |  | 2.65 | [11 empty] | 3.05 | [5 empty] | 2.98 | [5 empty] | 2.86 | [15 empty] | 293000 |  | 0.409 |  |  |  | 0.56 | [7 empty] | 20.67 | [23 empty] | 0.37 | [5 empty] | 3.42 | [15 empty] | 372000 |  | 1.93 |  |  |  | 3.2 | [5 empty] | 8.3 | [7 empty] | 0.25 | [5 empty] | 0.29 | [13 empty] | 560 |  |  |  |  | 2020 | Cave, B., et al. (2020), Ore Geology Reviews 124, 103647 |  | AUS | Queensland
| Mount Isa Copper Operations, Black Star Mine | No. 5 and No. 9 Pb-Zn orebodies, 650 Cu orebody, 1100 Cu orebody, 3000 Cu orebody | Seafloor hydrothermal | Sedimentary Exhalative (SEDEX) | SEDEX zinc-lead-copper | Cu, Pb, Zn | Ag | Cu, Pb, Zn, Ag | Cave et al., 2020 |  | 383-201208592cpy12-4.d | 383-201208592cpy12-4.d-1 | underground mine, open pit |  |  |  |  | ore material | drill core, polished section | drill core | mineral separate | [5 empty] | mineralisation |  |  |  | chalcopyrite, sphalerite, galena | Cu mineralisation stage, Pb-Zn mineralisation stage | replacement, vein infill, stratabound | coarse-grained, medium-grained, fine-grained, stratabound, discordant veins, replacement, infill |  |  |  | pyrite, pyrrhotite, arsenopyrite, siderite, dolomite, calcite, quartz, chlorite, K-feldspar, biotite, apatite, freibergite, tetrahedrite, cobaltite | Resin blocks containing each sample were produced following standard procedures and used for Mineral Liberation Analysis (MLA) mapping and subsequent LA-ICP-MS analyses | LA-ICPMS, EMPA, SEM-EDS | NWR213 solid state 213 nm laser ablation system coupled with an Agilent 7900 quadrupole ICP-MS; Cameca SXFive Electron Microprobe; Quanta600 SEM | Adelaide Microscopy | Ablation was conducted in an atmosphere of He (0.6 L/min) that was mixed with Ar (0.88 L/min) upon leaving the ablation cell; 70 µm diameter spot size with a 25:2 standard sample bracketing approach (2 standards analysed twice every 25 unknowns); MLA maps were acquired using the raster mode with an X-ray spectra collected every 4 µm | STDGL3 (CODES, University of Tasmania; Danyushevsky et al., 2011); GSD-1G | 45.9 |  | 4.1 |  | 0.14 | [9 empty] | 16.12 | [5 empty] | 3.38 | [5 empty] | 1.59 | [15 empty] | 291000 |  | 0.17 |  |  |  | 0.38 | [7 empty] | 20.75 | [23 empty] | 0.133 | [5 empty] | 19.44 | [15 empty] | 371000 |  | 10.15 |  |  |  | 2.2 | [5 empty] | 8.15 | [7 empty] | 0.64 | [5 empty] | 1.174 | [13 empty] | 410 |  |  |  |  | 2020 | Cave, B., et al. (2020), Ore Geology Reviews 124, 103647 |  | AUS | Queensland
| Mount Isa Copper Operations, Black Star Mine | No. 5 and No. 9 Pb-Zn orebodies, 650 Cu orebody, 1100 Cu orebody, 3000 Cu orebody | Seafloor hydrothermal | Sedimentary Exhalative (SEDEX) | SEDEX zinc-lead-copper | Cu, Pb, Zn | Ag | Cu, Pb, Zn, Ag | Cave et al., 2020 |  | 385-201208592cpy12-6.d | 385-201208592cpy12-6.d-1 | underground mine, open pit |  |  |  |  | ore material | drill core, polished section | drill core | mineral separate | [5 empty] | mineralisation |  |  |  | chalcopyrite, sphalerite, galena | Cu mineralisation stage, Pb-Zn mineralisation stage | replacement, vein infill, stratabound | coarse-grained, medium-grained, fine-grained, stratabound, discordant veins, replacement, infill |  |  |  | pyrite, pyrrhotite, arsenopyrite, siderite, dolomite, calcite, quartz, chlorite, K-feldspar, biotite, apatite, freibergite, tetrahedrite, cobaltite | Resin blocks containing each sample were produced following standard procedures and used for Mineral Liberation Analysis (MLA) mapping and subsequent LA-ICP-MS analyses | LA-ICPMS, EMPA, SEM-EDS | NWR213 solid state 213 nm laser ablation system coupled with an Agilent 7900 quadrupole ICP-MS; Cameca SXFive Electron Microprobe; Quanta600 SEM | Adelaide Microscopy | Ablation was conducted in an atmosphere of He (0.6 L/min) that was mixed with Ar (0.88 L/min) upon leaving the ablation cell; 70 µm diameter spot size with a 25:2 standard sample bracketing approach (2 standards analysed twice every 25 unknowns); MLA maps were acquired using the raster mode with an X-ray spectra collected every 4 µm | STDGL3 (CODES, University of Tasmania; Danyushevsky et al., 2011); GSD-1G | 44.94 |  | 9 | [11 empty] | 3.14 | [5 empty] | 2.49 | [5 empty] | 0.9 | [15 empty] | 292000 |  | 0.278 |  |  |  | 0.33 | [7 empty] | 19.2 | [13 empty] | 0.26 | [9 empty] | 0.154 | [5 empty] | 3.68 | [15 empty] | 389000 |  | 2.17 |  |  |  | 1.94 | [5 empty] | 7.34 | [7 empty] | 0.28 | [5 empty] | 0.46 | [13 empty] | 396 |  |  |  |  | 2020 | Cave, B., et al. (2020), Ore Geology Reviews 124, 103647 |  | AUS | Queensland
| Mount Isa Copper Operations, Black Star Mine | No. 5 and No. 9 Pb-Zn orebodies, 650 Cu orebody, 1100 Cu orebody, 3000 Cu orebody | Seafloor hydrothermal | Sedimentary Exhalative (SEDEX) | SEDEX zinc-lead-copper | Cu, Pb, Zn | Ag | Cu, Pb, Zn, Ag | Cave et al., 2020 |  | 386-201208592cpy12-7.d | 386-201208592cpy12-7.d-1 | underground mine, open pit |  |  |  |  | ore material | drill core, polished section | drill core | mineral separate | [5 empty] | mineralisation |  |  |  | chalcopyrite, sphalerite, galena | Cu mineralisation stage, Pb-Zn mineralisation stage | replacement, vein infill, stratabound | coarse-grained, medium-grained, fine-grained, stratabound, discordant veins, replacement, infill |  |  |  | pyrite, pyrrhotite, arsenopyrite, siderite, dolomite, calcite, quartz, chlorite, K-feldspar, biotite, apatite, freibergite, tetrahedrite, cobaltite | Resin blocks containing each sample were produced following standard procedures and used for Mineral Liberation Analysis (MLA) mapping and subsequent LA-ICP-MS analyses | LA-ICPMS, EMPA, SEM-EDS | NWR213 solid state 213 nm laser ablation system coupled with an Agilent 7900 quadrupole ICP-MS; Cameca SXFive Electron Microprobe; Quanta600 SEM | Adelaide Microscopy | Ablation was conducted in an atmosphere of He (0.6 L/min) that was mixed with Ar (0.88 L/min) upon leaving the ablation cell; 70 µm diameter spot size with a 25:2 standard sample bracketing approach (2 standards analysed twice every 25 unknowns); MLA maps were acquired using the raster mode with an X-ray spectra collected every 4 µm | STDGL3 (CODES, University of Tasmania; Danyushevsky et al., 2011); GSD-1G | 37.93 |  | 2.4 |  | 0.124 | [9 empty] | 3.358 | [5 empty] | 2.98 | [5 empty] | 2.89 | [15 empty] | 290000 |  | 0.153 |  |  |  | 0.21 | [7 empty] | 19.29 | [13 empty] | 0.111 | [9 empty] | 0.083 | [5 empty] | 3.44 | [15 empty] | 393000 |  | 1.93 |  |  |  | 2.5 | [5 empty] | 7.93 | [7 empty] | 0.35 | [5 empty] | 0.423 | [13 empty] | 369.5 |  |  |  |  | 2020 | Cave, B., et al. (2020), Ore Geology Reviews 124, 103647 |  | AUS | Queensland
| Mount Isa Copper Operations, Black Star Mine | No. 5 and No. 9 Pb-Zn orebodies, 650 Cu orebody, 1100 Cu orebody, 3000 Cu orebody | Seafloor hydrothermal | Sedimentary Exhalative (SEDEX) | SEDEX zinc-lead-copper | Cu, Pb, Zn | Ag | Cu, Pb, Zn, Ag | Cave et al., 2020 |  | 387-201208592cpy12-8.d | 387-201208592cpy12-8.d-1 | underground mine, open pit |  |  |  |  | ore material | drill core, polished section | drill core | mineral separate | [5 empty] | mineralisation |  |  |  | chalcopyrite, sphalerite, galena | Cu mineralisation stage, Pb-Zn mineralisation stage | replacement, vein infill, stratabound | coarse-grained, medium-grained, fine-grained, stratabound, discordant veins, replacement, infill |  |  |  | pyrite, pyrrhotite, arsenopyrite, siderite, dolomite, calcite, quartz, chlorite, K-feldspar, biotite, apatite, freibergite, tetrahedrite, cobaltite | Resin blocks containing each sample were produced following standard procedures and used for Mineral Liberation Analysis (MLA) mapping and subsequent LA-ICP-MS analyses | LA-ICPMS, EMPA, SEM-EDS | NWR213 solid state 213 nm laser ablation system coupled with an Agilent 7900 quadrupole ICP-MS; Cameca SXFive Electron Microprobe; Quanta600 SEM | Adelaide Microscopy | Ablation was conducted in an atmosphere of He (0.6 L/min) that was mixed with Ar (0.88 L/min) upon leaving the ablation cell; 70 µm diameter spot size with a 25:2 standard sample bracketing approach (2 standards analysed twice every 25 unknowns); MLA maps were acquired using the raster mode with an X-ray spectra collected every 4 µm | STDGL3 (CODES, University of Tasmania; Danyushevsky et al., 2011); GSD-1G | 36.69 |  | 4.2 | [11 empty] | 3.8 | [5 empty] | 2.38 | [5 empty] | 1.84 | [15 empty] | 293000 |  | 0.134 | [11 empty] | 19.22 | [13 empty] | 2.1 | [9 empty] | 0.097 | [5 empty] | 4.8 | [15 empty] | 390000 |  | 2.59 |  |  |  | 1.89 | [5 empty] | 7.82 | [7 empty] | 0.21 | [5 empty] | 0.36 | [13 empty] | 364 |  |  |  |  | 2020 | Cave, B., et al. (2020), Ore Geology Reviews 124, 103647 |  | AUS | Queensland
| Mount Isa Copper Operations, Black Star Mine | No. 5 and No. 9 Pb-Zn orebodies, 650 Cu orebody, 1100 Cu orebody, 3000 Cu orebody | Seafloor hydrothermal | Sedimentary Exhalative (SEDEX) | SEDEX zinc-lead-copper | Cu, Pb, Zn | Ag | Cu, Pb, Zn, Ag | Cave et al., 2020 |  | 389-201208592cpy12-10.d | 389-201208592cpy12-10.d-1 | underground mine, open pit |  |  |  |  | ore material | drill core, polished section | drill core | mineral separate | [5 empty] | mineralisation |  |  |  | chalcopyrite, sphalerite, galena | Cu mineralisation stage, Pb-Zn mineralisation stage | replacement, vein infill, stratabound | coarse-grained, medium-grained, fine-grained, stratabound, discordant veins, replacement, infill |  |  |  | pyrite, pyrrhotite, arsenopyrite, siderite, dolomite, calcite, quartz, chlorite, K-feldspar, biotite, apatite, freibergite, tetrahedrite, cobaltite | Resin blocks containing each sample were produced following standard procedures and used for Mineral Liberation Analysis (MLA) mapping and subsequent LA-ICP-MS analyses | LA-ICPMS, EMPA, SEM-EDS | NWR213 solid state 213 nm laser ablation system coupled with an Agilent 7900 quadrupole ICP-MS; Cameca SXFive Electron Microprobe; Quanta600 SEM | Adelaide Microscopy | Ablation was conducted in an atmosphere of He (0.6 L/min) that was mixed with Ar (0.88 L/min) upon leaving the ablation cell; 70 µm diameter spot size with a 25:2 standard sample bracketing approach (2 standards analysed twice every 25 unknowns); MLA maps were acquired using the raster mode with an X-ray spectra collected every 4 µm | STDGL3 (CODES, University of Tasmania; Danyushevsky et al., 2011); GSD-1G | 55.9 |  | 27 |  | 0.12 | [9 empty] | 11.03 | [5 empty] | 5.89 | [5 empty] | 11.2 | [15 empty] | 293000 |  | 0.578 |  |  |  | 0.38 | [7 empty] | 20.45 | [13 empty] | 0.39 | [9 empty] | 0.55 | [5 empty] | 10.83 | [15 empty] | 387000 |  | 6.04 |  |  |  | 3 | [5 empty] | 8.12 | [7 empty] | 0.47 | [5 empty] | 1.586 | [13 empty] | 1300 |  |  |  |  | 2020 | Cave, B., et al. (2020), Ore Geology Reviews 124, 103647 |  | AUS | Queensland
| Mount Isa Copper Operations, Black Star Mine | No. 5 and No. 9 Pb-Zn orebodies, 650 Cu orebody, 1100 Cu orebody, 3000 Cu orebody | Seafloor hydrothermal | Sedimentary Exhalative (SEDEX) | SEDEX zinc-lead-copper | Cu, Pb, Zn | Ag | Cu, Pb, Zn, Ag | Cave et al., 2020 |  | 390-201208592cpy12-11.d | 390-201208592cpy12-11.d-1 | underground mine, open pit |  |  |  |  | ore material | drill core, polished section | drill core | mineral separate | [5 empty] | mineralisation |  |  |  | chalcopyrite, sphalerite, galena | Cu mineralisation stage, Pb-Zn mineralisation stage | replacement, vein infill, stratabound | coarse-grained, medium-grained, fine-grained, stratabound, discordant veins, replacement, infill |  |  |  | pyrite, pyrrhotite, arsenopyrite, siderite, dolomite, calcite, quartz, chlorite, K-feldspar, biotite, apatite, freibergite, tetrahedrite, cobaltite | Resin blocks containing each sample were produced following standard procedures and used for Mineral Liberation Analysis (MLA) mapping and subsequent LA-ICP-MS analyses | LA-ICPMS, EMPA, SEM-EDS | NWR213 solid state 213 nm laser ablation system coupled with an Agilent 7900 quadrupole ICP-MS; Cameca SXFive Electron Microprobe; Quanta600 SEM | Adelaide Microscopy | Ablation was conducted in an atmosphere of He (0.6 L/min) that was mixed with Ar (0.88 L/min) upon leaving the ablation cell; 70 µm diameter spot size with a 25:2 standard sample bracketing approach (2 standards analysed twice every 25 unknowns); MLA maps were acquired using the raster mode with an X-ray spectra collected every 4 µm | STDGL3 (CODES, University of Tasmania; Danyushevsky et al., 2011); GSD-1G | 51.5 |  | 10.2 |  | 0.27 | [9 empty] | 9.59 | [5 empty] | 3.4 | [5 empty] | 2.67 | [15 empty] | 296000 |  | 0.209 |  |  |  | 0.19 | [7 empty] | 20.06 | [13 empty] | 0.65 | [9 empty] | 0.66 | [5 empty] | 10.69 | [15 empty] | 387000 |  | 8.94 |  |  |  | 3.4 | [5 empty] | 9.17 | [7 empty] | 0.44 | [5 empty] | 1.66 | [13 empty] | 509 |  |  |  |  | 2020 | Cave, B., et al. (2020), Ore Geology Reviews 124, 103647 |  | AUS | Queensland
| Mount Isa Copper Operations, Black Star Mine | No. 5 and No. 9 Pb-Zn orebodies, 650 Cu orebody, 1100 Cu orebody, 3000 Cu orebody | Seafloor hydrothermal | Sedimentary Exhalative (SEDEX) | SEDEX zinc-lead-copper | Cu, Pb, Zn | Ag | Cu, Pb, Zn, Ag | Cave et al., 2020 |  | 393-201208592cpy12-13.d | 393-201208592cpy12-13.d-1 | underground mine, open pit |  |  |  |  | ore material | drill core, polished section | drill core | mineral separate | [5 empty] | mineralisation |  |  |  | chalcopyrite, sphalerite, galena | Cu mineralisation stage, Pb-Zn mineralisation stage | replacement, vein infill, stratabound | coarse-grained, medium-grained, fine-grained, stratabound, discordant veins, replacement, infill |  |  |  | pyrite, pyrrhotite, arsenopyrite, siderite, dolomite, calcite, quartz, chlorite, K-feldspar, biotite, apatite, freibergite, tetrahedrite, cobaltite | Resin blocks containing each sample were produced following standard procedures and used for Mineral Liberation Analysis (MLA) mapping and subsequent LA-ICP-MS analyses | LA-ICPMS, EMPA, SEM-EDS | NWR213 solid state 213 nm laser ablation system coupled with an Agilent 7900 quadrupole ICP-MS; Cameca SXFive Electron Microprobe; Quanta600 SEM | Adelaide Microscopy | Ablation was conducted in an atmosphere of He (0.6 L/min) that was mixed with Ar (0.88 L/min) upon leaving the ablation cell; 70 µm diameter spot size with a 25:2 standard sample bracketing approach (2 standards analysed twice every 25 unknowns); MLA maps were acquired using the raster mode with an X-ray spectra collected every 4 µm | STDGL3 (CODES, University of Tasmania; Danyushevsky et al., 2011); GSD-1G | 53.83 |  | 3.16 | [11 empty] | 10.64 | [5 empty] | 9.8 | [5 empty] | 4.64 | [15 empty] | 297000 |  | 0.422 |  |  |  | 0.24 | [7 empty] | 21.07 | [23 empty] | 0.49 | [5 empty] | 13.31 | [15 empty] | 387000 |  | 6.19 |  |  |  | 3.3 | [5 empty] | 8.11 | [13 empty] | 1.54 | [13 empty] | 2940 |  |  |  |  | 2020 | Cave, B., et al. (2020), Ore Geology Reviews 124, 103647 |  | AUS | Queensland
| Mount Isa Copper Operations, Black Star Mine | No. 5 and No. 9 Pb-Zn orebodies, 650 Cu orebody, 1100 Cu orebody, 3000 Cu orebody | Seafloor hydrothermal | Sedimentary Exhalative (SEDEX) | SEDEX zinc-lead-copper | Cu, Pb, Zn | Ag | Cu, Pb, Zn, Ag | Cave et al., 2020 |  | 394-201208592cpy12-14.d | 394-201208592cpy12-14.d-1 | underground mine, open pit |  |  |  |  | ore material | drill core, polished section | drill core | mineral separate | [5 empty] | mineralisation |  |  |  | chalcopyrite, sphalerite, galena | Cu mineralisation stage, Pb-Zn mineralisation stage | replacement, vein infill, stratabound | coarse-grained, medium-grained, fine-grained, stratabound, discordant veins, replacement, infill |  |  |  | pyrite, pyrrhotite, arsenopyrite, siderite, dolomite, calcite, quartz, chlorite, K-feldspar, biotite, apatite, freibergite, tetrahedrite, cobaltite | Resin blocks containing each sample were produced following standard procedures and used for Mineral Liberation Analysis (MLA) mapping and subsequent LA-ICP-MS analyses | LA-ICPMS, EMPA, SEM-EDS | NWR213 solid state 213 nm laser ablation system coupled with an Agilent 7900 quadrupole ICP-MS; Cameca SXFive Electron Microprobe; Quanta600 SEM | Adelaide Microscopy | Ablation was conducted in an atmosphere of He (0.6 L/min) that was mixed with Ar (0.88 L/min) upon leaving the ablation cell; 70 µm diameter spot size with a 25:2 standard sample bracketing approach (2 standards analysed twice every 25 unknowns); MLA maps were acquired using the raster mode with an X-ray spectra collected every 4 µm | STDGL3 (CODES, University of Tasmania; Danyushevsky et al., 2011); GSD-1G | 50.89 |  | 1.47 | [11 empty] | 4.82 | [5 empty] | 2.68 | [5 empty] | 0.755 | [15 empty] | 290000 |  | 0.406 |  |  |  | 0.5 | [7 empty] | 19.95 | [23 empty] | 0.143 | [5 empty] | 5.53 | [15 empty] | 377000 |  | 3.36 |  |  |  | 2.5 | [5 empty] | 7.59 | [13 empty] | 0.473 | [13 empty] | 462 |  |  |  |  | 2020 | Cave, B., et al. (2020), Ore Geology Reviews 124, 103647 |  | AUS | Queensland
| Mount Isa Copper Operations, Black Star Mine | No. 5 and No. 9 Pb-Zn orebodies, 650 Cu orebody, 1100 Cu orebody, 3000 Cu orebody | Seafloor hydrothermal | Sedimentary Exhalative (SEDEX) | SEDEX zinc-lead-copper | Cu, Pb, Zn | Ag | Cu, Pb, Zn, Ag | Cave et al., 2020 |  | 395-201208592cpy12-15.d | 395-201208592cpy12-15.d-1 | underground mine, open pit |  |  |  |  | ore material | drill core, polished section | drill core | mineral separate | [5 empty] | mineralisation |  |  |  | chalcopyrite, sphalerite, galena | Cu mineralisation stage, Pb-Zn mineralisation stage | replacement, vein infill, stratabound | coarse-grained, medium-grained, fine-grained, stratabound, discordant veins, replacement, infill |  |  |  | pyrite, pyrrhotite, arsenopyrite, siderite, dolomite, calcite, quartz, chlorite, K-feldspar, biotite, apatite, freibergite, tetrahedrite, cobaltite | Resin blocks containing each sample were produced following standard procedures and used for Mineral Liberation Analysis (MLA) mapping and subsequent LA-ICP-MS analyses | LA-ICPMS, EMPA, SEM-EDS | NWR213 solid state 213 nm laser ablation system coupled with an Agilent 7900 quadrupole ICP-MS; Cameca SXFive Electron Microprobe; Quanta600 SEM | Adelaide Microscopy | Ablation was conducted in an atmosphere of He (0.6 L/min) that was mixed with Ar (0.88 L/min) upon leaving the ablation cell; 70 µm diameter spot size with a 25:2 standard sample bracketing approach (2 standards analysed twice every 25 unknowns); MLA maps were acquired using the raster mode with an X-ray spectra collected every 4 µm | STDGL3 (CODES, University of Tasmania; Danyushevsky et al., 2011); GSD-1G | 49.55 |  | 3.45 |  | 0.11 | [9 empty] | 8.11 | [5 empty] | 3.5 | [5 empty] | 0.97 | [15 empty] | 293000 |  | 0.417 |  |  |  | 0.64 | [7 empty] | 20.39 | [23 empty] | 0.198 | [5 empty] | 9.9 | [15 empty] | 383000 |  | 4.84 |  |  |  | 2.57 | [5 empty] | 7.74 | [7 empty] | 0.39 | [5 empty] | 0.768 | [13 empty] | 467 |  |  |  |  | 2020 | Cave, B., et al. (2020), Ore Geology Reviews 124, 103647 |  | AUS | Queensland
| Mount Isa Copper Operations, Black Star Mine | No. 5 and No. 9 Pb-Zn orebodies, 650 Cu orebody, 1100 Cu orebody, 3000 Cu orebody | Seafloor hydrothermal | Sedimentary Exhalative (SEDEX) | SEDEX zinc-lead-copper | Cu, Pb, Zn | Ag | Cu, Pb, Zn, Ag | Cave et al., 2020 |  | 396-201208592cpy12-16.d | 396-201208592cpy12-16.d-1 | underground mine, open pit |  |  |  |  | ore material | drill core, polished section | drill core | mineral separate | [5 empty] | mineralisation |  |  |  | chalcopyrite, sphalerite, galena | Cu mineralisation stage, Pb-Zn mineralisation stage | replacement, vein infill, stratabound | coarse-grained, medium-grained, fine-grained, stratabound, discordant veins, replacement, infill |  |  |  | pyrite, pyrrhotite, arsenopyrite, siderite, dolomite, calcite, quartz, chlorite, K-feldspar, biotite, apatite, freibergite, tetrahedrite, cobaltite | Resin blocks containing each sample were produced following standard procedures and used for Mineral Liberation Analysis (MLA) mapping and subsequent LA-ICP-MS analyses | LA-ICPMS, EMPA, SEM-EDS | NWR213 solid state 213 nm laser ablation system coupled with an Agilent 7900 quadrupole ICP-MS; Cameca SXFive Electron Microprobe; Quanta600 SEM | Adelaide Microscopy | Ablation was conducted in an atmosphere of He (0.6 L/min) that was mixed with Ar (0.88 L/min) upon leaving the ablation cell; 70 µm diameter spot size with a 25:2 standard sample bracketing approach (2 standards analysed twice every 25 unknowns); MLA maps were acquired using the raster mode with an X-ray spectra collected every 4 µm | STDGL3 (CODES, University of Tasmania; Danyushevsky et al., 2011); GSD-1G | 41.67 |  | 4.3 |  | 0.184 | [9 empty] | 6.68 | [5 empty] | 3.11 | [5 empty] | 1.11 | [15 empty] | 280000 |  | 0.274 |  |  |  | 0.51 | [7 empty] | 17.94 | [13 empty] | 4.77 | [9 empty] | 0.121 | [5 empty] | 9.86 | [15 empty] | 339000 |  | 5.29 |  |  |  | 1.92 | [5 empty] | 7.04 | [7 empty] | 0.22 | [5 empty] | 0.774 | [13 empty] | 602 |  |  |  |  | 2020 | Cave, B., et al. (2020), Ore Geology Reviews 124, 103647 |  | AUS | Queensland
| Mount Isa Copper Operations, Black Star Mine | No. 5 and No. 9 Pb-Zn orebodies, 650 Cu orebody, 1100 Cu orebody, 3000 Cu orebody | Seafloor hydrothermal | Sedimentary Exhalative (SEDEX) | SEDEX zinc-lead-copper | Cu, Pb, Zn | Ag | Cu, Pb, Zn, Ag | Cave et al., 2020 |  | 397-201208592cpy12-17.d | 397-201208592cpy12-17.d-1 | underground mine, open pit |  |  |  |  | ore material | drill core, polished section | drill core | mineral separate | [5 empty] | mineralisation |  |  |  | chalcopyrite, sphalerite, galena | Cu mineralisation stage, Pb-Zn mineralisation stage | replacement, vein infill, stratabound | coarse-grained, medium-grained, fine-grained, stratabound, discordant veins, replacement, infill |  |  |  | pyrite, pyrrhotite, arsenopyrite, siderite, dolomite, calcite, quartz, chlorite, K-feldspar, biotite, apatite, freibergite, tetrahedrite, cobaltite | Resin blocks containing each sample were produced following standard procedures and used for Mineral Liberation Analysis (MLA) mapping and subsequent LA-ICP-MS analyses | LA-ICPMS, EMPA, SEM-EDS | NWR213 solid state 213 nm laser ablation system coupled with an Agilent 7900 quadrupole ICP-MS; Cameca SXFive Electron Microprobe; Quanta600 SEM | Adelaide Microscopy | Ablation was conducted in an atmosphere of He (0.6 L/min) that was mixed with Ar (0.88 L/min) upon leaving the ablation cell; 70 µm diameter spot size with a 25:2 standard sample bracketing approach (2 standards analysed twice every 25 unknowns); MLA maps were acquired using the raster mode with an X-ray spectra collected every 4 µm | STDGL3 (CODES, University of Tasmania; Danyushevsky et al., 2011); GSD-1G | 41.72 |  | 2.81 |  | 0.21 | [9 empty] | 9.35 | [5 empty] | 3.74 | [5 empty] | 5.8 | [15 empty] | 289000 |  | 0.275 |  |  |  | 0.4 | [7 empty] | 19.42 | [13 empty] | 1.1 | [9 empty] | 0.337 | [5 empty] | 12.17 | [15 empty] | 357000 |  | 7.45 |  |  |  | 1.36 | [5 empty] | 7.39 | [7 empty] | 0.31 | [5 empty] | 0.935 | [13 empty] | 585 |  |  |  |  | 2020 | Cave, B., et al. (2020), Ore Geology Reviews 124, 103647 |  | AUS | Queensland
| Mount Isa Copper Operations, Black Star Mine | No. 5 and No. 9 Pb-Zn orebodies, 650 Cu orebody, 1100 Cu orebody, 3000 Cu orebody | Seafloor hydrothermal | Sedimentary Exhalative (SEDEX) | SEDEX zinc-lead-copper | Cu, Pb, Zn | Ag | Cu, Pb, Zn, Ag | Cave et al., 2020 |  | 398-201208592cpy12-18.d | 398-201208592cpy12-18.d-1 | underground mine, open pit |  |  |  |  | ore material | drill core, polished section | drill core | mineral separate | [5 empty] | mineralisation |  |  |  | chalcopyrite, sphalerite, galena | Cu mineralisation stage, Pb-Zn mineralisation stage | replacement, vein infill, stratabound | coarse-grained, medium-grained, fine-grained, stratabound, discordant veins, replacement, infill |  |  |  | pyrite, pyrrhotite, arsenopyrite, siderite, dolomite, calcite, quartz, chlorite, K-feldspar, biotite, apatite, freibergite, tetrahedrite, cobaltite | Resin blocks containing each sample were produced following standard procedures and used for Mineral Liberation Analysis (MLA) mapping and subsequent LA-ICP-MS analyses | LA-ICPMS, EMPA, SEM-EDS | NWR213 solid state 213 nm laser ablation system coupled with an Agilent 7900 quadrupole ICP-MS; Cameca SXFive Electron Microprobe; Quanta600 SEM | Adelaide Microscopy | Ablation was conducted in an atmosphere of He (0.6 L/min) that was mixed with Ar (0.88 L/min) upon leaving the ablation cell; 70 µm diameter spot size with a 25:2 standard sample bracketing approach (2 standards analysed twice every 25 unknowns); MLA maps were acquired using the raster mode with an X-ray spectra collected every 4 µm | STDGL3 (CODES, University of Tasmania; Danyushevsky et al., 2011); GSD-1G | 48.21 |  | 1.41 |  | 0.099 | [9 empty] | 15.35 | [5 empty] | 4.13 | [5 empty] | 89 | [15 empty] | 292000 |  | 0.142 |  |  |  | 0.22 | [7 empty] | 20.62 | [23 empty] | 0.38 | [5 empty] | 29.7 | [15 empty] | 363000 |  | 10.26 |  |  |  | 3.1 | [5 empty] | 8.27 | [7 empty] | 0.41 | [5 empty] | 1.334 | [13 empty] | 644 |  |  |  |  | 2020 | Cave, B., et al. (2020), Ore Geology Reviews 124, 103647 |  | AUS | Queensland
| Mount Isa Copper Operations, Black Star Mine | No. 5 and No. 9 Pb-Zn orebodies, 650 Cu orebody, 1100 Cu orebody, 3000 Cu orebody | Seafloor hydrothermal | Sedimentary Exhalative (SEDEX) | SEDEX zinc-lead-copper | Cu, Pb, Zn | Ag | Cu, Pb, Zn, Ag | Cave et al., 2020 |  | 399-201208592cpy12-19.d | 399-201208592cpy12-19.d-1 | underground mine, open pit |  |  |  |  | ore material | drill core, polished section | drill core | mineral separate | [5 empty] | mineralisation |  |  |  | chalcopyrite, sphalerite, galena | Cu mineralisation stage, Pb-Zn mineralisation stage | replacement, vein infill, stratabound | coarse-grained, medium-grained, fine-grained, stratabound, discordant veins, replacement, infill |  |  |  | pyrite, pyrrhotite, arsenopyrite, siderite, dolomite, calcite, quartz, chlorite, K-feldspar, biotite, apatite, freibergite, tetrahedrite, cobaltite | Resin blocks containing each sample were produced following standard procedures and used for Mineral Liberation Analysis (MLA) mapping and subsequent LA-ICP-MS analyses | LA-ICPMS, EMPA, SEM-EDS | NWR213 solid state 213 nm laser ablation system coupled with an Agilent 7900 quadrupole ICP-MS; Cameca SXFive Electron Microprobe; Quanta600 SEM | Adelaide Microscopy | Ablation was conducted in an atmosphere of He (0.6 L/min) that was mixed with Ar (0.88 L/min) upon leaving the ablation cell; 70 µm diameter spot size with a 25:2 standard sample bracketing approach (2 standards analysed twice every 25 unknowns); MLA maps were acquired using the raster mode with an X-ray spectra collected every 4 µm | STDGL3 (CODES, University of Tasmania; Danyushevsky et al., 2011); GSD-1G | 43.33 |  | 6.3 |  | 0.14 | [9 empty] | 4.4 | [5 empty] | 2.85 | [5 empty] | 1.48 | [15 empty] | 288000 |  | 0.38 |  |  |  | 0.51 | [7 empty] | 20.6 | [23 empty] | 0.239 | [5 empty] | 6 | [15 empty] | 359000 |  | 4.03 |  |  |  | 2.28 | [5 empty] | 8.12 | [7 empty] | 0.36 | [5 empty] | 0.733 | [13 empty] | 351 |  |  |  |  | 2020 | Cave, B., et al. (2020), Ore Geology Reviews 124, 103647 |  | AUS | Queensland
| Mount Isa Copper Operations, Black Star Mine | No. 5 and No. 9 Pb-Zn orebodies, 650 Cu orebody, 1100 Cu orebody, 3000 Cu orebody | Seafloor hydrothermal | Sedimentary Exhalative (SEDEX) | SEDEX zinc-lead-copper | Cu, Pb, Zn | Ag | Cu, Pb, Zn, Ag | Cave et al., 2020 |  | 401-201208592cpy12-21.d | 401-201208592cpy12-21.d-1 | underground mine, open pit |  |  |  |  | ore material | drill core, polished section | drill core | mineral separate | [5 empty] | mineralisation |  |  |  | chalcopyrite, sphalerite, galena | Cu mineralisation stage, Pb-Zn mineralisation stage | replacement, vein infill, stratabound | coarse-grained, medium-grained, fine-grained, stratabound, discordant veins, replacement, infill |  |  |  | pyrite, pyrrhotite, arsenopyrite, siderite, dolomite, calcite, quartz, chlorite, K-feldspar, biotite, apatite, freibergite, tetrahedrite, cobaltite | Resin blocks containing each sample were produced following standard procedures and used for Mineral Liberation Analysis (MLA) mapping and subsequent LA-ICP-MS analyses | LA-ICPMS, EMPA, SEM-EDS | NWR213 solid state 213 nm laser ablation system coupled with an Agilent 7900 quadrupole ICP-MS; Cameca SXFive Electron Microprobe; Quanta600 SEM | Adelaide Microscopy | Ablation was conducted in an atmosphere of He (0.6 L/min) that was mixed with Ar (0.88 L/min) upon leaving the ablation cell; 70 µm diameter spot size with a 25:2 standard sample bracketing approach (2 standards analysed twice every 25 unknowns); MLA maps were acquired using the raster mode with an X-ray spectra collected every 4 µm | STDGL3 (CODES, University of Tasmania; Danyushevsky et al., 2011); GSD-1G | 42.38 |  | 3.9 |  | 0.21 | [9 empty] | 4.64 | [5 empty] | 2.97 | [5 empty] | 1.34 | [15 empty] | 285000 |  | 0.219 |  |  |  | 0.32 | [7 empty] | 19.88 | [23 empty] | 0.12 | [5 empty] | 6.39 | [15 empty] | 355000 |  | 3.56 |  |  |  | 2.7 | [5 empty] | 7.94 | [7 empty] | 0.29 | [5 empty] | 0.865 | [13 empty] | 497 |  |  |  |  | 2020 | Cave, B., et al. (2020), Ore Geology Reviews 124, 103647 |  | AUS | Queensland
| Mount Isa Copper Operations, Black Star Mine | No. 5 and No. 9 Pb-Zn orebodies, 650 Cu orebody, 1100 Cu orebody, 3000 Cu orebody | Seafloor hydrothermal | Sedimentary Exhalative (SEDEX) | SEDEX zinc-lead-copper | Cu, Pb, Zn | Ag | Cu, Pb, Zn, Ag | Cave et al., 2020 |  | 402-201208592cpy12-22.d | 402-201208592cpy12-22.d-1 | underground mine, open pit |  |  |  |  | ore material | drill core, polished section | drill core | mineral separate | [5 empty] | mineralisation |  |  |  | chalcopyrite, sphalerite, galena | Cu mineralisation stage, Pb-Zn mineralisation stage | replacement, vein infill, stratabound | coarse-grained, medium-grained, fine-grained, stratabound, discordant veins, replacement, infill |  |  |  | pyrite, pyrrhotite, arsenopyrite, siderite, dolomite, calcite, quartz, chlorite, K-feldspar, biotite, apatite, freibergite, tetrahedrite, cobaltite | Resin blocks containing each sample were produced following standard procedures and used for Mineral Liberation Analysis (MLA) mapping and subsequent LA-ICP-MS analyses | LA-ICPMS, EMPA, SEM-EDS | NWR213 solid state 213 nm laser ablation system coupled with an Agilent 7900 quadrupole ICP-MS; Cameca SXFive Electron Microprobe; Quanta600 SEM | Adelaide Microscopy | Ablation was conducted in an atmosphere of He (0.6 L/min) that was mixed with Ar (0.88 L/min) upon leaving the ablation cell; 70 µm diameter spot size with a 25:2 standard sample bracketing approach (2 standards analysed twice every 25 unknowns); MLA maps were acquired using the raster mode with an X-ray spectra collected every 4 µm | STDGL3 (CODES, University of Tasmania; Danyushevsky et al., 2011); GSD-1G | 40.17 |  | 3.53 |  | 0.11 | [9 empty] | 3.52 | [5 empty] | 3.01 | [5 empty] | 1.159 | [15 empty] | 285000 |  | 0.243 |  |  |  | 0.41 | [7 empty] | 19.79 | [13 empty] | 0.31 | [9 empty] | 0.122 | [5 empty] | 5.45 | [15 empty] | 358000 |  | 2.2 |  |  |  | 3.5 | [5 empty] | 7.57 | [13 empty] | 0.35 | [13 empty] | 510 |  |  |  |  | 2020 | Cave, B., et al. (2020), Ore Geology Reviews 124, 103647 |  | AUS | Queensland
| Mount Isa Copper Operations, Black Star Mine | No. 5 and No. 9 Pb-Zn orebodies, 650 Cu orebody, 1100 Cu orebody, 3000 Cu orebody | Seafloor hydrothermal | Sedimentary Exhalative (SEDEX) | SEDEX zinc-lead-copper | Cu, Pb, Zn | Ag | Cu, Pb, Zn, Ag | Cave et al., 2020 |  | 403-201208592cpy12-23.d | 403-201208592cpy12-23.d-1 | underground mine, open pit |  |  |  |  | ore material | drill core, polished section | drill core | mineral separate | [5 empty] | mineralisation |  |  |  | chalcopyrite, sphalerite, galena | Cu mineralisation stage, Pb-Zn mineralisation stage | replacement, vein infill, stratabound | coarse-grained, medium-grained, fine-grained, stratabound, discordant veins, replacement, infill |  |  |  | pyrite, pyrrhotite, arsenopyrite, siderite, dolomite, calcite, quartz, chlorite, K-feldspar, biotite, apatite, freibergite, tetrahedrite, cobaltite | Resin blocks containing each sample were produced following standard procedures and used for Mineral Liberation Analysis (MLA) mapping and subsequent LA-ICP-MS analyses | LA-ICPMS, EMPA, SEM-EDS | NWR213 solid state 213 nm laser ablation system coupled with an Agilent 7900 quadrupole ICP-MS; Cameca SXFive Electron Microprobe; Quanta600 SEM | Adelaide Microscopy | Ablation was conducted in an atmosphere of He (0.6 L/min) that was mixed with Ar (0.88 L/min) upon leaving the ablation cell; 70 µm diameter spot size with a 25:2 standard sample bracketing approach (2 standards analysed twice every 25 unknowns); MLA maps were acquired using the raster mode with an X-ray spectra collected every 4 µm | STDGL3 (CODES, University of Tasmania; Danyushevsky et al., 2011); GSD-1G | 55.39 |  | 4.7 |  | 0.112 | [9 empty] | 10.09 | [5 empty] | 2.69 | [5 empty] | 0.911 | [15 empty] | 290000 |  | 0.41 |  |  |  | 0.54 | [7 empty] | 20.83 | [13 empty] | 0.18 | [9 empty] | 0.093 | [5 empty] | 8.4 | [15 empty] | 359000 |  | 5.05 |  |  |  | 1.23 | [5 empty] | 8.14 | [7 empty] | 0.35 | [5 empty] | 0.77 | [13 empty] | 432 |  |  |  |  | 2020 | Cave, B., et al. (2020), Ore Geology Reviews 124, 103647 |  | AUS | Queensland
| Mount Isa Copper Operations, Black Star Mine | No. 5 and No. 9 Pb-Zn orebodies, 650 Cu orebody, 1100 Cu orebody, 3000 Cu orebody | Seafloor hydrothermal | Sedimentary Exhalative (SEDEX) | SEDEX zinc-lead-copper | Cu, Pb, Zn | Ag | Cu, Pb, Zn, Ag | Cave et al., 2020 |  | 404-201208592cpy12-24.d | 404-201208592cpy12-24.d-1 | underground mine, open pit |  |  |  |  | ore material | drill core, polished section | drill core | mineral separate | [5 empty] | mineralisation |  |  |  | chalcopyrite, sphalerite, galena | Cu mineralisation stage, Pb-Zn mineralisation stage | replacement, vein infill, stratabound | coarse-grained, medium-grained, fine-grained, stratabound, discordant veins, replacement, infill |  |  |  | pyrite, pyrrhotite, arsenopyrite, siderite, dolomite, calcite, quartz, chlorite, K-feldspar, biotite, apatite, freibergite, tetrahedrite, cobaltite | Resin blocks containing each sample were produced following standard procedures and used for Mineral Liberation Analysis (MLA) mapping and subsequent LA-ICP-MS analyses | LA-ICPMS, EMPA, SEM-EDS | NWR213 solid state 213 nm laser ablation system coupled with an Agilent 7900 quadrupole ICP-MS; Cameca SXFive Electron Microprobe; Quanta600 SEM | Adelaide Microscopy | Ablation was conducted in an atmosphere of He (0.6 L/min) that was mixed with Ar (0.88 L/min) upon leaving the ablation cell; 70 µm diameter spot size with a 25:2 standard sample bracketing approach (2 standards analysed twice every 25 unknowns); MLA maps were acquired using the raster mode with an X-ray spectra collected every 4 µm | STDGL3 (CODES, University of Tasmania; Danyushevsky et al., 2011); GSD-1G | 54.69 |  | 2 |  | 0.16 | [9 empty] | 6.66 | [5 empty] | 3.64 | [5 empty] | 1.62 | [15 empty] | 289000 |  | 0.37 |  |  |  | 0.62 | [7 empty] | 20.71 | [13 empty] | 0.099 | [9 empty] | 0.19 | [5 empty] | 7.55 | [15 empty] | 357000 |  | 4.38 |  |  |  | 0.96 | [5 empty] | 7.84 | [7 empty] | 0.2 | [5 empty] | 0.619 | [13 empty] | 609 |  |  |  |  | 2020 | Cave, B., et al. (2020), Ore Geology Reviews 124, 103647 |  | AUS | Queensland
| Mount Isa Copper Operations, Black Star Mine | No. 5 and No. 9 Pb-Zn orebodies, 650 Cu orebody, 1100 Cu orebody, 3000 Cu orebody | Seafloor hydrothermal | Sedimentary Exhalative (SEDEX) | SEDEX zinc-lead-copper | Cu, Pb, Zn | Ag | Cu, Pb, Zn, Ag | Cave et al., 2020 |  | 8-200501422cpy2-4 | 8-200501422cpy2-4-1 | underground mine, open pit |  |  |  |  | ore material | drill core, polished section | drill core | mineral separate | [5 empty] | mineralisation |  |  |  | chalcopyrite, sphalerite, galena | Cu mineralisation stage, Pb-Zn mineralisation stage | replacement, vein infill, stratabound | coarse-grained, medium-grained, fine-grained, stratabound, discordant veins, replacement, infill |  |  |  | pyrite, pyrrhotite, arsenopyrite, siderite, dolomite, calcite, quartz, chlorite, K-feldspar, biotite, apatite, freibergite, tetrahedrite, cobaltite | Resin blocks containing each sample were produced following standard procedures and used for Mineral Liberation Analysis (MLA) mapping and subsequent LA-ICP-MS analyses | LA-ICPMS, EMPA, SEM-EDS | NWR213 solid state 213 nm laser ablation system coupled with an Agilent 7900 quadrupole ICP-MS; Cameca SXFive Electron Microprobe; Quanta600 SEM | Adelaide Microscopy | Ablation was conducted in an atmosphere of He (0.6 L/min) that was mixed with Ar (0.88 L/min) upon leaving the ablation cell; 70 µm diameter spot size with a 25:2 standard sample bracketing approach (2 standards analysed twice every 25 unknowns); MLA maps were acquired using the raster mode with an X-ray spectra collected every 4 µm | STDGL3 (CODES, University of Tasmania; Danyushevsky et al., 2011); GSD-1G | 56.3 |  | 22.8 |  | 3.6 | [9 empty] | 3.01 | [11 empty] | 0.71 | [15 empty] | 309000 | [13 empty] | 22.67 | [29 empty] | 38 | [15 empty] | 411000 |  | 3.51 | [9 empty] | 10.5 | [13 empty] | 1.07 | [13 empty] | 245 |  |  |  |  | 2020 | Cave, B., et al. (2020), Ore Geology Reviews 124, 103647 |  | AUS | Queensland
| Mount Isa Copper Operations, Black Star Mine | No. 5 and No. 9 Pb-Zn orebodies, 650 Cu orebody, 1100 Cu orebody, 3000 Cu orebody | Seafloor hydrothermal | Sedimentary Exhalative (SEDEX) | SEDEX zinc-lead-copper | Cu, Pb, Zn | Ag | Cu, Pb, Zn, Ag | Cave et al., 2020 |  | 10-200501422cpy2-6 | 10-200501422cpy2-6-1 | underground mine, open pit |  |  |  |  | ore material | drill core, polished section | drill core | mineral separate | [5 empty] | mineralisation |  |  |  | chalcopyrite, sphalerite, galena | Cu mineralisation stage, Pb-Zn mineralisation stage | replacement, vein infill, stratabound | coarse-grained, medium-grained, fine-grained, stratabound, discordant veins, replacement, infill |  |  |  | pyrite, pyrrhotite, arsenopyrite, siderite, dolomite, calcite, quartz, chlorite, K-feldspar, biotite, apatite, freibergite, tetrahedrite, cobaltite | Resin blocks containing each sample were produced following standard procedures and used for Mineral Liberation Analysis (MLA) mapping and subsequent LA-ICP-MS analyses | LA-ICPMS, EMPA, SEM-EDS | NWR213 solid state 213 nm laser ablation system coupled with an Agilent 7900 quadrupole ICP-MS; Cameca SXFive Electron Microprobe; Quanta600 SEM | Adelaide Microscopy | Ablation was conducted in an atmosphere of He (0.6 L/min) that was mixed with Ar (0.88 L/min) upon leaving the ablation cell; 70 µm diameter spot size with a 25:2 standard sample bracketing approach (2 standards analysed twice every 25 unknowns); MLA maps were acquired using the raster mode with an X-ray spectra collected every 4 µm | STDGL3 (CODES, University of Tasmania; Danyushevsky et al., 2011); GSD-1G | 64 |  | 76 |  | 10.2 | [9 empty] | 5.35 | [5 empty] | 1.07 | [5 empty] | 2.8 | [15 empty] | 291000 | [13 empty] | 22.89 | [29 empty] | 25.3 | [15 empty] | 437000 |  | 19.8 | [9 empty] | 12.7 | [13 empty] | 6.2 | [13 empty] | 249 |  |  |  |  | 2020 | Cave, B., et al. (2020), Ore Geology Reviews 124, 103647 |  | AUS | Queensland
| Mount Isa Copper Operations, Black Star Mine | No. 5 and No. 9 Pb-Zn orebodies, 650 Cu orebody, 1100 Cu orebody, 3000 Cu orebody | Seafloor hydrothermal | Sedimentary Exhalative (SEDEX) | SEDEX zinc-lead-copper | Cu, Pb, Zn | Ag | Cu, Pb, Zn, Ag | Cave et al., 2020 |  | 13-200501422cpy2-9 | 13-200501422cpy2-9-1 | underground mine, open pit |  |  |  |  | ore material | drill core, polished section | drill core | mineral separate | [5 empty] | mineralisation |  |  |  | chalcopyrite, sphalerite, galena | Cu mineralisation stage, Pb-Zn mineralisation stage | replacement, vein infill, stratabound | coarse-grained, medium-grained, fine-grained, stratabound, discordant veins, replacement, infill |  |  |  | pyrite, pyrrhotite, arsenopyrite, siderite, dolomite, calcite, quartz, chlorite, K-feldspar, biotite, apatite, freibergite, tetrahedrite, cobaltite | Resin blocks containing each sample were produced following standard procedures and used for Mineral Liberation Analysis (MLA) mapping and subsequent LA-ICP-MS analyses | LA-ICPMS, EMPA, SEM-EDS | NWR213 solid state 213 nm laser ablation system coupled with an Agilent 7900 quadrupole ICP-MS; Cameca SXFive Electron Microprobe; Quanta600 SEM | Adelaide Microscopy | Ablation was conducted in an atmosphere of He (0.6 L/min) that was mixed with Ar (0.88 L/min) upon leaving the ablation cell; 70 µm diameter spot size with a 25:2 standard sample bracketing approach (2 standards analysed twice every 25 unknowns); MLA maps were acquired using the raster mode with an X-ray spectra collected every 4 µm | STDGL3 (CODES, University of Tasmania; Danyushevsky et al., 2011); GSD-1G | 56.8 |  | 5.3 | [11 empty] | 2.48 | [27 empty] | 282000 | [13 empty] | 27.79 | [29 empty] | 2.49 | [15 empty] | 417000 |  | 2.2 | [9 empty] | 7.13 | [13 empty] | 0.138 | [13 empty] | 274 |  |  |  |  | 2020 | Cave, B., et al. (2020), Ore Geology Reviews 124, 103647 |  | AUS | Queensland
| Mount Isa Copper Operations, Black Star Mine | No. 5 and No. 9 Pb-Zn orebodies, 650 Cu orebody, 1100 Cu orebody, 3000 Cu orebody | Seafloor hydrothermal | Sedimentary Exhalative (SEDEX) | SEDEX zinc-lead-copper | Cu, Pb, Zn | Ag | Cu, Pb, Zn, Ag | Cave et al., 2020 |  | 14-200501422cpy2-10 | 14-200501422cpy2-10-1 | underground mine, open pit |  |  |  |  | ore material | drill core, polished section | drill core | mineral separate | [5 empty] | mineralisation |  |  |  | chalcopyrite, sphalerite, galena | Cu mineralisation stage, Pb-Zn mineralisation stage | replacement, vein infill, stratabound | coarse-grained, medium-grained, fine-grained, stratabound, discordant veins, replacement, infill |  |  |  | pyrite, pyrrhotite, arsenopyrite, siderite, dolomite, calcite, quartz, chlorite, K-feldspar, biotite, apatite, freibergite, tetrahedrite, cobaltite | Resin blocks containing each sample were produced following standard procedures and used for Mineral Liberation Analysis (MLA) mapping and subsequent LA-ICP-MS analyses | LA-ICPMS, EMPA, SEM-EDS | NWR213 solid state 213 nm laser ablation system coupled with an Agilent 7900 quadrupole ICP-MS; Cameca SXFive Electron Microprobe; Quanta600 SEM | Adelaide Microscopy | Ablation was conducted in an atmosphere of He (0.6 L/min) that was mixed with Ar (0.88 L/min) upon leaving the ablation cell; 70 µm diameter spot size with a 25:2 standard sample bracketing approach (2 standards analysed twice every 25 unknowns); MLA maps were acquired using the raster mode with an X-ray spectra collected every 4 µm | STDGL3 (CODES, University of Tasmania; Danyushevsky et al., 2011); GSD-1G | 55.4 |  | 4.4 | [11 empty] | 2.9 | [27 empty] | 284000 | [13 empty] | 26.4 | [29 empty] | 3.7 | [15 empty] | 442000 |  | 2.6 | [9 empty] | 7.7 | [13 empty] | 0.363 | [13 empty] | 290 |  |  |  |  | 2020 | Cave, B., et al. (2020), Ore Geology Reviews 124, 103647 |  | AUS | Queensland
| Mount Isa Copper Operations, Black Star Mine | No. 5 and No. 9 Pb-Zn orebodies, 650 Cu orebody, 1100 Cu orebody, 3000 Cu orebody | Seafloor hydrothermal | Sedimentary Exhalative (SEDEX) | SEDEX zinc-lead-copper | Cu, Pb, Zn | Ag | Cu, Pb, Zn, Ag | Cave et al., 2020 |  | 15-200501422cpy2-11 | 15-200501422cpy2-11-1 | underground mine, open pit |  |  |  |  | ore material | drill core, polished section | drill core | mineral separate | [5 empty] | mineralisation |  |  |  | chalcopyrite, sphalerite, galena | Cu mineralisation stage, Pb-Zn mineralisation stage | replacement, vein infill, stratabound | coarse-grained, medium-grained, fine-grained, stratabound, discordant veins, replacement, infill |  |  |  | pyrite, pyrrhotite, arsenopyrite, siderite, dolomite, calcite, quartz, chlorite, K-feldspar, biotite, apatite, freibergite, tetrahedrite, cobaltite | Resin blocks containing each sample were produced following standard procedures and used for Mineral Liberation Analysis (MLA) mapping and subsequent LA-ICP-MS analyses | LA-ICPMS, EMPA, SEM-EDS | NWR213 solid state 213 nm laser ablation system coupled with an Agilent 7900 quadrupole ICP-MS; Cameca SXFive Electron Microprobe; Quanta600 SEM | Adelaide Microscopy | Ablation was conducted in an atmosphere of He (0.6 L/min) that was mixed with Ar (0.88 L/min) upon leaving the ablation cell; 70 µm diameter spot size with a 25:2 standard sample bracketing approach (2 standards analysed twice every 25 unknowns); MLA maps were acquired using the raster mode with an X-ray spectra collected every 4 µm | STDGL3 (CODES, University of Tasmania; Danyushevsky et al., 2011); GSD-1G | 58.3 |  | 6.7 | [11 empty] | 2.78 | [5 empty] | 1.11 | [21 empty] | 299900 | [13 empty] | 29.42 | [29 empty] | 2.8 | [15 empty] | 436000 |  | 1.92 | [9 empty] | 7.23 | [13 empty] | 0.129 | [13 empty] | 298 |  |  |  |  | 2020 | Cave, B., et al. (2020), Ore Geology Reviews 124, 103647 |  | AUS | Queensland
| Mount Isa Copper Operations, Black Star Mine | No. 5 and No. 9 Pb-Zn orebodies, 650 Cu orebody, 1100 Cu orebody, 3000 Cu orebody | Seafloor hydrothermal | Sedimentary Exhalative (SEDEX) | SEDEX zinc-lead-copper | Cu, Pb, Zn | Ag | Cu, Pb, Zn, Ag | Cave et al., 2020 |  | 17-200501422cpy3-1 | 17-200501422cpy3-1-1 | underground mine, open pit |  |  |  |  | ore material | drill core, polished section | drill core | mineral separate | [5 empty] | mineralisation |  |  |  | chalcopyrite, sphalerite, galena | Cu mineralisation stage, Pb-Zn mineralisation stage | replacement, vein infill, stratabound | coarse-grained, medium-grained, fine-grained, stratabound, discordant veins, replacement, infill |  |  |  | pyrite, pyrrhotite, arsenopyrite, siderite, dolomite, calcite, quartz, chlorite, K-feldspar, biotite, apatite, freibergite, tetrahedrite, cobaltite | Resin blocks containing each sample were produced following standard procedures and used for Mineral Liberation Analysis (MLA) mapping and subsequent LA-ICP-MS analyses | LA-ICPMS, EMPA, SEM-EDS | NWR213 solid state 213 nm laser ablation system coupled with an Agilent 7900 quadrupole ICP-MS; Cameca SXFive Electron Microprobe; Quanta600 SEM | Adelaide Microscopy | Ablation was conducted in an atmosphere of He (0.6 L/min) that was mixed with Ar (0.88 L/min) upon leaving the ablation cell; 70 µm diameter spot size with a 25:2 standard sample bracketing approach (2 standards analysed twice every 25 unknowns); MLA maps were acquired using the raster mode with an X-ray spectra collected every 4 µm | STDGL3 (CODES, University of Tasmania; Danyushevsky et al., 2011); GSD-1G | 85.7 |  | 2.4 |  | 0.7 | [9 empty] | 4.78 | [5 empty] | 1.1 | [5 empty] | 2.93 | [15 empty] | 289200 | [13 empty] | 7.31 | [23 empty] | 0.76 | [5 empty] | 4.27 | [15 empty] | 420500 |  | 3.88 | [9 empty] | 5.93 | [13 empty] | 0.342 | [13 empty] | 367.7 |  |  |  |  | 2020 | Cave, B., et al. (2020), Ore Geology Reviews 124, 103647 |  | AUS | Queensland
| Mount Isa Copper Operations, Black Star Mine | No. 5 and No. 9 Pb-Zn orebodies, 650 Cu orebody, 1100 Cu orebody, 3000 Cu orebody | Seafloor hydrothermal | Sedimentary Exhalative (SEDEX) | SEDEX zinc-lead-copper | Cu, Pb, Zn | Ag | Cu, Pb, Zn, Ag | Cave et al., 2020 |  | 18-200501422cpy3-2 | 18-200501422cpy3-2-1 | underground mine, open pit |  |  |  |  | ore material | drill core, polished section | drill core | mineral separate | [5 empty] | mineralisation |  |  |  | chalcopyrite, sphalerite, galena | Cu mineralisation stage, Pb-Zn mineralisation stage | replacement, vein infill, stratabound | coarse-grained, medium-grained, fine-grained, stratabound, discordant veins, replacement, infill |  |  |  | pyrite, pyrrhotite, arsenopyrite, siderite, dolomite, calcite, quartz, chlorite, K-feldspar, biotite, apatite, freibergite, tetrahedrite, cobaltite | Resin blocks containing each sample were produced following standard procedures and used for Mineral Liberation Analysis (MLA) mapping and subsequent LA-ICP-MS analyses | LA-ICPMS, EMPA, SEM-EDS | NWR213 solid state 213 nm laser ablation system coupled with an Agilent 7900 quadrupole ICP-MS; Cameca SXFive Electron Microprobe; Quanta600 SEM | Adelaide Microscopy | Ablation was conducted in an atmosphere of He (0.6 L/min) that was mixed with Ar (0.88 L/min) upon leaving the ablation cell; 70 µm diameter spot size with a 25:2 standard sample bracketing approach (2 standards analysed twice every 25 unknowns); MLA maps were acquired using the raster mode with an X-ray spectra collected every 4 µm | STDGL3 (CODES, University of Tasmania; Danyushevsky et al., 2011); GSD-1G | 87.2 |  |  |  | 0.53 | [9 empty] | 6.54 | [5 empty] | 1.11 | [5 empty] | 2.74 | [15 empty] | 286000 | [13 empty] | 7.19 | [23 empty] | 0.87 | [5 empty] | 7.23 | [15 empty] | 420400 |  | 7.95 | [9 empty] | 5.66 | [13 empty] | 0.85 | [13 empty] | 372.4 |  |  |  |  | 2020 | Cave, B., et al. (2020), Ore Geology Reviews 124, 103647 |  | AUS | Queensland
| Mount Isa Copper Operations, Black Star Mine | No. 5 and No. 9 Pb-Zn orebodies, 650 Cu orebody, 1100 Cu orebody, 3000 Cu orebody | Seafloor hydrothermal | Sedimentary Exhalative (SEDEX) | SEDEX zinc-lead-copper | Cu, Pb, Zn | Ag | Cu, Pb, Zn, Ag | Cave et al., 2020 |  | 19-200501422cpy3-3 | 19-200501422cpy3-3-1 | underground mine, open pit |  |  |  |  | ore material | drill core, polished section | drill core | mineral separate | [5 empty] | mineralisation |  |  |  | chalcopyrite, sphalerite, galena | Cu mineralisation stage, Pb-Zn mineralisation stage | replacement, vein infill, stratabound | coarse-grained, medium-grained, fine-grained, stratabound, discordant veins, replacement, infill |  |  |  | pyrite, pyrrhotite, arsenopyrite, siderite, dolomite, calcite, quartz, chlorite, K-feldspar, biotite, apatite, freibergite, tetrahedrite, cobaltite | Resin blocks containing each sample were produced following standard procedures and used for Mineral Liberation Analysis (MLA) mapping and subsequent LA-ICP-MS analyses | LA-ICPMS, EMPA, SEM-EDS | NWR213 solid state 213 nm laser ablation system coupled with an Agilent 7900 quadrupole ICP-MS; Cameca SXFive Electron Microprobe; Quanta600 SEM | Adelaide Microscopy | Ablation was conducted in an atmosphere of He (0.6 L/min) that was mixed with Ar (0.88 L/min) upon leaving the ablation cell; 70 µm diameter spot size with a 25:2 standard sample bracketing approach (2 standards analysed twice every 25 unknowns); MLA maps were acquired using the raster mode with an X-ray spectra collected every 4 µm | STDGL3 (CODES, University of Tasmania; Danyushevsky et al., 2011); GSD-1G | 92 | [13 empty] | 11.7 | [5 empty] | 1.33 | [5 empty] | 3.1 | [15 empty] | 285900 | [13 empty] | 6.98 | [23 empty] | 0.94 | [5 empty] | 11.9 | [15 empty] | 407300 |  | 11.48 | [9 empty] | 5.78 | [13 empty] | 1.55 | [13 empty] | 368.8 |  |  |  |  | 2020 | Cave, B., et al. (2020), Ore Geology Reviews 124, 103647 |  | AUS | Queensland
| Mount Isa Copper Operations, Black Star Mine | No. 5 and No. 9 Pb-Zn orebodies, 650 Cu orebody, 1100 Cu orebody, 3000 Cu orebody | Seafloor hydrothermal | Sedimentary Exhalative (SEDEX) | SEDEX zinc-lead-copper | Cu, Pb, Zn | Ag | Cu, Pb, Zn, Ag | Cave et al., 2020 |  | 20-200501422cpy3-4 | 20-200501422cpy3-4-1 | underground mine, open pit |  |  |  |  | ore material | drill core, polished section | drill core | mineral separate | [5 empty] | mineralisation |  |  |  | chalcopyrite, sphalerite, galena | Cu mineralisation stage, Pb-Zn mineralisation stage | replacement, vein infill, stratabound | coarse-grained, medium-grained, fine-grained, stratabound, discordant veins, replacement, infill |  |  |  | pyrite, pyrrhotite, arsenopyrite, siderite, dolomite, calcite, quartz, chlorite, K-feldspar, biotite, apatite, freibergite, tetrahedrite, cobaltite | Resin blocks containing each sample were produced following standard procedures and used for Mineral Liberation Analysis (MLA) mapping and subsequent LA-ICP-MS analyses | LA-ICPMS, EMPA, SEM-EDS | NWR213 solid state 213 nm laser ablation system coupled with an Agilent 7900 quadrupole ICP-MS; Cameca SXFive Electron Microprobe; Quanta600 SEM | Adelaide Microscopy | Ablation was conducted in an atmosphere of He (0.6 L/min) that was mixed with Ar (0.88 L/min) upon leaving the ablation cell; 70 µm diameter spot size with a 25:2 standard sample bracketing approach (2 standards analysed twice every 25 unknowns); MLA maps were acquired using the raster mode with an X-ray spectra collected every 4 µm | STDGL3 (CODES, University of Tasmania; Danyushevsky et al., 2011); GSD-1G | 88.6 |  |  |  | 28.2 | [9 empty] | 11.3 | [5 empty] | 1.27 | [5 empty] | 13.1 | [15 empty] | 292200 | [13 empty] | 7.14 | [23 empty] | 0.58 | [5 empty] | 15.5 | [15 empty] | 416900 |  | 16.6 | [9 empty] | 5.3 | [13 empty] | 5.9 | [13 empty] | 355.8 |  |  |  |  | 2020 | Cave, B., et al. (2020), Ore Geology Reviews 124, 103647 |  | AUS | Queensland
| Mount Isa Copper Operations, Black Star Mine | No. 5 and No. 9 Pb-Zn orebodies, 650 Cu orebody, 1100 Cu orebody, 3000 Cu orebody | Seafloor hydrothermal | Sedimentary Exhalative (SEDEX) | SEDEX zinc-lead-copper | Cu, Pb, Zn | Ag | Cu, Pb, Zn, Ag | Cave et al., 2020 |  | 21-200501422cpy3-5 | 21-200501422cpy3-5-1 | underground mine, open pit |  |  |  |  | ore material | drill core, polished section | drill core | mineral separate | [5 empty] | mineralisation |  |  |  | chalcopyrite, sphalerite, galena | Cu mineralisation stage, Pb-Zn mineralisation stage | replacement, vein infill, stratabound | coarse-grained, medium-grained, fine-grained, stratabound, discordant veins, replacement, infill |  |  |  | pyrite, pyrrhotite, arsenopyrite, siderite, dolomite, calcite, quartz, chlorite, K-feldspar, biotite, apatite, freibergite, tetrahedrite, cobaltite | Resin blocks containing each sample were produced following standard procedures and used for Mineral Liberation Analysis (MLA) mapping and subsequent LA-ICP-MS analyses | LA-ICPMS, EMPA, SEM-EDS | NWR213 solid state 213 nm laser ablation system coupled with an Agilent 7900 quadrupole ICP-MS; Cameca SXFive Electron Microprobe; Quanta600 SEM | Adelaide Microscopy | Ablation was conducted in an atmosphere of He (0.6 L/min) that was mixed with Ar (0.88 L/min) upon leaving the ablation cell; 70 µm diameter spot size with a 25:2 standard sample bracketing approach (2 standards analysed twice every 25 unknowns); MLA maps were acquired using the raster mode with an X-ray spectra collected every 4 µm | STDGL3 (CODES, University of Tasmania; Danyushevsky et al., 2011); GSD-1G | 86.3 |  | 1.51 |  | 0.64 | [9 empty] | 3.84 | [5 empty] | 1.37 | [5 empty] | 2.71 | [15 empty] | 285900 | [13 empty] | 7.11 | [23 empty] | 0.78 | [5 empty] | 2.25 | [15 empty] | 411500 |  | 2.32 | [9 empty] | 5.63 | [7 empty] | 0.67 | [5 empty] | 0.241 | [13 empty] | 361 |  |  |  |  | 2020 | Cave, B., et al. (2020), Ore Geology Reviews 124, 103647 |  | AUS | Queensland
| Mount Isa Copper Operations, Black Star Mine | No. 5 and No. 9 Pb-Zn orebodies, 650 Cu orebody, 1100 Cu orebody, 3000 Cu orebody | Seafloor hydrothermal | Sedimentary Exhalative (SEDEX) | SEDEX zinc-lead-copper | Cu, Pb, Zn | Ag | Cu, Pb, Zn, Ag | Cave et al., 2020 |  | 22-200501422cpy3-6 | 22-200501422cpy3-6-1 | underground mine, open pit |  |  |  |  | ore material | drill core, polished section | drill core | mineral separate | [5 empty] | mineralisation |  |  |  | chalcopyrite, sphalerite, galena | Cu mineralisation stage, Pb-Zn mineralisation stage | replacement, vein infill, stratabound | coarse-grained, medium-grained, fine-grained, stratabound, discordant veins, replacement, infill |  |  |  | pyrite, pyrrhotite, arsenopyrite, siderite, dolomite, calcite, quartz, chlorite, K-feldspar, biotite, apatite, freibergite, tetrahedrite, cobaltite | Resin blocks containing each sample were produced following standard procedures and used for Mineral Liberation Analysis (MLA) mapping and subsequent LA-ICP-MS analyses | LA-ICPMS, EMPA, SEM-EDS | NWR213 solid state 213 nm laser ablation system coupled with an Agilent 7900 quadrupole ICP-MS; Cameca SXFive Electron Microprobe; Quanta600 SEM | Adelaide Microscopy | Ablation was conducted in an atmosphere of He (0.6 L/min) that was mixed with Ar (0.88 L/min) upon leaving the ablation cell; 70 µm diameter spot size with a 25:2 standard sample bracketing approach (2 standards analysed twice every 25 unknowns); MLA maps were acquired using the raster mode with an X-ray spectra collected every 4 µm | STDGL3 (CODES, University of Tasmania; Danyushevsky et al., 2011); GSD-1G | 90.5 |  | 1.42 |  | 0.51 | [9 empty] | 13.2 | [5 empty] | 1.26 | [5 empty] | 3.04 | [15 empty] | 288200 |  | 0.067 | [11 empty] | 7.18 | [23 empty] | 0.8 | [5 empty] | 16.3 | [15 empty] | 405500 |  | 13.04 | [9 empty] | 5.42 | [13 empty] | 2.9 | [13 empty] | 360.8 |  |  |  |  | 2020 | Cave, B., et al. (2020), Ore Geology Reviews 124, 103647 |  | AUS | Queensland
| Mount Isa Copper Operations, Black Star Mine | No. 5 and No. 9 Pb-Zn orebodies, 650 Cu orebody, 1100 Cu orebody, 3000 Cu orebody | Seafloor hydrothermal | Sedimentary Exhalative (SEDEX) | SEDEX zinc-lead-copper | Cu, Pb, Zn | Ag | Cu, Pb, Zn, Ag | Cave et al., 2020 |  | 23-200501422cpy3-7 | 23-200501422cpy3-7-1 | underground mine, open pit |  |  |  |  | ore material | drill core, polished section | drill core | mineral separate | [5 empty] | mineralisation |  |  |  | chalcopyrite, sphalerite, galena | Cu mineralisation stage, Pb-Zn mineralisation stage | replacement, vein infill, stratabound | coarse-grained, medium-grained, fine-grained, stratabound, discordant veins, replacement, infill |  |  |  | pyrite, pyrrhotite, arsenopyrite, siderite, dolomite, calcite, quartz, chlorite, K-feldspar, biotite, apatite, freibergite, tetrahedrite, cobaltite | Resin blocks containing each sample were produced following standard procedures and used for Mineral Liberation Analysis (MLA) mapping and subsequent LA-ICP-MS analyses | LA-ICPMS, EMPA, SEM-EDS | NWR213 solid state 213 nm laser ablation system coupled with an Agilent 7900 quadrupole ICP-MS; Cameca SXFive Electron Microprobe; Quanta600 SEM | Adelaide Microscopy | Ablation was conducted in an atmosphere of He (0.6 L/min) that was mixed with Ar (0.88 L/min) upon leaving the ablation cell; 70 µm diameter spot size with a 25:2 standard sample bracketing approach (2 standards analysed twice every 25 unknowns); MLA maps were acquired using the raster mode with an X-ray spectra collected every 4 µm | STDGL3 (CODES, University of Tasmania; Danyushevsky et al., 2011); GSD-1G | 88.3 |  | 2.28 |  | 28 | [9 empty] | 7.87 | [5 empty] | 1.62 | [5 empty] | 12.9 | [15 empty] | 286500 | [13 empty] | 7.21 | [23 empty] | 0.93 | [5 empty] | 19.5 | [15 empty] | 411100 |  | 20 | [9 empty] | 5.53 | [13 empty] | 10.6 | [13 empty] | 355 |  |  |  |  | 2020 | Cave, B., et al. (2020), Ore Geology Reviews 124, 103647 |  | AUS | Queensland
| Mount Isa Copper Operations, Black Star Mine | No. 5 and No. 9 Pb-Zn orebodies, 650 Cu orebody, 1100 Cu orebody, 3000 Cu orebody | Seafloor hydrothermal | Sedimentary Exhalative (SEDEX) | SEDEX zinc-lead-copper | Cu, Pb, Zn | Ag | Cu, Pb, Zn, Ag | Cave et al., 2020 |  | 24-200501422cpy3-8 | 24-200501422cpy3-8-1 | underground mine, open pit |  |  |  |  | ore material | drill core, polished section | drill core | mineral separate | [5 empty] | mineralisation |  |  |  | chalcopyrite, sphalerite, galena | Cu mineralisation stage, Pb-Zn mineralisation stage | replacement, vein infill, stratabound | coarse-grained, medium-grained, fine-grained, stratabound, discordant veins, replacement, infill |  |  |  | pyrite, pyrrhotite, arsenopyrite, siderite, dolomite, calcite, quartz, chlorite, K-feldspar, biotite, apatite, freibergite, tetrahedrite, cobaltite | Resin blocks containing each sample were produced following standard procedures and used for Mineral Liberation Analysis (MLA) mapping and subsequent LA-ICP-MS analyses | LA-ICPMS, EMPA, SEM-EDS | NWR213 solid state 213 nm laser ablation system coupled with an Agilent 7900 quadrupole ICP-MS; Cameca SXFive Electron Microprobe; Quanta600 SEM | Adelaide Microscopy | Ablation was conducted in an atmosphere of He (0.6 L/min) that was mixed with Ar (0.88 L/min) upon leaving the ablation cell; 70 µm diameter spot size with a 25:2 standard sample bracketing approach (2 standards analysed twice every 25 unknowns); MLA maps were acquired using the raster mode with an X-ray spectra collected every 4 µm | STDGL3 (CODES, University of Tasmania; Danyushevsky et al., 2011); GSD-1G | 86.6 |  | 2.57 | [11 empty] | 13.1 | [5 empty] | 1.07 | [5 empty] | 2.78 | [15 empty] | 289700 | [13 empty] | 7 | [23 empty] | 0.81 | [5 empty] | 12.65 | [15 empty] | 413700 |  | 3.49 | [9 empty] | 5.95 | [13 empty] | 0.343 | [13 empty] | 360.9 |  |  |  |  | 2020 | Cave, B., et al. (2020), Ore Geology Reviews 124, 103647 |  | AUS | Queensland
| Mount Isa Copper Operations, Black Star Mine | No. 5 and No. 9 Pb-Zn orebodies, 650 Cu orebody, 1100 Cu orebody, 3000 Cu orebody | Seafloor hydrothermal | Sedimentary Exhalative (SEDEX) | SEDEX zinc-lead-copper | Cu, Pb, Zn | Ag | Cu, Pb, Zn, Ag | Cave et al., 2020 |  | 25-200501422cpy3-9 | 25-200501422cpy3-9-1 | underground mine, open pit |  |  |  |  | ore material | drill core, polished section | drill core | mineral separate | [5 empty] | mineralisation |  |  |  | chalcopyrite, sphalerite, galena | Cu mineralisation stage, Pb-Zn mineralisation stage | replacement, vein infill, stratabound | coarse-grained, medium-grained, fine-grained, stratabound, discordant veins, replacement, infill |  |  |  | pyrite, pyrrhotite, arsenopyrite, siderite, dolomite, calcite, quartz, chlorite, K-feldspar, biotite, apatite, freibergite, tetrahedrite, cobaltite | Resin blocks containing each sample were produced following standard procedures and used for Mineral Liberation Analysis (MLA) mapping and subsequent LA-ICP-MS analyses | LA-ICPMS, EMPA, SEM-EDS | NWR213 solid state 213 nm laser ablation system coupled with an Agilent 7900 quadrupole ICP-MS; Cameca SXFive Electron Microprobe; Quanta600 SEM | Adelaide Microscopy | Ablation was conducted in an atmosphere of He (0.6 L/min) that was mixed with Ar (0.88 L/min) upon leaving the ablation cell; 70 µm diameter spot size with a 25:2 standard sample bracketing approach (2 standards analysed twice every 25 unknowns); MLA maps were acquired using the raster mode with an X-ray spectra collected every 4 µm | STDGL3 (CODES, University of Tasmania; Danyushevsky et al., 2011); GSD-1G | 86.2 |  |  |  | 0.59 | [9 empty] | 5.66 | [5 empty] | 1.4 | [5 empty] | 2.82 | [15 empty] | 287400 | [13 empty] | 7.01 | [23 empty] | 0.77 | [5 empty] | 7.5 | [15 empty] | 402300 |  | 8.78 | [9 empty] | 5.36 | [13 empty] | 1.23 | [13 empty] | 355.5 |  |  |  |  | 2020 | Cave, B., et al. (2020), Ore Geology Reviews 124, 103647 |  | AUS | Queensland
| Mount Isa Copper Operations, Black Star Mine | No. 5 and No. 9 Pb-Zn orebodies, 650 Cu orebody, 1100 Cu orebody, 3000 Cu orebody | Seafloor hydrothermal | Sedimentary Exhalative (SEDEX) | SEDEX zinc-lead-copper | Cu, Pb, Zn | Ag | Cu, Pb, Zn, Ag | Cave et al., 2020 |  | 26-200501422cpy3-10 | 26-200501422cpy3-10-1 | underground mine, open pit |  |  |  |  | ore material | drill core, polished section | drill core | mineral separate | [5 empty] | mineralisation |  |  |  | chalcopyrite, sphalerite, galena | Cu mineralisation stage, Pb-Zn mineralisation stage | replacement, vein infill, stratabound | coarse-grained, medium-grained, fine-grained, stratabound, discordant veins, replacement, infill |  |  |  | pyrite, pyrrhotite, arsenopyrite, siderite, dolomite, calcite, quartz, chlorite, K-feldspar, biotite, apatite, freibergite, tetrahedrite, cobaltite | Resin blocks containing each sample were produced following standard procedures and used for Mineral Liberation Analysis (MLA) mapping and subsequent LA-ICP-MS analyses | LA-ICPMS, EMPA, SEM-EDS | NWR213 solid state 213 nm laser ablation system coupled with an Agilent 7900 quadrupole ICP-MS; Cameca SXFive Electron Microprobe; Quanta600 SEM | Adelaide Microscopy | Ablation was conducted in an atmosphere of He (0.6 L/min) that was mixed with Ar (0.88 L/min) upon leaving the ablation cell; 70 µm diameter spot size with a 25:2 standard sample bracketing approach (2 standards analysed twice every 25 unknowns); MLA maps were acquired using the raster mode with an X-ray spectra collected every 4 µm | STDGL3 (CODES, University of Tasmania; Danyushevsky et al., 2011); GSD-1G | 84.6 |  | 1.59 |  | 0.76 | [9 empty] | 5.03 | [5 empty] | 1.36 | [5 empty] | 3.32 | [15 empty] | 287200 | [13 empty] | 7.1 | [23 empty] | 0.47 | [5 empty] | 4.76 | [15 empty] | 397400 |  | 5.5 | [9 empty] | 5.32 | [13 empty] | 0.85 | [13 empty] | 351.8 |  |  |  |  | 2020 | Cave, B., et al. (2020), Ore Geology Reviews 124, 103647 |  | AUS | Queensland
| Mount Isa Copper Operations, Black Star Mine | No. 5 and No. 9 Pb-Zn orebodies, 650 Cu orebody, 1100 Cu orebody, 3000 Cu orebody | Seafloor hydrothermal | Sedimentary Exhalative (SEDEX) | SEDEX zinc-lead-copper | Cu, Pb, Zn | Ag | Cu, Pb, Zn, Ag | Cave et al., 2020 |  | 27-200501422cpy3-11 | 27-200501422cpy3-11-1 | underground mine, open pit |  |  |  |  | ore material | drill core, polished section | drill core | mineral separate | [5 empty] | mineralisation |  |  |  | chalcopyrite, sphalerite, galena | Cu mineralisation stage, Pb-Zn mineralisation stage | replacement, vein infill, stratabound | coarse-grained, medium-grained, fine-grained, stratabound, discordant veins, replacement, infill |  |  |  | pyrite, pyrrhotite, arsenopyrite, siderite, dolomite, calcite, quartz, chlorite, K-feldspar, biotite, apatite, freibergite, tetrahedrite, cobaltite | Resin blocks containing each sample were produced following standard procedures and used for Mineral Liberation Analysis (MLA) mapping and subsequent LA-ICP-MS analyses | LA-ICPMS, EMPA, SEM-EDS | NWR213 solid state 213 nm laser ablation system coupled with an Agilent 7900 quadrupole ICP-MS; Cameca SXFive Electron Microprobe; Quanta600 SEM | Adelaide Microscopy | Ablation was conducted in an atmosphere of He (0.6 L/min) that was mixed with Ar (0.88 L/min) upon leaving the ablation cell; 70 µm diameter spot size with a 25:2 standard sample bracketing approach (2 standards analysed twice every 25 unknowns); MLA maps were acquired using the raster mode with an X-ray spectra collected every 4 µm | STDGL3 (CODES, University of Tasmania; Danyushevsky et al., 2011); GSD-1G | 81.9 |  | 1.79 |  | 0.52 | [9 empty] | 3.94 | [5 empty] | 1.21 | [5 empty] | 2.91 | [15 empty] | 287900 |  | 0.068 | [11 empty] | 7.42 | [23 empty] | 0.6 | [5 empty] | 2.96 | [15 empty] | 398200 |  | 2.94 | [9 empty] | 5.45 | [13 empty] | 0.236 | [13 empty] | 354.7 |  |  |  |  | 2020 | Cave, B., et al. (2020), Ore Geology Reviews 124, 103647 |  | AUS | Queensland
| Mount Isa Copper Operations, Black Star Mine | No. 5 and No. 9 Pb-Zn orebodies, 650 Cu orebody, 1100 Cu orebody, 3000 Cu orebody | Seafloor hydrothermal | Sedimentary Exhalative (SEDEX) | SEDEX zinc-lead-copper | Cu, Pb, Zn | Ag | Cu, Pb, Zn, Ag | Cave et al., 2020 |  | 32-200501422cpy6-1 | 32-200501422cpy6-1-1 | underground mine, open pit |  |  |  |  | ore material | drill core, polished section | drill core | mineral separate | [5 empty] | mineralisation |  |  |  | chalcopyrite, sphalerite, galena | Cu mineralisation stage, Pb-Zn mineralisation stage | replacement, vein infill, stratabound | coarse-grained, medium-grained, fine-grained, stratabound, discordant veins, replacement, infill |  |  |  | pyrite, pyrrhotite, arsenopyrite, siderite, dolomite, calcite, quartz, chlorite, K-feldspar, biotite, apatite, freibergite, tetrahedrite, cobaltite | Resin blocks containing each sample were produced following standard procedures and used for Mineral Liberation Analysis (MLA) mapping and subsequent LA-ICP-MS analyses | LA-ICPMS, EMPA, SEM-EDS | NWR213 solid state 213 nm laser ablation system coupled with an Agilent 7900 quadrupole ICP-MS; Cameca SXFive Electron Microprobe; Quanta600 SEM | Adelaide Microscopy | Ablation was conducted in an atmosphere of He (0.6 L/min) that was mixed with Ar (0.88 L/min) upon leaving the ablation cell; 70 µm diameter spot size with a 25:2 standard sample bracketing approach (2 standards analysed twice every 25 unknowns); MLA maps were acquired using the raster mode with an X-ray spectra collected every 4 µm | STDGL3 (CODES, University of Tasmania; Danyushevsky et al., 2011); GSD-1G | 39.7 |  |  |  | 0.53 | [9 empty] | 2.12 | [5 empty] | 2.16 | [21 empty] | 283700 | [13 empty] | 280.6 | [29 empty] | 14.8 | [15 empty] | 411100 |  | 19.18 |  |  |  | 3.7 | [5 empty] | 26.4 | [13 empty] | 8.76 | [13 empty] | 270 |  |  |  |  | 2020 | Cave, B., et al. (2020), Ore Geology Reviews 124, 103647 |  | AUS | Queensland
| Mount Isa Copper Operations, Black Star Mine | No. 5 and No. 9 Pb-Zn orebodies, 650 Cu orebody, 1100 Cu orebody, 3000 Cu orebody | Seafloor hydrothermal | Sedimentary Exhalative (SEDEX) | SEDEX zinc-lead-copper | Cu, Pb, Zn | Ag | Cu, Pb, Zn, Ag | Cave et al., 2020 |  | 33-200501422cpy6-2 | 33-200501422cpy6-2-1 | underground mine, open pit |  |  |  |  | ore material | drill core, polished section | drill core | mineral separate | [5 empty] | mineralisation |  |  |  | chalcopyrite, sphalerite, galena | Cu mineralisation stage, Pb-Zn mineralisation stage | replacement, vein infill, stratabound | coarse-grained, medium-grained, fine-grained, stratabound, discordant veins, replacement, infill |  |  |  | pyrite, pyrrhotite, arsenopyrite, siderite, dolomite, calcite, quartz, chlorite, K-feldspar, biotite, apatite, freibergite, tetrahedrite, cobaltite | Resin blocks containing each sample were produced following standard procedures and used for Mineral Liberation Analysis (MLA) mapping and subsequent LA-ICP-MS analyses | LA-ICPMS, EMPA, SEM-EDS | NWR213 solid state 213 nm laser ablation system coupled with an Agilent 7900 quadrupole ICP-MS; Cameca SXFive Electron Microprobe; Quanta600 SEM | Adelaide Microscopy | Ablation was conducted in an atmosphere of He (0.6 L/min) that was mixed with Ar (0.88 L/min) upon leaving the ablation cell; 70 µm diameter spot size with a 25:2 standard sample bracketing approach (2 standards analysed twice every 25 unknowns); MLA maps were acquired using the raster mode with an X-ray spectra collected every 4 µm | STDGL3 (CODES, University of Tasmania; Danyushevsky et al., 2011); GSD-1G | 40.9 |  |  |  | 0.67 | [9 empty] | 2.65 | [5 empty] | 1.92 | [5 empty] | 0.038 | [15 empty] | 292700 | [13 empty] | 281.7 | [29 empty] | 11.72 | [15 empty] | 418900 |  | 17.8 | [9 empty] | 23.3 | [13 empty] | 2.95 | [13 empty] | 255 |  |  |  |  | 2020 | Cave, B., et al. (2020), Ore Geology Reviews 124, 103647 |  | AUS | Queensland
| Mount Isa Copper Operations, Black Star Mine | No. 5 and No. 9 Pb-Zn orebodies, 650 Cu orebody, 1100 Cu orebody, 3000 Cu orebody | Seafloor hydrothermal | Sedimentary Exhalative (SEDEX) | SEDEX zinc-lead-copper | Cu, Pb, Zn | Ag | Cu, Pb, Zn, Ag | Cave et al., 2020 |  | 34-200501422cpy6-3 | 34-200501422cpy6-3-1 | underground mine, open pit |  |  |  |  | ore material | drill core, polished section | drill core | mineral separate | [5 empty] | mineralisation |  |  |  | chalcopyrite, sphalerite, galena | Cu mineralisation stage, Pb-Zn mineralisation stage | replacement, vein infill, stratabound | coarse-grained, medium-grained, fine-grained, stratabound, discordant veins, replacement, infill |  |  |  | pyrite, pyrrhotite, arsenopyrite, siderite, dolomite, calcite, quartz, chlorite, K-feldspar, biotite, apatite, freibergite, tetrahedrite, cobaltite | Resin blocks containing each sample were produced following standard procedures and used for Mineral Liberation Analysis (MLA) mapping and subsequent LA-ICP-MS analyses | LA-ICPMS, EMPA, SEM-EDS | NWR213 solid state 213 nm laser ablation system coupled with an Agilent 7900 quadrupole ICP-MS; Cameca SXFive Electron Microprobe; Quanta600 SEM | Adelaide Microscopy | Ablation was conducted in an atmosphere of He (0.6 L/min) that was mixed with Ar (0.88 L/min) upon leaving the ablation cell; 70 µm diameter spot size with a 25:2 standard sample bracketing approach (2 standards analysed twice every 25 unknowns); MLA maps were acquired using the raster mode with an X-ray spectra collected every 4 µm | STDGL3 (CODES, University of Tasmania; Danyushevsky et al., 2011); GSD-1G | 59 |  |  |  | 0.58 | [9 empty] | 2.6 | [5 empty] | 2.32 | [21 empty] | 295400 |  | 0.05 | [11 empty] | 308.5 | [13 empty] | 720 | [15 empty] | 380 | [15 empty] | 424000 |  | 41.6 | [9 empty] | 23.68 | [13 empty] | 10.08 | [13 empty] | 375 |  |  |  |  | 2020 | Cave, B., et al. (2020), Ore Geology Reviews 124, 103647 |  | AUS | Queensland
| Mount Isa Copper Operations, Black Star Mine | No. 5 and No. 9 Pb-Zn orebodies, 650 Cu orebody, 1100 Cu orebody, 3000 Cu orebody | Seafloor hydrothermal | Sedimentary Exhalative (SEDEX) | SEDEX zinc-lead-copper | Cu, Pb, Zn | Ag | Cu, Pb, Zn, Ag | Cave et al., 2020 |  | 35-200501422cpy6-4 | 35-200501422cpy6-4-1 | underground mine, open pit |  |  |  |  | ore material | drill core, polished section | drill core | mineral separate | [5 empty] | mineralisation |  |  |  | chalcopyrite, sphalerite, galena | Cu mineralisation stage, Pb-Zn mineralisation stage | replacement, vein infill, stratabound | coarse-grained, medium-grained, fine-grained, stratabound, discordant veins, replacement, infill |  |  |  | pyrite, pyrrhotite, arsenopyrite, siderite, dolomite, calcite, quartz, chlorite, K-feldspar, biotite, apatite, freibergite, tetrahedrite, cobaltite | Resin blocks containing each sample were produced following standard procedures and used for Mineral Liberation Analysis (MLA) mapping and subsequent LA-ICP-MS analyses | LA-ICPMS, EMPA, SEM-EDS | NWR213 solid state 213 nm laser ablation system coupled with an Agilent 7900 quadrupole ICP-MS; Cameca SXFive Electron Microprobe; Quanta600 SEM | Adelaide Microscopy | Ablation was conducted in an atmosphere of He (0.6 L/min) that was mixed with Ar (0.88 L/min) upon leaving the ablation cell; 70 µm diameter spot size with a 25:2 standard sample bracketing approach (2 standards analysed twice every 25 unknowns); MLA maps were acquired using the raster mode with an X-ray spectra collected every 4 µm | STDGL3 (CODES, University of Tasmania; Danyushevsky et al., 2011); GSD-1G | 50.3 |  |  |  | 0.38 | [9 empty] | 2.22 | [5 empty] | 14.7 | [21 empty] | 286800 | [13 empty] | 300.8 | [13 empty] | 0.93 | [15 empty] | 12.06 | [15 empty] | 410400 |  | 17.38 |  |  |  | 3.1 | [5 empty] | 23.08 | [13 empty] | 2.654 | [13 empty] | 4200 |  |  |  |  | 2020 | Cave, B., et al. (2020), Ore Geology Reviews 124, 103647 |  | AUS | Queensland
| Mount Isa Copper Operations, Black Star Mine | No. 5 and No. 9 Pb-Zn orebodies, 650 Cu orebody, 1100 Cu orebody, 3000 Cu orebody | Seafloor hydrothermal | Sedimentary Exhalative (SEDEX) | SEDEX zinc-lead-copper | Cu, Pb, Zn | Ag | Cu, Pb, Zn, Ag | Cave et al., 2020 |  | 37-200501422cpy6-5 | 37-200501422cpy6-5-1 | underground mine, open pit |  |  |  |  | ore material | drill core, polished section | drill core | mineral separate | [5 empty] | mineralisation |  |  |  | chalcopyrite, sphalerite, galena | Cu mineralisation stage, Pb-Zn mineralisation stage | replacement, vein infill, stratabound | coarse-grained, medium-grained, fine-grained, stratabound, discordant veins, replacement, infill |  |  |  | pyrite, pyrrhotite, arsenopyrite, siderite, dolomite, calcite, quartz, chlorite, K-feldspar, biotite, apatite, freibergite, tetrahedrite, cobaltite | Resin blocks containing each sample were produced following standard procedures and used for Mineral Liberation Analysis (MLA) mapping and subsequent LA-ICP-MS analyses | LA-ICPMS, EMPA, SEM-EDS | NWR213 solid state 213 nm laser ablation system coupled with an Agilent 7900 quadrupole ICP-MS; Cameca SXFive Electron Microprobe; Quanta600 SEM | Adelaide Microscopy | Ablation was conducted in an atmosphere of He (0.6 L/min) that was mixed with Ar (0.88 L/min) upon leaving the ablation cell; 70 µm diameter spot size with a 25:2 standard sample bracketing approach (2 standards analysed twice every 25 unknowns); MLA maps were acquired using the raster mode with an X-ray spectra collected every 4 µm | STDGL3 (CODES, University of Tasmania; Danyushevsky et al., 2011); GSD-1G | 46.2 | [13 empty] | 2.07 | [5 empty] | 1.66 | [21 empty] | 285600 | [13 empty] | 270.9 | [29 empty] | 5.97 | [15 empty] | 414400 |  | 7.35 | [9 empty] | 22.95 | [7 empty] | 0.48 | [5 empty] | 0.705 | [13 empty] | 204 |  |  |  |  | 2020 | Cave, B., et al. (2020), Ore Geology Reviews 124, 103647 |  | AUS | Queensland
| Mount Isa Copper Operations, Black Star Mine | No. 5 and No. 9 Pb-Zn orebodies, 650 Cu orebody, 1100 Cu orebody, 3000 Cu orebody | Seafloor hydrothermal | Sedimentary Exhalative (SEDEX) | SEDEX zinc-lead-copper | Cu, Pb, Zn | Ag | Cu, Pb, Zn, Ag | Cave et al., 2020 |  | 39-200501422cpy6-7 | 39-200501422cpy6-7-1 | underground mine, open pit |  |  |  |  | ore material | drill core, polished section | drill core | mineral separate | [5 empty] | mineralisation |  |  |  | chalcopyrite, sphalerite, galena | Cu mineralisation stage, Pb-Zn mineralisation stage | replacement, vein infill, stratabound | coarse-grained, medium-grained, fine-grained, stratabound, discordant veins, replacement, infill |  |  |  | pyrite, pyrrhotite, arsenopyrite, siderite, dolomite, calcite, quartz, chlorite, K-feldspar, biotite, apatite, freibergite, tetrahedrite, cobaltite | Resin blocks containing each sample were produced following standard procedures and used for Mineral Liberation Analysis (MLA) mapping and subsequent LA-ICP-MS analyses | LA-ICPMS, EMPA, SEM-EDS | NWR213 solid state 213 nm laser ablation system coupled with an Agilent 7900 quadrupole ICP-MS; Cameca SXFive Electron Microprobe; Quanta600 SEM | Adelaide Microscopy | Ablation was conducted in an atmosphere of He (0.6 L/min) that was mixed with Ar (0.88 L/min) upon leaving the ablation cell; 70 µm diameter spot size with a 25:2 standard sample bracketing approach (2 standards analysed twice every 25 unknowns); MLA maps were acquired using the raster mode with an X-ray spectra collected every 4 µm | STDGL3 (CODES, University of Tasmania; Danyushevsky et al., 2011); GSD-1G | 67.8 | [13 empty] | 2.55 | [5 empty] | 2.01 | [21 empty] | 290800 |  | 0.033 | [11 empty] | 275.9 | [29 empty] | 14.5 | [15 empty] | 436000 |  | 16.82 |  |  |  | 3 | [5 empty] | 22.98 | [13 empty] | 3.19 | [13 empty] | 189.6 |  |  |  |  | 2020 | Cave, B., et al. (2020), Ore Geology Reviews 124, 103647 |  | AUS | Queensland
| Mount Isa Copper Operations, Black Star Mine | No. 5 and No. 9 Pb-Zn orebodies, 650 Cu orebody, 1100 Cu orebody, 3000 Cu orebody | Seafloor hydrothermal | Sedimentary Exhalative (SEDEX) | SEDEX zinc-lead-copper | Cu, Pb, Zn | Ag | Cu, Pb, Zn, Ag | Cave et al., 2020 |  | 42-200501422cpy6-10 | 42-200501422cpy6-10-1 | underground mine, open pit |  |  |  |  | ore material | drill core, polished section | drill core | mineral separate | [5 empty] | mineralisation |  |  |  | chalcopyrite, sphalerite, galena | Cu mineralisation stage, Pb-Zn mineralisation stage | replacement, vein infill, stratabound | coarse-grained, medium-grained, fine-grained, stratabound, discordant veins, replacement, infill |  |  |  | pyrite, pyrrhotite, arsenopyrite, siderite, dolomite, calcite, quartz, chlorite, K-feldspar, biotite, apatite, freibergite, tetrahedrite, cobaltite | Resin blocks containing each sample were produced following standard procedures and used for Mineral Liberation Analysis (MLA) mapping and subsequent LA-ICP-MS analyses | LA-ICPMS, EMPA, SEM-EDS | NWR213 solid state 213 nm laser ablation system coupled with an Agilent 7900 quadrupole ICP-MS; Cameca SXFive Electron Microprobe; Quanta600 SEM | Adelaide Microscopy | Ablation was conducted in an atmosphere of He (0.6 L/min) that was mixed with Ar (0.88 L/min) upon leaving the ablation cell; 70 µm diameter spot size with a 25:2 standard sample bracketing approach (2 standards analysed twice every 25 unknowns); MLA maps were acquired using the raster mode with an X-ray spectra collected every 4 µm | STDGL3 (CODES, University of Tasmania; Danyushevsky et al., 2011); GSD-1G | 62.8 | [13 empty] | 1.64 | [5 empty] | 1.72 | [21 empty] | 289100 | [13 empty] | 269.3 | [29 empty] | 31 | [15 empty] | 406900 |  | 19.8 | [9 empty] | 21.85 | [13 empty] | 8.7 | [13 empty] | 193 |  |  |  |  | 2020 | Cave, B., et al. (2020), Ore Geology Reviews 124, 103647 |  | AUS | Queensland
| Mount Isa Copper Operations, Black Star Mine | No. 5 and No. 9 Pb-Zn orebodies, 650 Cu orebody, 1100 Cu orebody, 3000 Cu orebody | Seafloor hydrothermal | Sedimentary Exhalative (SEDEX) | SEDEX zinc-lead-copper | Cu, Pb, Zn | Ag | Cu, Pb, Zn, Ag | Cave et al., 2020 |  | 43-200501422cpy6-11 | 43-200501422cpy6-11-1 | underground mine, open pit |  |  |  |  | ore material | drill core, polished section | drill core | mineral separate | [5 empty] | mineralisation |  |  |  | chalcopyrite, sphalerite, galena | Cu mineralisation stage, Pb-Zn mineralisation stage | replacement, vein infill, stratabound | coarse-grained, medium-grained, fine-grained, stratabound, discordant veins, replacement, infill |  |  |  | pyrite, pyrrhotite, arsenopyrite, siderite, dolomite, calcite, quartz, chlorite, K-feldspar, biotite, apatite, freibergite, tetrahedrite, cobaltite | Resin blocks containing each sample were produced following standard procedures and used for Mineral Liberation Analysis (MLA) mapping and subsequent LA-ICP-MS analyses | LA-ICPMS, EMPA, SEM-EDS | NWR213 solid state 213 nm laser ablation system coupled with an Agilent 7900 quadrupole ICP-MS; Cameca SXFive Electron Microprobe; Quanta600 SEM | Adelaide Microscopy | Ablation was conducted in an atmosphere of He (0.6 L/min) that was mixed with Ar (0.88 L/min) upon leaving the ablation cell; 70 µm diameter spot size with a 25:2 standard sample bracketing approach (2 standards analysed twice every 25 unknowns); MLA maps were acquired using the raster mode with an X-ray spectra collected every 4 µm | STDGL3 (CODES, University of Tasmania; Danyushevsky et al., 2011); GSD-1G | 69 |  | 1.22 |  | 0.46 | [9 empty] | 1.78 | [5 empty] | 2.08 | [21 empty] | 284000 | [13 empty] | 269.2 | [13 empty] | 1.04 | [9 empty] | 0.216 | [5 empty] | 111 | [15 empty] | 415300 |  | 21.14 | [9 empty] | 21.83 | [13 empty] | 7.07 | [13 empty] | 263 |  |  |  |  | 2020 | Cave, B., et al. (2020), Ore Geology Reviews 124, 103647 |  | AUS | Queensland
| Mount Isa Copper Operations, Black Star Mine | No. 5 and No. 9 Pb-Zn orebodies, 650 Cu orebody, 1100 Cu orebody, 3000 Cu orebody | Seafloor hydrothermal | Sedimentary Exhalative (SEDEX) | SEDEX zinc-lead-copper | Cu, Pb, Zn | Ag | Cu, Pb, Zn, Ag | Cave et al., 2020 |  | 44-200501422cpy6-12 | 44-200501422cpy6-12-1 | underground mine, open pit |  |  |  |  | ore material | drill core, polished section | drill core | mineral separate | [5 empty] | mineralisation |  |  |  | chalcopyrite, sphalerite, galena | Cu mineralisation stage, Pb-Zn mineralisation stage | replacement, vein infill, stratabound | coarse-grained, medium-grained, fine-grained, stratabound, discordant veins, replacement, infill |  |  |  | pyrite, pyrrhotite, arsenopyrite, siderite, dolomite, calcite, quartz, chlorite, K-feldspar, biotite, apatite, freibergite, tetrahedrite, cobaltite | Resin blocks containing each sample were produced following standard procedures and used for Mineral Liberation Analysis (MLA) mapping and subsequent LA-ICP-MS analyses | LA-ICPMS, EMPA, SEM-EDS | NWR213 solid state 213 nm laser ablation system coupled with an Agilent 7900 quadrupole ICP-MS; Cameca SXFive Electron Microprobe; Quanta600 SEM | Adelaide Microscopy | Ablation was conducted in an atmosphere of He (0.6 L/min) that was mixed with Ar (0.88 L/min) upon leaving the ablation cell; 70 µm diameter spot size with a 25:2 standard sample bracketing approach (2 standards analysed twice every 25 unknowns); MLA maps were acquired using the raster mode with an X-ray spectra collected every 4 µm | STDGL3 (CODES, University of Tasmania; Danyushevsky et al., 2011); GSD-1G | 29.74 |  |  |  | 0.34 | [9 empty] | 1.64 | [5 empty] | 1.66 | [21 empty] | 289300 | [13 empty] | 265.6 | [29 empty] | 4.03 | [15 empty] | 411700 |  | 5.01 | [9 empty] | 22.38 | [13 empty] | 0.324 | [13 empty] | 215.3 |  |  |  |  | 2020 | Cave, B., et al. (2020), Ore Geology Reviews 124, 103647 |  | AUS | Queensland
| Mount Isa Copper Operations, Black Star Mine | No. 5 and No. 9 Pb-Zn orebodies, 650 Cu orebody, 1100 Cu orebody, 3000 Cu orebody | Seafloor hydrothermal | Sedimentary Exhalative (SEDEX) | SEDEX zinc-lead-copper | Cu, Pb, Zn | Ag | Cu, Pb, Zn, Ag | Cave et al., 2020 |  | 45-200501422cpy6-13 | 45-200501422cpy6-13-1 | underground mine, open pit |  |  |  |  | ore material | drill core, polished section | drill core | mineral separate | [5 empty] | mineralisation |  |  |  | chalcopyrite, sphalerite, galena | Cu mineralisation stage, Pb-Zn mineralisation stage | replacement, vein infill, stratabound | coarse-grained, medium-grained, fine-grained, stratabound, discordant veins, replacement, infill |  |  |  | pyrite, pyrrhotite, arsenopyrite, siderite, dolomite, calcite, quartz, chlorite, K-feldspar, biotite, apatite, freibergite, tetrahedrite, cobaltite | Resin blocks containing each sample were produced following standard procedures and used for Mineral Liberation Analysis (MLA) mapping and subsequent LA-ICP-MS analyses | LA-ICPMS, EMPA, SEM-EDS | NWR213 solid state 213 nm laser ablation system coupled with an Agilent 7900 quadrupole ICP-MS; Cameca SXFive Electron Microprobe; Quanta600 SEM | Adelaide Microscopy | Ablation was conducted in an atmosphere of He (0.6 L/min) that was mixed with Ar (0.88 L/min) upon leaving the ablation cell; 70 µm diameter spot size with a 25:2 standard sample bracketing approach (2 standards analysed twice every 25 unknowns); MLA maps were acquired using the raster mode with an X-ray spectra collected every 4 µm | STDGL3 (CODES, University of Tasmania; Danyushevsky et al., 2011); GSD-1G | 55 |  |  |  | 0.36 | [9 empty] | 1.56 | [5 empty] | 1.86 | [5 empty] | 0.031 | [15 empty] | 291500 | [13 empty] | 275.5 | [45 empty] | 410600 |  | 24.12 | [9 empty] | 22.13 | [13 empty] | 4.67 | [13 empty] | 213.9 |  |  |  |  | 2020 | Cave, B., et al. (2020), Ore Geology Reviews 124, 103647 |  | AUS | Queensland
| Mount Isa Copper Operations, Black Star Mine | No. 5 and No. 9 Pb-Zn orebodies, 650 Cu orebody, 1100 Cu orebody, 3000 Cu orebody | Seafloor hydrothermal | Sedimentary Exhalative (SEDEX) | SEDEX zinc-lead-copper | Cu, Pb, Zn | Ag | Cu, Pb, Zn, Ag | Cave et al., 2020 |  | 46-200501422cpy6-14 | 46-200501422cpy6-14-1 | underground mine, open pit |  |  |  |  | ore material | drill core, polished section | drill core | mineral separate | [5 empty] | mineralisation |  |  |  | chalcopyrite, sphalerite, galena | Cu mineralisation stage, Pb-Zn mineralisation stage | replacement, vein infill, stratabound | coarse-grained, medium-grained, fine-grained, stratabound, discordant veins, replacement, infill |  |  |  | pyrite, pyrrhotite, arsenopyrite, siderite, dolomite, calcite, quartz, chlorite, K-feldspar, biotite, apatite, freibergite, tetrahedrite, cobaltite | Resin blocks containing each sample were produced following standard procedures and used for Mineral Liberation Analysis (MLA) mapping and subsequent LA-ICP-MS analyses | LA-ICPMS, EMPA, SEM-EDS | NWR213 solid state 213 nm laser ablation system coupled with an Agilent 7900 quadrupole ICP-MS; Cameca SXFive Electron Microprobe; Quanta600 SEM | Adelaide Microscopy | Ablation was conducted in an atmosphere of He (0.6 L/min) that was mixed with Ar (0.88 L/min) upon leaving the ablation cell; 70 µm diameter spot size with a 25:2 standard sample bracketing approach (2 standards analysed twice every 25 unknowns); MLA maps were acquired using the raster mode with an X-ray spectra collected every 4 µm | STDGL3 (CODES, University of Tasmania; Danyushevsky et al., 2011); GSD-1G | 46.2 |  |  |  | 0.44 | [9 empty] | 1.5 | [5 empty] | 1.64 | [21 empty] | 295700 |  | 0.062 | [11 empty] | 267.8 | [29 empty] | 41 | [15 empty] | 409200 |  | 5.46 | [9 empty] | 22.02 | [13 empty] | 0.364 | [13 empty] | 234.5 |  |  |  |  | 2020 | Cave, B., et al. (2020), Ore Geology Reviews 124, 103647 |  | AUS | Queensland
| Mount Isa Copper Operations, Black Star Mine | No. 5 and No. 9 Pb-Zn orebodies, 650 Cu orebody, 1100 Cu orebody, 3000 Cu orebody | Seafloor hydrothermal | Sedimentary Exhalative (SEDEX) | SEDEX zinc-lead-copper | Cu, Pb, Zn | Ag | Cu, Pb, Zn, Ag | Cave et al., 2020 |  | 47-200501422cpy6-15 | 47-200501422cpy6-15-1 | underground mine, open pit |  |  |  |  | ore material | drill core, polished section | drill core | mineral separate | [5 empty] | mineralisation |  |  |  | chalcopyrite, sphalerite, galena | Cu mineralisation stage, Pb-Zn mineralisation stage | replacement, vein infill, stratabound | coarse-grained, medium-grained, fine-grained, stratabound, discordant veins, replacement, infill |  |  |  | pyrite, pyrrhotite, arsenopyrite, siderite, dolomite, calcite, quartz, chlorite, K-feldspar, biotite, apatite, freibergite, tetrahedrite, cobaltite | Resin blocks containing each sample were produced following standard procedures and used for Mineral Liberation Analysis (MLA) mapping and subsequent LA-ICP-MS analyses | LA-ICPMS, EMPA, SEM-EDS | NWR213 solid state 213 nm laser ablation system coupled with an Agilent 7900 quadrupole ICP-MS; Cameca SXFive Electron Microprobe; Quanta600 SEM | Adelaide Microscopy | Ablation was conducted in an atmosphere of He (0.6 L/min) that was mixed with Ar (0.88 L/min) upon leaving the ablation cell; 70 µm diameter spot size with a 25:2 standard sample bracketing approach (2 standards analysed twice every 25 unknowns); MLA maps were acquired using the raster mode with an X-ray spectra collected every 4 µm | STDGL3 (CODES, University of Tasmania; Danyushevsky et al., 2011); GSD-1G | 48.5 |  | 0.87 |  | 0.42 | [9 empty] | 1.32 | [5 empty] | 1.58 | [21 empty] | 290100 | [13 empty] | 265.6 | [13 empty] | 1.16 | [15 empty] | 290 | [15 empty] | 408400 |  | 15.2 | [9 empty] | 20.82 | [13 empty] | 6 | [13 empty] | 152.6 |  |  |  |  | 2020 | Cave, B., et al. (2020), Ore Geology Reviews 124, 103647 |  | AUS | Queensland
| Mount Isa Copper Operations, Black Star Mine | No. 5 and No. 9 Pb-Zn orebodies, 650 Cu orebody, 1100 Cu orebody, 3000 Cu orebody | Seafloor hydrothermal | Sedimentary Exhalative (SEDEX) | SEDEX zinc-lead-copper | Cu, Pb, Zn | Ag | Cu, Pb, Zn, Ag | Cave et al., 2020 |  | 49-200501422cpy8-2 | 49-200501422cpy8-2-1 | underground mine, open pit |  |  |  |  | ore material | drill core, polished section | drill core | mineral separate | [5 empty] | mineralisation |  |  |  | chalcopyrite, sphalerite, galena | Cu mineralisation stage, Pb-Zn mineralisation stage | replacement, vein infill, stratabound | coarse-grained, medium-grained, fine-grained, stratabound, discordant veins, replacement, infill |  |  |  | pyrite, pyrrhotite, arsenopyrite, siderite, dolomite, calcite, quartz, chlorite, K-feldspar, biotite, apatite, freibergite, tetrahedrite, cobaltite | Resin blocks containing each sample were produced following standard procedures and used for Mineral Liberation Analysis (MLA) mapping and subsequent LA-ICP-MS analyses | LA-ICPMS, EMPA, SEM-EDS | NWR213 solid state 213 nm laser ablation system coupled with an Agilent 7900 quadrupole ICP-MS; Cameca SXFive Electron Microprobe; Quanta600 SEM | Adelaide Microscopy | Ablation was conducted in an atmosphere of He (0.6 L/min) that was mixed with Ar (0.88 L/min) upon leaving the ablation cell; 70 µm diameter spot size with a 25:2 standard sample bracketing approach (2 standards analysed twice every 25 unknowns); MLA maps were acquired using the raster mode with an X-ray spectra collected every 4 µm | STDGL3 (CODES, University of Tasmania; Danyushevsky et al., 2011); GSD-1G | 50.81 | [13 empty] | 1.55 | [5 empty] | 2.12 | [21 empty] | 287700 |  | 0.05 | [11 empty] | 4.09 | [45 empty] | 419400 |  | 10.03 | [9 empty] | 30.3 | [7 empty] | 0.45 | [5 empty] | 1.04 | [13 empty] | 401 |  |  |  |  | 2020 | Cave, B., et al. (2020), Ore Geology Reviews 124, 103647 |  | AUS | Queensland
| Mount Isa Copper Operations, Black Star Mine | No. 5 and No. 9 Pb-Zn orebodies, 650 Cu orebody, 1100 Cu orebody, 3000 Cu orebody | Seafloor hydrothermal | Sedimentary Exhalative (SEDEX) | SEDEX zinc-lead-copper | Cu, Pb, Zn | Ag | Cu, Pb, Zn, Ag | Cave et al., 2020 |  | 50-200501422cpy8-3 | 50-200501422cpy8-3-1 | underground mine, open pit |  |  |  |  | ore material | drill core, polished section | drill core | mineral separate | [5 empty] | mineralisation |  |  |  | chalcopyrite, sphalerite, galena | Cu mineralisation stage, Pb-Zn mineralisation stage | replacement, vein infill, stratabound | coarse-grained, medium-grained, fine-grained, stratabound, discordant veins, replacement, infill |  |  |  | pyrite, pyrrhotite, arsenopyrite, siderite, dolomite, calcite, quartz, chlorite, K-feldspar, biotite, apatite, freibergite, tetrahedrite, cobaltite | Resin blocks containing each sample were produced following standard procedures and used for Mineral Liberation Analysis (MLA) mapping and subsequent LA-ICP-MS analyses | LA-ICPMS, EMPA, SEM-EDS | NWR213 solid state 213 nm laser ablation system coupled with an Agilent 7900 quadrupole ICP-MS; Cameca SXFive Electron Microprobe; Quanta600 SEM | Adelaide Microscopy | Ablation was conducted in an atmosphere of He (0.6 L/min) that was mixed with Ar (0.88 L/min) upon leaving the ablation cell; 70 µm diameter spot size with a 25:2 standard sample bracketing approach (2 standards analysed twice every 25 unknowns); MLA maps were acquired using the raster mode with an X-ray spectra collected every 4 µm | STDGL3 (CODES, University of Tasmania; Danyushevsky et al., 2011); GSD-1G | 73.4 |  |  |  | 0.52 | [9 empty] | 1.75 | [5 empty] | 2.65 | [21 empty] | 285500 | [13 empty] | 3.165 | [13 empty] | 0.33 | [15 empty] | 121 | [15 empty] | 406800 |  | 13.8 | [9 empty] | 28.84 | [13 empty] | 3.82 | [13 empty] | 278 |  |  |  |  | 2020 | Cave, B., et al. (2020), Ore Geology Reviews 124, 103647 |  | AUS | Queensland
| Mount Isa Copper Operations, Black Star Mine | No. 5 and No. 9 Pb-Zn orebodies, 650 Cu orebody, 1100 Cu orebody, 3000 Cu orebody | Seafloor hydrothermal | Sedimentary Exhalative (SEDEX) | SEDEX zinc-lead-copper | Cu, Pb, Zn | Ag | Cu, Pb, Zn, Ag | Cave et al., 2020 |  | 68-201003232cpy3-3 | 68-201003232cpy3-3-1 | underground mine, open pit |  |  |  |  | ore material | drill core, polished section | drill core | mineral separate | [5 empty] | mineralisation |  |  |  | chalcopyrite, sphalerite, galena | Cu mineralisation stage, Pb-Zn mineralisation stage | replacement, vein infill, stratabound | coarse-grained, medium-grained, fine-grained, stratabound, discordant veins, replacement, infill |  |  |  | pyrite, pyrrhotite, arsenopyrite, siderite, dolomite, calcite, quartz, chlorite, K-feldspar, biotite, apatite, freibergite, tetrahedrite, cobaltite | Resin blocks containing each sample were produced following standard procedures and used for Mineral Liberation Analysis (MLA) mapping and subsequent LA-ICP-MS analyses | LA-ICPMS, EMPA, SEM-EDS | NWR213 solid state 213 nm laser ablation system coupled with an Agilent 7900 quadrupole ICP-MS; Cameca SXFive Electron Microprobe; Quanta600 SEM | Adelaide Microscopy | Ablation was conducted in an atmosphere of He (0.6 L/min) that was mixed with Ar (0.88 L/min) upon leaving the ablation cell; 70 µm diameter spot size with a 25:2 standard sample bracketing approach (2 standards analysed twice every 25 unknowns); MLA maps were acquired using the raster mode with an X-ray spectra collected every 4 µm | STDGL3 (CODES, University of Tasmania; Danyushevsky et al., 2011); GSD-1G | 76.9 |  | 3.3 |  | 0.5 | [9 empty] | 1.491 | [5 empty] | 2.11 | [21 empty] | 287800 |  | 0.1 | [11 empty] | 120.9 | [23 empty] | 0.46 | [5 empty] | 4.8 | [15 empty] | 419300 |  | 1.111 | [9 empty] | 21.79 | [27 empty] | 141.6 |  |  |  |  | 2020 | Cave, B., et al. (2020), Ore Geology Reviews 124, 103647 |  | AUS | Queensland
| Mount Isa Copper Operations, Black Star Mine | No. 5 and No. 9 Pb-Zn orebodies, 650 Cu orebody, 1100 Cu orebody, 3000 Cu orebody | Seafloor hydrothermal | Sedimentary Exhalative (SEDEX) | SEDEX zinc-lead-copper | Cu, Pb, Zn | Ag | Cu, Pb, Zn, Ag | Cave et al., 2020 |  | 70-201003232cpy3-5 | 70-201003232cpy3-5-1 | underground mine, open pit |  |  |  |  | ore material | drill core, polished section | drill core | mineral separate | [5 empty] | mineralisation |  |  |  | chalcopyrite, sphalerite, galena | Cu mineralisation stage, Pb-Zn mineralisation stage | replacement, vein infill, stratabound | coarse-grained, medium-grained, fine-grained, stratabound, discordant veins, replacement, infill |  |  |  | pyrite, pyrrhotite, arsenopyrite, siderite, dolomite, calcite, quartz, chlorite, K-feldspar, biotite, apatite, freibergite, tetrahedrite, cobaltite | Resin blocks containing each sample were produced following standard procedures and used for Mineral Liberation Analysis (MLA) mapping and subsequent LA-ICP-MS analyses | LA-ICPMS, EMPA, SEM-EDS | NWR213 solid state 213 nm laser ablation system coupled with an Agilent 7900 quadrupole ICP-MS; Cameca SXFive Electron Microprobe; Quanta600 SEM | Adelaide Microscopy | Ablation was conducted in an atmosphere of He (0.6 L/min) that was mixed with Ar (0.88 L/min) upon leaving the ablation cell; 70 µm diameter spot size with a 25:2 standard sample bracketing approach (2 standards analysed twice every 25 unknowns); MLA maps were acquired using the raster mode with an X-ray spectra collected every 4 µm | STDGL3 (CODES, University of Tasmania; Danyushevsky et al., 2011); GSD-1G | 85.2 |  | 22 |  | 0.72 | [9 empty] | 0.5 | [5 empty] | 2.33 | [5 empty] | 0.095 | [15 empty] | 301300 |  | 0.081 | [11 empty] | 122 | [13 empty] | 186 | [9 empty] | 0.72 | [5 empty] | 46 | [15 empty] | 411200 |  | 7.6 |  |  |  | 4.3 | [5 empty] | 13 | [13 empty] | 0.45 | [13 empty] | 125.7 |  |  |  |  | 2020 | Cave, B., et al. (2020), Ore Geology Reviews 124, 103647 |  | AUS | Queensland
| Mount Isa Copper Operations, Black Star Mine | No. 5 and No. 9 Pb-Zn orebodies, 650 Cu orebody, 1100 Cu orebody, 3000 Cu orebody | Seafloor hydrothermal | Sedimentary Exhalative (SEDEX) | SEDEX zinc-lead-copper | Cu, Pb, Zn | Ag | Cu, Pb, Zn, Ag | Cave et al., 2020 |  | 75-201003232cpy4-1 | 75-201003232cpy4-1-1 | underground mine, open pit |  |  |  |  | ore material | drill core, polished section | drill core | mineral separate | [5 empty] | mineralisation |  |  |  | chalcopyrite, sphalerite, galena | Cu mineralisation stage, Pb-Zn mineralisation stage | replacement, vein infill, stratabound | coarse-grained, medium-grained, fine-grained, stratabound, discordant veins, replacement, infill |  |  |  | pyrite, pyrrhotite, arsenopyrite, siderite, dolomite, calcite, quartz, chlorite, K-feldspar, biotite, apatite, freibergite, tetrahedrite, cobaltite | Resin blocks containing each sample were produced following standard procedures and used for Mineral Liberation Analysis (MLA) mapping and subsequent LA-ICP-MS analyses | LA-ICPMS, EMPA, SEM-EDS | NWR213 solid state 213 nm laser ablation system coupled with an Agilent 7900 quadrupole ICP-MS; Cameca SXFive Electron Microprobe; Quanta600 SEM | Adelaide Microscopy | Ablation was conducted in an atmosphere of He (0.6 L/min) that was mixed with Ar (0.88 L/min) upon leaving the ablation cell; 70 µm diameter spot size with a 25:2 standard sample bracketing approach (2 standards analysed twice every 25 unknowns); MLA maps were acquired using the raster mode with an X-ray spectra collected every 4 µm | STDGL3 (CODES, University of Tasmania; Danyushevsky et al., 2011); GSD-1G | 236.4 | [13 empty] | 3.54 | [5 empty] | 2.28 | [5 empty] | 0.9 | [15 empty] | 322000 |  | 0.36 | [11 empty] | 422 | [13 empty] | 2680 | [9 empty] | 2.62 | [5 empty] | 163 | [15 empty] | 561000 |  | 25 | [9 empty] | 89.9 | [13 empty] | 3.56 | [13 empty] | 172 |  |  |  |  | 2020 | Cave, B., et al. (2020), Ore Geology Reviews 124, 103647 |  | AUS | Queensland
| Mount Isa Copper Operations, Black Star Mine | No. 5 and No. 9 Pb-Zn orebodies, 650 Cu orebody, 1100 Cu orebody, 3000 Cu orebody | Seafloor hydrothermal | Sedimentary Exhalative (SEDEX) | SEDEX zinc-lead-copper | Cu, Pb, Zn | Ag | Cu, Pb, Zn, Ag | Cave et al., 2020 |  | 77-201003232cpy4-3 | 77-201003232cpy4-3-1 | underground mine, open pit |  |  |  |  | ore material | drill core, polished section | drill core | mineral separate | [5 empty] | mineralisation |  |  |  | chalcopyrite, sphalerite, galena | Cu mineralisation stage, Pb-Zn mineralisation stage | replacement, vein infill, stratabound | coarse-grained, medium-grained, fine-grained, stratabound, discordant veins, replacement, infill |  |  |  | pyrite, pyrrhotite, arsenopyrite, siderite, dolomite, calcite, quartz, chlorite, K-feldspar, biotite, apatite, freibergite, tetrahedrite, cobaltite | Resin blocks containing each sample were produced following standard procedures and used for Mineral Liberation Analysis (MLA) mapping and subsequent LA-ICP-MS analyses | LA-ICPMS, EMPA, SEM-EDS | NWR213 solid state 213 nm laser ablation system coupled with an Agilent 7900 quadrupole ICP-MS; Cameca SXFive Electron Microprobe; Quanta600 SEM | Adelaide Microscopy | Ablation was conducted in an atmosphere of He (0.6 L/min) that was mixed with Ar (0.88 L/min) upon leaving the ablation cell; 70 µm diameter spot size with a 25:2 standard sample bracketing approach (2 standards analysed twice every 25 unknowns); MLA maps were acquired using the raster mode with an X-ray spectra collected every 4 µm | STDGL3 (CODES, University of Tasmania; Danyushevsky et al., 2011); GSD-1G | 294.5 |  | 1.21 |  | 0.56 | [9 empty] | 1.28 | [5 empty] | 2.47 | [5 empty] | 0.087 | [15 empty] | 293600 |  | 0.317 | [11 empty] | 439.8 | [13 empty] | 131 | [9 empty] | 0.85 | [5 empty] | 23 | [15 empty] | 429300 |  | 5.96 | [9 empty] | 91.7 | [13 empty] | 1.51 | [13 empty] | 161.8 |  |  |  |  | 2020 | Cave, B., et al. (2020), Ore Geology Reviews 124, 103647 |  | AUS | Queensland
| Mount Isa Copper Operations, Black Star Mine | No. 5 and No. 9 Pb-Zn orebodies, 650 Cu orebody, 1100 Cu orebody, 3000 Cu orebody | Seafloor hydrothermal | Sedimentary Exhalative (SEDEX) | SEDEX zinc-lead-copper | Cu, Pb, Zn | Ag | Cu, Pb, Zn, Ag | Cave et al., 2020 |  | 78-201003232cpy4-4 | 78-201003232cpy4-4-1 | underground mine, open pit |  |  |  |  | ore material | drill core, polished section | drill core | mineral separate | [5 empty] | mineralisation |  |  |  | chalcopyrite, sphalerite, galena | Cu mineralisation stage, Pb-Zn mineralisation stage | replacement, vein infill, stratabound | coarse-grained, medium-grained, fine-grained, stratabound, discordant veins, replacement, infill |  |  |  | pyrite, pyrrhotite, arsenopyrite, siderite, dolomite, calcite, quartz, chlorite, K-feldspar, biotite, apatite, freibergite, tetrahedrite, cobaltite | Resin blocks containing each sample were produced following standard procedures and used for Mineral Liberation Analysis (MLA) mapping and subsequent LA-ICP-MS analyses | LA-ICPMS, EMPA, SEM-EDS | NWR213 solid state 213 nm laser ablation system coupled with an Agilent 7900 quadrupole ICP-MS; Cameca SXFive Electron Microprobe; Quanta600 SEM | Adelaide Microscopy | Ablation was conducted in an atmosphere of He (0.6 L/min) that was mixed with Ar (0.88 L/min) upon leaving the ablation cell; 70 µm diameter spot size with a 25:2 standard sample bracketing approach (2 standards analysed twice every 25 unknowns); MLA maps were acquired using the raster mode with an X-ray spectra collected every 4 µm | STDGL3 (CODES, University of Tasmania; Danyushevsky et al., 2011); GSD-1G | 296.1 |  | 1.46 |  | 0.67 | [9 empty] | 0.92 | [5 empty] | 1.81 | [5 empty] | 0.089 | [15 empty] | 289800 |  | 0.329 | [11 empty] | 444.3 | [13 empty] | 24.1 | [9 empty] | 0.89 | [5 empty] | 13.1 | [15 empty] | 413900 |  | 1.17 | [9 empty] | 97 | [13 empty] | 0.454 | [13 empty] | 151.3 |  |  |  |  | 2020 | Cave, B., et al. (2020), Ore Geology Reviews 124, 103647 |  | AUS | Queensland
| Mount Isa Copper Operations, Black Star Mine | No. 5 and No. 9 Pb-Zn orebodies, 650 Cu orebody, 1100 Cu orebody, 3000 Cu orebody | Seafloor hydrothermal | Sedimentary Exhalative (SEDEX) | SEDEX zinc-lead-copper | Cu, Pb, Zn | Ag | Cu, Pb, Zn, Ag | Cave et al., 2020 |  | 79-201003232cpy4-5 | 79-201003232cpy4-5-1 | underground mine, open pit |  |  |  |  | ore material | drill core, polished section | drill core | mineral separate | [5 empty] | mineralisation |  |  |  | chalcopyrite, sphalerite, galena | Cu mineralisation stage, Pb-Zn mineralisation stage | replacement, vein infill, stratabound | coarse-grained, medium-grained, fine-grained, stratabound, discordant veins, replacement, infill |  |  |  | pyrite, pyrrhotite, arsenopyrite, siderite, dolomite, calcite, quartz, chlorite, K-feldspar, biotite, apatite, freibergite, tetrahedrite, cobaltite | Resin blocks containing each sample were produced following standard procedures and used for Mineral Liberation Analysis (MLA) mapping and subsequent LA-ICP-MS analyses | LA-ICPMS, EMPA, SEM-EDS | NWR213 solid state 213 nm laser ablation system coupled with an Agilent 7900 quadrupole ICP-MS; Cameca SXFive Electron Microprobe; Quanta600 SEM | Adelaide Microscopy | Ablation was conducted in an atmosphere of He (0.6 L/min) that was mixed with Ar (0.88 L/min) upon leaving the ablation cell; 70 µm diameter spot size with a 25:2 standard sample bracketing approach (2 standards analysed twice every 25 unknowns); MLA maps were acquired using the raster mode with an X-ray spectra collected every 4 µm | STDGL3 (CODES, University of Tasmania; Danyushevsky et al., 2011); GSD-1G | 314.7 |  | 9 |  | 1.04 | [9 empty] | 0.62 | [5 empty] | 2.21 | [5 empty] | 0.74 | [15 empty] | 309000 |  | 0.262 | [11 empty] | 459.7 | [13 empty] | 1130 | [9 empty] | 1.39 | [5 empty] | 120 | [15 empty] | 423500 |  | 13.35 |  |  |  | 3.4 | [5 empty] | 85.6 | [13 empty] | 2.47 | [13 empty] | 207 |  |  |  |  | 2020 | Cave, B., et al. (2020), Ore Geology Reviews 124, 103647 |  | AUS | Queensland
| Mount Isa Copper Operations, Black Star Mine | No. 5 and No. 9 Pb-Zn orebodies, 650 Cu orebody, 1100 Cu orebody, 3000 Cu orebody | Seafloor hydrothermal | Sedimentary Exhalative (SEDEX) | SEDEX zinc-lead-copper | Cu, Pb, Zn | Ag | Cu, Pb, Zn, Ag | Cave et al., 2020 |  | 80-201003232cpy4-6 | 80-201003232cpy4-6-1 | underground mine, open pit |  |  |  |  | ore material | drill core, polished section | drill core | mineral separate | [5 empty] | mineralisation |  |  |  | chalcopyrite, sphalerite, galena | Cu mineralisation stage, Pb-Zn mineralisation stage | replacement, vein infill, stratabound | coarse-grained, medium-grained, fine-grained, stratabound, discordant veins, replacement, infill |  |  |  | pyrite, pyrrhotite, arsenopyrite, siderite, dolomite, calcite, quartz, chlorite, K-feldspar, biotite, apatite, freibergite, tetrahedrite, cobaltite | Resin blocks containing each sample were produced following standard procedures and used for Mineral Liberation Analysis (MLA) mapping and subsequent LA-ICP-MS analyses | LA-ICPMS, EMPA, SEM-EDS | NWR213 solid state 213 nm laser ablation system coupled with an Agilent 7900 quadrupole ICP-MS; Cameca SXFive Electron Microprobe; Quanta600 SEM | Adelaide Microscopy | Ablation was conducted in an atmosphere of He (0.6 L/min) that was mixed with Ar (0.88 L/min) upon leaving the ablation cell; 70 µm diameter spot size with a 25:2 standard sample bracketing approach (2 standards analysed twice every 25 unknowns); MLA maps were acquired using the raster mode with an X-ray spectra collected every 4 µm | STDGL3 (CODES, University of Tasmania; Danyushevsky et al., 2011); GSD-1G | 285 | [19 empty] | 1.92 | [5 empty] | 0.49 | [15 empty] | 289000 |  | 0.3 | [11 empty] | 458 | [13 empty] | 47 | [9 empty] | 1.3 | [5 empty] | 12.2 | [15 empty] | 444000 |  | 3.3 | [9 empty] | 100.4 | [13 empty] | 1.5 | [13 empty] | 152 |  |  |  |  | 2020 | Cave, B., et al. (2020), Ore Geology Reviews 124, 103647 |  | AUS | Queensland
| Mount Isa Copper Operations, Black Star Mine | No. 5 and No. 9 Pb-Zn orebodies, 650 Cu orebody, 1100 Cu orebody, 3000 Cu orebody | Seafloor hydrothermal | Sedimentary Exhalative (SEDEX) | SEDEX zinc-lead-copper | Cu, Pb, Zn | Ag | Cu, Pb, Zn, Ag | Cave et al., 2020 |  | 81-201003232cpy4-7 | 81-201003232cpy4-7-1 | underground mine, open pit |  |  |  |  | ore material | drill core, polished section | drill core | mineral separate | [5 empty] | mineralisation |  |  |  | chalcopyrite, sphalerite, galena | Cu mineralisation stage, Pb-Zn mineralisation stage | replacement, vein infill, stratabound | coarse-grained, medium-grained, fine-grained, stratabound, discordant veins, replacement, infill |  |  |  | pyrite, pyrrhotite, arsenopyrite, siderite, dolomite, calcite, quartz, chlorite, K-feldspar, biotite, apatite, freibergite, tetrahedrite, cobaltite | Resin blocks containing each sample were produced following standard procedures and used for Mineral Liberation Analysis (MLA) mapping and subsequent LA-ICP-MS analyses | LA-ICPMS, EMPA, SEM-EDS | NWR213 solid state 213 nm laser ablation system coupled with an Agilent 7900 quadrupole ICP-MS; Cameca SXFive Electron Microprobe; Quanta600 SEM | Adelaide Microscopy | Ablation was conducted in an atmosphere of He (0.6 L/min) that was mixed with Ar (0.88 L/min) upon leaving the ablation cell; 70 µm diameter spot size with a 25:2 standard sample bracketing approach (2 standards analysed twice every 25 unknowns); MLA maps were acquired using the raster mode with an X-ray spectra collected every 4 µm | STDGL3 (CODES, University of Tasmania; Danyushevsky et al., 2011); GSD-1G | 270 |  | 17.1 |  | 3.5 | [15 empty] | 3.1 | [5 empty] | 0.91 | [15 empty] | 288000 | [13 empty] | 440 | [13 empty] | 810 | [15 empty] | 65 | [15 empty] | 437000 |  | 17 | [9 empty] | 91.8 | [13 empty] | 5.3 | [13 empty] | 187 |  |  |  |  | 2020 | Cave, B., et al. (2020), Ore Geology Reviews 124, 103647 |  | AUS | Queensland
| Mount Isa Copper Operations, Black Star Mine | No. 5 and No. 9 Pb-Zn orebodies, 650 Cu orebody, 1100 Cu orebody, 3000 Cu orebody | Seafloor hydrothermal | Sedimentary Exhalative (SEDEX) | SEDEX zinc-lead-copper | Cu, Pb, Zn | Ag | Cu, Pb, Zn, Ag | Cave et al., 2020 |  | 82-201003232cpy4-8 | 82-201003232cpy4-8-1 | underground mine, open pit |  |  |  |  | ore material | drill core, polished section | drill core | mineral separate | [5 empty] | mineralisation |  |  |  | chalcopyrite, sphalerite, galena | Cu mineralisation stage, Pb-Zn mineralisation stage | replacement, vein infill, stratabound | coarse-grained, medium-grained, fine-grained, stratabound, discordant veins, replacement, infill |  |  |  | pyrite, pyrrhotite, arsenopyrite, siderite, dolomite, calcite, quartz, chlorite, K-feldspar, biotite, apatite, freibergite, tetrahedrite, cobaltite | Resin blocks containing each sample were produced following standard procedures and used for Mineral Liberation Analysis (MLA) mapping and subsequent LA-ICP-MS analyses | LA-ICPMS, EMPA, SEM-EDS | NWR213 solid state 213 nm laser ablation system coupled with an Agilent 7900 quadrupole ICP-MS; Cameca SXFive Electron Microprobe; Quanta600 SEM | Adelaide Microscopy | Ablation was conducted in an atmosphere of He (0.6 L/min) that was mixed with Ar (0.88 L/min) upon leaving the ablation cell; 70 µm diameter spot size with a 25:2 standard sample bracketing approach (2 standards analysed twice every 25 unknowns); MLA maps were acquired using the raster mode with an X-ray spectra collected every 4 µm | STDGL3 (CODES, University of Tasmania; Danyushevsky et al., 2011); GSD-1G | 279 | [19 empty] | 3.2 | [21 empty] | 308000 | [13 empty] | 464 | [13 empty] | 20 | [15 empty] | 13 | [15 empty] | 474000 |  | 2.6 | [9 empty] | 103.1 | [13 empty] | 1.8 | [13 empty] | 164 |  |  |  |  | 2020 | Cave, B., et al. (2020), Ore Geology Reviews 124, 103647 |  | AUS | Queensland
| Mount Isa Copper Operations, Black Star Mine | No. 5 and No. 9 Pb-Zn orebodies, 650 Cu orebody, 1100 Cu orebody, 3000 Cu orebody | Seafloor hydrothermal | Sedimentary Exhalative (SEDEX) | SEDEX zinc-lead-copper | Cu, Pb, Zn | Ag | Cu, Pb, Zn, Ag | Cave et al., 2020 |  | 87-201003232cpy7-1 | 87-201003232cpy7-1-1 | underground mine, open pit |  |  |  |  | ore material | drill core, polished section | drill core | mineral separate | [5 empty] | mineralisation |  |  |  | chalcopyrite, sphalerite, galena | Cu mineralisation stage, Pb-Zn mineralisation stage | replacement, vein infill, stratabound | coarse-grained, medium-grained, fine-grained, stratabound, discordant veins, replacement, infill |  |  |  | pyrite, pyrrhotite, arsenopyrite, siderite, dolomite, calcite, quartz, chlorite, K-feldspar, biotite, apatite, freibergite, tetrahedrite, cobaltite | Resin blocks containing each sample were produced following standard procedures and used for Mineral Liberation Analysis (MLA) mapping and subsequent LA-ICP-MS analyses | LA-ICPMS, EMPA, SEM-EDS | NWR213 solid state 213 nm laser ablation system coupled with an Agilent 7900 quadrupole ICP-MS; Cameca SXFive Electron Microprobe; Quanta600 SEM | Adelaide Microscopy | Ablation was conducted in an atmosphere of He (0.6 L/min) that was mixed with Ar (0.88 L/min) upon leaving the ablation cell; 70 µm diameter spot size with a 25:2 standard sample bracketing approach (2 standards analysed twice every 25 unknowns); MLA maps were acquired using the raster mode with an X-ray spectra collected every 4 µm | STDGL3 (CODES, University of Tasmania; Danyushevsky et al., 2011); GSD-1G | 125.5 |  |  |  | 0.35 | [9 empty] | 1.25 | [5 empty] | 4.04 | [5 empty] | 2.8 | [15 empty] | 295700 |  | 0.344 | [11 empty] | 132.7 | [23 empty] | 1.21 | [5 empty] | 3.29 | [15 empty] | 407800 |  | 1.2 | [9 empty] | 17.82 | [13 empty] | 0.315 | [13 empty] | 445 |  |  |  |  | 2020 | Cave, B., et al. (2020), Ore Geology Reviews 124, 103647 |  | AUS | Queensland
| Mount Isa Copper Operations, Black Star Mine | No. 5 and No. 9 Pb-Zn orebodies, 650 Cu orebody, 1100 Cu orebody, 3000 Cu orebody | Seafloor hydrothermal | Sedimentary Exhalative (SEDEX) | SEDEX zinc-lead-copper | Cu, Pb, Zn | Ag | Cu, Pb, Zn, Ag | Cave et al., 2020 |  | 88-201003232cpy7-2 | 88-201003232cpy7-2-1 | underground mine, open pit |  |  |  |  | ore material | drill core, polished section | drill core | mineral separate | [5 empty] | mineralisation |  |  |  | chalcopyrite, sphalerite, galena | Cu mineralisation stage, Pb-Zn mineralisation stage | replacement, vein infill, stratabound | coarse-grained, medium-grained, fine-grained, stratabound, discordant veins, replacement, infill |  |  |  | pyrite, pyrrhotite, arsenopyrite, siderite, dolomite, calcite, quartz, chlorite, K-feldspar, biotite, apatite, freibergite, tetrahedrite, cobaltite | Resin blocks containing each sample were produced following standard procedures and used for Mineral Liberation Analysis (MLA) mapping and subsequent LA-ICP-MS analyses | LA-ICPMS, EMPA, SEM-EDS | NWR213 solid state 213 nm laser ablation system coupled with an Agilent 7900 quadrupole ICP-MS; Cameca SXFive Electron Microprobe; Quanta600 SEM | Adelaide Microscopy | Ablation was conducted in an atmosphere of He (0.6 L/min) that was mixed with Ar (0.88 L/min) upon leaving the ablation cell; 70 µm diameter spot size with a 25:2 standard sample bracketing approach (2 standards analysed twice every 25 unknowns); MLA maps were acquired using the raster mode with an X-ray spectra collected every 4 µm | STDGL3 (CODES, University of Tasmania; Danyushevsky et al., 2011); GSD-1G | 120.7 |  | 1.38 |  | 0.47 | [9 empty] | 1.27 | [5 empty] | 3.54 | [5 empty] | 1.28 | [15 empty] | 295000 |  | 0.238 | [11 empty] | 130.6 | [23 empty] | 0.34 | [5 empty] | 2.26 | [15 empty] | 416200 |  | 1.43 |  |  |  | 3.7 | [5 empty] | 19.71 | [13 empty] | 1.03 | [13 empty] | 381.1 |  |  |  |  | 2020 | Cave, B., et al. (2020), Ore Geology Reviews 124, 103647 |  | AUS | Queensland
| Mount Isa Copper Operations, Black Star Mine | No. 5 and No. 9 Pb-Zn orebodies, 650 Cu orebody, 1100 Cu orebody, 3000 Cu orebody | Seafloor hydrothermal | Sedimentary Exhalative (SEDEX) | SEDEX zinc-lead-copper | Cu, Pb, Zn | Ag | Cu, Pb, Zn, Ag | Cave et al., 2020 |  | 89-201003232cpy7-3 | 89-201003232cpy7-3-1 | underground mine, open pit |  |  |  |  | ore material | drill core, polished section | drill core | mineral separate | [5 empty] | mineralisation |  |  |  | chalcopyrite, sphalerite, galena | Cu mineralisation stage, Pb-Zn mineralisation stage | replacement, vein infill, stratabound | coarse-grained, medium-grained, fine-grained, stratabound, discordant veins, replacement, infill |  |  |  | pyrite, pyrrhotite, arsenopyrite, siderite, dolomite, calcite, quartz, chlorite, K-feldspar, biotite, apatite, freibergite, tetrahedrite, cobaltite | Resin blocks containing each sample were produced following standard procedures and used for Mineral Liberation Analysis (MLA) mapping and subsequent LA-ICP-MS analyses | LA-ICPMS, EMPA, SEM-EDS | NWR213 solid state 213 nm laser ablation system coupled with an Agilent 7900 quadrupole ICP-MS; Cameca SXFive Electron Microprobe; Quanta600 SEM | Adelaide Microscopy | Ablation was conducted in an atmosphere of He (0.6 L/min) that was mixed with Ar (0.88 L/min) upon leaving the ablation cell; 70 µm diameter spot size with a 25:2 standard sample bracketing approach (2 standards analysed twice every 25 unknowns); MLA maps were acquired using the raster mode with an X-ray spectra collected every 4 µm | STDGL3 (CODES, University of Tasmania; Danyushevsky et al., 2011); GSD-1G | 133.4 |  |  |  | 3 | [9 empty] | 1.76 | [5 empty] | 4.44 | [5 empty] | 3.19 | [15 empty] | 300100 |  | 0.261 | [11 empty] | 130.4 | [13 empty] | 2.53 | [9 empty] | 0.77 | [5 empty] | 2.98 | [15 empty] | 418100 |  | 1.38 | [9 empty] | 20.12 | [13 empty] | 0.87 | [13 empty] | 437 |  |  |  |  | 2020 | Cave, B., et al. (2020), Ore Geology Reviews 124, 103647 |  | AUS | Queensland
| Mount Isa Copper Operations, Black Star Mine | No. 5 and No. 9 Pb-Zn orebodies, 650 Cu orebody, 1100 Cu orebody, 3000 Cu orebody | Seafloor hydrothermal | Sedimentary Exhalative (SEDEX) | SEDEX zinc-lead-copper | Cu, Pb, Zn | Ag | Cu, Pb, Zn, Ag | Cave et al., 2020 |  | 90-201003232cpy7-4 | 90-201003232cpy7-4-1 | underground mine, open pit |  |  |  |  | ore material | drill core, polished section | drill core | mineral separate | [5 empty] | mineralisation |  |  |  | chalcopyrite, sphalerite, galena | Cu mineralisation stage, Pb-Zn mineralisation stage | replacement, vein infill, stratabound | coarse-grained, medium-grained, fine-grained, stratabound, discordant veins, replacement, infill |  |  |  | pyrite, pyrrhotite, arsenopyrite, siderite, dolomite, calcite, quartz, chlorite, K-feldspar, biotite, apatite, freibergite, tetrahedrite, cobaltite | Resin blocks containing each sample were produced following standard procedures and used for Mineral Liberation Analysis (MLA) mapping and subsequent LA-ICP-MS analyses | LA-ICPMS, EMPA, SEM-EDS | NWR213 solid state 213 nm laser ablation system coupled with an Agilent 7900 quadrupole ICP-MS; Cameca SXFive Electron Microprobe; Quanta600 SEM | Adelaide Microscopy | Ablation was conducted in an atmosphere of He (0.6 L/min) that was mixed with Ar (0.88 L/min) upon leaving the ablation cell; 70 µm diameter spot size with a 25:2 standard sample bracketing approach (2 standards analysed twice every 25 unknowns); MLA maps were acquired using the raster mode with an X-ray spectra collected every 4 µm | STDGL3 (CODES, University of Tasmania; Danyushevsky et al., 2011); GSD-1G | 130.8 |  |  |  | 0.45 | [9 empty] | 0.925 | [5 empty] | 4.74 | [5 empty] | 1.68 | [15 empty] | 294400 |  | 0.208 | [11 empty] | 126.4 | [13 empty] | 0.4 | [9 empty] | 0.5 | [5 empty] | 0.732 | [15 empty] | 398200 |  | 0.355 | [9 empty] | 20.08 | [13 empty] | 0.152 | [13 empty] | 470 |  |  |  |  | 2020 | Cave, B., et al. (2020), Ore Geology Reviews 124, 103647 |  | AUS | Queensland
| Mount Isa Copper Operations, Black Star Mine | No. 5 and No. 9 Pb-Zn orebodies, 650 Cu orebody, 1100 Cu orebody, 3000 Cu orebody | Seafloor hydrothermal | Sedimentary Exhalative (SEDEX) | SEDEX zinc-lead-copper | Cu, Pb, Zn | Ag | Cu, Pb, Zn, Ag | Cave et al., 2020 |  | 91-201003232cpy7-5 | 91-201003232cpy7-5-1 | underground mine, open pit |  |  |  |  | ore material | drill core, polished section | drill core | mineral separate | [5 empty] | mineralisation |  |  |  | chalcopyrite, sphalerite, galena | Cu mineralisation stage, Pb-Zn mineralisation stage | replacement, vein infill, stratabound | coarse-grained, medium-grained, fine-grained, stratabound, discordant veins, replacement, infill |  |  |  | pyrite, pyrrhotite, arsenopyrite, siderite, dolomite, calcite, quartz, chlorite, K-feldspar, biotite, apatite, freibergite, tetrahedrite, cobaltite | Resin blocks containing each sample were produced following standard procedures and used for Mineral Liberation Analysis (MLA) mapping and subsequent LA-ICP-MS analyses | LA-ICPMS, EMPA, SEM-EDS | NWR213 solid state 213 nm laser ablation system coupled with an Agilent 7900 quadrupole ICP-MS; Cameca SXFive Electron Microprobe; Quanta600 SEM | Adelaide Microscopy | Ablation was conducted in an atmosphere of He (0.6 L/min) that was mixed with Ar (0.88 L/min) upon leaving the ablation cell; 70 µm diameter spot size with a 25:2 standard sample bracketing approach (2 standards analysed twice every 25 unknowns); MLA maps were acquired using the raster mode with an X-ray spectra collected every 4 µm | STDGL3 (CODES, University of Tasmania; Danyushevsky et al., 2011); GSD-1G | 133.3 | [13 empty] | 0.936 | [5 empty] | 3.97 | [5 empty] | 1.35 | [15 empty] | 290400 |  | 0.34 | [11 empty] | 133 | [23 empty] | 0.44 | [5 empty] | 0.814 | [15 empty] | 407600 |  | 0.539 |  |  |  | 4 | [5 empty] | 20.25 | [13 empty] | 0.176 | [13 empty] | 450 |  |  |  |  | 2020 | Cave, B., et al. (2020), Ore Geology Reviews 124, 103647 |  | AUS | Queensland
| Mount Isa Copper Operations, Black Star Mine | No. 5 and No. 9 Pb-Zn orebodies, 650 Cu orebody, 1100 Cu orebody, 3000 Cu orebody | Seafloor hydrothermal | Sedimentary Exhalative (SEDEX) | SEDEX zinc-lead-copper | Cu, Pb, Zn | Ag | Cu, Pb, Zn, Ag | Cave et al., 2020 |  | 92-201003232cpy7-6 | 92-201003232cpy7-6-1 | underground mine, open pit |  |  |  |  | ore material | drill core, polished section | drill core | mineral separate | [5 empty] | mineralisation |  |  |  | chalcopyrite, sphalerite, galena | Cu mineralisation stage, Pb-Zn mineralisation stage | replacement, vein infill, stratabound | coarse-grained, medium-grained, fine-grained, stratabound, discordant veins, replacement, infill |  |  |  | pyrite, pyrrhotite, arsenopyrite, siderite, dolomite, calcite, quartz, chlorite, K-feldspar, biotite, apatite, freibergite, tetrahedrite, cobaltite | Resin blocks containing each sample were produced following standard procedures and used for Mineral Liberation Analysis (MLA) mapping and subsequent LA-ICP-MS analyses | LA-ICPMS, EMPA, SEM-EDS | NWR213 solid state 213 nm laser ablation system coupled with an Agilent 7900 quadrupole ICP-MS; Cameca SXFive Electron Microprobe; Quanta600 SEM | Adelaide Microscopy | Ablation was conducted in an atmosphere of He (0.6 L/min) that was mixed with Ar (0.88 L/min) upon leaving the ablation cell; 70 µm diameter spot size with a 25:2 standard sample bracketing approach (2 standards analysed twice every 25 unknowns); MLA maps were acquired using the raster mode with an X-ray spectra collected every 4 µm | STDGL3 (CODES, University of Tasmania; Danyushevsky et al., 2011); GSD-1G | 131.1 |  |  |  | 1.02 | [9 empty] | 1.06 | [5 empty] | 5.17 | [5 empty] | 1.57 | [15 empty] | 289400 |  | 0.23 | [11 empty] | 129.2 | [23 empty] | 0.42 | [5 empty] | 3.54 | [15 empty] | 396300 |  | 0.91 |  |  |  | 2.8 | [5 empty] | 20.13 | [13 empty] | 0.94 | [13 empty] | 635 |  |  |  |  | 2020 | Cave, B., et al. (2020), Ore Geology Reviews 124, 103647 |  | AUS | Queensland
| Mount Isa Copper Operations, Black Star Mine | No. 5 and No. 9 Pb-Zn orebodies, 650 Cu orebody, 1100 Cu orebody, 3000 Cu orebody | Seafloor hydrothermal | Sedimentary Exhalative (SEDEX) | SEDEX zinc-lead-copper | Cu, Pb, Zn | Ag | Cu, Pb, Zn, Ag | Cave et al., 2020 |  | 94-201003232cpy7-8 | 94-201003232cpy7-8-1 | underground mine, open pit |  |  |  |  | ore material | drill core, polished section | drill core | mineral separate | [5 empty] | mineralisation |  |  |  | chalcopyrite, sphalerite, galena | Cu mineralisation stage, Pb-Zn mineralisation stage | replacement, vein infill, stratabound | coarse-grained, medium-grained, fine-grained, stratabound, discordant veins, replacement, infill |  |  |  | pyrite, pyrrhotite, arsenopyrite, siderite, dolomite, calcite, quartz, chlorite, K-feldspar, biotite, apatite, freibergite, tetrahedrite, cobaltite | Resin blocks containing each sample were produced following standard procedures and used for Mineral Liberation Analysis (MLA) mapping and subsequent LA-ICP-MS analyses | LA-ICPMS, EMPA, SEM-EDS | NWR213 solid state 213 nm laser ablation system coupled with an Agilent 7900 quadrupole ICP-MS; Cameca SXFive Electron Microprobe; Quanta600 SEM | Adelaide Microscopy | Ablation was conducted in an atmosphere of He (0.6 L/min) that was mixed with Ar (0.88 L/min) upon leaving the ablation cell; 70 µm diameter spot size with a 25:2 standard sample bracketing approach (2 standards analysed twice every 25 unknowns); MLA maps were acquired using the raster mode with an X-ray spectra collected every 4 µm | STDGL3 (CODES, University of Tasmania; Danyushevsky et al., 2011); GSD-1G | 129.6 |  |  |  | 0.46 | [9 empty] | 1.17 | [5 empty] | 4.16 | [5 empty] | 1.55 | [15 empty] | 290000 |  | 0.241 | [11 empty] | 129.1 | [13 empty] | 0.66 | [9 empty] | 0.54 | [5 empty] | 1.46 | [15 empty] | 411200 |  | 1.56 |  |  |  | 3.5 | [5 empty] | 19.89 | [13 empty] | 1.05 | [13 empty] | 453 |  |  |  |  | 2020 | Cave, B., et al. (2020), Ore Geology Reviews 124, 103647 |  | AUS | Queensland
| Mount Isa Copper Operations, Black Star Mine | No. 5 and No. 9 Pb-Zn orebodies, 650 Cu orebody, 1100 Cu orebody, 3000 Cu orebody | Seafloor hydrothermal | Sedimentary Exhalative (SEDEX) | SEDEX zinc-lead-copper | Cu, Pb, Zn | Ag | Cu, Pb, Zn, Ag | Cave et al., 2020 |  | 95-201003232cpy7-9 | 95-201003232cpy7-9-1 | underground mine, open pit |  |  |  |  | ore material | drill core, polished section | drill core | mineral separate | [5 empty] | mineralisation |  |  |  | chalcopyrite, sphalerite, galena | Cu mineralisation stage, Pb-Zn mineralisation stage | replacement, vein infill, stratabound | coarse-grained, medium-grained, fine-grained, stratabound, discordant veins, replacement, infill |  |  |  | pyrite, pyrrhotite, arsenopyrite, siderite, dolomite, calcite, quartz, chlorite, K-feldspar, biotite, apatite, freibergite, tetrahedrite, cobaltite | Resin blocks containing each sample were produced following standard procedures and used for Mineral Liberation Analysis (MLA) mapping and subsequent LA-ICP-MS analyses | LA-ICPMS, EMPA, SEM-EDS | NWR213 solid state 213 nm laser ablation system coupled with an Agilent 7900 quadrupole ICP-MS; Cameca SXFive Electron Microprobe; Quanta600 SEM | Adelaide Microscopy | Ablation was conducted in an atmosphere of He (0.6 L/min) that was mixed with Ar (0.88 L/min) upon leaving the ablation cell; 70 µm diameter spot size with a 25:2 standard sample bracketing approach (2 standards analysed twice every 25 unknowns); MLA maps were acquired using the raster mode with an X-ray spectra collected every 4 µm | STDGL3 (CODES, University of Tasmania; Danyushevsky et al., 2011); GSD-1G | 133.7 |  |  |  | 0.46 | [9 empty] | 1.05 | [5 empty] | 5.12 | [5 empty] | 1.51 | [15 empty] | 293200 |  | 0.335 | [11 empty] | 132.1 | [23 empty] | 0.56 | [5 empty] | 0.981 | [15 empty] | 408000 |  | 1.154 | [9 empty] | 20.11 | [13 empty] | 0.869 | [13 empty] | 610 |  |  |  |  | 2020 | Cave, B., et al. (2020), Ore Geology Reviews 124, 103647 |  | AUS | Queensland
| Mount Isa Copper Operations, Black Star Mine | No. 5 and No. 9 Pb-Zn orebodies, 650 Cu orebody, 1100 Cu orebody, 3000 Cu orebody | Seafloor hydrothermal | Sedimentary Exhalative (SEDEX) | SEDEX zinc-lead-copper | Cu, Pb, Zn | Ag | Cu, Pb, Zn, Ag | Cave et al., 2020 |  | 96-201003232cpy7-10 | 96-201003232cpy7-10-1 | underground mine, open pit |  |  |  |  | ore material | drill core, polished section | drill core | mineral separate | [5 empty] | mineralisation |  |  |  | chalcopyrite, sphalerite, galena | Cu mineralisation stage, Pb-Zn mineralisation stage | replacement, vein infill, stratabound | coarse-grained, medium-grained, fine-grained, stratabound, discordant veins, replacement, infill |  |  |  | pyrite, pyrrhotite, arsenopyrite, siderite, dolomite, calcite, quartz, chlorite, K-feldspar, biotite, apatite, freibergite, tetrahedrite, cobaltite | Resin blocks containing each sample were produced following standard procedures and used for Mineral Liberation Analysis (MLA) mapping and subsequent LA-ICP-MS analyses | LA-ICPMS, EMPA, SEM-EDS | NWR213 solid state 213 nm laser ablation system coupled with an Agilent 7900 quadrupole ICP-MS; Cameca SXFive Electron Microprobe; Quanta600 SEM | Adelaide Microscopy | Ablation was conducted in an atmosphere of He (0.6 L/min) that was mixed with Ar (0.88 L/min) upon leaving the ablation cell; 70 µm diameter spot size with a 25:2 standard sample bracketing approach (2 standards analysed twice every 25 unknowns); MLA maps were acquired using the raster mode with an X-ray spectra collected every 4 µm | STDGL3 (CODES, University of Tasmania; Danyushevsky et al., 2011); GSD-1G | 126.9 | [13 empty] | 0.9 | [5 empty] | 4.53 | [5 empty] | 1.6 | [15 empty] | 291700 |  | 0.314 | [11 empty] | 128.2 | [23 empty] | 0.63 | [5 empty] | 1.36 | [15 empty] | 405800 |  | 0.866 |  |  |  | 3.9 | [5 empty] | 19.46 | [13 empty] | 0.369 | [13 empty] | 505 |  |  |  |  | 2020 | Cave, B., et al. (2020), Ore Geology Reviews 124, 103647 |  | AUS | Queensland
| Mount Isa Copper Operations, Black Star Mine | No. 5 and No. 9 Pb-Zn orebodies, 650 Cu orebody, 1100 Cu orebody, 3000 Cu orebody | Seafloor hydrothermal | Sedimentary Exhalative (SEDEX) | SEDEX zinc-lead-copper | Cu, Pb, Zn | Ag | Cu, Pb, Zn, Ag | Cave et al., 2020 |  | 97-201003232cpy7-11 | 97-201003232cpy7-11-1 | underground mine, open pit |  |  |  |  | ore material | drill core, polished section | drill core | mineral separate | [5 empty] | mineralisation |  |  |  | chalcopyrite, sphalerite, galena | Cu mineralisation stage, Pb-Zn mineralisation stage | replacement, vein infill, stratabound | coarse-grained, medium-grained, fine-grained, stratabound, discordant veins, replacement, infill |  |  |  | pyrite, pyrrhotite, arsenopyrite, siderite, dolomite, calcite, quartz, chlorite, K-feldspar, biotite, apatite, freibergite, tetrahedrite, cobaltite | Resin blocks containing each sample were produced following standard procedures and used for Mineral Liberation Analysis (MLA) mapping and subsequent LA-ICP-MS analyses | LA-ICPMS, EMPA, SEM-EDS | NWR213 solid state 213 nm laser ablation system coupled with an Agilent 7900 quadrupole ICP-MS; Cameca SXFive Electron Microprobe; Quanta600 SEM | Adelaide Microscopy | Ablation was conducted in an atmosphere of He (0.6 L/min) that was mixed with Ar (0.88 L/min) upon leaving the ablation cell; 70 µm diameter spot size with a 25:2 standard sample bracketing approach (2 standards analysed twice every 25 unknowns); MLA maps were acquired using the raster mode with an X-ray spectra collected every 4 µm | STDGL3 (CODES, University of Tasmania; Danyushevsky et al., 2011); GSD-1G | 133.9 |  |  |  | 0.35 | [9 empty] | 0.94 | [5 empty] | 3.97 | [5 empty] | 1.58 | [15 empty] | 293500 |  | 0.355 | [11 empty] | 130.7 | [23 empty] | 0.42 | [5 empty] | 1.32 | [15 empty] | 406800 |  | 0.55 | [9 empty] | 19.13 | [13 empty] | 0.178 | [13 empty] | 438 |  |  |  |  | 2020 | Cave, B., et al. (2020), Ore Geology Reviews 124, 103647 |  | AUS | Queensland
| Mount Isa Copper Operations, Black Star Mine | No. 5 and No. 9 Pb-Zn orebodies, 650 Cu orebody, 1100 Cu orebody, 3000 Cu orebody | Seafloor hydrothermal | Sedimentary Exhalative (SEDEX) | SEDEX zinc-lead-copper | Cu, Pb, Zn | Ag | Cu, Pb, Zn, Ag | Cave et al., 2020 |  | 98-201003232cpy7-12 | 98-201003232cpy7-12-1 | underground mine, open pit |  |  |  |  | ore material | drill core, polished section | drill core | mineral separate | [5 empty] | mineralisation |  |  |  | chalcopyrite, sphalerite, galena | Cu mineralisation stage, Pb-Zn mineralisation stage | replacement, vein infill, stratabound | coarse-grained, medium-grained, fine-grained, stratabound, discordant veins, replacement, infill |  |  |  | pyrite, pyrrhotite, arsenopyrite, siderite, dolomite, calcite, quartz, chlorite, K-feldspar, biotite, apatite, freibergite, tetrahedrite, cobaltite | Resin blocks containing each sample were produced following standard procedures and used for Mineral Liberation Analysis (MLA) mapping and subsequent LA-ICP-MS analyses | LA-ICPMS, EMPA, SEM-EDS | NWR213 solid state 213 nm laser ablation system coupled with an Agilent 7900 quadrupole ICP-MS; Cameca SXFive Electron Microprobe; Quanta600 SEM | Adelaide Microscopy | Ablation was conducted in an atmosphere of He (0.6 L/min) that was mixed with Ar (0.88 L/min) upon leaving the ablation cell; 70 µm diameter spot size with a 25:2 standard sample bracketing approach (2 standards analysed twice every 25 unknowns); MLA maps were acquired using the raster mode with an X-ray spectra collected every 4 µm | STDGL3 (CODES, University of Tasmania; Danyushevsky et al., 2011); GSD-1G | 133.7 | [13 empty] | 1.03 | [5 empty] | 3.73 | [5 empty] | 1.42 | [15 empty] | 295100 |  | 0.276 | [11 empty] | 128.5 | [23 empty] | 0.36 | [5 empty] | 0.899 | [15 empty] | 406200 |  | 0.521 |  |  |  | 2.9 | [5 empty] | 18.11 | [13 empty] | 0.114 | [13 empty] | 378.9 |  |  |  |  | 2020 | Cave, B., et al. (2020), Ore Geology Reviews 124, 103647 |  | AUS | Queensland
| Mount Isa Copper Operations, Black Star Mine | No. 5 and No. 9 Pb-Zn orebodies, 650 Cu orebody, 1100 Cu orebody, 3000 Cu orebody | Seafloor hydrothermal | Sedimentary Exhalative (SEDEX) | SEDEX zinc-lead-copper | Cu, Pb, Zn | Ag | Cu, Pb, Zn, Ag | Cave et al., 2020 |  | 99-201003232cpy7-13 | 99-201003232cpy7-13-1 | underground mine, open pit |  |  |  |  | ore material | drill core, polished section | drill core | mineral separate | [5 empty] | mineralisation |  |  |  | chalcopyrite, sphalerite, galena | Cu mineralisation stage, Pb-Zn mineralisation stage | replacement, vein infill, stratabound | coarse-grained, medium-grained, fine-grained, stratabound, discordant veins, replacement, infill |  |  |  | pyrite, pyrrhotite, arsenopyrite, siderite, dolomite, calcite, quartz, chlorite, K-feldspar, biotite, apatite, freibergite, tetrahedrite, cobaltite | Resin blocks containing each sample were produced following standard procedures and used for Mineral Liberation Analysis (MLA) mapping and subsequent LA-ICP-MS analyses | LA-ICPMS, EMPA, SEM-EDS | NWR213 solid state 213 nm laser ablation system coupled with an Agilent 7900 quadrupole ICP-MS; Cameca SXFive Electron Microprobe; Quanta600 SEM | Adelaide Microscopy | Ablation was conducted in an atmosphere of He (0.6 L/min) that was mixed with Ar (0.88 L/min) upon leaving the ablation cell; 70 µm diameter spot size with a 25:2 standard sample bracketing approach (2 standards analysed twice every 25 unknowns); MLA maps were acquired using the raster mode with an X-ray spectra collected every 4 µm | STDGL3 (CODES, University of Tasmania; Danyushevsky et al., 2011); GSD-1G | 131.8 | [13 empty] | 0.77 | [5 empty] | 3.92 | [5 empty] | 1.509 | [15 empty] | 299500 |  | 0.335 | [11 empty] | 129.9 | [23 empty] | 0.61 | [5 empty] | 0.541 | [15 empty] | 398500 |  | 0.242 | [9 empty] | 19.94 | [13 empty] | 0.075 | [13 empty] | 441.5 |  |  |  |  | 2020 | Cave, B., et al. (2020), Ore Geology Reviews 124, 103647 |  | AUS | Queensland
| Mount Isa Copper Operations, Black Star Mine | No. 5 and No. 9 Pb-Zn orebodies, 650 Cu orebody, 1100 Cu orebody, 3000 Cu orebody | Seafloor hydrothermal | Sedimentary Exhalative (SEDEX) | SEDEX zinc-lead-copper | Cu, Pb, Zn | Ag | Cu, Pb, Zn, Ag | Cave et al., 2020 |  | 100-201003232cpy8-1 | 100-201003232cpy8-1-1 | underground mine, open pit |  |  |  |  | ore material | drill core, polished section | drill core | mineral separate | [5 empty] | mineralisation |  |  |  | chalcopyrite, sphalerite, galena | Cu mineralisation stage, Pb-Zn mineralisation stage | replacement, vein infill, stratabound | coarse-grained, medium-grained, fine-grained, stratabound, discordant veins, replacement, infill |  |  |  | pyrite, pyrrhotite, arsenopyrite, siderite, dolomite, calcite, quartz, chlorite, K-feldspar, biotite, apatite, freibergite, tetrahedrite, cobaltite | Resin blocks containing each sample were produced following standard procedures and used for Mineral Liberation Analysis (MLA) mapping and subsequent LA-ICP-MS analyses | LA-ICPMS, EMPA, SEM-EDS | NWR213 solid state 213 nm laser ablation system coupled with an Agilent 7900 quadrupole ICP-MS; Cameca SXFive Electron Microprobe; Quanta600 SEM | Adelaide Microscopy | Ablation was conducted in an atmosphere of He (0.6 L/min) that was mixed with Ar (0.88 L/min) upon leaving the ablation cell; 70 µm diameter spot size with a 25:2 standard sample bracketing approach (2 standards analysed twice every 25 unknowns); MLA maps were acquired using the raster mode with an X-ray spectra collected every 4 µm | STDGL3 (CODES, University of Tasmania; Danyushevsky et al., 2011); GSD-1G | 87.4 |  | 43 |  | 12.1 | [9 empty] | 10.3 | [5 empty] | 2.17 | [5 empty] | 11.5 | [15 empty] | 296900 |  | 0.103 | [11 empty] | 65.5 | [13 empty] | 12.1 | [9 empty] | 0.88 | [5 empty] | 74 | [15 empty] | 401100 |  | 12.5 | [9 empty] | 19.25 | [13 empty] | 17.2 | [13 empty] | 270.6 |  |  |  |  | 2020 | Cave, B., et al. (2020), Ore Geology Reviews 124, 103647 |  | AUS | Queensland
| Mount Isa Copper Operations, Black Star Mine | No. 5 and No. 9 Pb-Zn orebodies, 650 Cu orebody, 1100 Cu orebody, 3000 Cu orebody | Seafloor hydrothermal | Sedimentary Exhalative (SEDEX) | SEDEX zinc-lead-copper | Cu, Pb, Zn | Ag | Cu, Pb, Zn, Ag | Cave et al., 2020 |  | 5-200209312cpy1-1 | 5-200209312cpy1-1-1 | underground mine, open pit |  |  |  |  | ore material | drill core, polished section | drill core | mineral separate | [5 empty] | mineralisation |  |  |  | chalcopyrite, sphalerite, galena | Cu mineralisation stage, Pb-Zn mineralisation stage | replacement, vein infill, stratabound | coarse-grained, medium-grained, fine-grained, stratabound, discordant veins, replacement, infill |  |  |  | pyrite, pyrrhotite, arsenopyrite, siderite, dolomite, calcite, quartz, chlorite, K-feldspar, biotite, apatite, freibergite, tetrahedrite, cobaltite | Resin blocks containing each sample were produced following standard procedures and used for Mineral Liberation Analysis (MLA) mapping and subsequent LA-ICP-MS analyses | LA-ICPMS, EMPA, SEM-EDS | NWR213 solid state 213 nm laser ablation system coupled with an Agilent 7900 quadrupole ICP-MS; Cameca SXFive Electron Microprobe; Quanta600 SEM | Adelaide Microscopy | Ablation was conducted in an atmosphere of He (0.6 L/min) that was mixed with Ar (0.88 L/min) upon leaving the ablation cell; 70 µm diameter spot size with a 25:2 standard sample bracketing approach (2 standards analysed twice every 25 unknowns); MLA maps were acquired using the raster mode with an X-ray spectra collected every 4 µm | STDGL3 (CODES, University of Tasmania; Danyushevsky et al., 2011); GSD-1G | 211.7 |  |  |  | 1.17 | [9 empty] | 7.36 | [5 empty] | 4.04 | [5 empty] | 1.469 | [15 empty] | 287400 |  | 0.203 | [11 empty] | 41.85 | [13 empty] | 0.166 | [9 empty] | 0.303 | [5 empty] | 3.45 | [15 empty] | 395100 |  | 3.65 |  |  |  | 4.9 | [5 empty] | 24.05 | [13 empty] | 0.225 | [13 empty] | 531 |  |  |  |  | 2020 | Cave, B., et al. (2020), Ore Geology Reviews 124, 103647 |  | AUS | Queensland
| Mount Isa Copper Operations, Black Star Mine | No. 5 and No. 9 Pb-Zn orebodies, 650 Cu orebody, 1100 Cu orebody, 3000 Cu orebody | Seafloor hydrothermal | Sedimentary Exhalative (SEDEX) | SEDEX zinc-lead-copper | Cu, Pb, Zn | Ag | Cu, Pb, Zn, Ag | Cave et al., 2020 |  | 6-200209312cpy1-2 | 6-200209312cpy1-2-1 | underground mine, open pit |  |  |  |  | ore material | drill core, polished section | drill core | mineral separate | [5 empty] | mineralisation |  |  |  | chalcopyrite, sphalerite, galena | Cu mineralisation stage, Pb-Zn mineralisation stage | replacement, vein infill, stratabound | coarse-grained, medium-grained, fine-grained, stratabound, discordant veins, replacement, infill |  |  |  | pyrite, pyrrhotite, arsenopyrite, siderite, dolomite, calcite, quartz, chlorite, K-feldspar, biotite, apatite, freibergite, tetrahedrite, cobaltite | Resin blocks containing each sample were produced following standard procedures and used for Mineral Liberation Analysis (MLA) mapping and subsequent LA-ICP-MS analyses | LA-ICPMS, EMPA, SEM-EDS | NWR213 solid state 213 nm laser ablation system coupled with an Agilent 7900 quadrupole ICP-MS; Cameca SXFive Electron Microprobe; Quanta600 SEM | Adelaide Microscopy | Ablation was conducted in an atmosphere of He (0.6 L/min) that was mixed with Ar (0.88 L/min) upon leaving the ablation cell; 70 µm diameter spot size with a 25:2 standard sample bracketing approach (2 standards analysed twice every 25 unknowns); MLA maps were acquired using the raster mode with an X-ray spectra collected every 4 µm | STDGL3 (CODES, University of Tasmania; Danyushevsky et al., 2011); GSD-1G | 210.2 |  |  |  | 0.66 | [9 empty] | 6.1 | [5 empty] | 3.76 | [5 empty] | 1.317 | [15 empty] | 288100 |  | 0.206 | [11 empty] | 41.04 | [23 empty] | 0.322 | [5 empty] | 2.68 | [15 empty] | 396500 |  | 3.07 |  |  |  | 2.82 | [5 empty] | 24.19 | [7 empty] | 0.25 | [5 empty] | 0.258 | [13 empty] | 530 |  |  |  |  | 2020 | Cave, B., et al. (2020), Ore Geology Reviews 124, 103647 |  | AUS | Queensland
| Mount Isa Copper Operations, Black Star Mine | No. 5 and No. 9 Pb-Zn orebodies, 650 Cu orebody, 1100 Cu orebody, 3000 Cu orebody | Seafloor hydrothermal | Sedimentary Exhalative (SEDEX) | SEDEX zinc-lead-copper | Cu, Pb, Zn | Ag | Cu, Pb, Zn, Ag | Cave et al., 2020 |  | 7-200209312cpy1-3 | 7-200209312cpy1-3-1 | underground mine, open pit |  |  |  |  | ore material | drill core, polished section | drill core | mineral separate | [5 empty] | mineralisation |  |  |  | chalcopyrite, sphalerite, galena | Cu mineralisation stage, Pb-Zn mineralisation stage | replacement, vein infill, stratabound | coarse-grained, medium-grained, fine-grained, stratabound, discordant veins, replacement, infill |  |  |  | pyrite, pyrrhotite, arsenopyrite, siderite, dolomite, calcite, quartz, chlorite, K-feldspar, biotite, apatite, freibergite, tetrahedrite, cobaltite | Resin blocks containing each sample were produced following standard procedures and used for Mineral Liberation Analysis (MLA) mapping and subsequent LA-ICP-MS analyses | LA-ICPMS, EMPA, SEM-EDS | NWR213 solid state 213 nm laser ablation system coupled with an Agilent 7900 quadrupole ICP-MS; Cameca SXFive Electron Microprobe; Quanta600 SEM | Adelaide Microscopy | Ablation was conducted in an atmosphere of He (0.6 L/min) that was mixed with Ar (0.88 L/min) upon leaving the ablation cell; 70 µm diameter spot size with a 25:2 standard sample bracketing approach (2 standards analysed twice every 25 unknowns); MLA maps were acquired using the raster mode with an X-ray spectra collected every 4 µm | STDGL3 (CODES, University of Tasmania; Danyushevsky et al., 2011); GSD-1G | 209.5 |  | 1.9 |  | 0.91 | [9 empty] | 6.57 | [5 empty] | 3.74 | [5 empty] | 1.574 | [15 empty] | 291100 |  | 0.126 | [11 empty] | 44.97 | [13 empty] | 0.271 | [9 empty] | 0.421 | [5 empty] | 3.11 | [15 empty] | 409700 |  | 1.941 |  |  |  | 4.17 | [5 empty] | 26.77 | [13 empty] | 0.447 | [13 empty] | 414 |  |  |  |  | 2020 | Cave, B., et al. (2020), Ore Geology Reviews 124, 103647 |  | AUS | Queensland
| Mount Isa Copper Operations, Black Star Mine | No. 5 and No. 9 Pb-Zn orebodies, 650 Cu orebody, 1100 Cu orebody, 3000 Cu orebody | Seafloor hydrothermal | Sedimentary Exhalative (SEDEX) | SEDEX zinc-lead-copper | Cu, Pb, Zn | Ag | Cu, Pb, Zn, Ag | Cave et al., 2020 |  | 8-200209312cpy1-4 | 8-200209312cpy1-4-1 | underground mine, open pit |  |  |  |  | ore material | drill core, polished section | drill core | mineral separate | [5 empty] | mineralisation |  |  |  | chalcopyrite, sphalerite, galena | Cu mineralisation stage, Pb-Zn mineralisation stage | replacement, vein infill, stratabound | coarse-grained, medium-grained, fine-grained, stratabound, discordant veins, replacement, infill |  |  |  | pyrite, pyrrhotite, arsenopyrite, siderite, dolomite, calcite, quartz, chlorite, K-feldspar, biotite, apatite, freibergite, tetrahedrite, cobaltite | Resin blocks containing each sample were produced following standard procedures and used for Mineral Liberation Analysis (MLA) mapping and subsequent LA-ICP-MS analyses | LA-ICPMS, EMPA, SEM-EDS | NWR213 solid state 213 nm laser ablation system coupled with an Agilent 7900 quadrupole ICP-MS; Cameca SXFive Electron Microprobe; Quanta600 SEM | Adelaide Microscopy | Ablation was conducted in an atmosphere of He (0.6 L/min) that was mixed with Ar (0.88 L/min) upon leaving the ablation cell; 70 µm diameter spot size with a 25:2 standard sample bracketing approach (2 standards analysed twice every 25 unknowns); MLA maps were acquired using the raster mode with an X-ray spectra collected every 4 µm | STDGL3 (CODES, University of Tasmania; Danyushevsky et al., 2011); GSD-1G | 205.9 |  | 0.47 |  | 0.72 | [9 empty] | 5.3 | [5 empty] | 3.68 | [5 empty] | 1.671 | [15 empty] | 289600 |  | 0.123 | [11 empty] | 41.13 | [23 empty] | 0.221 | [5 empty] | 3.14 | [15 empty] | 384400 |  | 3.42 |  |  |  | 3.67 | [5 empty] | 23.54 | [13 empty] | 0.372 | [13 empty] | 486 |  |  |  |  | 2020 | Cave, B., et al. (2020), Ore Geology Reviews 124, 103647 |  | AUS | Queensland
| Mount Isa Copper Operations, Black Star Mine | No. 5 and No. 9 Pb-Zn orebodies, 650 Cu orebody, 1100 Cu orebody, 3000 Cu orebody | Seafloor hydrothermal | Sedimentary Exhalative (SEDEX) | SEDEX zinc-lead-copper | Cu, Pb, Zn | Ag | Cu, Pb, Zn, Ag | Cave et al., 2020 |  | 9-200209312cpy1-5 | 9-200209312cpy1-5-1 | underground mine, open pit |  |  |  |  | ore material | drill core, polished section | drill core | mineral separate | [5 empty] | mineralisation |  |  |  | chalcopyrite, sphalerite, galena | Cu mineralisation stage, Pb-Zn mineralisation stage | replacement, vein infill, stratabound | coarse-grained, medium-grained, fine-grained, stratabound, discordant veins, replacement, infill |  |  |  | pyrite, pyrrhotite, arsenopyrite, siderite, dolomite, calcite, quartz, chlorite, K-feldspar, biotite, apatite, freibergite, tetrahedrite, cobaltite | Resin blocks containing each sample were produced following standard procedures and used for Mineral Liberation Analysis (MLA) mapping and subsequent LA-ICP-MS analyses | LA-ICPMS, EMPA, SEM-EDS | NWR213 solid state 213 nm laser ablation system coupled with an Agilent 7900 quadrupole ICP-MS; Cameca SXFive Electron Microprobe; Quanta600 SEM | Adelaide Microscopy | Ablation was conducted in an atmosphere of He (0.6 L/min) that was mixed with Ar (0.88 L/min) upon leaving the ablation cell; 70 µm diameter spot size with a 25:2 standard sample bracketing approach (2 standards analysed twice every 25 unknowns); MLA maps were acquired using the raster mode with an X-ray spectra collected every 4 µm | STDGL3 (CODES, University of Tasmania; Danyushevsky et al., 2011); GSD-1G | 205.3 |  | 0.53 |  | 0.68 | [9 empty] | 3.7 | [5 empty] | 4.09 | [5 empty] | 1.271 | [15 empty] | 287400 |  | 0.119 | [11 empty] | 41.21 | [23 empty] | 0.351 | [5 empty] | 1.742 | [15 empty] | 374900 |  | 2.02 |  |  |  | 3.54 | [5 empty] | 23.42 | [27 empty] | 543 |  |  |  |  | 2020 | Cave, B., et al. (2020), Ore Geology Reviews 124, 103647 |  | AUS | Queensland
| Mount Isa Copper Operations, Black Star Mine | No. 5 and No. 9 Pb-Zn orebodies, 650 Cu orebody, 1100 Cu orebody, 3000 Cu orebody | Seafloor hydrothermal | Sedimentary Exhalative (SEDEX) | SEDEX zinc-lead-copper | Cu, Pb, Zn | Ag | Cu, Pb, Zn, Ag | Cave et al., 2020 |  | 10-200209312cpy1-6 | 10-200209312cpy1-6-1 | underground mine, open pit |  |  |  |  | ore material | drill core, polished section | drill core | mineral separate | [5 empty] | mineralisation |  |  |  | chalcopyrite, sphalerite, galena | Cu mineralisation stage, Pb-Zn mineralisation stage | replacement, vein infill, stratabound | coarse-grained, medium-grained, fine-grained, stratabound, discordant veins, replacement, infill |  |  |  | pyrite, pyrrhotite, arsenopyrite, siderite, dolomite, calcite, quartz, chlorite, K-feldspar, biotite, apatite, freibergite, tetrahedrite, cobaltite | Resin blocks containing each sample were produced following standard procedures and used for Mineral Liberation Analysis (MLA) mapping and subsequent LA-ICP-MS analyses | LA-ICPMS, EMPA, SEM-EDS | NWR213 solid state 213 nm laser ablation system coupled with an Agilent 7900 quadrupole ICP-MS; Cameca SXFive Electron Microprobe; Quanta600 SEM | Adelaide Microscopy | Ablation was conducted in an atmosphere of He (0.6 L/min) that was mixed with Ar (0.88 L/min) upon leaving the ablation cell; 70 µm diameter spot size with a 25:2 standard sample bracketing approach (2 standards analysed twice every 25 unknowns); MLA maps were acquired using the raster mode with an X-ray spectra collected every 4 µm | STDGL3 (CODES, University of Tasmania; Danyushevsky et al., 2011); GSD-1G | 217 |  | 0.53 |  | 0.61 | [9 empty] | 4.19 | [5 empty] | 3.64 | [5 empty] | 1.09 | [15 empty] | 288800 |  | 0.105 | [11 empty] | 40.43 | [23 empty] | 0.3 | [5 empty] | 3.19 | [15 empty] | 377500 |  | 2.79 |  |  |  | 3.55 | [5 empty] | 24.18 | [13 empty] | 0.178 | [13 empty] | 492 |  |  |  |  | 2020 | Cave, B., et al. (2020), Ore Geology Reviews 124, 103647 |  | AUS | Queensland
| Mount Isa Copper Operations, Black Star Mine | No. 5 and No. 9 Pb-Zn orebodies, 650 Cu orebody, 1100 Cu orebody, 3000 Cu orebody | Seafloor hydrothermal | Sedimentary Exhalative (SEDEX) | SEDEX zinc-lead-copper | Cu, Pb, Zn | Ag | Cu, Pb, Zn, Ag | Cave et al., 2020 |  | 11-200209312cpy1-7 | 11-200209312cpy1-7-1 | underground mine, open pit |  |  |  |  | ore material | drill core, polished section | drill core | mineral separate | [5 empty] | mineralisation |  |  |  | chalcopyrite, sphalerite, galena | Cu mineralisation stage, Pb-Zn mineralisation stage | replacement, vein infill, stratabound | coarse-grained, medium-grained, fine-grained, stratabound, discordant veins, replacement, infill |  |  |  | pyrite, pyrrhotite, arsenopyrite, siderite, dolomite, calcite, quartz, chlorite, K-feldspar, biotite, apatite, freibergite, tetrahedrite, cobaltite | Resin blocks containing each sample were produced following standard procedures and used for Mineral Liberation Analysis (MLA) mapping and subsequent LA-ICP-MS analyses | LA-ICPMS, EMPA, SEM-EDS | NWR213 solid state 213 nm laser ablation system coupled with an Agilent 7900 quadrupole ICP-MS; Cameca SXFive Electron Microprobe; Quanta600 SEM | Adelaide Microscopy | Ablation was conducted in an atmosphere of He (0.6 L/min) that was mixed with Ar (0.88 L/min) upon leaving the ablation cell; 70 µm diameter spot size with a 25:2 standard sample bracketing approach (2 standards analysed twice every 25 unknowns); MLA maps were acquired using the raster mode with an X-ray spectra collected every 4 µm | STDGL3 (CODES, University of Tasmania; Danyushevsky et al., 2011); GSD-1G | 209.5 |  | 9.3 |  | 0.58 | [9 empty] | 3.79 | [5 empty] | 3.39 | [5 empty] | 1.45 | [15 empty] | 285300 |  | 0.219 | [11 empty] | 43.1 | [13 empty] | 0.202 | [9 empty] | 0.56 | [5 empty] | 4.69 | [15 empty] | 390900 |  | 1.82 |  |  |  | 2.78 | [5 empty] | 26.15 | [7 empty] | 0.23 | [5 empty] | 0.221 | [13 empty] | 390.3 |  |  |  |  | 2020 | Cave, B., et al. (2020), Ore Geology Reviews 124, 103647 |  | AUS | Queensland
| Mount Isa Copper Operations, Black Star Mine | No. 5 and No. 9 Pb-Zn orebodies, 650 Cu orebody, 1100 Cu orebody, 3000 Cu orebody | Seafloor hydrothermal | Sedimentary Exhalative (SEDEX) | SEDEX zinc-lead-copper | Cu, Pb, Zn | Ag | Cu, Pb, Zn, Ag | Cave et al., 2020 |  | 12-200209312cpy1-8 | 12-200209312cpy1-8-1 | underground mine, open pit |  |  |  |  | ore material | drill core, polished section | drill core | mineral separate | [5 empty] | mineralisation |  |  |  | chalcopyrite, sphalerite, galena | Cu mineralisation stage, Pb-Zn mineralisation stage | replacement, vein infill, stratabound | coarse-grained, medium-grained, fine-grained, stratabound, discordant veins, replacement, infill |  |  |  | pyrite, pyrrhotite, arsenopyrite, siderite, dolomite, calcite, quartz, chlorite, K-feldspar, biotite, apatite, freibergite, tetrahedrite, cobaltite | Resin blocks containing each sample were produced following standard procedures and used for Mineral Liberation Analysis (MLA) mapping and subsequent LA-ICP-MS analyses | LA-ICPMS, EMPA, SEM-EDS | NWR213 solid state 213 nm laser ablation system coupled with an Agilent 7900 quadrupole ICP-MS; Cameca SXFive Electron Microprobe; Quanta600 SEM | Adelaide Microscopy | Ablation was conducted in an atmosphere of He (0.6 L/min) that was mixed with Ar (0.88 L/min) upon leaving the ablation cell; 70 µm diameter spot size with a 25:2 standard sample bracketing approach (2 standards analysed twice every 25 unknowns); MLA maps were acquired using the raster mode with an X-ray spectra collected every 4 µm | STDGL3 (CODES, University of Tasmania; Danyushevsky et al., 2011); GSD-1G | 221.9 |  |  |  | 0.52 | [9 empty] | 2.99 | [5 empty] | 3.73 | [5 empty] | 1.121 | [15 empty] | 287600 |  | 0.241 | [11 empty] | 42.89 | [13 empty] | 0.198 | [9 empty] | 0.312 | [5 empty] | 0.994 | [15 empty] | 380300 |  | 1.071 |  |  |  | 2.63 | [5 empty] | 25.66 | [7 empty] | 0.2 | [5 empty] | 1.17 | [13 empty] | 488 |  |  |  |  | 2020 | Cave, B., et al. (2020), Ore Geology Reviews 124, 103647 |  | AUS | Queensland
| Mount Isa Copper Operations, Black Star Mine | No. 5 and No. 9 Pb-Zn orebodies, 650 Cu orebody, 1100 Cu orebody, 3000 Cu orebody | Seafloor hydrothermal | Sedimentary Exhalative (SEDEX) | SEDEX zinc-lead-copper | Cu, Pb, Zn | Ag | Cu, Pb, Zn, Ag | Cave et al., 2020 |  | 13-200209312cpy1-9 | 13-200209312cpy1-9-1 | underground mine, open pit |  |  |  |  | ore material | drill core, polished section | drill core | mineral separate | [5 empty] | mineralisation |  |  |  | chalcopyrite, sphalerite, galena | Cu mineralisation stage, Pb-Zn mineralisation stage | replacement, vein infill, stratabound | coarse-grained, medium-grained, fine-grained, stratabound, discordant veins, replacement, infill |  |  |  | pyrite, pyrrhotite, arsenopyrite, siderite, dolomite, calcite, quartz, chlorite, K-feldspar, biotite, apatite, freibergite, tetrahedrite, cobaltite | Resin blocks containing each sample were produced following standard procedures and used for Mineral Liberation Analysis (MLA) mapping and subsequent LA-ICP-MS analyses | LA-ICPMS, EMPA, SEM-EDS | NWR213 solid state 213 nm laser ablation system coupled with an Agilent 7900 quadrupole ICP-MS; Cameca SXFive Electron Microprobe; Quanta600 SEM | Adelaide Microscopy | Ablation was conducted in an atmosphere of He (0.6 L/min) that was mixed with Ar (0.88 L/min) upon leaving the ablation cell; 70 µm diameter spot size with a 25:2 standard sample bracketing approach (2 standards analysed twice every 25 unknowns); MLA maps were acquired using the raster mode with an X-ray spectra collected every 4 µm | STDGL3 (CODES, University of Tasmania; Danyushevsky et al., 2011); GSD-1G | 214.5 |  | 6.8 | [11 empty] | 4.05 | [5 empty] | 4.32 | [5 empty] | 20.1 | [15 empty] | 288600 |  | 0.139 | [11 empty] | 41.21 | [23 empty] | 29.4 | [5 empty] | 2.47 | [15 empty] | 396500 |  | 2.54 |  |  |  | 3.6 | [5 empty] | 25.06 | [13 empty] | 0.148 | [13 empty] | 600 |  |  |  |  | 2020 | Cave, B., et al. (2020), Ore Geology Reviews 124, 103647 |  | AUS | Queensland
| Mount Isa Copper Operations, Black Star Mine | No. 5 and No. 9 Pb-Zn orebodies, 650 Cu orebody, 1100 Cu orebody, 3000 Cu orebody | Seafloor hydrothermal | Sedimentary Exhalative (SEDEX) | SEDEX zinc-lead-copper | Cu, Pb, Zn | Ag | Cu, Pb, Zn, Ag | Cave et al., 2020 |  | 14-200209312cpy1-10 | 14-200209312cpy1-10-1 | underground mine, open pit |  |  |  |  | ore material | drill core, polished section | drill core | mineral separate | [5 empty] | mineralisation |  |  |  | chalcopyrite, sphalerite, galena | Cu mineralisation stage, Pb-Zn mineralisation stage | replacement, vein infill, stratabound | coarse-grained, medium-grained, fine-grained, stratabound, discordant veins, replacement, infill |  |  |  | pyrite, pyrrhotite, arsenopyrite, siderite, dolomite, calcite, quartz, chlorite, K-feldspar, biotite, apatite, freibergite, tetrahedrite, cobaltite | Resin blocks containing each sample were produced following standard procedures and used for Mineral Liberation Analysis (MLA) mapping and subsequent LA-ICP-MS analyses | LA-ICPMS, EMPA, SEM-EDS | NWR213 solid state 213 nm laser ablation system coupled with an Agilent 7900 quadrupole ICP-MS; Cameca SXFive Electron Microprobe; Quanta600 SEM | Adelaide Microscopy | Ablation was conducted in an atmosphere of He (0.6 L/min) that was mixed with Ar (0.88 L/min) upon leaving the ablation cell; 70 µm diameter spot size with a 25:2 standard sample bracketing approach (2 standards analysed twice every 25 unknowns); MLA maps were acquired using the raster mode with an X-ray spectra collected every 4 µm | STDGL3 (CODES, University of Tasmania; Danyushevsky et al., 2011); GSD-1G | 220 |  | 1.15 |  | 0.67 | [9 empty] | 5.83 | [5 empty] | 3.99 | [5 empty] | 0.798 | [15 empty] | 284500 |  | 0.108 | [11 empty] | 43.68 | [13 empty] | 0.34 | [9 empty] | 0.51 | [5 empty] | 9.02 | [15 empty] | 414000 |  | 3.74 |  |  |  | 3.8 | [5 empty] | 26.88 | [13 empty] | 0.685 | [13 empty] | 481 |  |  |  |  | 2020 | Cave, B., et al. (2020), Ore Geology Reviews 124, 103647 |  | AUS | Queensland
| Mount Isa Copper Operations, Black Star Mine | No. 5 and No. 9 Pb-Zn orebodies, 650 Cu orebody, 1100 Cu orebody, 3000 Cu orebody | Seafloor hydrothermal | Sedimentary Exhalative (SEDEX) | SEDEX zinc-lead-copper | Cu, Pb, Zn | Ag | Cu, Pb, Zn, Ag | Cave et al., 2020 |  | 15-200209312cpy1-11 | 15-200209312cpy1-11-1 | underground mine, open pit |  |  |  |  | ore material | drill core, polished section | drill core | mineral separate | [5 empty] | mineralisation |  |  |  | chalcopyrite, sphalerite, galena | Cu mineralisation stage, Pb-Zn mineralisation stage | replacement, vein infill, stratabound | coarse-grained, medium-grained, fine-grained, stratabound, discordant veins, replacement, infill |  |  |  | pyrite, pyrrhotite, arsenopyrite, siderite, dolomite, calcite, quartz, chlorite, K-feldspar, biotite, apatite, freibergite, tetrahedrite, cobaltite | Resin blocks containing each sample were produced following standard procedures and used for Mineral Liberation Analysis (MLA) mapping and subsequent LA-ICP-MS analyses | LA-ICPMS, EMPA, SEM-EDS | NWR213 solid state 213 nm laser ablation system coupled with an Agilent 7900 quadrupole ICP-MS; Cameca SXFive Electron Microprobe; Quanta600 SEM | Adelaide Microscopy | Ablation was conducted in an atmosphere of He (0.6 L/min) that was mixed with Ar (0.88 L/min) upon leaving the ablation cell; 70 µm diameter spot size with a 25:2 standard sample bracketing approach (2 standards analysed twice every 25 unknowns); MLA maps were acquired using the raster mode with an X-ray spectra collected every 4 µm | STDGL3 (CODES, University of Tasmania; Danyushevsky et al., 2011); GSD-1G | 215.4 |  |  |  | 0.69 | [9 empty] | 4.53 | [5 empty] | 4.33 | [5 empty] | 1.04 | [15 empty] | 286600 |  | 0.129 | [11 empty] | 41.71 | [23 empty] | 0.4 | [5 empty] | 5.69 | [15 empty] | 393700 |  | 4.32 |  |  |  | 2.8 | [5 empty] | 24.82 | [13 empty] | 0.28 | [13 empty] | 497 |  |  |  |  | 2020 | Cave, B., et al. (2020), Ore Geology Reviews 124, 103647 |  | AUS | Queensland
| Mount Isa Copper Operations, Black Star Mine | No. 5 and No. 9 Pb-Zn orebodies, 650 Cu orebody, 1100 Cu orebody, 3000 Cu orebody | Seafloor hydrothermal | Sedimentary Exhalative (SEDEX) | SEDEX zinc-lead-copper | Cu, Pb, Zn | Ag | Cu, Pb, Zn, Ag | Cave et al., 2020 |  | 16-200209312cpy1-12 | 16-200209312cpy1-12-1 | underground mine, open pit |  |  |  |  | ore material | drill core, polished section | drill core | mineral separate | [5 empty] | mineralisation |  |  |  | chalcopyrite, sphalerite, galena | Cu mineralisation stage, Pb-Zn mineralisation stage | replacement, vein infill, stratabound | coarse-grained, medium-grained, fine-grained, stratabound, discordant veins, replacement, infill |  |  |  | pyrite, pyrrhotite, arsenopyrite, siderite, dolomite, calcite, quartz, chlorite, K-feldspar, biotite, apatite, freibergite, tetrahedrite, cobaltite | Resin blocks containing each sample were produced following standard procedures and used for Mineral Liberation Analysis (MLA) mapping and subsequent LA-ICP-MS analyses | LA-ICPMS, EMPA, SEM-EDS | NWR213 solid state 213 nm laser ablation system coupled with an Agilent 7900 quadrupole ICP-MS; Cameca SXFive Electron Microprobe; Quanta600 SEM | Adelaide Microscopy | Ablation was conducted in an atmosphere of He (0.6 L/min) that was mixed with Ar (0.88 L/min) upon leaving the ablation cell; 70 µm diameter spot size with a 25:2 standard sample bracketing approach (2 standards analysed twice every 25 unknowns); MLA maps were acquired using the raster mode with an X-ray spectra collected every 4 µm | STDGL3 (CODES, University of Tasmania; Danyushevsky et al., 2011); GSD-1G | 212.7 |  | 114 |  | 0.62 | [9 empty] | 5.48 | [5 empty] | 4.53 | [5 empty] | 0.854 | [15 empty] | 288800 |  | 0.199 | [11 empty] | 42.54 | [13 empty] | 0.63 | [9 empty] | 0.3 | [5 empty] | 6.53 | [15 empty] | 402400 |  | 3.18 |  |  |  | 3.2 | [5 empty] | 26.3 | [13 empty] | 0.558 | [13 empty] | 598 |  |  |  |  | 2020 | Cave, B., et al. (2020), Ore Geology Reviews 124, 103647 |  | AUS | Queensland
| Mount Isa Copper Operations, Black Star Mine | No. 5 and No. 9 Pb-Zn orebodies, 650 Cu orebody, 1100 Cu orebody, 3000 Cu orebody | Seafloor hydrothermal | Sedimentary Exhalative (SEDEX) | SEDEX zinc-lead-copper | Cu, Pb, Zn | Ag | Cu, Pb, Zn, Ag | Cave et al., 2020 |  | 17-200209312cpy1-13 | 17-200209312cpy1-13-1 | underground mine, open pit |  |  |  |  | ore material | drill core, polished section | drill core | mineral separate | [5 empty] | mineralisation |  |  |  | chalcopyrite, sphalerite, galena | Cu mineralisation stage, Pb-Zn mineralisation stage | replacement, vein infill, stratabound | coarse-grained, medium-grained, fine-grained, stratabound, discordant veins, replacement, infill |  |  |  | pyrite, pyrrhotite, arsenopyrite, siderite, dolomite, calcite, quartz, chlorite, K-feldspar, biotite, apatite, freibergite, tetrahedrite, cobaltite | Resin blocks containing each sample were produced following standard procedures and used for Mineral Liberation Analysis (MLA) mapping and subsequent LA-ICP-MS analyses | LA-ICPMS, EMPA, SEM-EDS | NWR213 solid state 213 nm laser ablation system coupled with an Agilent 7900 quadrupole ICP-MS; Cameca SXFive Electron Microprobe; Quanta600 SEM | Adelaide Microscopy | Ablation was conducted in an atmosphere of He (0.6 L/min) that was mixed with Ar (0.88 L/min) upon leaving the ablation cell; 70 µm diameter spot size with a 25:2 standard sample bracketing approach (2 standards analysed twice every 25 unknowns); MLA maps were acquired using the raster mode with an X-ray spectra collected every 4 µm | STDGL3 (CODES, University of Tasmania; Danyushevsky et al., 2011); GSD-1G | 215.4 |  | 0.88 |  | 0.5 | [9 empty] | 5.17 | [5 empty] | 4.42 | [5 empty] | 0.964 | [15 empty] | 287400 |  | 0.075 | [11 empty] | 45.07 | [23 empty] | 0.31 | [5 empty] | 5.9 | [15 empty] | 397500 |  | 3.9 |  |  |  | 3.4 | [5 empty] | 25.8 | [13 empty] | 0.502 | [13 empty] | 564 |  |  |  |  | 2020 | Cave, B., et al. (2020), Ore Geology Reviews 124, 103647 |  | AUS | Queensland
| Mount Isa Copper Operations, Black Star Mine | No. 5 and No. 9 Pb-Zn orebodies, 650 Cu orebody, 1100 Cu orebody, 3000 Cu orebody | Seafloor hydrothermal | Sedimentary Exhalative (SEDEX) | SEDEX zinc-lead-copper | Cu, Pb, Zn | Ag | Cu, Pb, Zn, Ag | Cave et al., 2020 |  | 18-200209312cpy1-14 | 18-200209312cpy1-14-1 | underground mine, open pit |  |  |  |  | ore material | drill core, polished section | drill core | mineral separate | [5 empty] | mineralisation |  |  |  | chalcopyrite, sphalerite, galena | Cu mineralisation stage, Pb-Zn mineralisation stage | replacement, vein infill, stratabound | coarse-grained, medium-grained, fine-grained, stratabound, discordant veins, replacement, infill |  |  |  | pyrite, pyrrhotite, arsenopyrite, siderite, dolomite, calcite, quartz, chlorite, K-feldspar, biotite, apatite, freibergite, tetrahedrite, cobaltite | Resin blocks containing each sample were produced following standard procedures and used for Mineral Liberation Analysis (MLA) mapping and subsequent LA-ICP-MS analyses | LA-ICPMS, EMPA, SEM-EDS | NWR213 solid state 213 nm laser ablation system coupled with an Agilent 7900 quadrupole ICP-MS; Cameca SXFive Electron Microprobe; Quanta600 SEM | Adelaide Microscopy | Ablation was conducted in an atmosphere of He (0.6 L/min) that was mixed with Ar (0.88 L/min) upon leaving the ablation cell; 70 µm diameter spot size with a 25:2 standard sample bracketing approach (2 standards analysed twice every 25 unknowns); MLA maps were acquired using the raster mode with an X-ray spectra collected every 4 µm | STDGL3 (CODES, University of Tasmania; Danyushevsky et al., 2011); GSD-1G | 215.2 |  | 1.48 |  | 0.59 | [9 empty] | 4.87 | [5 empty] | 5.84 | [5 empty] | 1.33 | [15 empty] | 291600 |  | 0.132 | [11 empty] | 44.89 | [23 empty] | 0.45 | [5 empty] | 6.02 | [15 empty] | 401000 |  | 4.48 |  |  |  | 2.4 | [5 empty] | 25.59 | [13 empty] | 0.178 | [13 empty] | 843 |  |  |  |  | 2020 | Cave, B., et al. (2020), Ore Geology Reviews 124, 103647 |  | AUS | Queensland
| Mount Isa Copper Operations, Black Star Mine | No. 5 and No. 9 Pb-Zn orebodies, 650 Cu orebody, 1100 Cu orebody, 3000 Cu orebody | Seafloor hydrothermal | Sedimentary Exhalative (SEDEX) | SEDEX zinc-lead-copper | Cu, Pb, Zn | Ag | Cu, Pb, Zn, Ag | Cave et al., 2020 |  | 19-200209312cpy1-15 | 19-200209312cpy1-15-1 | underground mine, open pit |  |  |  |  | ore material | drill core, polished section | drill core | mineral separate | [5 empty] | mineralisation |  |  |  | chalcopyrite, sphalerite, galena | Cu mineralisation stage, Pb-Zn mineralisation stage | replacement, vein infill, stratabound | coarse-grained, medium-grained, fine-grained, stratabound, discordant veins, replacement, infill |  |  |  | pyrite, pyrrhotite, arsenopyrite, siderite, dolomite, calcite, quartz, chlorite, K-feldspar, biotite, apatite, freibergite, tetrahedrite, cobaltite | Resin blocks containing each sample were produced following standard procedures and used for Mineral Liberation Analysis (MLA) mapping and subsequent LA-ICP-MS analyses | LA-ICPMS, EMPA, SEM-EDS | NWR213 solid state 213 nm laser ablation system coupled with an Agilent 7900 quadrupole ICP-MS; Cameca SXFive Electron Microprobe; Quanta600 SEM | Adelaide Microscopy | Ablation was conducted in an atmosphere of He (0.6 L/min) that was mixed with Ar (0.88 L/min) upon leaving the ablation cell; 70 µm diameter spot size with a 25:2 standard sample bracketing approach (2 standards analysed twice every 25 unknowns); MLA maps were acquired using the raster mode with an X-ray spectra collected every 4 µm | STDGL3 (CODES, University of Tasmania; Danyushevsky et al., 2011); GSD-1G | 232.1 |  | 1.24 | [11 empty] | 9.94 | [5 empty] | 6.01 | [5 empty] | 1.55 | [15 empty] | 289900 |  | 0.093 | [11 empty] | 46.86 | [13 empty] | 0.31 | [9 empty] | 0.31 | [5 empty] | 21.5 | [15 empty] | 409200 |  | 6.83 |  |  |  | 2.8 | [5 empty] | 26.61 | [13 empty] | 1.184 | [13 empty] | 820 |  |  |  |  | 2020 | Cave, B., et al. (2020), Ore Geology Reviews 124, 103647 |  | AUS | Queensland
| Mount Isa Copper Operations, Black Star Mine | No. 5 and No. 9 Pb-Zn orebodies, 650 Cu orebody, 1100 Cu orebody, 3000 Cu orebody | Seafloor hydrothermal | Sedimentary Exhalative (SEDEX) | SEDEX zinc-lead-copper | Cu, Pb, Zn | Ag | Cu, Pb, Zn, Ag | Cave et al., 2020 |  | 21-200209312cpy4-2 | 21-200209312cpy4-2-1 | underground mine, open pit |  |  |  |  | ore material | drill core, polished section | drill core | mineral separate | [5 empty] | mineralisation |  |  |  | chalcopyrite, sphalerite, galena | Cu mineralisation stage, Pb-Zn mineralisation stage | replacement, vein infill, stratabound | coarse-grained, medium-grained, fine-grained, stratabound, discordant veins, replacement, infill |  |  |  | pyrite, pyrrhotite, arsenopyrite, siderite, dolomite, calcite, quartz, chlorite, K-feldspar, biotite, apatite, freibergite, tetrahedrite, cobaltite | Resin blocks containing each sample were produced following standard procedures and used for Mineral Liberation Analysis (MLA) mapping and subsequent LA-ICP-MS analyses | LA-ICPMS, EMPA, SEM-EDS | NWR213 solid state 213 nm laser ablation system coupled with an Agilent 7900 quadrupole ICP-MS; Cameca SXFive Electron Microprobe; Quanta600 SEM | Adelaide Microscopy | Ablation was conducted in an atmosphere of He (0.6 L/min) that was mixed with Ar (0.88 L/min) upon leaving the ablation cell; 70 µm diameter spot size with a 25:2 standard sample bracketing approach (2 standards analysed twice every 25 unknowns); MLA maps were acquired using the raster mode with an X-ray spectra collected every 4 µm | STDGL3 (CODES, University of Tasmania; Danyushevsky et al., 2011); GSD-1G | 457.6 | [13 empty] | 3.33 | [5 empty] | 3.41 | [21 empty] | 291300 | [13 empty] | 62.52 | [23 empty] | 0.31 | [5 empty] | 1.72 | [15 empty] | 401000 |  | 2.01 |  |  |  | 3.1 | [5 empty] | 7.79 | [13 empty] | 0.122 | [13 empty] | 413 |  |  |  |  | 2020 | Cave, B., et al. (2020), Ore Geology Reviews 124, 103647 |  | AUS | Queensland
| Mount Isa Copper Operations, Black Star Mine | No. 5 and No. 9 Pb-Zn orebodies, 650 Cu orebody, 1100 Cu orebody, 3000 Cu orebody | Seafloor hydrothermal | Sedimentary Exhalative (SEDEX) | SEDEX zinc-lead-copper | Cu, Pb, Zn | Ag | Cu, Pb, Zn, Ag | Cave et al., 2020 |  | 22-200209312cpy4-3 | 22-200209312cpy4-3-1 | underground mine, open pit |  |  |  |  | ore material | drill core, polished section | drill core | mineral separate | [5 empty] | mineralisation |  |  |  | chalcopyrite, sphalerite, galena | Cu mineralisation stage, Pb-Zn mineralisation stage | replacement, vein infill, stratabound | coarse-grained, medium-grained, fine-grained, stratabound, discordant veins, replacement, infill |  |  |  | pyrite, pyrrhotite, arsenopyrite, siderite, dolomite, calcite, quartz, chlorite, K-feldspar, biotite, apatite, freibergite, tetrahedrite, cobaltite | Resin blocks containing each sample were produced following standard procedures and used for Mineral Liberation Analysis (MLA) mapping and subsequent LA-ICP-MS analyses | LA-ICPMS, EMPA, SEM-EDS | NWR213 solid state 213 nm laser ablation system coupled with an Agilent 7900 quadrupole ICP-MS; Cameca SXFive Electron Microprobe; Quanta600 SEM | Adelaide Microscopy | Ablation was conducted in an atmosphere of He (0.6 L/min) that was mixed with Ar (0.88 L/min) upon leaving the ablation cell; 70 µm diameter spot size with a 25:2 standard sample bracketing approach (2 standards analysed twice every 25 unknowns); MLA maps were acquired using the raster mode with an X-ray spectra collected every 4 µm | STDGL3 (CODES, University of Tasmania; Danyushevsky et al., 2011); GSD-1G | 439.4 |  | 1.72 |  | 0.46 | [9 empty] | 3.72 | [5 empty] | 3.66 | [21 empty] | 289400 | [13 empty] | 49.06 | [23 empty] | 0.77 | [5 empty] | 16.9 | [15 empty] | 412300 |  | 15.79 |  |  |  | 5 | [5 empty] | 11.28 | [13 empty] | 3.51 | [13 empty] | 517 |  |  |  |  | 2020 | Cave, B., et al. (2020), Ore Geology Reviews 124, 103647 |  | AUS | Queensland
| Mount Isa Copper Operations, Black Star Mine | No. 5 and No. 9 Pb-Zn orebodies, 650 Cu orebody, 1100 Cu orebody, 3000 Cu orebody | Seafloor hydrothermal | Sedimentary Exhalative (SEDEX) | SEDEX zinc-lead-copper | Cu, Pb, Zn | Ag | Cu, Pb, Zn, Ag | Cave et al., 2020 |  | 23-200209312cpy4-4 | 23-200209312cpy4-4-1 | underground mine, open pit |  |  |  |  | ore material | drill core, polished section | drill core | mineral separate | [5 empty] | mineralisation |  |  |  | chalcopyrite, sphalerite, galena | Cu mineralisation stage, Pb-Zn mineralisation stage | replacement, vein infill, stratabound | coarse-grained, medium-grained, fine-grained, stratabound, discordant veins, replacement, infill |  |  |  | pyrite, pyrrhotite, arsenopyrite, siderite, dolomite, calcite, quartz, chlorite, K-feldspar, biotite, apatite, freibergite, tetrahedrite, cobaltite | Resin blocks containing each sample were produced following standard procedures and used for Mineral Liberation Analysis (MLA) mapping and subsequent LA-ICP-MS analyses | LA-ICPMS, EMPA, SEM-EDS | NWR213 solid state 213 nm laser ablation system coupled with an Agilent 7900 quadrupole ICP-MS; Cameca SXFive Electron Microprobe; Quanta600 SEM | Adelaide Microscopy | Ablation was conducted in an atmosphere of He (0.6 L/min) that was mixed with Ar (0.88 L/min) upon leaving the ablation cell; 70 µm diameter spot size with a 25:2 standard sample bracketing approach (2 standards analysed twice every 25 unknowns); MLA maps were acquired using the raster mode with an X-ray spectra collected every 4 µm | STDGL3 (CODES, University of Tasmania; Danyushevsky et al., 2011); GSD-1G | 445.2 |  | 1.02 |  | 0.5 | [9 empty] | 2.55 | [5 empty] | 3.49 | [21 empty] | 292300 |  | 0.079 | [11 empty] | 114.1 | [23 empty] | 0.59 | [5 empty] | 2.66 | [15 empty] | 403000 |  | 2.57 |  |  |  | 3.6 | [5 empty] | 23.94 | [7 empty] | 0.43 | [5 empty] | 0.254 | [13 empty] | 511 |  |  |  |  | 2020 | Cave, B., et al. (2020), Ore Geology Reviews 124, 103647 |  | AUS | Queensland
| Mount Isa Copper Operations, Black Star Mine | No. 5 and No. 9 Pb-Zn orebodies, 650 Cu orebody, 1100 Cu orebody, 3000 Cu orebody | Seafloor hydrothermal | Sedimentary Exhalative (SEDEX) | SEDEX zinc-lead-copper | Cu, Pb, Zn | Ag | Cu, Pb, Zn, Ag | Cave et al., 2020 |  | 24-200209312cpy4-5 | 24-200209312cpy4-5-1 | underground mine, open pit |  |  |  |  | ore material | drill core, polished section | drill core | mineral separate | [5 empty] | mineralisation |  |  |  | chalcopyrite, sphalerite, galena | Cu mineralisation stage, Pb-Zn mineralisation stage | replacement, vein infill, stratabound | coarse-grained, medium-grained, fine-grained, stratabound, discordant veins, replacement, infill |  |  |  | pyrite, pyrrhotite, arsenopyrite, siderite, dolomite, calcite, quartz, chlorite, K-feldspar, biotite, apatite, freibergite, tetrahedrite, cobaltite | Resin blocks containing each sample were produced following standard procedures and used for Mineral Liberation Analysis (MLA) mapping and subsequent LA-ICP-MS analyses | LA-ICPMS, EMPA, SEM-EDS | NWR213 solid state 213 nm laser ablation system coupled with an Agilent 7900 quadrupole ICP-MS; Cameca SXFive Electron Microprobe; Quanta600 SEM | Adelaide Microscopy | Ablation was conducted in an atmosphere of He (0.6 L/min) that was mixed with Ar (0.88 L/min) upon leaving the ablation cell; 70 µm diameter spot size with a 25:2 standard sample bracketing approach (2 standards analysed twice every 25 unknowns); MLA maps were acquired using the raster mode with an X-ray spectra collected every 4 µm | STDGL3 (CODES, University of Tasmania; Danyushevsky et al., 2011); GSD-1G | 450.3 |  | 1.73 | [11 empty] | 2.42 | [5 empty] | 3.48 | [21 empty] | 296900 |  | 0.06 | [11 empty] | 96 | [23 empty] | 0.78 | [5 empty] | 3.22 | [15 empty] | 399700 |  | 2 |  |  |  | 5.6 | [5 empty] | 23.02 | [13 empty] | 0.202 | [13 empty] | 536 |  |  |  |  | 2020 | Cave, B., et al. (2020), Ore Geology Reviews 124, 103647 |  | AUS | Queensland
| Mount Isa Copper Operations, Black Star Mine | No. 5 and No. 9 Pb-Zn orebodies, 650 Cu orebody, 1100 Cu orebody, 3000 Cu orebody | Seafloor hydrothermal | Sedimentary Exhalative (SEDEX) | SEDEX zinc-lead-copper | Cu, Pb, Zn | Ag | Cu, Pb, Zn, Ag | Cave et al., 2020 |  | 25-200209312cpy4-6 | 25-200209312cpy4-6-1 | underground mine, open pit |  |  |  |  | ore material | drill core, polished section | drill core | mineral separate | [5 empty] | mineralisation |  |  |  | chalcopyrite, sphalerite, galena | Cu mineralisation stage, Pb-Zn mineralisation stage | replacement, vein infill, stratabound | coarse-grained, medium-grained, fine-grained, stratabound, discordant veins, replacement, infill |  |  |  | pyrite, pyrrhotite, arsenopyrite, siderite, dolomite, calcite, quartz, chlorite, K-feldspar, biotite, apatite, freibergite, tetrahedrite, cobaltite | Resin blocks containing each sample were produced following standard procedures and used for Mineral Liberation Analysis (MLA) mapping and subsequent LA-ICP-MS analyses | LA-ICPMS, EMPA, SEM-EDS | NWR213 solid state 213 nm laser ablation system coupled with an Agilent 7900 quadrupole ICP-MS; Cameca SXFive Electron Microprobe; Quanta600 SEM | Adelaide Microscopy | Ablation was conducted in an atmosphere of He (0.6 L/min) that was mixed with Ar (0.88 L/min) upon leaving the ablation cell; 70 µm diameter spot size with a 25:2 standard sample bracketing approach (2 standards analysed twice every 25 unknowns); MLA maps were acquired using the raster mode with an X-ray spectra collected every 4 µm | STDGL3 (CODES, University of Tasmania; Danyushevsky et al., 2011); GSD-1G | 450.2 | [13 empty] | 2.44 | [5 empty] | 3.9 | [21 empty] | 293400 | [13 empty] | 70.91 | [23 empty] | 0.54 | [5 empty] | 12.71 | [15 empty] | 398600 |  | 6.77 |  |  |  | 2.6 | [5 empty] | 11.08 | [13 empty] | 1.67 | [13 empty] | 581 |  |  |  |  | 2020 | Cave, B., et al. (2020), Ore Geology Reviews 124, 103647 |  | AUS | Queensland
| Mount Isa Copper Operations, Black Star Mine | No. 5 and No. 9 Pb-Zn orebodies, 650 Cu orebody, 1100 Cu orebody, 3000 Cu orebody | Seafloor hydrothermal | Sedimentary Exhalative (SEDEX) | SEDEX zinc-lead-copper | Cu, Pb, Zn | Ag | Cu, Pb, Zn, Ag | Cave et al., 2020 |  | 26-200209312cpy4-7 | 26-200209312cpy4-7-1 | underground mine, open pit |  |  |  |  | ore material | drill core, polished section | drill core | mineral separate | [5 empty] | mineralisation |  |  |  | chalcopyrite, sphalerite, galena | Cu mineralisation stage, Pb-Zn mineralisation stage | replacement, vein infill, stratabound | coarse-grained, medium-grained, fine-grained, stratabound, discordant veins, replacement, infill |  |  |  | pyrite, pyrrhotite, arsenopyrite, siderite, dolomite, calcite, quartz, chlorite, K-feldspar, biotite, apatite, freibergite, tetrahedrite, cobaltite | Resin blocks containing each sample were produced following standard procedures and used for Mineral Liberation Analysis (MLA) mapping and subsequent LA-ICP-MS analyses | LA-ICPMS, EMPA, SEM-EDS | NWR213 solid state 213 nm laser ablation system coupled with an Agilent 7900 quadrupole ICP-MS; Cameca SXFive Electron Microprobe; Quanta600 SEM | Adelaide Microscopy | Ablation was conducted in an atmosphere of He (0.6 L/min) that was mixed with Ar (0.88 L/min) upon leaving the ablation cell; 70 µm diameter spot size with a 25:2 standard sample bracketing approach (2 standards analysed twice every 25 unknowns); MLA maps were acquired using the raster mode with an X-ray spectra collected every 4 µm | STDGL3 (CODES, University of Tasmania; Danyushevsky et al., 2011); GSD-1G | 473.3 |  | 1.19 | [11 empty] | 2.29 | [5 empty] | 4.26 | [21 empty] | 286200 | [13 empty] | 49.69 | [23 empty] | 0.4 | [5 empty] | 7.49 | [15 empty] | 394800 |  | 3.65 |  |  |  | 3.2 | [5 empty] | 8.06 | [13 empty] | 0.846 | [13 empty] | 527 |  |  |  |  | 2020 | Cave, B., et al. (2020), Ore Geology Reviews 124, 103647 |  | AUS | Queensland
| Mount Isa Copper Operations, Black Star Mine | No. 5 and No. 9 Pb-Zn orebodies, 650 Cu orebody, 1100 Cu orebody, 3000 Cu orebody | Seafloor hydrothermal | Sedimentary Exhalative (SEDEX) | SEDEX zinc-lead-copper | Cu, Pb, Zn | Ag | Cu, Pb, Zn, Ag | Cave et al., 2020 |  | 27-200209312cpy4-8 | 27-200209312cpy4-8-1 | underground mine, open pit |  |  |  |  | ore material | drill core, polished section | drill core | mineral separate | [5 empty] | mineralisation |  |  |  | chalcopyrite, sphalerite, galena | Cu mineralisation stage, Pb-Zn mineralisation stage | replacement, vein infill, stratabound | coarse-grained, medium-grained, fine-grained, stratabound, discordant veins, replacement, infill |  |  |  | pyrite, pyrrhotite, arsenopyrite, siderite, dolomite, calcite, quartz, chlorite, K-feldspar, biotite, apatite, freibergite, tetrahedrite, cobaltite | Resin blocks containing each sample were produced following standard procedures and used for Mineral Liberation Analysis (MLA) mapping and subsequent LA-ICP-MS analyses | LA-ICPMS, EMPA, SEM-EDS | NWR213 solid state 213 nm laser ablation system coupled with an Agilent 7900 quadrupole ICP-MS; Cameca SXFive Electron Microprobe; Quanta600 SEM | Adelaide Microscopy | Ablation was conducted in an atmosphere of He (0.6 L/min) that was mixed with Ar (0.88 L/min) upon leaving the ablation cell; 70 µm diameter spot size with a 25:2 standard sample bracketing approach (2 standards analysed twice every 25 unknowns); MLA maps were acquired using the raster mode with an X-ray spectra collected every 4 µm | STDGL3 (CODES, University of Tasmania; Danyushevsky et al., 2011); GSD-1G | 425.8 | [13 empty] | 2.37 | [5 empty] | 3.73 | [21 empty] | 288400 |  | 0.081 | [11 empty] | 98.1 | [13 empty] | 0.26 | [9 empty] | 0.97 | [5 empty] | 2.89 | [15 empty] | 395400 |  | 1.29 |  |  |  | 5.5 | [5 empty] | 25.1 | [13 empty] | 0.276 | [13 empty] | 650 |  |  |  |  | 2020 | Cave, B., et al. (2020), Ore Geology Reviews 124, 103647 |  | AUS | Queensland
| Mount Isa Copper Operations, Black Star Mine | No. 5 and No. 9 Pb-Zn orebodies, 650 Cu orebody, 1100 Cu orebody, 3000 Cu orebody | Seafloor hydrothermal | Sedimentary Exhalative (SEDEX) | SEDEX zinc-lead-copper | Cu, Pb, Zn | Ag | Cu, Pb, Zn, Ag | Cave et al., 2020 |  | 32-200209312cpy4-9 | 32-200209312cpy4-9-1 | underground mine, open pit |  |  |  |  | ore material | drill core, polished section | drill core | mineral separate | [5 empty] | mineralisation |  |  |  | chalcopyrite, sphalerite, galena | Cu mineralisation stage, Pb-Zn mineralisation stage | replacement, vein infill, stratabound | coarse-grained, medium-grained, fine-grained, stratabound, discordant veins, replacement, infill |  |  |  | pyrite, pyrrhotite, arsenopyrite, siderite, dolomite, calcite, quartz, chlorite, K-feldspar, biotite, apatite, freibergite, tetrahedrite, cobaltite | Resin blocks containing each sample were produced following standard procedures and used for Mineral Liberation Analysis (MLA) mapping and subsequent LA-ICP-MS analyses | LA-ICPMS, EMPA, SEM-EDS | NWR213 solid state 213 nm laser ablation system coupled with an Agilent 7900 quadrupole ICP-MS; Cameca SXFive Electron Microprobe; Quanta600 SEM | Adelaide Microscopy | Ablation was conducted in an atmosphere of He (0.6 L/min) that was mixed with Ar (0.88 L/min) upon leaving the ablation cell; 70 µm diameter spot size with a 25:2 standard sample bracketing approach (2 standards analysed twice every 25 unknowns); MLA maps were acquired using the raster mode with an X-ray spectra collected every 4 µm | STDGL3 (CODES, University of Tasmania; Danyushevsky et al., 2011); GSD-1G | 196.3 | [13 empty] | 4.29 | [5 empty] | 3.9 | [21 empty] | 294100 |  | 0.162 | [11 empty] | 148.8 | [23 empty] | 1.09 | [5 empty] | 7.39 | [15 empty] | 411700 |  | 7.05 |  |  |  | 8.2 | [5 empty] | 30.07 | [7 empty] | 0.51 | [5 empty] | 0.833 | [13 empty] | 598 |  |  |  |  | 2020 | Cave, B., et al. (2020), Ore Geology Reviews 124, 103647 |  | AUS | Queensland
| Mount Isa Copper Operations, Black Star Mine | No. 5 and No. 9 Pb-Zn orebodies, 650 Cu orebody, 1100 Cu orebody, 3000 Cu orebody | Seafloor hydrothermal | Sedimentary Exhalative (SEDEX) | SEDEX zinc-lead-copper | Cu, Pb, Zn | Ag | Cu, Pb, Zn, Ag | Cave et al., 2020 |  | 33-200209312cpy4-10 | 33-200209312cpy4-10-1 | underground mine, open pit |  |  |  |  | ore material | drill core, polished section | drill core | mineral separate | [5 empty] | mineralisation |  |  |  | chalcopyrite, sphalerite, galena | Cu mineralisation stage, Pb-Zn mineralisation stage | replacement, vein infill, stratabound | coarse-grained, medium-grained, fine-grained, stratabound, discordant veins, replacement, infill |  |  |  | pyrite, pyrrhotite, arsenopyrite, siderite, dolomite, calcite, quartz, chlorite, K-feldspar, biotite, apatite, freibergite, tetrahedrite, cobaltite | Resin blocks containing each sample were produced following standard procedures and used for Mineral Liberation Analysis (MLA) mapping and subsequent LA-ICP-MS analyses | LA-ICPMS, EMPA, SEM-EDS | NWR213 solid state 213 nm laser ablation system coupled with an Agilent 7900 quadrupole ICP-MS; Cameca SXFive Electron Microprobe; Quanta600 SEM | Adelaide Microscopy | Ablation was conducted in an atmosphere of He (0.6 L/min) that was mixed with Ar (0.88 L/min) upon leaving the ablation cell; 70 µm diameter spot size with a 25:2 standard sample bracketing approach (2 standards analysed twice every 25 unknowns); MLA maps were acquired using the raster mode with an X-ray spectra collected every 4 µm | STDGL3 (CODES, University of Tasmania; Danyushevsky et al., 2011); GSD-1G | 208.7 | [13 empty] | 4.46 | [5 empty] | 4.49 | [5 empty] | 0.034 | [15 empty] | 288600 |  | 0.121 | [11 empty] | 146.9 | [23 empty] | 0.77 | [5 empty] | 3.96 | [15 empty] | 400000 |  | 3.75 |  |  |  | 6 | [5 empty] | 28.55 | [13 empty] | 0.709 | [13 empty] | 557 |  |  |  |  | 2020 | Cave, B., et al. (2020), Ore Geology Reviews 124, 103647 |  | AUS | Queensland
| Mount Isa Copper Operations, Black Star Mine | No. 5 and No. 9 Pb-Zn orebodies, 650 Cu orebody, 1100 Cu orebody, 3000 Cu orebody | Seafloor hydrothermal | Sedimentary Exhalative (SEDEX) | SEDEX zinc-lead-copper | Cu, Pb, Zn | Ag | Cu, Pb, Zn, Ag | Cave et al., 2020 |  | 34-200209312cpy4-11 | 34-200209312cpy4-11-1 | underground mine, open pit |  |  |  |  | ore material | drill core, polished section | drill core | mineral separate | [5 empty] | mineralisation |  |  |  | chalcopyrite, sphalerite, galena | Cu mineralisation stage, Pb-Zn mineralisation stage | replacement, vein infill, stratabound | coarse-grained, medium-grained, fine-grained, stratabound, discordant veins, replacement, infill |  |  |  | pyrite, pyrrhotite, arsenopyrite, siderite, dolomite, calcite, quartz, chlorite, K-feldspar, biotite, apatite, freibergite, tetrahedrite, cobaltite | Resin blocks containing each sample were produced following standard procedures and used for Mineral Liberation Analysis (MLA) mapping and subsequent LA-ICP-MS analyses | LA-ICPMS, EMPA, SEM-EDS | NWR213 solid state 213 nm laser ablation system coupled with an Agilent 7900 quadrupole ICP-MS; Cameca SXFive Electron Microprobe; Quanta600 SEM | Adelaide Microscopy | Ablation was conducted in an atmosphere of He (0.6 L/min) that was mixed with Ar (0.88 L/min) upon leaving the ablation cell; 70 µm diameter spot size with a 25:2 standard sample bracketing approach (2 standards analysed twice every 25 unknowns); MLA maps were acquired using the raster mode with an X-ray spectra collected every 4 µm | STDGL3 (CODES, University of Tasmania; Danyushevsky et al., 2011); GSD-1G | 190.9 | [13 empty] | 3.03 | [5 empty] | 4.23 | [21 empty] | 288100 |  | 0.15 | [11 empty] | 151.2 | [23 empty] | 0.95 | [5 empty] | 9.5 | [15 empty] | 397600 |  | 9.34 |  |  |  | 6.6 | [5 empty] | 28.49 | [7 empty] | 0.39 | [5 empty] | 1.744 | [13 empty] | 549 |  |  |  |  | 2020 | Cave, B., et al. (2020), Ore Geology Reviews 124, 103647 |  | AUS | Queensland
| Mount Isa Copper Operations, Black Star Mine | No. 5 and No. 9 Pb-Zn orebodies, 650 Cu orebody, 1100 Cu orebody, 3000 Cu orebody | Seafloor hydrothermal | Sedimentary Exhalative (SEDEX) | SEDEX zinc-lead-copper | Cu, Pb, Zn | Ag | Cu, Pb, Zn, Ag | Cave et al., 2020 |  | 35-200209312cpy4-12 | 35-200209312cpy4-12-1 | underground mine, open pit |  |  |  |  | ore material | drill core, polished section | drill core | mineral separate | [5 empty] | mineralisation |  |  |  | chalcopyrite, sphalerite, galena | Cu mineralisation stage, Pb-Zn mineralisation stage | replacement, vein infill, stratabound | coarse-grained, medium-grained, fine-grained, stratabound, discordant veins, replacement, infill |  |  |  | pyrite, pyrrhotite, arsenopyrite, siderite, dolomite, calcite, quartz, chlorite, K-feldspar, biotite, apatite, freibergite, tetrahedrite, cobaltite | Resin blocks containing each sample were produced following standard procedures and used for Mineral Liberation Analysis (MLA) mapping and subsequent LA-ICP-MS analyses | LA-ICPMS, EMPA, SEM-EDS | NWR213 solid state 213 nm laser ablation system coupled with an Agilent 7900 quadrupole ICP-MS; Cameca SXFive Electron Microprobe; Quanta600 SEM | Adelaide Microscopy | Ablation was conducted in an atmosphere of He (0.6 L/min) that was mixed with Ar (0.88 L/min) upon leaving the ablation cell; 70 µm diameter spot size with a 25:2 standard sample bracketing approach (2 standards analysed twice every 25 unknowns); MLA maps were acquired using the raster mode with an X-ray spectra collected every 4 µm | STDGL3 (CODES, University of Tasmania; Danyushevsky et al., 2011); GSD-1G | 202.1 | [13 empty] | 3.14 | [5 empty] | 4.23 | [5 empty] | 0.158 | [15 empty] | 287200 |  | 0.141 | [11 empty] | 153.3 | [13 empty] | 16.6 | [9 empty] | 6.34 | [5 empty] | 2.9 | [15 empty] | 398800 |  | 1.84 |  |  |  | 5.8 | [5 empty] | 29.58 | [13 empty] | 1.62 | [13 empty] | 676 |  |  |  |  | 2020 | Cave, B., et al. (2020), Ore Geology Reviews 124, 103647 |  | AUS | Queensland
| Mount Isa Copper Operations, Black Star Mine | No. 5 and No. 9 Pb-Zn orebodies, 650 Cu orebody, 1100 Cu orebody, 3000 Cu orebody | Seafloor hydrothermal | Sedimentary Exhalative (SEDEX) | SEDEX zinc-lead-copper | Cu, Pb, Zn | Ag | Cu, Pb, Zn, Ag | Cave et al., 2020 |  | 36-200209312cpy4-13 | 36-200209312cpy4-13-1 | underground mine, open pit |  |  |  |  | ore material | drill core, polished section | drill core | mineral separate | [5 empty] | mineralisation |  |  |  | chalcopyrite, sphalerite, galena | Cu mineralisation stage, Pb-Zn mineralisation stage | replacement, vein infill, stratabound | coarse-grained, medium-grained, fine-grained, stratabound, discordant veins, replacement, infill |  |  |  | pyrite, pyrrhotite, arsenopyrite, siderite, dolomite, calcite, quartz, chlorite, K-feldspar, biotite, apatite, freibergite, tetrahedrite, cobaltite | Resin blocks containing each sample were produced following standard procedures and used for Mineral Liberation Analysis (MLA) mapping and subsequent LA-ICP-MS analyses | LA-ICPMS, EMPA, SEM-EDS | NWR213 solid state 213 nm laser ablation system coupled with an Agilent 7900 quadrupole ICP-MS; Cameca SXFive Electron Microprobe; Quanta600 SEM | Adelaide Microscopy | Ablation was conducted in an atmosphere of He (0.6 L/min) that was mixed with Ar (0.88 L/min) upon leaving the ablation cell; 70 µm diameter spot size with a 25:2 standard sample bracketing approach (2 standards analysed twice every 25 unknowns); MLA maps were acquired using the raster mode with an X-ray spectra collected every 4 µm | STDGL3 (CODES, University of Tasmania; Danyushevsky et al., 2011); GSD-1G | 178.8 |  | 1.88 | [11 empty] | 3.5 | [5 empty] | 4 | [21 empty] | 291400 |  | 0.127 | [11 empty] | 157.6 | [23 empty] | 0.95 | [5 empty] | 11.2 | [15 empty] | 404300 |  | 5.87 |  |  |  | 4.9 | [5 empty] | 26.77 | [13 empty] | 1.027 | [13 empty] | 516 |  |  |  |  | 2020 | Cave, B., et al. (2020), Ore Geology Reviews 124, 103647 |  | AUS | Queensland
| Mount Isa Copper Operations, Black Star Mine | No. 5 and No. 9 Pb-Zn orebodies, 650 Cu orebody, 1100 Cu orebody, 3000 Cu orebody | Seafloor hydrothermal | Sedimentary Exhalative (SEDEX) | SEDEX zinc-lead-copper | Cu, Pb, Zn | Ag | Cu, Pb, Zn, Ag | Cave et al., 2020 |  | 37-200209312cpy4-14 | 37-200209312cpy4-14-1 | underground mine, open pit |  |  |  |  | ore material | drill core, polished section | drill core | mineral separate | [5 empty] | mineralisation |  |  |  | chalcopyrite, sphalerite, galena | Cu mineralisation stage, Pb-Zn mineralisation stage | replacement, vein infill, stratabound | coarse-grained, medium-grained, fine-grained, stratabound, discordant veins, replacement, infill |  |  |  | pyrite, pyrrhotite, arsenopyrite, siderite, dolomite, calcite, quartz, chlorite, K-feldspar, biotite, apatite, freibergite, tetrahedrite, cobaltite | Resin blocks containing each sample were produced following standard procedures and used for Mineral Liberation Analysis (MLA) mapping and subsequent LA-ICP-MS analyses | LA-ICPMS, EMPA, SEM-EDS | NWR213 solid state 213 nm laser ablation system coupled with an Agilent 7900 quadrupole ICP-MS; Cameca SXFive Electron Microprobe; Quanta600 SEM | Adelaide Microscopy | Ablation was conducted in an atmosphere of He (0.6 L/min) that was mixed with Ar (0.88 L/min) upon leaving the ablation cell; 70 µm diameter spot size with a 25:2 standard sample bracketing approach (2 standards analysed twice every 25 unknowns); MLA maps were acquired using the raster mode with an X-ray spectra collected every 4 µm | STDGL3 (CODES, University of Tasmania; Danyushevsky et al., 2011); GSD-1G | 155.7 | [13 empty] | 2.15 | [5 empty] | 3.56 | [21 empty] | 286400 |  | 0.1 | [11 empty] | 143.2 | [23 empty] | 1.2 | [5 empty] | 2.94 | [15 empty] | 396000 |  | 0.85 |  |  |  | 6.3 | [5 empty] | 24.18 | [13 empty] | 0.172 | [13 empty] | 357 |  |  |  |  | 2020 | Cave, B., et al. (2020), Ore Geology Reviews 124, 103647 |  | AUS | Queensland
| Mount Isa Copper Operations, Black Star Mine | No. 5 and No. 9 Pb-Zn orebodies, 650 Cu orebody, 1100 Cu orebody, 3000 Cu orebody | Seafloor hydrothermal | Sedimentary Exhalative (SEDEX) | SEDEX zinc-lead-copper | Cu, Pb, Zn | Ag | Cu, Pb, Zn, Ag | Cave et al., 2020 |  | 38-200209312cpy5-1 | 38-200209312cpy5-1-1 | underground mine, open pit |  |  |  |  | ore material | drill core, polished section | drill core | mineral separate | [5 empty] | mineralisation |  |  |  | chalcopyrite, sphalerite, galena | Cu mineralisation stage, Pb-Zn mineralisation stage | replacement, vein infill, stratabound | coarse-grained, medium-grained, fine-grained, stratabound, discordant veins, replacement, infill |  |  |  | pyrite, pyrrhotite, arsenopyrite, siderite, dolomite, calcite, quartz, chlorite, K-feldspar, biotite, apatite, freibergite, tetrahedrite, cobaltite | Resin blocks containing each sample were produced following standard procedures and used for Mineral Liberation Analysis (MLA) mapping and subsequent LA-ICP-MS analyses | LA-ICPMS, EMPA, SEM-EDS | NWR213 solid state 213 nm laser ablation system coupled with an Agilent 7900 quadrupole ICP-MS; Cameca SXFive Electron Microprobe; Quanta600 SEM | Adelaide Microscopy | Ablation was conducted in an atmosphere of He (0.6 L/min) that was mixed with Ar (0.88 L/min) upon leaving the ablation cell; 70 µm diameter spot size with a 25:2 standard sample bracketing approach (2 standards analysed twice every 25 unknowns); MLA maps were acquired using the raster mode with an X-ray spectra collected every 4 µm | STDGL3 (CODES, University of Tasmania; Danyushevsky et al., 2011); GSD-1G | 79.9 |  | 0.94 | [11 empty] | 2.74 | [5 empty] | 2.29 | [21 empty] | 288500 |  | 0.256 | [11 empty] | 65.4 | [29 empty] | 4.21 | [15 empty] | 408500 |  | 4.4 |  |  |  | 4.7 | [5 empty] | 10.63 | [13 empty] | 0.335 | [13 empty] | 218 |  |  |  |  | 2020 | Cave, B., et al. (2020), Ore Geology Reviews 124, 103647 |  | AUS | Queensland
| Mount Isa Copper Operations, Black Star Mine | No. 5 and No. 9 Pb-Zn orebodies, 650 Cu orebody, 1100 Cu orebody, 3000 Cu orebody | Seafloor hydrothermal | Sedimentary Exhalative (SEDEX) | SEDEX zinc-lead-copper | Cu, Pb, Zn | Ag | Cu, Pb, Zn, Ag | Cave et al., 2020 |  | 39-200209312cpy5-2 | 39-200209312cpy5-2-1 | underground mine, open pit |  |  |  |  | ore material | drill core, polished section | drill core | mineral separate | [5 empty] | mineralisation |  |  |  | chalcopyrite, sphalerite, galena | Cu mineralisation stage, Pb-Zn mineralisation stage | replacement, vein infill, stratabound | coarse-grained, medium-grained, fine-grained, stratabound, discordant veins, replacement, infill |  |  |  | pyrite, pyrrhotite, arsenopyrite, siderite, dolomite, calcite, quartz, chlorite, K-feldspar, biotite, apatite, freibergite, tetrahedrite, cobaltite | Resin blocks containing each sample were produced following standard procedures and used for Mineral Liberation Analysis (MLA) mapping and subsequent LA-ICP-MS analyses | LA-ICPMS, EMPA, SEM-EDS | NWR213 solid state 213 nm laser ablation system coupled with an Agilent 7900 quadrupole ICP-MS; Cameca SXFive Electron Microprobe; Quanta600 SEM | Adelaide Microscopy | Ablation was conducted in an atmosphere of He (0.6 L/min) that was mixed with Ar (0.88 L/min) upon leaving the ablation cell; 70 µm diameter spot size with a 25:2 standard sample bracketing approach (2 standards analysed twice every 25 unknowns); MLA maps were acquired using the raster mode with an X-ray spectra collected every 4 µm | STDGL3 (CODES, University of Tasmania; Danyushevsky et al., 2011); GSD-1G | 81.4 |  | 0.95 | [11 empty] | 2.87 | [5 empty] | 2.22 | [21 empty] | 286600 |  | 0.221 | [11 empty] | 66.68 | [29 empty] | 7.63 | [15 empty] | 406100 |  | 8.3 | [9 empty] | 7.92 | [13 empty] | 1.504 | [13 empty] | 232 |  |  |  |  | 2020 | Cave, B., et al. (2020), Ore Geology Reviews 124, 103647 |  | AUS | Queensland
| Mount Isa Copper Operations, Black Star Mine | No. 5 and No. 9 Pb-Zn orebodies, 650 Cu orebody, 1100 Cu orebody, 3000 Cu orebody | Seafloor hydrothermal | Sedimentary Exhalative (SEDEX) | SEDEX zinc-lead-copper | Cu, Pb, Zn | Ag | Cu, Pb, Zn, Ag | Cave et al., 2020 |  | 40-200209312cpy5-3 | 40-200209312cpy5-3-1 | underground mine, open pit |  |  |  |  | ore material | drill core, polished section | drill core | mineral separate | [5 empty] | mineralisation |  |  |  | chalcopyrite, sphalerite, galena | Cu mineralisation stage, Pb-Zn mineralisation stage | replacement, vein infill, stratabound | coarse-grained, medium-grained, fine-grained, stratabound, discordant veins, replacement, infill |  |  |  | pyrite, pyrrhotite, arsenopyrite, siderite, dolomite, calcite, quartz, chlorite, K-feldspar, biotite, apatite, freibergite, tetrahedrite, cobaltite | Resin blocks containing each sample were produced following standard procedures and used for Mineral Liberation Analysis (MLA) mapping and subsequent LA-ICP-MS analyses | LA-ICPMS, EMPA, SEM-EDS | NWR213 solid state 213 nm laser ablation system coupled with an Agilent 7900 quadrupole ICP-MS; Cameca SXFive Electron Microprobe; Quanta600 SEM | Adelaide Microscopy | Ablation was conducted in an atmosphere of He (0.6 L/min) that was mixed with Ar (0.88 L/min) upon leaving the ablation cell; 70 µm diameter spot size with a 25:2 standard sample bracketing approach (2 standards analysed twice every 25 unknowns); MLA maps were acquired using the raster mode with an X-ray spectra collected every 4 µm | STDGL3 (CODES, University of Tasmania; Danyushevsky et al., 2011); GSD-1G | 79.8 | [13 empty] | 2.15 | [5 empty] | 2.7 | [21 empty] | 287000 |  | 0.293 | [11 empty] | 60.9 | [29 empty] | 2.45 | [15 empty] | 399800 |  | 2.51 |  |  |  | 3.8 | [5 empty] | 13.55 | [13 empty] | 0.372 | [13 empty] | 327 |  |  |  |  | 2020 | Cave, B., et al. (2020), Ore Geology Reviews 124, 103647 |  | AUS | Queensland
| Mount Isa Copper Operations, Black Star Mine | No. 5 and No. 9 Pb-Zn orebodies, 650 Cu orebody, 1100 Cu orebody, 3000 Cu orebody | Seafloor hydrothermal | Sedimentary Exhalative (SEDEX) | SEDEX zinc-lead-copper | Cu, Pb, Zn | Ag | Cu, Pb, Zn, Ag | Cave et al., 2020 |  | 41-200209312cpy5-4 | 41-200209312cpy5-4-1 | underground mine, open pit |  |  |  |  | ore material | drill core, polished section | drill core | mineral separate | [5 empty] | mineralisation |  |  |  | chalcopyrite, sphalerite, galena | Cu mineralisation stage, Pb-Zn mineralisation stage | replacement, vein infill, stratabound | coarse-grained, medium-grained, fine-grained, stratabound, discordant veins, replacement, infill |  |  |  | pyrite, pyrrhotite, arsenopyrite, siderite, dolomite, calcite, quartz, chlorite, K-feldspar, biotite, apatite, freibergite, tetrahedrite, cobaltite | Resin blocks containing each sample were produced following standard procedures and used for Mineral Liberation Analysis (MLA) mapping and subsequent LA-ICP-MS analyses | LA-ICPMS, EMPA, SEM-EDS | NWR213 solid state 213 nm laser ablation system coupled with an Agilent 7900 quadrupole ICP-MS; Cameca SXFive Electron Microprobe; Quanta600 SEM | Adelaide Microscopy | Ablation was conducted in an atmosphere of He (0.6 L/min) that was mixed with Ar (0.88 L/min) upon leaving the ablation cell; 70 µm diameter spot size with a 25:2 standard sample bracketing approach (2 standards analysed twice every 25 unknowns); MLA maps were acquired using the raster mode with an X-ray spectra collected every 4 µm | STDGL3 (CODES, University of Tasmania; Danyushevsky et al., 2011); GSD-1G | 74.7 | [13 empty] | 2.29 | [5 empty] | 2.3 | [21 empty] | 285300 |  | 0.219 | [11 empty] | 60.24 | [29 empty] | 2.12 | [15 empty] | 389300 |  | 1.94 | [9 empty] | 12.96 | [13 empty] | 0.173 | [13 empty] | 296 |  |  |  |  | 2020 | Cave, B., et al. (2020), Ore Geology Reviews 124, 103647 |  | AUS | Queensland
| Mount Isa Copper Operations, Black Star Mine | No. 5 and No. 9 Pb-Zn orebodies, 650 Cu orebody, 1100 Cu orebody, 3000 Cu orebody | Seafloor hydrothermal | Sedimentary Exhalative (SEDEX) | SEDEX zinc-lead-copper | Cu, Pb, Zn | Ag | Cu, Pb, Zn, Ag | Cave et al., 2020 |  | 42-200209312cpy5-5 | 42-200209312cpy5-5-1 | underground mine, open pit |  |  |  |  | ore material | drill core, polished section | drill core | mineral separate | [5 empty] | mineralisation |  |  |  | chalcopyrite, sphalerite, galena | Cu mineralisation stage, Pb-Zn mineralisation stage | replacement, vein infill, stratabound | coarse-grained, medium-grained, fine-grained, stratabound, discordant veins, replacement, infill |  |  |  | pyrite, pyrrhotite, arsenopyrite, siderite, dolomite, calcite, quartz, chlorite, K-feldspar, biotite, apatite, freibergite, tetrahedrite, cobaltite | Resin blocks containing each sample were produced following standard procedures and used for Mineral Liberation Analysis (MLA) mapping and subsequent LA-ICP-MS analyses | LA-ICPMS, EMPA, SEM-EDS | NWR213 solid state 213 nm laser ablation system coupled with an Agilent 7900 quadrupole ICP-MS; Cameca SXFive Electron Microprobe; Quanta600 SEM | Adelaide Microscopy | Ablation was conducted in an atmosphere of He (0.6 L/min) that was mixed with Ar (0.88 L/min) upon leaving the ablation cell; 70 µm diameter spot size with a 25:2 standard sample bracketing approach (2 standards analysed twice every 25 unknowns); MLA maps were acquired using the raster mode with an X-ray spectra collected every 4 µm | STDGL3 (CODES, University of Tasmania; Danyushevsky et al., 2011); GSD-1G | 77.3 | [13 empty] | 2.14 | [5 empty] | 2.1 | [21 empty] | 292100 |  | 0.254 | [11 empty] | 62.12 | [29 empty] | 2.3 | [15 empty] | 397900 |  | 2.44 |  |  |  | 2.5 | [5 empty] | 12.45 | [13 empty] | 0.216 | [13 empty] | 239 |  |  |  |  | 2020 | Cave, B., et al. (2020), Ore Geology Reviews 124, 103647 |  | AUS | Queensland
| Mount Isa Copper Operations, Black Star Mine | No. 5 and No. 9 Pb-Zn orebodies, 650 Cu orebody, 1100 Cu orebody, 3000 Cu orebody | Seafloor hydrothermal | Sedimentary Exhalative (SEDEX) | SEDEX zinc-lead-copper | Cu, Pb, Zn | Ag | Cu, Pb, Zn, Ag | Cave et al., 2020 |  | 43-200209312cpy5-6 | 43-200209312cpy5-6-1 | underground mine, open pit |  |  |  |  | ore material | drill core, polished section | drill core | mineral separate | [5 empty] | mineralisation |  |  |  | chalcopyrite, sphalerite, galena | Cu mineralisation stage, Pb-Zn mineralisation stage | replacement, vein infill, stratabound | coarse-grained, medium-grained, fine-grained, stratabound, discordant veins, replacement, infill |  |  |  | pyrite, pyrrhotite, arsenopyrite, siderite, dolomite, calcite, quartz, chlorite, K-feldspar, biotite, apatite, freibergite, tetrahedrite, cobaltite | Resin blocks containing each sample were produced following standard procedures and used for Mineral Liberation Analysis (MLA) mapping and subsequent LA-ICP-MS analyses | LA-ICPMS, EMPA, SEM-EDS | NWR213 solid state 213 nm laser ablation system coupled with an Agilent 7900 quadrupole ICP-MS; Cameca SXFive Electron Microprobe; Quanta600 SEM | Adelaide Microscopy | Ablation was conducted in an atmosphere of He (0.6 L/min) that was mixed with Ar (0.88 L/min) upon leaving the ablation cell; 70 µm diameter spot size with a 25:2 standard sample bracketing approach (2 standards analysed twice every 25 unknowns); MLA maps were acquired using the raster mode with an X-ray spectra collected every 4 µm | STDGL3 (CODES, University of Tasmania; Danyushevsky et al., 2011); GSD-1G | 76.1 | [13 empty] | 2.04 | [5 empty] | 2.04 | [21 empty] | 288700 |  | 0.213 | [11 empty] | 64.2 | [29 empty] | 2.69 | [15 empty] | 399700 |  | 2.9 |  |  |  | 2.8 | [5 empty] | 11.49 | [13 empty] | 0.284 | [13 empty] | 267 |  |  |  |  | 2020 | Cave, B., et al. (2020), Ore Geology Reviews 124, 103647 |  | AUS | Queensland
| Mount Isa Copper Operations, Black Star Mine | No. 5 and No. 9 Pb-Zn orebodies, 650 Cu orebody, 1100 Cu orebody, 3000 Cu orebody | Seafloor hydrothermal | Sedimentary Exhalative (SEDEX) | SEDEX zinc-lead-copper | Cu, Pb, Zn | Ag | Cu, Pb, Zn, Ag | Cave et al., 2020 |  | 44-200209312cpy5-7 | 44-200209312cpy5-7-1 | underground mine, open pit |  |  |  |  | ore material | drill core, polished section | drill core | mineral separate | [5 empty] | mineralisation |  |  |  | chalcopyrite, sphalerite, galena | Cu mineralisation stage, Pb-Zn mineralisation stage | replacement, vein infill, stratabound | coarse-grained, medium-grained, fine-grained, stratabound, discordant veins, replacement, infill |  |  |  | pyrite, pyrrhotite, arsenopyrite, siderite, dolomite, calcite, quartz, chlorite, K-feldspar, biotite, apatite, freibergite, tetrahedrite, cobaltite | Resin blocks containing each sample were produced following standard procedures and used for Mineral Liberation Analysis (MLA) mapping and subsequent LA-ICP-MS analyses | LA-ICPMS, EMPA, SEM-EDS | NWR213 solid state 213 nm laser ablation system coupled with an Agilent 7900 quadrupole ICP-MS; Cameca SXFive Electron Microprobe; Quanta600 SEM | Adelaide Microscopy | Ablation was conducted in an atmosphere of He (0.6 L/min) that was mixed with Ar (0.88 L/min) upon leaving the ablation cell; 70 µm diameter spot size with a 25:2 standard sample bracketing approach (2 standards analysed twice every 25 unknowns); MLA maps were acquired using the raster mode with an X-ray spectra collected every 4 µm | STDGL3 (CODES, University of Tasmania; Danyushevsky et al., 2011); GSD-1G | 77 | [13 empty] | 1.94 | [5 empty] | 2.27 | [21 empty] | 288600 |  | 0.191 | [11 empty] | 62.09 | [29 empty] | 1.55 | [15 empty] | 388700 |  | 1.6 | [9 empty] | 11.08 | [13 empty] | 0.129 | [13 empty] | 284 |  |  |  |  | 2020 | Cave, B., et al. (2020), Ore Geology Reviews 124, 103647 |  | AUS | Queensland
| Mount Isa Copper Operations, Black Star Mine | No. 5 and No. 9 Pb-Zn orebodies, 650 Cu orebody, 1100 Cu orebody, 3000 Cu orebody | Seafloor hydrothermal | Sedimentary Exhalative (SEDEX) | SEDEX zinc-lead-copper | Cu, Pb, Zn | Ag | Cu, Pb, Zn, Ag | Cave et al., 2020 |  | 45-200209312cpy5-8 | 45-200209312cpy5-8-1 | underground mine, open pit |  |  |  |  | ore material | drill core, polished section | drill core | mineral separate | [5 empty] | mineralisation |  |  |  | chalcopyrite, sphalerite, galena | Cu mineralisation stage, Pb-Zn mineralisation stage | replacement, vein infill, stratabound | coarse-grained, medium-grained, fine-grained, stratabound, discordant veins, replacement, infill |  |  |  | pyrite, pyrrhotite, arsenopyrite, siderite, dolomite, calcite, quartz, chlorite, K-feldspar, biotite, apatite, freibergite, tetrahedrite, cobaltite | Resin blocks containing each sample were produced following standard procedures and used for Mineral Liberation Analysis (MLA) mapping and subsequent LA-ICP-MS analyses | LA-ICPMS, EMPA, SEM-EDS | NWR213 solid state 213 nm laser ablation system coupled with an Agilent 7900 quadrupole ICP-MS; Cameca SXFive Electron Microprobe; Quanta600 SEM | Adelaide Microscopy | Ablation was conducted in an atmosphere of He (0.6 L/min) that was mixed with Ar (0.88 L/min) upon leaving the ablation cell; 70 µm diameter spot size with a 25:2 standard sample bracketing approach (2 standards analysed twice every 25 unknowns); MLA maps were acquired using the raster mode with an X-ray spectra collected every 4 µm | STDGL3 (CODES, University of Tasmania; Danyushevsky et al., 2011); GSD-1G | 78.8 |  | 1.15 | [11 empty] | 2.12 | [5 empty] | 3.02 | [21 empty] | 285600 |  | 0.216 | [11 empty] | 60.4 | [29 empty] | 5.07 | [15 empty] | 384600 |  | 6.4 | [9 empty] | 11.6 | [13 empty] | 0.556 | [13 empty] | 418 |  |  |  |  | 2020 | Cave, B., et al. (2020), Ore Geology Reviews 124, 103647 |  | AUS | Queensland
| Mount Isa Copper Operations, Black Star Mine | No. 5 and No. 9 Pb-Zn orebodies, 650 Cu orebody, 1100 Cu orebody, 3000 Cu orebody | Seafloor hydrothermal | Sedimentary Exhalative (SEDEX) | SEDEX zinc-lead-copper | Cu, Pb, Zn | Ag | Cu, Pb, Zn, Ag | Cave et al., 2020 |  | 46-200209312cpy5-9 | 46-200209312cpy5-9-1 | underground mine, open pit |  |  |  |  | ore material | drill core, polished section | drill core | mineral separate | [5 empty] | mineralisation |  |  |  | chalcopyrite, sphalerite, galena | Cu mineralisation stage, Pb-Zn mineralisation stage | replacement, vein infill, stratabound | coarse-grained, medium-grained, fine-grained, stratabound, discordant veins, replacement, infill |  |  |  | pyrite, pyrrhotite, arsenopyrite, siderite, dolomite, calcite, quartz, chlorite, K-feldspar, biotite, apatite, freibergite, tetrahedrite, cobaltite | Resin blocks containing each sample were produced following standard procedures and used for Mineral Liberation Analysis (MLA) mapping and subsequent LA-ICP-MS analyses | LA-ICPMS, EMPA, SEM-EDS | NWR213 solid state 213 nm laser ablation system coupled with an Agilent 7900 quadrupole ICP-MS; Cameca SXFive Electron Microprobe; Quanta600 SEM | Adelaide Microscopy | Ablation was conducted in an atmosphere of He (0.6 L/min) that was mixed with Ar (0.88 L/min) upon leaving the ablation cell; 70 µm diameter spot size with a 25:2 standard sample bracketing approach (2 standards analysed twice every 25 unknowns); MLA maps were acquired using the raster mode with an X-ray spectra collected every 4 µm | STDGL3 (CODES, University of Tasmania; Danyushevsky et al., 2011); GSD-1G | 78.8 | [13 empty] | 1.89 | [5 empty] | 2.23 | [21 empty] | 288500 |  | 0.155 | [11 empty] | 61.45 | [29 empty] | 2.98 | [15 empty] | 393400 |  | 3.56 |  |  |  | 2.3 | [5 empty] | 11.01 | [13 empty] | 0.28 | [13 empty] | 296 |  |  |  |  | 2020 | Cave, B., et al. (2020), Ore Geology Reviews 124, 103647 |  | AUS | Queensland
| Mount Isa Copper Operations, Black Star Mine | No. 5 and No. 9 Pb-Zn orebodies, 650 Cu orebody, 1100 Cu orebody, 3000 Cu orebody | Seafloor hydrothermal | Sedimentary Exhalative (SEDEX) | SEDEX zinc-lead-copper | Cu, Pb, Zn | Ag | Cu, Pb, Zn, Ag | Cave et al., 2020 |  | 47-200209312cpy5-10 | 47-200209312cpy5-10-1 | underground mine, open pit |  |  |  |  | ore material | drill core, polished section | drill core | mineral separate | [5 empty] | mineralisation |  |  |  | chalcopyrite, sphalerite, galena | Cu mineralisation stage, Pb-Zn mineralisation stage | replacement, vein infill, stratabound | coarse-grained, medium-grained, fine-grained, stratabound, discordant veins, replacement, infill |  |  |  | pyrite, pyrrhotite, arsenopyrite, siderite, dolomite, calcite, quartz, chlorite, K-feldspar, biotite, apatite, freibergite, tetrahedrite, cobaltite | Resin blocks containing each sample were produced following standard procedures and used for Mineral Liberation Analysis (MLA) mapping and subsequent LA-ICP-MS analyses | LA-ICPMS, EMPA, SEM-EDS | NWR213 solid state 213 nm laser ablation system coupled with an Agilent 7900 quadrupole ICP-MS; Cameca SXFive Electron Microprobe; Quanta600 SEM | Adelaide Microscopy | Ablation was conducted in an atmosphere of He (0.6 L/min) that was mixed with Ar (0.88 L/min) upon leaving the ablation cell; 70 µm diameter spot size with a 25:2 standard sample bracketing approach (2 standards analysed twice every 25 unknowns); MLA maps were acquired using the raster mode with an X-ray spectra collected every 4 µm | STDGL3 (CODES, University of Tasmania; Danyushevsky et al., 2011); GSD-1G | 77 |  |  |  | 2.27 | [9 empty] | 1.9 | [5 empty] | 2.37 | [5 empty] | 1.08 | [15 empty] | 285700 |  | 0.268 | [11 empty] | 59.66 | [29 empty] | 1.96 | [15 empty] | 387800 |  | 1.22 | [9 empty] | 13.17 | [13 empty] | 0.093 | [13 empty] | 342 |  |  |  |  | 2020 | Cave, B., et al. (2020), Ore Geology Reviews 124, 103647 |  | AUS | Queensland
| Mount Isa Copper Operations, Black Star Mine | No. 5 and No. 9 Pb-Zn orebodies, 650 Cu orebody, 1100 Cu orebody, 3000 Cu orebody | Seafloor hydrothermal | Sedimentary Exhalative (SEDEX) | SEDEX zinc-lead-copper | Cu, Pb, Zn | Ag | Cu, Pb, Zn, Ag | Cave et al., 2020 |  | 48-200209312cpy5-11 | 48-200209312cpy5-11-1 | underground mine, open pit |  |  |  |  | ore material | drill core, polished section | drill core | mineral separate | [5 empty] | mineralisation |  |  |  | chalcopyrite, sphalerite, galena | Cu mineralisation stage, Pb-Zn mineralisation stage | replacement, vein infill, stratabound | coarse-grained, medium-grained, fine-grained, stratabound, discordant veins, replacement, infill |  |  |  | pyrite, pyrrhotite, arsenopyrite, siderite, dolomite, calcite, quartz, chlorite, K-feldspar, biotite, apatite, freibergite, tetrahedrite, cobaltite | Resin blocks containing each sample were produced following standard procedures and used for Mineral Liberation Analysis (MLA) mapping and subsequent LA-ICP-MS analyses | LA-ICPMS, EMPA, SEM-EDS | NWR213 solid state 213 nm laser ablation system coupled with an Agilent 7900 quadrupole ICP-MS; Cameca SXFive Electron Microprobe; Quanta600 SEM | Adelaide Microscopy | Ablation was conducted in an atmosphere of He (0.6 L/min) that was mixed with Ar (0.88 L/min) upon leaving the ablation cell; 70 µm diameter spot size with a 25:2 standard sample bracketing approach (2 standards analysed twice every 25 unknowns); MLA maps were acquired using the raster mode with an X-ray spectra collected every 4 µm | STDGL3 (CODES, University of Tasmania; Danyushevsky et al., 2011); GSD-1G | 76.5 |  | 187 |  | 23.6 | [9 empty] | 3.12 | [5 empty] | 2.27 | [5 empty] | 8.2 | [15 empty] | 296900 |  | 0.311 | [11 empty] | 59.33 | [23 empty] | 2.03 | [5 empty] | 12.3 | [15 empty] | 390700 |  | 7.8 | [9 empty] | 12.48 | [13 empty] | 2.02 | [13 empty] | 221 |  |  |  |  | 2020 | Cave, B., et al. (2020), Ore Geology Reviews 124, 103647 |  | AUS | Queensland
| Mount Isa Copper Operations, Black Star Mine | No. 5 and No. 9 Pb-Zn orebodies, 650 Cu orebody, 1100 Cu orebody, 3000 Cu orebody | Seafloor hydrothermal | Sedimentary Exhalative (SEDEX) | SEDEX zinc-lead-copper | Cu, Pb, Zn | Ag | Cu, Pb, Zn, Ag | Cave et al., 2020 |  | 49-200209312cpy5-12 | 49-200209312cpy5-12-1 | underground mine, open pit |  |  |  |  | ore material | drill core, polished section | drill core | mineral separate | [5 empty] | mineralisation |  |  |  | chalcopyrite, sphalerite, galena | Cu mineralisation stage, Pb-Zn mineralisation stage | replacement, vein infill, stratabound | coarse-grained, medium-grained, fine-grained, stratabound, discordant veins, replacement, infill |  |  |  | pyrite, pyrrhotite, arsenopyrite, siderite, dolomite, calcite, quartz, chlorite, K-feldspar, biotite, apatite, freibergite, tetrahedrite, cobaltite | Resin blocks containing each sample were produced following standard procedures and used for Mineral Liberation Analysis (MLA) mapping and subsequent LA-ICP-MS analyses | LA-ICPMS, EMPA, SEM-EDS | NWR213 solid state 213 nm laser ablation system coupled with an Agilent 7900 quadrupole ICP-MS; Cameca SXFive Electron Microprobe; Quanta600 SEM | Adelaide Microscopy | Ablation was conducted in an atmosphere of He (0.6 L/min) that was mixed with Ar (0.88 L/min) upon leaving the ablation cell; 70 µm diameter spot size with a 25:2 standard sample bracketing approach (2 standards analysed twice every 25 unknowns); MLA maps were acquired using the raster mode with an X-ray spectra collected every 4 µm | STDGL3 (CODES, University of Tasmania; Danyushevsky et al., 2011); GSD-1G | 81.7 |  | 1.22 |  | 0.34 | [9 empty] | 2.36 | [5 empty] | 2.77 | [21 empty] | 283500 |  | 0.249 | [11 empty] | 61.22 | [29 empty] | 6.12 | [15 empty] | 412900 |  | 7.7 |  |  |  | 2.4 | [5 empty] | 13.24 | [13 empty] | 0.67 | [13 empty] | 332 |  |  |  |  | 2020 | Cave, B., et al. (2020), Ore Geology Reviews 124, 103647 |  | AUS | Queensland
| Mount Isa Copper Operations, Black Star Mine | No. 5 and No. 9 Pb-Zn orebodies, 650 Cu orebody, 1100 Cu orebody, 3000 Cu orebody | Seafloor hydrothermal | Sedimentary Exhalative (SEDEX) | SEDEX zinc-lead-copper | Cu, Pb, Zn | Ag | Cu, Pb, Zn, Ag | Cave et al., 2020 |  | 50-200209312cpy5-13 | 50-200209312cpy5-13-1 | underground mine, open pit |  |  |  |  | ore material | drill core, polished section | drill core | mineral separate | [5 empty] | mineralisation |  |  |  | chalcopyrite, sphalerite, galena | Cu mineralisation stage, Pb-Zn mineralisation stage | replacement, vein infill, stratabound | coarse-grained, medium-grained, fine-grained, stratabound, discordant veins, replacement, infill |  |  |  | pyrite, pyrrhotite, arsenopyrite, siderite, dolomite, calcite, quartz, chlorite, K-feldspar, biotite, apatite, freibergite, tetrahedrite, cobaltite | Resin blocks containing each sample were produced following standard procedures and used for Mineral Liberation Analysis (MLA) mapping and subsequent LA-ICP-MS analyses | LA-ICPMS, EMPA, SEM-EDS | NWR213 solid state 213 nm laser ablation system coupled with an Agilent 7900 quadrupole ICP-MS; Cameca SXFive Electron Microprobe; Quanta600 SEM | Adelaide Microscopy | Ablation was conducted in an atmosphere of He (0.6 L/min) that was mixed with Ar (0.88 L/min) upon leaving the ablation cell; 70 µm diameter spot size with a 25:2 standard sample bracketing approach (2 standards analysed twice every 25 unknowns); MLA maps were acquired using the raster mode with an X-ray spectra collected every 4 µm | STDGL3 (CODES, University of Tasmania; Danyushevsky et al., 2011); GSD-1G | 80.3 | [13 empty] | 1.77 | [5 empty] | 2.14 | [21 empty] | 288900 |  | 0.162 | [11 empty] | 61.78 | [29 empty] | 1.81 | [15 empty] | 397300 |  | 1.46 | [9 empty] | 12.5 | [13 empty] | 0.119 | [13 empty] | 254 |  |  |  |  | 2020 | Cave, B., et al. (2020), Ore Geology Reviews 124, 103647 |  | AUS | Queensland
| Mount Isa Copper Operations, Black Star Mine | No. 5 and No. 9 Pb-Zn orebodies, 650 Cu orebody, 1100 Cu orebody, 3000 Cu orebody | Seafloor hydrothermal | Sedimentary Exhalative (SEDEX) | SEDEX zinc-lead-copper | Cu, Pb, Zn | Ag | Cu, Pb, Zn, Ag | Cave et al., 2020 |  | 51-200209312cpy5-14 | 51-200209312cpy5-14-1 | underground mine, open pit |  |  |  |  | ore material | drill core, polished section | drill core | mineral separate | [5 empty] | mineralisation |  |  |  | chalcopyrite, sphalerite, galena | Cu mineralisation stage, Pb-Zn mineralisation stage | replacement, vein infill, stratabound | coarse-grained, medium-grained, fine-grained, stratabound, discordant veins, replacement, infill |  |  |  | pyrite, pyrrhotite, arsenopyrite, siderite, dolomite, calcite, quartz, chlorite, K-feldspar, biotite, apatite, freibergite, tetrahedrite, cobaltite | Resin blocks containing each sample were produced following standard procedures and used for Mineral Liberation Analysis (MLA) mapping and subsequent LA-ICP-MS analyses | LA-ICPMS, EMPA, SEM-EDS | NWR213 solid state 213 nm laser ablation system coupled with an Agilent 7900 quadrupole ICP-MS; Cameca SXFive Electron Microprobe; Quanta600 SEM | Adelaide Microscopy | Ablation was conducted in an atmosphere of He (0.6 L/min) that was mixed with Ar (0.88 L/min) upon leaving the ablation cell; 70 µm diameter spot size with a 25:2 standard sample bracketing approach (2 standards analysed twice every 25 unknowns); MLA maps were acquired using the raster mode with an X-ray spectra collected every 4 µm | STDGL3 (CODES, University of Tasmania; Danyushevsky et al., 2011); GSD-1G | 78 |  | 5.6 | [11 empty] | 1.78 | [5 empty] | 2.72 | [21 empty] | 288000 |  | 0.209 | [11 empty] | 58.3 | [29 empty] | 4.49 | [15 empty] | 399400 |  | 2.07 | [9 empty] | 12.77 | [13 empty] | 0.176 | [13 empty] | 401 |  |  |  |  | 2020 | Cave, B., et al. (2020), Ore Geology Reviews 124, 103647 |  | AUS | Queensland
| Mount Isa Copper Operations, Black Star Mine | No. 5 and No. 9 Pb-Zn orebodies, 650 Cu orebody, 1100 Cu orebody, 3000 Cu orebody | Seafloor hydrothermal | Sedimentary Exhalative (SEDEX) | SEDEX zinc-lead-copper | Cu, Pb, Zn | Ag | Cu, Pb, Zn, Ag | Cave et al., 2020 |  | 52-200209312cpy5-15 | 52-200209312cpy5-15-1 | underground mine, open pit |  |  |  |  | ore material | drill core, polished section | drill core | mineral separate | [5 empty] | mineralisation |  |  |  | chalcopyrite, sphalerite, galena | Cu mineralisation stage, Pb-Zn mineralisation stage | replacement, vein infill, stratabound | coarse-grained, medium-grained, fine-grained, stratabound, discordant veins, replacement, infill |  |  |  | pyrite, pyrrhotite, arsenopyrite, siderite, dolomite, calcite, quartz, chlorite, K-feldspar, biotite, apatite, freibergite, tetrahedrite, cobaltite | Resin blocks containing each sample were produced following standard procedures and used for Mineral Liberation Analysis (MLA) mapping and subsequent LA-ICP-MS analyses | LA-ICPMS, EMPA, SEM-EDS | NWR213 solid state 213 nm laser ablation system coupled with an Agilent 7900 quadrupole ICP-MS; Cameca SXFive Electron Microprobe; Quanta600 SEM | Adelaide Microscopy | Ablation was conducted in an atmosphere of He (0.6 L/min) that was mixed with Ar (0.88 L/min) upon leaving the ablation cell; 70 µm diameter spot size with a 25:2 standard sample bracketing approach (2 standards analysed twice every 25 unknowns); MLA maps were acquired using the raster mode with an X-ray spectra collected every 4 µm | STDGL3 (CODES, University of Tasmania; Danyushevsky et al., 2011); GSD-1G | 78.8 | [13 empty] | 1.55 | [5 empty] | 2.52 | [21 empty] | 289000 |  | 0.231 | [11 empty] | 60.45 | [29 empty] | 1.85 | [15 empty] | 399100 |  | 1.48 | [9 empty] | 13.5 | [13 empty] | 0.11 | [13 empty] | 359 |  |  |  |  | 2020 | Cave, B., et al. (2020), Ore Geology Reviews 124, 103647 |  | AUS | Queensland
| Mount Isa Copper Operations, Black Star Mine | No. 5 and No. 9 Pb-Zn orebodies, 650 Cu orebody, 1100 Cu orebody, 3000 Cu orebody | Seafloor hydrothermal | Sedimentary Exhalative (SEDEX) | SEDEX zinc-lead-copper | Cu, Pb, Zn | Ag | Cu, Pb, Zn, Ag | Cave et al., 2020 |  | 53-200209312cpy5-16 | 53-200209312cpy5-16-1 | underground mine, open pit |  |  |  |  | ore material | drill core, polished section | drill core | mineral separate | [5 empty] | mineralisation |  |  |  | chalcopyrite, sphalerite, galena | Cu mineralisation stage, Pb-Zn mineralisation stage | replacement, vein infill, stratabound | coarse-grained, medium-grained, fine-grained, stratabound, discordant veins, replacement, infill |  |  |  | pyrite, pyrrhotite, arsenopyrite, siderite, dolomite, calcite, quartz, chlorite, K-feldspar, biotite, apatite, freibergite, tetrahedrite, cobaltite | Resin blocks containing each sample were produced following standard procedures and used for Mineral Liberation Analysis (MLA) mapping and subsequent LA-ICP-MS analyses | LA-ICPMS, EMPA, SEM-EDS | NWR213 solid state 213 nm laser ablation system coupled with an Agilent 7900 quadrupole ICP-MS; Cameca SXFive Electron Microprobe; Quanta600 SEM | Adelaide Microscopy | Ablation was conducted in an atmosphere of He (0.6 L/min) that was mixed with Ar (0.88 L/min) upon leaving the ablation cell; 70 µm diameter spot size with a 25:2 standard sample bracketing approach (2 standards analysed twice every 25 unknowns); MLA maps were acquired using the raster mode with an X-ray spectra collected every 4 µm | STDGL3 (CODES, University of Tasmania; Danyushevsky et al., 2011); GSD-1G | 77 | [13 empty] | 1.14 | [5 empty] | 2.51 | [21 empty] | 288900 |  | 0.316 | [11 empty] | 60.8 | [29 empty] | 1.39 | [15 empty] | 412400 |  | 0.52 | [9 empty] | 13.32 | [13 empty] | 0.065 | [13 empty] | 245 |  |  |  |  | 2020 | Cave, B., et al. (2020), Ore Geology Reviews 124, 103647 |  | AUS | Queensland
| Mount Isa Copper Operations, Black Star Mine | No. 5 and No. 9 Pb-Zn orebodies, 650 Cu orebody, 1100 Cu orebody, 3000 Cu orebody | Seafloor hydrothermal | Sedimentary Exhalative (SEDEX) | SEDEX zinc-lead-copper | Cu, Pb, Zn | Ag | Cu, Pb, Zn, Ag | Cave et al., 2020 |  | 69-200209312cpy8-12 | 69-200209312cpy8-12-1 | underground mine, open pit |  |  |  |  | ore material | drill core, polished section | drill core | mineral separate | [5 empty] | mineralisation |  |  |  | chalcopyrite, sphalerite, galena | Cu mineralisation stage, Pb-Zn mineralisation stage | replacement, vein infill, stratabound | coarse-grained, medium-grained, fine-grained, stratabound, discordant veins, replacement, infill |  |  |  | pyrite, pyrrhotite, arsenopyrite, siderite, dolomite, calcite, quartz, chlorite, K-feldspar, biotite, apatite, freibergite, tetrahedrite, cobaltite | Resin blocks containing each sample were produced following standard procedures and used for Mineral Liberation Analysis (MLA) mapping and subsequent LA-ICP-MS analyses | LA-ICPMS, EMPA, SEM-EDS | NWR213 solid state 213 nm laser ablation system coupled with an Agilent 7900 quadrupole ICP-MS; Cameca SXFive Electron Microprobe; Quanta600 SEM | Adelaide Microscopy | Ablation was conducted in an atmosphere of He (0.6 L/min) that was mixed with Ar (0.88 L/min) upon leaving the ablation cell; 70 µm diameter spot size with a 25:2 standard sample bracketing approach (2 standards analysed twice every 25 unknowns); MLA maps were acquired using the raster mode with an X-ray spectra collected every 4 µm | STDGL3 (CODES, University of Tasmania; Danyushevsky et al., 2011); GSD-1G | 234.3 |  | 3.3 | [11 empty] | 0.43 | [5 empty] | 2.41 | [21 empty] | 303000 | [13 empty] | 13.18 | [29 empty] | 48 | [15 empty] | 410000 |  | 35.6 | [9 empty] | 7.45 | [13 empty] | 2.21 | [13 empty] | 284 |  |  |  |  | 2020 | Cave, B., et al. (2020), Ore Geology Reviews 124, 103647 |  | AUS | Queensland
| Mount Isa Copper Operations, Black Star Mine | No. 5 and No. 9 Pb-Zn orebodies, 650 Cu orebody, 1100 Cu orebody, 3000 Cu orebody | Seafloor hydrothermal | Sedimentary Exhalative (SEDEX) | SEDEX zinc-lead-copper | Cu, Pb, Zn | Ag | Cu, Pb, Zn, Ag | Cave et al., 2020 |  | 71-200209312cpy8-14 | 71-200209312cpy8-14-1 | underground mine, open pit |  |  |  |  | ore material | drill core, polished section | drill core | mineral separate | [5 empty] | mineralisation |  |  |  | chalcopyrite, sphalerite, galena | Cu mineralisation stage, Pb-Zn mineralisation stage | replacement, vein infill, stratabound | coarse-grained, medium-grained, fine-grained, stratabound, discordant veins, replacement, infill |  |  |  | pyrite, pyrrhotite, arsenopyrite, siderite, dolomite, calcite, quartz, chlorite, K-feldspar, biotite, apatite, freibergite, tetrahedrite, cobaltite | Resin blocks containing each sample were produced following standard procedures and used for Mineral Liberation Analysis (MLA) mapping and subsequent LA-ICP-MS analyses | LA-ICPMS, EMPA, SEM-EDS | NWR213 solid state 213 nm laser ablation system coupled with an Agilent 7900 quadrupole ICP-MS; Cameca SXFive Electron Microprobe; Quanta600 SEM | Adelaide Microscopy | Ablation was conducted in an atmosphere of He (0.6 L/min) that was mixed with Ar (0.88 L/min) upon leaving the ablation cell; 70 µm diameter spot size with a 25:2 standard sample bracketing approach (2 standards analysed twice every 25 unknowns); MLA maps were acquired using the raster mode with an X-ray spectra collected every 4 µm | STDGL3 (CODES, University of Tasmania; Danyushevsky et al., 2011); GSD-1G | 242.7 | [13 empty] | 0.84 | [5 empty] | 2.45 | [5 empty] | 0.093 | [15 empty] | 284600 | [13 empty] | 12.06 | [29 empty] | 58 | [15 empty] | 408900 |  | 33.5 | [9 empty] | 7.07 | [13 empty] | 1.35 | [13 empty] | 365 |  |  |  |  | 2020 | Cave, B., et al. (2020), Ore Geology Reviews 124, 103647 |  | AUS | Queensland
| Mount Isa Copper Operations, Black Star Mine | No. 5 and No. 9 Pb-Zn orebodies, 650 Cu orebody, 1100 Cu orebody, 3000 Cu orebody | Seafloor hydrothermal | Sedimentary Exhalative (SEDEX) | SEDEX zinc-lead-copper | Cu, Pb, Zn | Ag | Cu, Pb, Zn, Ag | Cave et al., 2020 |  | 73-200209312cpy8-16 | 73-200209312cpy8-16-1 | underground mine, open pit |  |  |  |  | ore material | drill core, polished section | drill core | mineral separate | [5 empty] | mineralisation |  |  |  | chalcopyrite, sphalerite, galena | Cu mineralisation stage, Pb-Zn mineralisation stage | replacement, vein infill, stratabound | coarse-grained, medium-grained, fine-grained, stratabound, discordant veins, replacement, infill |  |  |  | pyrite, pyrrhotite, arsenopyrite, siderite, dolomite, calcite, quartz, chlorite, K-feldspar, biotite, apatite, freibergite, tetrahedrite, cobaltite | Resin blocks containing each sample were produced following standard procedures and used for Mineral Liberation Analysis (MLA) mapping and subsequent LA-ICP-MS analyses | LA-ICPMS, EMPA, SEM-EDS | NWR213 solid state 213 nm laser ablation system coupled with an Agilent 7900 quadrupole ICP-MS; Cameca SXFive Electron Microprobe; Quanta600 SEM | Adelaide Microscopy | Ablation was conducted in an atmosphere of He (0.6 L/min) that was mixed with Ar (0.88 L/min) upon leaving the ablation cell; 70 µm diameter spot size with a 25:2 standard sample bracketing approach (2 standards analysed twice every 25 unknowns); MLA maps were acquired using the raster mode with an X-ray spectra collected every 4 µm | STDGL3 (CODES, University of Tasmania; Danyushevsky et al., 2011); GSD-1G | 243.6 | [13 empty] | 0.96 | [5 empty] | 3.06 | [21 empty] | 293500 | [13 empty] | 10.65 | [23 empty] | 37 | [5 empty] | 35 | [15 empty] | 412000 |  | 17.2 | [9 empty] | 7.79 | [13 empty] | 0.75 | [13 empty] | 322 |  |  |  |  | 2020 | Cave, B., et al. (2020), Ore Geology Reviews 124, 103647 |  | AUS | Queensland
| Mount Isa Copper Operations, Black Star Mine | No. 5 and No. 9 Pb-Zn orebodies, 650 Cu orebody, 1100 Cu orebody, 3000 Cu orebody | Seafloor hydrothermal | Sedimentary Exhalative (SEDEX) | SEDEX zinc-lead-copper | Cu, Pb, Zn | Ag | Cu, Pb, Zn, Ag | Cave et al., 2020 |  | 80-201008392cpy6-1 | 80-201008392cpy6-1-1 | underground mine, open pit |  |  |  |  | ore material | drill core, polished section | drill core | mineral separate | [5 empty] | mineralisation |  |  |  | chalcopyrite, sphalerite, galena | Cu mineralisation stage, Pb-Zn mineralisation stage | replacement, vein infill, stratabound | coarse-grained, medium-grained, fine-grained, stratabound, discordant veins, replacement, infill |  |  |  | pyrite, pyrrhotite, arsenopyrite, siderite, dolomite, calcite, quartz, chlorite, K-feldspar, biotite, apatite, freibergite, tetrahedrite, cobaltite | Resin blocks containing each sample were produced following standard procedures and used for Mineral Liberation Analysis (MLA) mapping and subsequent LA-ICP-MS analyses | LA-ICPMS, EMPA, SEM-EDS | NWR213 solid state 213 nm laser ablation system coupled with an Agilent 7900 quadrupole ICP-MS; Cameca SXFive Electron Microprobe; Quanta600 SEM | Adelaide Microscopy | Ablation was conducted in an atmosphere of He (0.6 L/min) that was mixed with Ar (0.88 L/min) upon leaving the ablation cell; 70 µm diameter spot size with a 25:2 standard sample bracketing approach (2 standards analysed twice every 25 unknowns); MLA maps were acquired using the raster mode with an X-ray spectra collected every 4 µm | STDGL3 (CODES, University of Tasmania; Danyushevsky et al., 2011); GSD-1G | 255.4 |  | 1.15 |  | 0.2 | [9 empty] | 3.46 | [5 empty] | 72.8 | [5 empty] | 1.982 | [15 empty] | 290200 |  | 0.395 | [11 empty] | 41.04 | [13 empty] | 0.197 | [9 empty] | 0.84 | [5 empty] | 9.9 | [15 empty] | 385000 |  | 5.57 |  |  |  | 4.1 | [5 empty] | 30.02 | [7 empty] | 0.29 | [5 empty] | 0.337 | [13 empty] | 566 |  |  |  |  | 2020 | Cave, B., et al. (2020), Ore Geology Reviews 124, 103647 |  | AUS | Queensland
| Mount Isa Copper Operations, Black Star Mine | No. 5 and No. 9 Pb-Zn orebodies, 650 Cu orebody, 1100 Cu orebody, 3000 Cu orebody | Seafloor hydrothermal | Sedimentary Exhalative (SEDEX) | SEDEX zinc-lead-copper | Cu, Pb, Zn | Ag | Cu, Pb, Zn, Ag | Cave et al., 2020 |  | 81-201008392cpy6-2 | 81-201008392cpy6-2-1 | underground mine, open pit |  |  |  |  | ore material | drill core, polished section | drill core | mineral separate | [5 empty] | mineralisation |  |  |  | chalcopyrite, sphalerite, galena | Cu mineralisation stage, Pb-Zn mineralisation stage | replacement, vein infill, stratabound | coarse-grained, medium-grained, fine-grained, stratabound, discordant veins, replacement, infill |  |  |  | pyrite, pyrrhotite, arsenopyrite, siderite, dolomite, calcite, quartz, chlorite, K-feldspar, biotite, apatite, freibergite, tetrahedrite, cobaltite | Resin blocks containing each sample were produced following standard procedures and used for Mineral Liberation Analysis (MLA) mapping and subsequent LA-ICP-MS analyses | LA-ICPMS, EMPA, SEM-EDS | NWR213 solid state 213 nm laser ablation system coupled with an Agilent 7900 quadrupole ICP-MS; Cameca SXFive Electron Microprobe; Quanta600 SEM | Adelaide Microscopy | Ablation was conducted in an atmosphere of He (0.6 L/min) that was mixed with Ar (0.88 L/min) upon leaving the ablation cell; 70 µm diameter spot size with a 25:2 standard sample bracketing approach (2 standards analysed twice every 25 unknowns); MLA maps were acquired using the raster mode with an X-ray spectra collected every 4 µm | STDGL3 (CODES, University of Tasmania; Danyushevsky et al., 2011); GSD-1G | 265.8 |  | 0.72 | [11 empty] | 2.23 | [5 empty] | 82 | [5 empty] | 2.27 | [15 empty] | 291300 |  | 0.46 | [11 empty] | 30.25 | [23 empty] | 0.79 | [5 empty] | 3.41 | [15 empty] | 379100 |  | 2.072 |  |  |  | 3.9 | [5 empty] | 20.22 | [13 empty] | 0.13 | [13 empty] | 1020 |  |  |  |  | 2020 | Cave, B., et al. (2020), Ore Geology Reviews 124, 103647 |  | AUS | Queensland
| Mount Isa Copper Operations, Black Star Mine | No. 5 and No. 9 Pb-Zn orebodies, 650 Cu orebody, 1100 Cu orebody, 3000 Cu orebody | Seafloor hydrothermal | Sedimentary Exhalative (SEDEX) | SEDEX zinc-lead-copper | Cu, Pb, Zn | Ag | Cu, Pb, Zn, Ag | Cave et al., 2020 |  | 82-201008392cpy6-3 | 82-201008392cpy6-3-1 | underground mine, open pit |  |  |  |  | ore material | drill core, polished section | drill core | mineral separate | [5 empty] | mineralisation |  |  |  | chalcopyrite, sphalerite, galena | Cu mineralisation stage, Pb-Zn mineralisation stage | replacement, vein infill, stratabound | coarse-grained, medium-grained, fine-grained, stratabound, discordant veins, replacement, infill |  |  |  | pyrite, pyrrhotite, arsenopyrite, siderite, dolomite, calcite, quartz, chlorite, K-feldspar, biotite, apatite, freibergite, tetrahedrite, cobaltite | Resin blocks containing each sample were produced following standard procedures and used for Mineral Liberation Analysis (MLA) mapping and subsequent LA-ICP-MS analyses | LA-ICPMS, EMPA, SEM-EDS | NWR213 solid state 213 nm laser ablation system coupled with an Agilent 7900 quadrupole ICP-MS; Cameca SXFive Electron Microprobe; Quanta600 SEM | Adelaide Microscopy | Ablation was conducted in an atmosphere of He (0.6 L/min) that was mixed with Ar (0.88 L/min) upon leaving the ablation cell; 70 µm diameter spot size with a 25:2 standard sample bracketing approach (2 standards analysed twice every 25 unknowns); MLA maps were acquired using the raster mode with an X-ray spectra collected every 4 µm | STDGL3 (CODES, University of Tasmania; Danyushevsky et al., 2011); GSD-1G | 251.2 | [13 empty] | 1.97 | [5 empty] | 55.4 | [5 empty] | 1.519 | [15 empty] | 288000 |  | 0.324 | [11 empty] | 46.11 | [23 empty] | 0.72 | [5 empty] | 6.59 | [15 empty] | 368900 |  | 4.43 |  |  |  | 2.95 | [5 empty] | 28.08 | [13 empty] | 0.265 | [13 empty] | 487 |  |  |  |  | 2020 | Cave, B., et al. (2020), Ore Geology Reviews 124, 103647 |  | AUS | Queensland
| Mount Isa Copper Operations, Black Star Mine | No. 5 and No. 9 Pb-Zn orebodies, 650 Cu orebody, 1100 Cu orebody, 3000 Cu orebody | Seafloor hydrothermal | Sedimentary Exhalative (SEDEX) | SEDEX zinc-lead-copper | Cu, Pb, Zn | Ag | Cu, Pb, Zn, Ag | Cave et al., 2020 |  | 83-201008392cpy6-4 | 83-201008392cpy6-4-1 | underground mine, open pit |  |  |  |  | ore material | drill core, polished section | drill core | mineral separate | [5 empty] | mineralisation |  |  |  | chalcopyrite, sphalerite, galena | Cu mineralisation stage, Pb-Zn mineralisation stage | replacement, vein infill, stratabound | coarse-grained, medium-grained, fine-grained, stratabound, discordant veins, replacement, infill |  |  |  | pyrite, pyrrhotite, arsenopyrite, siderite, dolomite, calcite, quartz, chlorite, K-feldspar, biotite, apatite, freibergite, tetrahedrite, cobaltite | Resin blocks containing each sample were produced following standard procedures and used for Mineral Liberation Analysis (MLA) mapping and subsequent LA-ICP-MS analyses | LA-ICPMS, EMPA, SEM-EDS | NWR213 solid state 213 nm laser ablation system coupled with an Agilent 7900 quadrupole ICP-MS; Cameca SXFive Electron Microprobe; Quanta600 SEM | Adelaide Microscopy | Ablation was conducted in an atmosphere of He (0.6 L/min) that was mixed with Ar (0.88 L/min) upon leaving the ablation cell; 70 µm diameter spot size with a 25:2 standard sample bracketing approach (2 standards analysed twice every 25 unknowns); MLA maps were acquired using the raster mode with an X-ray spectra collected every 4 µm | STDGL3 (CODES, University of Tasmania; Danyushevsky et al., 2011); GSD-1G | 255.8 |  | 2.67 |  | 0.3 | [9 empty] | 1.93 | [5 empty] | 54.3 | [5 empty] | 2.34 | [15 empty] | 291500 |  | 0.363 | [11 empty] | 28.81 | [13 empty] | 0.198 | [9 empty] | 0.77 | [5 empty] | 4.3 | [15 empty] | 378000 |  | 1.21 |  |  |  | 4.4 | [5 empty] | 18.75 | [27 empty] | 475 |  |  |  |  | 2020 | Cave, B., et al. (2020), Ore Geology Reviews 124, 103647 |  | AUS | Queensland
| Mount Isa Copper Operations, Black Star Mine | No. 5 and No. 9 Pb-Zn orebodies, 650 Cu orebody, 1100 Cu orebody, 3000 Cu orebody | Seafloor hydrothermal | Sedimentary Exhalative (SEDEX) | SEDEX zinc-lead-copper | Cu, Pb, Zn | Ag | Cu, Pb, Zn, Ag | Cave et al., 2020 |  | 84-201008392cpy6-5 | 84-201008392cpy6-5-1 | underground mine, open pit |  |  |  |  | ore material | drill core, polished section | drill core | mineral separate | [5 empty] | mineralisation |  |  |  | chalcopyrite, sphalerite, galena | Cu mineralisation stage, Pb-Zn mineralisation stage | replacement, vein infill, stratabound | coarse-grained, medium-grained, fine-grained, stratabound, discordant veins, replacement, infill |  |  |  | pyrite, pyrrhotite, arsenopyrite, siderite, dolomite, calcite, quartz, chlorite, K-feldspar, biotite, apatite, freibergite, tetrahedrite, cobaltite | Resin blocks containing each sample were produced following standard procedures and used for Mineral Liberation Analysis (MLA) mapping and subsequent LA-ICP-MS analyses | LA-ICPMS, EMPA, SEM-EDS | NWR213 solid state 213 nm laser ablation system coupled with an Agilent 7900 quadrupole ICP-MS; Cameca SXFive Electron Microprobe; Quanta600 SEM | Adelaide Microscopy | Ablation was conducted in an atmosphere of He (0.6 L/min) that was mixed with Ar (0.88 L/min) upon leaving the ablation cell; 70 µm diameter spot size with a 25:2 standard sample bracketing approach (2 standards analysed twice every 25 unknowns); MLA maps were acquired using the raster mode with an X-ray spectra collected every 4 µm | STDGL3 (CODES, University of Tasmania; Danyushevsky et al., 2011); GSD-1G | 266 |  | 0.72 | [11 empty] | 2.13 | [5 empty] | 58.3 | [5 empty] | 2.85 | [15 empty] | 291700 |  | 0.389 | [11 empty] | 26.98 | [13 empty] | 0.154 | [9 empty] | 0.93 | [5 empty] | 3.63 | [15 empty] | 387700 |  | 0.877 |  |  |  | 3.24 | [5 empty] | 15.46 | [27 empty] | 523 |  |  |  |  | 2020 | Cave, B., et al. (2020), Ore Geology Reviews 124, 103647 |  | AUS | Queensland
| Mount Isa Copper Operations, Black Star Mine | No. 5 and No. 9 Pb-Zn orebodies, 650 Cu orebody, 1100 Cu orebody, 3000 Cu orebody | Seafloor hydrothermal | Sedimentary Exhalative (SEDEX) | SEDEX zinc-lead-copper | Cu, Pb, Zn | Ag | Cu, Pb, Zn, Ag | Cave et al., 2020 |  | 85-201008392cpy6-6 | 85-201008392cpy6-6-1 | underground mine, open pit |  |  |  |  | ore material | drill core, polished section | drill core | mineral separate | [5 empty] | mineralisation |  |  |  | chalcopyrite, sphalerite, galena | Cu mineralisation stage, Pb-Zn mineralisation stage | replacement, vein infill, stratabound | coarse-grained, medium-grained, fine-grained, stratabound, discordant veins, replacement, infill |  |  |  | pyrite, pyrrhotite, arsenopyrite, siderite, dolomite, calcite, quartz, chlorite, K-feldspar, biotite, apatite, freibergite, tetrahedrite, cobaltite | Resin blocks containing each sample were produced following standard procedures and used for Mineral Liberation Analysis (MLA) mapping and subsequent LA-ICP-MS analyses | LA-ICPMS, EMPA, SEM-EDS | NWR213 solid state 213 nm laser ablation system coupled with an Agilent 7900 quadrupole ICP-MS; Cameca SXFive Electron Microprobe; Quanta600 SEM | Adelaide Microscopy | Ablation was conducted in an atmosphere of He (0.6 L/min) that was mixed with Ar (0.88 L/min) upon leaving the ablation cell; 70 µm diameter spot size with a 25:2 standard sample bracketing approach (2 standards analysed twice every 25 unknowns); MLA maps were acquired using the raster mode with an X-ray spectra collected every 4 µm | STDGL3 (CODES, University of Tasmania; Danyushevsky et al., 2011); GSD-1G | 266.8 |  | 0.59 | [11 empty] | 1.554 | [5 empty] | 53.2 | [5 empty] | 2.29 | [15 empty] | 292500 |  | 0.393 | [11 empty] | 27.78 | [23 empty] | 0.87 | [5 empty] | 2.297 | [15 empty] | 379100 |  | 0.815 |  |  |  | 3.2 | [5 empty] | 16.76 | [27 empty] | 438 |  |  |  |  | 2020 | Cave, B., et al. (2020), Ore Geology Reviews 124, 103647 |  | AUS | Queensland
| Mount Isa Copper Operations, Black Star Mine | No. 5 and No. 9 Pb-Zn orebodies, 650 Cu orebody, 1100 Cu orebody, 3000 Cu orebody | Seafloor hydrothermal | Sedimentary Exhalative (SEDEX) | SEDEX zinc-lead-copper | Cu, Pb, Zn | Ag | Cu, Pb, Zn, Ag | Cave et al., 2020 |  | 86-201008392cpy6-7 | 86-201008392cpy6-7-1 | underground mine, open pit |  |  |  |  | ore material | drill core, polished section | drill core | mineral separate | [5 empty] | mineralisation |  |  |  | chalcopyrite, sphalerite, galena | Cu mineralisation stage, Pb-Zn mineralisation stage | replacement, vein infill, stratabound | coarse-grained, medium-grained, fine-grained, stratabound, discordant veins, replacement, infill |  |  |  | pyrite, pyrrhotite, arsenopyrite, siderite, dolomite, calcite, quartz, chlorite, K-feldspar, biotite, apatite, freibergite, tetrahedrite, cobaltite | Resin blocks containing each sample were produced following standard procedures and used for Mineral Liberation Analysis (MLA) mapping and subsequent LA-ICP-MS analyses | LA-ICPMS, EMPA, SEM-EDS | NWR213 solid state 213 nm laser ablation system coupled with an Agilent 7900 quadrupole ICP-MS; Cameca SXFive Electron Microprobe; Quanta600 SEM | Adelaide Microscopy | Ablation was conducted in an atmosphere of He (0.6 L/min) that was mixed with Ar (0.88 L/min) upon leaving the ablation cell; 70 µm diameter spot size with a 25:2 standard sample bracketing approach (2 standards analysed twice every 25 unknowns); MLA maps were acquired using the raster mode with an X-ray spectra collected every 4 µm | STDGL3 (CODES, University of Tasmania; Danyushevsky et al., 2011); GSD-1G | 267.9 |  | 1.53 | [11 empty] | 1.37 | [5 empty] | 63.5 | [5 empty] | 2.55 | [15 empty] | 289300 |  | 0.445 | [11 empty] | 28.68 | [23 empty] | 0.92 | [5 empty] | 4.27 | [15 empty] | 370800 |  | 1.467 |  |  |  | 1.81 | [5 empty] | 17.53 | [13 empty] | 0.156 | [13 empty] | 598 |  |  |  |  | 2020 | Cave, B., et al. (2020), Ore Geology Reviews 124, 103647 |  | AUS | Queensland
| Mount Isa Copper Operations, Black Star Mine | No. 5 and No. 9 Pb-Zn orebodies, 650 Cu orebody, 1100 Cu orebody, 3000 Cu orebody | Seafloor hydrothermal | Sedimentary Exhalative (SEDEX) | SEDEX zinc-lead-copper | Cu, Pb, Zn | Ag | Cu, Pb, Zn, Ag | Cave et al., 2020 |  | 87-201008392cpy6-8 | 87-201008392cpy6-8-1 | underground mine, open pit |  |  |  |  | ore material | drill core, polished section | drill core | mineral separate | [5 empty] | mineralisation |  |  |  | chalcopyrite, sphalerite, galena | Cu mineralisation stage, Pb-Zn mineralisation stage | replacement, vein infill, stratabound | coarse-grained, medium-grained, fine-grained, stratabound, discordant veins, replacement, infill |  |  |  | pyrite, pyrrhotite, arsenopyrite, siderite, dolomite, calcite, quartz, chlorite, K-feldspar, biotite, apatite, freibergite, tetrahedrite, cobaltite | Resin blocks containing each sample were produced following standard procedures and used for Mineral Liberation Analysis (MLA) mapping and subsequent LA-ICP-MS analyses | LA-ICPMS, EMPA, SEM-EDS | NWR213 solid state 213 nm laser ablation system coupled with an Agilent 7900 quadrupole ICP-MS; Cameca SXFive Electron Microprobe; Quanta600 SEM | Adelaide Microscopy | Ablation was conducted in an atmosphere of He (0.6 L/min) that was mixed with Ar (0.88 L/min) upon leaving the ablation cell; 70 µm diameter spot size with a 25:2 standard sample bracketing approach (2 standards analysed twice every 25 unknowns); MLA maps were acquired using the raster mode with an X-ray spectra collected every 4 µm | STDGL3 (CODES, University of Tasmania; Danyushevsky et al., 2011); GSD-1G | 271.7 |  | 0.64 |  | 0.263 | [9 empty] | 1.668 | [5 empty] | 84 | [5 empty] | 2.84 | [15 empty] | 288200 |  | 0.402 | [11 empty] | 27.77 | [13 empty] | 0.171 | [9 empty] | 0.89 | [5 empty] | 3.94 | [15 empty] | 372600 |  | 1.039 |  |  |  | 2.24 | [5 empty] | 14.56 | [27 empty] | 856 |  |  |  |  | 2020 | Cave, B., et al. (2020), Ore Geology Reviews 124, 103647 |  | AUS | Queensland
| Mount Isa Copper Operations, Black Star Mine | No. 5 and No. 9 Pb-Zn orebodies, 650 Cu orebody, 1100 Cu orebody, 3000 Cu orebody | Seafloor hydrothermal | Sedimentary Exhalative (SEDEX) | SEDEX zinc-lead-copper | Cu, Pb, Zn | Ag | Cu, Pb, Zn, Ag | Cave et al., 2020 |  | 88-201008392cpy6-9 | 88-201008392cpy6-9-1 | underground mine, open pit |  |  |  |  | ore material | drill core, polished section | drill core | mineral separate | [5 empty] | mineralisation |  |  |  | chalcopyrite, sphalerite, galena | Cu mineralisation stage, Pb-Zn mineralisation stage | replacement, vein infill, stratabound | coarse-grained, medium-grained, fine-grained, stratabound, discordant veins, replacement, infill |  |  |  | pyrite, pyrrhotite, arsenopyrite, siderite, dolomite, calcite, quartz, chlorite, K-feldspar, biotite, apatite, freibergite, tetrahedrite, cobaltite | Resin blocks containing each sample were produced following standard procedures and used for Mineral Liberation Analysis (MLA) mapping and subsequent LA-ICP-MS analyses | LA-ICPMS, EMPA, SEM-EDS | NWR213 solid state 213 nm laser ablation system coupled with an Agilent 7900 quadrupole ICP-MS; Cameca SXFive Electron Microprobe; Quanta600 SEM | Adelaide Microscopy | Ablation was conducted in an atmosphere of He (0.6 L/min) that was mixed with Ar (0.88 L/min) upon leaving the ablation cell; 70 µm diameter spot size with a 25:2 standard sample bracketing approach (2 standards analysed twice every 25 unknowns); MLA maps were acquired using the raster mode with an X-ray spectra collected every 4 µm | STDGL3 (CODES, University of Tasmania; Danyushevsky et al., 2011); GSD-1G | 255.7 |  | 0.6 |  | 0.28 | [9 empty] | 1.401 | [5 empty] | 53.8 | [5 empty] | 2.08 | [15 empty] | 289900 |  | 0.577 | [11 empty] | 34.84 | [23 empty] | 0.94 | [5 empty] | 1.855 | [15 empty] | 376500 |  | 1.501 |  |  |  | 1.33 | [5 empty] | 25.18 | [13 empty] | 0.101 | [13 empty] | 484 |  |  |  |  | 2020 | Cave, B., et al. (2020), Ore Geology Reviews 124, 103647 |  | AUS | Queensland
| Mount Isa Copper Operations, Black Star Mine | No. 5 and No. 9 Pb-Zn orebodies, 650 Cu orebody, 1100 Cu orebody, 3000 Cu orebody | Seafloor hydrothermal | Sedimentary Exhalative (SEDEX) | SEDEX zinc-lead-copper | Cu, Pb, Zn | Ag | Cu, Pb, Zn, Ag | Cave et al., 2020 |  | 89-201008392cpy6-10 | 89-201008392cpy6-10-1 | underground mine, open pit |  |  |  |  | ore material | drill core, polished section | drill core | mineral separate | [5 empty] | mineralisation |  |  |  | chalcopyrite, sphalerite, galena | Cu mineralisation stage, Pb-Zn mineralisation stage | replacement, vein infill, stratabound | coarse-grained, medium-grained, fine-grained, stratabound, discordant veins, replacement, infill |  |  |  | pyrite, pyrrhotite, arsenopyrite, siderite, dolomite, calcite, quartz, chlorite, K-feldspar, biotite, apatite, freibergite, tetrahedrite, cobaltite | Resin blocks containing each sample were produced following standard procedures and used for Mineral Liberation Analysis (MLA) mapping and subsequent LA-ICP-MS analyses | LA-ICPMS, EMPA, SEM-EDS | NWR213 solid state 213 nm laser ablation system coupled with an Agilent 7900 quadrupole ICP-MS; Cameca SXFive Electron Microprobe; Quanta600 SEM | Adelaide Microscopy | Ablation was conducted in an atmosphere of He (0.6 L/min) that was mixed with Ar (0.88 L/min) upon leaving the ablation cell; 70 µm diameter spot size with a 25:2 standard sample bracketing approach (2 standards analysed twice every 25 unknowns); MLA maps were acquired using the raster mode with an X-ray spectra collected every 4 µm | STDGL3 (CODES, University of Tasmania; Danyushevsky et al., 2011); GSD-1G | 239.4 |  | 0.66 | [11 empty] | 1.53 | [5 empty] | 51.4 | [5 empty] | 2.02 | [15 empty] | 289400 |  | 0.498 | [11 empty] | 36.85 | [23 empty] | 0.94 | [5 empty] | 8.11 | [15 empty] | 367900 |  | 4.97 |  |  |  | 2.77 | [5 empty] | 28.41 | [13 empty] | 0.289 | [13 empty] | 488 |  |  |  |  | 2020 | Cave, B., et al. (2020), Ore Geology Reviews 124, 103647 |  | AUS | Queensland
| Mount Isa Copper Operations, Black Star Mine | No. 5 and No. 9 Pb-Zn orebodies, 650 Cu orebody, 1100 Cu orebody, 3000 Cu orebody | Seafloor hydrothermal | Sedimentary Exhalative (SEDEX) | SEDEX zinc-lead-copper | Cu, Pb, Zn | Ag | Cu, Pb, Zn, Ag | Cave et al., 2020 |  | 90-201008392cpy6-11 | 90-201008392cpy6-11-1 | underground mine, open pit |  |  |  |  | ore material | drill core, polished section | drill core | mineral separate | [5 empty] | mineralisation |  |  |  | chalcopyrite, sphalerite, galena | Cu mineralisation stage, Pb-Zn mineralisation stage | replacement, vein infill, stratabound | coarse-grained, medium-grained, fine-grained, stratabound, discordant veins, replacement, infill |  |  |  | pyrite, pyrrhotite, arsenopyrite, siderite, dolomite, calcite, quartz, chlorite, K-feldspar, biotite, apatite, freibergite, tetrahedrite, cobaltite | Resin blocks containing each sample were produced following standard procedures and used for Mineral Liberation Analysis (MLA) mapping and subsequent LA-ICP-MS analyses | LA-ICPMS, EMPA, SEM-EDS | NWR213 solid state 213 nm laser ablation system coupled with an Agilent 7900 quadrupole ICP-MS; Cameca SXFive Electron Microprobe; Quanta600 SEM | Adelaide Microscopy | Ablation was conducted in an atmosphere of He (0.6 L/min) that was mixed with Ar (0.88 L/min) upon leaving the ablation cell; 70 µm diameter spot size with a 25:2 standard sample bracketing approach (2 standards analysed twice every 25 unknowns); MLA maps were acquired using the raster mode with an X-ray spectra collected every 4 µm | STDGL3 (CODES, University of Tasmania; Danyushevsky et al., 2011); GSD-1G | 263 |  | 1.47 |  | 0.199 | [9 empty] | 1.73 | [5 empty] | 89.1 | [5 empty] | 1.874 | [15 empty] | 290700 |  | 0.43 | [11 empty] | 32.77 | [23 empty] | 0.67 | [5 empty] | 12.26 | [15 empty] | 381500 |  | 7.15 |  |  |  | 2.68 | [5 empty] | 29.1 | [7 empty] | 0.21 | [5 empty] | 0.692 | [13 empty] | 1020 |  |  |  |  | 2020 | Cave, B., et al. (2020), Ore Geology Reviews 124, 103647 |  | AUS | Queensland
| Mount Isa Copper Operations, Black Star Mine | No. 5 and No. 9 Pb-Zn orebodies, 650 Cu orebody, 1100 Cu orebody, 3000 Cu orebody | Seafloor hydrothermal | Sedimentary Exhalative (SEDEX) | SEDEX zinc-lead-copper | Cu, Pb, Zn | Ag | Cu, Pb, Zn, Ag | Cave et al., 2020 |  | 91-201008392cpy6-12 | 91-201008392cpy6-12-1 | underground mine, open pit |  |  |  |  | ore material | drill core, polished section | drill core | mineral separate | [5 empty] | mineralisation |  |  |  | chalcopyrite, sphalerite, galena | Cu mineralisation stage, Pb-Zn mineralisation stage | replacement, vein infill, stratabound | coarse-grained, medium-grained, fine-grained, stratabound, discordant veins, replacement, infill |  |  |  | pyrite, pyrrhotite, arsenopyrite, siderite, dolomite, calcite, quartz, chlorite, K-feldspar, biotite, apatite, freibergite, tetrahedrite, cobaltite | Resin blocks containing each sample were produced following standard procedures and used for Mineral Liberation Analysis (MLA) mapping and subsequent LA-ICP-MS analyses | LA-ICPMS, EMPA, SEM-EDS | NWR213 solid state 213 nm laser ablation system coupled with an Agilent 7900 quadrupole ICP-MS; Cameca SXFive Electron Microprobe; Quanta600 SEM | Adelaide Microscopy | Ablation was conducted in an atmosphere of He (0.6 L/min) that was mixed with Ar (0.88 L/min) upon leaving the ablation cell; 70 µm diameter spot size with a 25:2 standard sample bracketing approach (2 standards analysed twice every 25 unknowns); MLA maps were acquired using the raster mode with an X-ray spectra collected every 4 µm | STDGL3 (CODES, University of Tasmania; Danyushevsky et al., 2011); GSD-1G | 257.4 |  | 1.29 |  | 0.24 | [9 empty] | 1.072 | [5 empty] | 81 | [5 empty] | 2.036 | [15 empty] | 289000 |  | 0.462 | [11 empty] | 29.7 | [23 empty] | 0.71 | [5 empty] | 3.42 | [15 empty] | 363200 |  | 2.22 |  |  |  | 2.36 | [5 empty] | 21.5 | [13 empty] | 0.202 | [13 empty] | 930 |  |  |  |  | 2020 | Cave, B., et al. (2020), Ore Geology Reviews 124, 103647 |  | AUS | Queensland
| Mount Isa Copper Operations, Black Star Mine | No. 5 and No. 9 Pb-Zn orebodies, 650 Cu orebody, 1100 Cu orebody, 3000 Cu orebody | Seafloor hydrothermal | Sedimentary Exhalative (SEDEX) | SEDEX zinc-lead-copper | Cu, Pb, Zn | Ag | Cu, Pb, Zn, Ag | Cave et al., 2020 |  | 92-201008392cpy6-13 | 92-201008392cpy6-13-1 | underground mine, open pit |  |  |  |  | ore material | drill core, polished section | drill core | mineral separate | [5 empty] | mineralisation |  |  |  | chalcopyrite, sphalerite, galena | Cu mineralisation stage, Pb-Zn mineralisation stage | replacement, vein infill, stratabound | coarse-grained, medium-grained, fine-grained, stratabound, discordant veins, replacement, infill |  |  |  | pyrite, pyrrhotite, arsenopyrite, siderite, dolomite, calcite, quartz, chlorite, K-feldspar, biotite, apatite, freibergite, tetrahedrite, cobaltite | Resin blocks containing each sample were produced following standard procedures and used for Mineral Liberation Analysis (MLA) mapping and subsequent LA-ICP-MS analyses | LA-ICPMS, EMPA, SEM-EDS | NWR213 solid state 213 nm laser ablation system coupled with an Agilent 7900 quadrupole ICP-MS; Cameca SXFive Electron Microprobe; Quanta600 SEM | Adelaide Microscopy | Ablation was conducted in an atmosphere of He (0.6 L/min) that was mixed with Ar (0.88 L/min) upon leaving the ablation cell; 70 µm diameter spot size with a 25:2 standard sample bracketing approach (2 standards analysed twice every 25 unknowns); MLA maps were acquired using the raster mode with an X-ray spectra collected every 4 µm | STDGL3 (CODES, University of Tasmania; Danyushevsky et al., 2011); GSD-1G | 256.4 |  | 0.74 | [11 empty] | 1.116 | [5 empty] | 57.6 | [5 empty] | 2.116 | [15 empty] | 287100 |  | 0.443 | [11 empty] | 28.47 | [23 empty] | 0.73 | [5 empty] | 4.31 | [15 empty] | 364000 |  | 3.05 |  |  |  | 1.74 | [5 empty] | 25.19 | [13 empty] | 0.195 | [13 empty] | 554 |  |  |  |  | 2020 | Cave, B., et al. (2020), Ore Geology Reviews 124, 103647 |  | AUS | Queensland
| Mount Isa Copper Operations, Black Star Mine | No. 5 and No. 9 Pb-Zn orebodies, 650 Cu orebody, 1100 Cu orebody, 3000 Cu orebody | Seafloor hydrothermal | Sedimentary Exhalative (SEDEX) | SEDEX zinc-lead-copper | Cu, Pb, Zn | Ag | Cu, Pb, Zn, Ag | Cave et al., 2020 |  | 93-201008392cpy6-14 | 93-201008392cpy6-14-1 | underground mine, open pit |  |  |  |  | ore material | drill core, polished section | drill core | mineral separate | [5 empty] | mineralisation |  |  |  | chalcopyrite, sphalerite, galena | Cu mineralisation stage, Pb-Zn mineralisation stage | replacement, vein infill, stratabound | coarse-grained, medium-grained, fine-grained, stratabound, discordant veins, replacement, infill |  |  |  | pyrite, pyrrhotite, arsenopyrite, siderite, dolomite, calcite, quartz, chlorite, K-feldspar, biotite, apatite, freibergite, tetrahedrite, cobaltite | Resin blocks containing each sample were produced following standard procedures and used for Mineral Liberation Analysis (MLA) mapping and subsequent LA-ICP-MS analyses | LA-ICPMS, EMPA, SEM-EDS | NWR213 solid state 213 nm laser ablation system coupled with an Agilent 7900 quadrupole ICP-MS; Cameca SXFive Electron Microprobe; Quanta600 SEM | Adelaide Microscopy | Ablation was conducted in an atmosphere of He (0.6 L/min) that was mixed with Ar (0.88 L/min) upon leaving the ablation cell; 70 µm diameter spot size with a 25:2 standard sample bracketing approach (2 standards analysed twice every 25 unknowns); MLA maps were acquired using the raster mode with an X-ray spectra collected every 4 µm | STDGL3 (CODES, University of Tasmania; Danyushevsky et al., 2011); GSD-1G | 272.7 |  | 1.73 | [11 empty] | 1.344 | [5 empty] | 51.6 | [5 empty] | 1.81 | [15 empty] | 287200 |  | 0.418 | [11 empty] | 28.24 | [13 empty] | 0.171 | [9 empty] | 0.8 | [5 empty] | 5.4 | [15 empty] | 370500 |  | 2.276 |  |  |  | 2.9 | [5 empty] | 20.28 | [13 empty] | 0.44 | [13 empty] | 465 |  |  |  |  | 2020 | Cave, B., et al. (2020), Ore Geology Reviews 124, 103647 |  | AUS | Queensland
| Mount Isa Copper Operations, Black Star Mine | No. 5 and No. 9 Pb-Zn orebodies, 650 Cu orebody, 1100 Cu orebody, 3000 Cu orebody | Seafloor hydrothermal | Sedimentary Exhalative (SEDEX) | SEDEX zinc-lead-copper | Cu, Pb, Zn | Ag | Cu, Pb, Zn, Ag | Cave et al., 2020 |  | 94-201008392cpy6-15 | 94-201008392cpy6-15-1 | underground mine, open pit |  |  |  |  | ore material | drill core, polished section | drill core | mineral separate | [5 empty] | mineralisation |  |  |  | chalcopyrite, sphalerite, galena | Cu mineralisation stage, Pb-Zn mineralisation stage | replacement, vein infill, stratabound | coarse-grained, medium-grained, fine-grained, stratabound, discordant veins, replacement, infill |  |  |  | pyrite, pyrrhotite, arsenopyrite, siderite, dolomite, calcite, quartz, chlorite, K-feldspar, biotite, apatite, freibergite, tetrahedrite, cobaltite | Resin blocks containing each sample were produced following standard procedures and used for Mineral Liberation Analysis (MLA) mapping and subsequent LA-ICP-MS analyses | LA-ICPMS, EMPA, SEM-EDS | NWR213 solid state 213 nm laser ablation system coupled with an Agilent 7900 quadrupole ICP-MS; Cameca SXFive Electron Microprobe; Quanta600 SEM | Adelaide Microscopy | Ablation was conducted in an atmosphere of He (0.6 L/min) that was mixed with Ar (0.88 L/min) upon leaving the ablation cell; 70 µm diameter spot size with a 25:2 standard sample bracketing approach (2 standards analysed twice every 25 unknowns); MLA maps were acquired using the raster mode with an X-ray spectra collected every 4 µm | STDGL3 (CODES, University of Tasmania; Danyushevsky et al., 2011); GSD-1G | 265.6 | [13 empty] | 1.142 | [5 empty] | 69.1 | [5 empty] | 2.65 | [15 empty] | 287000 |  | 0.424 | [11 empty] | 26.14 | [23 empty] | 0.94 | [5 empty] | 4.16 | [15 empty] | 363300 |  | 0.842 |  |  |  | 2.27 | [5 empty] | 13.48 | [27 empty] | 650 |  |  |  |  | 2020 | Cave, B., et al. (2020), Ore Geology Reviews 124, 103647 |  | AUS | Queensland
| Mount Isa Copper Operations, Black Star Mine | No. 5 and No. 9 Pb-Zn orebodies, 650 Cu orebody, 1100 Cu orebody, 3000 Cu orebody | Seafloor hydrothermal | Sedimentary Exhalative (SEDEX) | SEDEX zinc-lead-copper | Cu, Pb, Zn | Ag | Cu, Pb, Zn, Ag | Cave et al., 2020 |  | 95-201008392cpy9-1 | 95-201008392cpy9-1-1 | underground mine, open pit |  |  |  |  | ore material | drill core, polished section | drill core | mineral separate | [5 empty] | mineralisation |  |  |  | chalcopyrite, sphalerite, galena | Cu mineralisation stage, Pb-Zn mineralisation stage | replacement, vein infill, stratabound | coarse-grained, medium-grained, fine-grained, stratabound, discordant veins, replacement, infill |  |  |  | pyrite, pyrrhotite, arsenopyrite, siderite, dolomite, calcite, quartz, chlorite, K-feldspar, biotite, apatite, freibergite, tetrahedrite, cobaltite | Resin blocks containing each sample were produced following standard procedures and used for Mineral Liberation Analysis (MLA) mapping and subsequent LA-ICP-MS analyses | LA-ICPMS, EMPA, SEM-EDS | NWR213 solid state 213 nm laser ablation system coupled with an Agilent 7900 quadrupole ICP-MS; Cameca SXFive Electron Microprobe; Quanta600 SEM | Adelaide Microscopy | Ablation was conducted in an atmosphere of He (0.6 L/min) that was mixed with Ar (0.88 L/min) upon leaving the ablation cell; 70 µm diameter spot size with a 25:2 standard sample bracketing approach (2 standards analysed twice every 25 unknowns); MLA maps were acquired using the raster mode with an X-ray spectra collected every 4 µm | STDGL3 (CODES, University of Tasmania; Danyushevsky et al., 2011); GSD-1G | 213.7 |  | 1.67 | [11 empty] | 1.72 | [5 empty] | 49.7 | [5 empty] | 2.92 | [15 empty] | 287100 |  | 0.399 | [11 empty] | 70.93 | [23 empty] | 1.17 | [5 empty] | 2.69 | [15 empty] | 377400 |  | 1.52 | [9 empty] | 62.44 | [13 empty] | 0.067 | [13 empty] | 421.9 |  |  |  |  | 2020 | Cave, B., et al. (2020), Ore Geology Reviews 124, 103647 |  | AUS | Queensland
| Mount Isa Copper Operations, Black Star Mine | No. 5 and No. 9 Pb-Zn orebodies, 650 Cu orebody, 1100 Cu orebody, 3000 Cu orebody | Seafloor hydrothermal | Sedimentary Exhalative (SEDEX) | SEDEX zinc-lead-copper | Cu, Pb, Zn | Ag | Cu, Pb, Zn, Ag | Cave et al., 2020 |  | 97-201008392cpy9-3 | 97-201008392cpy9-3-1 | underground mine, open pit |  |  |  |  | ore material | drill core, polished section | drill core | mineral separate | [5 empty] | mineralisation |  |  |  | chalcopyrite, sphalerite, galena | Cu mineralisation stage, Pb-Zn mineralisation stage | replacement, vein infill, stratabound | coarse-grained, medium-grained, fine-grained, stratabound, discordant veins, replacement, infill |  |  |  | pyrite, pyrrhotite, arsenopyrite, siderite, dolomite, calcite, quartz, chlorite, K-feldspar, biotite, apatite, freibergite, tetrahedrite, cobaltite | Resin blocks containing each sample were produced following standard procedures and used for Mineral Liberation Analysis (MLA) mapping and subsequent LA-ICP-MS analyses | LA-ICPMS, EMPA, SEM-EDS | NWR213 solid state 213 nm laser ablation system coupled with an Agilent 7900 quadrupole ICP-MS; Cameca SXFive Electron Microprobe; Quanta600 SEM | Adelaide Microscopy | Ablation was conducted in an atmosphere of He (0.6 L/min) that was mixed with Ar (0.88 L/min) upon leaving the ablation cell; 70 µm diameter spot size with a 25:2 standard sample bracketing approach (2 standards analysed twice every 25 unknowns); MLA maps were acquired using the raster mode with an X-ray spectra collected every 4 µm | STDGL3 (CODES, University of Tasmania; Danyushevsky et al., 2011); GSD-1G | 219.1 |  | 2.47 |  | 0.27 | [9 empty] | 6.61 | [5 empty] | 115 | [5 empty] | 3.58 | [15 empty] | 289200 |  | 0.38 | [11 empty] | 72.56 | [23 empty] | 1.36 | [5 empty] | 90 | [15 empty] | 372800 |  | 4.77 |  |  |  | 2.16 | [5 empty] | 66.31 | [13 empty] | 0.386 | [13 empty] | 1190 |  |  |  |  | 2020 | Cave, B., et al. (2020), Ore Geology Reviews 124, 103647 |  | AUS | Queensland
| Mount Isa Copper Operations, Black Star Mine | No. 5 and No. 9 Pb-Zn orebodies, 650 Cu orebody, 1100 Cu orebody, 3000 Cu orebody | Seafloor hydrothermal | Sedimentary Exhalative (SEDEX) | SEDEX zinc-lead-copper | Cu, Pb, Zn | Ag | Cu, Pb, Zn, Ag | Cave et al., 2020 |  | 99-201008392cpy9-5 | 99-201008392cpy9-5-1 | underground mine, open pit |  |  |  |  | ore material | drill core, polished section | drill core | mineral separate | [5 empty] | mineralisation |  |  |  | chalcopyrite, sphalerite, galena | Cu mineralisation stage, Pb-Zn mineralisation stage | replacement, vein infill, stratabound | coarse-grained, medium-grained, fine-grained, stratabound, discordant veins, replacement, infill |  |  |  | pyrite, pyrrhotite, arsenopyrite, siderite, dolomite, calcite, quartz, chlorite, K-feldspar, biotite, apatite, freibergite, tetrahedrite, cobaltite | Resin blocks containing each sample were produced following standard procedures and used for Mineral Liberation Analysis (MLA) mapping and subsequent LA-ICP-MS analyses | LA-ICPMS, EMPA, SEM-EDS | NWR213 solid state 213 nm laser ablation system coupled with an Agilent 7900 quadrupole ICP-MS; Cameca SXFive Electron Microprobe; Quanta600 SEM | Adelaide Microscopy | Ablation was conducted in an atmosphere of He (0.6 L/min) that was mixed with Ar (0.88 L/min) upon leaving the ablation cell; 70 µm diameter spot size with a 25:2 standard sample bracketing approach (2 standards analysed twice every 25 unknowns); MLA maps were acquired using the raster mode with an X-ray spectra collected every 4 µm | STDGL3 (CODES, University of Tasmania; Danyushevsky et al., 2011); GSD-1G | 214.8 |  | 4.9 |  | 19.2 | [9 empty] | 3.72 | [5 empty] | 55.8 | [5 empty] | 8.9 | [15 empty] | 287000 |  | 0.406 | [11 empty] | 71.84 | [13 empty] | 8.1 | [9 empty] | 1.38 | [5 empty] | 93 | [15 empty] | 369900 |  | 3.99 | [9 empty] | 65.03 | [13 empty] | 0.644 | [13 empty] | 458 |  |  |  |  | 2020 | Cave, B., et al. (2020), Ore Geology Reviews 124, 103647 |  | AUS | Queensland
| Mount Isa Copper Operations, Black Star Mine | No. 5 and No. 9 Pb-Zn orebodies, 650 Cu orebody, 1100 Cu orebody, 3000 Cu orebody | Seafloor hydrothermal | Sedimentary Exhalative (SEDEX) | SEDEX zinc-lead-copper | Cu, Pb, Zn | Ag | Cu, Pb, Zn, Ag | Cave et al., 2020 |  | 100-201008392cpy9-6 | 100-201008392cpy9-6-1 | underground mine, open pit |  |  |  |  | ore material | drill core, polished section | drill core | mineral separate | [5 empty] | mineralisation |  |  |  | chalcopyrite, sphalerite, galena | Cu mineralisation stage, Pb-Zn mineralisation stage | replacement, vein infill, stratabound | coarse-grained, medium-grained, fine-grained, stratabound, discordant veins, replacement, infill |  |  |  | pyrite, pyrrhotite, arsenopyrite, siderite, dolomite, calcite, quartz, chlorite, K-feldspar, biotite, apatite, freibergite, tetrahedrite, cobaltite | Resin blocks containing each sample were produced following standard procedures and used for Mineral Liberation Analysis (MLA) mapping and subsequent LA-ICP-MS analyses | LA-ICPMS, EMPA, SEM-EDS | NWR213 solid state 213 nm laser ablation system coupled with an Agilent 7900 quadrupole ICP-MS; Cameca SXFive Electron Microprobe; Quanta600 SEM | Adelaide Microscopy | Ablation was conducted in an atmosphere of He (0.6 L/min) that was mixed with Ar (0.88 L/min) upon leaving the ablation cell; 70 µm diameter spot size with a 25:2 standard sample bracketing approach (2 standards analysed twice every 25 unknowns); MLA maps were acquired using the raster mode with an X-ray spectra collected every 4 µm | STDGL3 (CODES, University of Tasmania; Danyushevsky et al., 2011); GSD-1G | 219.5 |  | 5.4 |  | 75 | [9 empty] | 25.9 | [5 empty] | 84 | [5 empty] | 55 | [15 empty] | 296700 |  | 0.404 | [11 empty] | 75.57 | [13 empty] | 2.25 | [9 empty] | 1.85 | [5 empty] | 990 | [15 empty] | 384600 |  | 23.2 |  |  |  | 2.3 | [5 empty] | 73.3 | [7 empty] | 0.32 | [5 empty] | 4.59 | [13 empty] | 880 |  |  |  |  | 2020 | Cave, B., et al. (2020), Ore Geology Reviews 124, 103647 |  | AUS | Queensland
| Mount Isa Copper Operations, Black Star Mine | No. 5 and No. 9 Pb-Zn orebodies, 650 Cu orebody, 1100 Cu orebody, 3000 Cu orebody | Seafloor hydrothermal | Sedimentary Exhalative (SEDEX) | SEDEX zinc-lead-copper | Cu, Pb, Zn | Ag | Cu, Pb, Zn, Ag | Cave et al., 2020 |  | 101-201008392cpy9-7 | 101-201008392cpy9-7-1 | underground mine, open pit |  |  |  |  | ore material | drill core, polished section | drill core | mineral separate | [5 empty] | mineralisation |  |  |  | chalcopyrite, sphalerite, galena | Cu mineralisation stage, Pb-Zn mineralisation stage | replacement, vein infill, stratabound | coarse-grained, medium-grained, fine-grained, stratabound, discordant veins, replacement, infill |  |  |  | pyrite, pyrrhotite, arsenopyrite, siderite, dolomite, calcite, quartz, chlorite, K-feldspar, biotite, apatite, freibergite, tetrahedrite, cobaltite | Resin blocks containing each sample were produced following standard procedures and used for Mineral Liberation Analysis (MLA) mapping and subsequent LA-ICP-MS analyses | LA-ICPMS, EMPA, SEM-EDS | NWR213 solid state 213 nm laser ablation system coupled with an Agilent 7900 quadrupole ICP-MS; Cameca SXFive Electron Microprobe; Quanta600 SEM | Adelaide Microscopy | Ablation was conducted in an atmosphere of He (0.6 L/min) that was mixed with Ar (0.88 L/min) upon leaving the ablation cell; 70 µm diameter spot size with a 25:2 standard sample bracketing approach (2 standards analysed twice every 25 unknowns); MLA maps were acquired using the raster mode with an X-ray spectra collected every 4 µm | STDGL3 (CODES, University of Tasmania; Danyushevsky et al., 2011); GSD-1G | 215.6 |  | 2.64 |  | 7 | [9 empty] | 4.13 | [5 empty] | 60.1 | [5 empty] | 8.3 | [15 empty] | 293900 |  | 0.361 | [11 empty] | 68.65 | [13 empty] | 0.32 | [9 empty] | 1.39 | [5 empty] | 177 | [15 empty] | 369400 |  | 3.79 | [9 empty] | 54.41 | [13 empty] | 0.58 | [13 empty] | 551 |  |  |  |  | 2020 | Cave, B., et al. (2020), Ore Geology Reviews 124, 103647 |  | AUS | Queensland
| Mount Isa Copper Operations, Black Star Mine | No. 5 and No. 9 Pb-Zn orebodies, 650 Cu orebody, 1100 Cu orebody, 3000 Cu orebody | Seafloor hydrothermal | Sedimentary Exhalative (SEDEX) | SEDEX zinc-lead-copper | Cu, Pb, Zn | Ag | Cu, Pb, Zn, Ag | Cave et al., 2020 |  | 102-201008392cpy9-8 | 102-201008392cpy9-8-1 | underground mine, open pit |  |  |  |  | ore material | drill core, polished section | drill core | mineral separate | [5 empty] | mineralisation |  |  |  | chalcopyrite, sphalerite, galena | Cu mineralisation stage, Pb-Zn mineralisation stage | replacement, vein infill, stratabound | coarse-grained, medium-grained, fine-grained, stratabound, discordant veins, replacement, infill |  |  |  | pyrite, pyrrhotite, arsenopyrite, siderite, dolomite, calcite, quartz, chlorite, K-feldspar, biotite, apatite, freibergite, tetrahedrite, cobaltite | Resin blocks containing each sample were produced following standard procedures and used for Mineral Liberation Analysis (MLA) mapping and subsequent LA-ICP-MS analyses | LA-ICPMS, EMPA, SEM-EDS | NWR213 solid state 213 nm laser ablation system coupled with an Agilent 7900 quadrupole ICP-MS; Cameca SXFive Electron Microprobe; Quanta600 SEM | Adelaide Microscopy | Ablation was conducted in an atmosphere of He (0.6 L/min) that was mixed with Ar (0.88 L/min) upon leaving the ablation cell; 70 µm diameter spot size with a 25:2 standard sample bracketing approach (2 standards analysed twice every 25 unknowns); MLA maps were acquired using the raster mode with an X-ray spectra collected every 4 µm | STDGL3 (CODES, University of Tasmania; Danyushevsky et al., 2011); GSD-1G | 222 |  | 0.99 |  | 15.6 | [9 empty] | 14.1 | [5 empty] | 108 | [5 empty] | 11 | [15 empty] | 290100 |  | 0.346 | [11 empty] | 69.48 | [13 empty] | 0.259 | [9 empty] | 1.53 | [5 empty] | 550 | [15 empty] | 372500 |  | 14.2 |  |  |  | 2.03 | [5 empty] | 56.58 | [7 empty] | 0.14 | [5 empty] | 2.58 | [13 empty] | 1030 |  |  |  |  | 2020 | Cave, B., et al. (2020), Ore Geology Reviews 124, 103647 |  | AUS | Queensland
| Mount Isa Copper Operations, Black Star Mine | No. 5 and No. 9 Pb-Zn orebodies, 650 Cu orebody, 1100 Cu orebody, 3000 Cu orebody | Seafloor hydrothermal | Sedimentary Exhalative (SEDEX) | SEDEX zinc-lead-copper | Cu, Pb, Zn | Ag | Cu, Pb, Zn, Ag | Cave et al., 2020 |  | 103-201008392cpy9-9 | 103-201008392cpy9-9-1 | underground mine, open pit |  |  |  |  | ore material | drill core, polished section | drill core | mineral separate | [5 empty] | mineralisation |  |  |  | chalcopyrite, sphalerite, galena | Cu mineralisation stage, Pb-Zn mineralisation stage | replacement, vein infill, stratabound | coarse-grained, medium-grained, fine-grained, stratabound, discordant veins, replacement, infill |  |  |  | pyrite, pyrrhotite, arsenopyrite, siderite, dolomite, calcite, quartz, chlorite, K-feldspar, biotite, apatite, freibergite, tetrahedrite, cobaltite | Resin blocks containing each sample were produced following standard procedures and used for Mineral Liberation Analysis (MLA) mapping and subsequent LA-ICP-MS analyses | LA-ICPMS, EMPA, SEM-EDS | NWR213 solid state 213 nm laser ablation system coupled with an Agilent 7900 quadrupole ICP-MS; Cameca SXFive Electron Microprobe; Quanta600 SEM | Adelaide Microscopy | Ablation was conducted in an atmosphere of He (0.6 L/min) that was mixed with Ar (0.88 L/min) upon leaving the ablation cell; 70 µm diameter spot size with a 25:2 standard sample bracketing approach (2 standards analysed twice every 25 unknowns); MLA maps were acquired using the raster mode with an X-ray spectra collected every 4 µm | STDGL3 (CODES, University of Tasmania; Danyushevsky et al., 2011); GSD-1G | 212.9 |  | 0.78 |  | 0.4 | [9 empty] | 1.736 | [5 empty] | 57 | [5 empty] | 3.67 | [15 empty] | 291400 |  | 0.379 | [11 empty] | 67.4 | [23 empty] | 1.39 | [5 empty] | 31.8 | [15 empty] | 373300 |  | 1.368 |  |  |  | 2.08 | [5 empty] | 53.75 | [27 empty] | 491 |  |  |  |  | 2020 | Cave, B., et al. (2020), Ore Geology Reviews 124, 103647 |  | AUS | Queensland
| Mount Isa Copper Operations, Black Star Mine | No. 5 and No. 9 Pb-Zn orebodies, 650 Cu orebody, 1100 Cu orebody, 3000 Cu orebody | Seafloor hydrothermal | Sedimentary Exhalative (SEDEX) | SEDEX zinc-lead-copper | Cu, Pb, Zn | Ag | Cu, Pb, Zn, Ag | Cave et al., 2020 |  | 104-201008392cpy9-10 | 104-201008392cpy9-10-1 | underground mine, open pit |  |  |  |  | ore material | drill core, polished section | drill core | mineral separate | [5 empty] | mineralisation |  |  |  | chalcopyrite, sphalerite, galena | Cu mineralisation stage, Pb-Zn mineralisation stage | replacement, vein infill, stratabound | coarse-grained, medium-grained, fine-grained, stratabound, discordant veins, replacement, infill |  |  |  | pyrite, pyrrhotite, arsenopyrite, siderite, dolomite, calcite, quartz, chlorite, K-feldspar, biotite, apatite, freibergite, tetrahedrite, cobaltite | Resin blocks containing each sample were produced following standard procedures and used for Mineral Liberation Analysis (MLA) mapping and subsequent LA-ICP-MS analyses | LA-ICPMS, EMPA, SEM-EDS | NWR213 solid state 213 nm laser ablation system coupled with an Agilent 7900 quadrupole ICP-MS; Cameca SXFive Electron Microprobe; Quanta600 SEM | Adelaide Microscopy | Ablation was conducted in an atmosphere of He (0.6 L/min) that was mixed with Ar (0.88 L/min) upon leaving the ablation cell; 70 µm diameter spot size with a 25:2 standard sample bracketing approach (2 standards analysed twice every 25 unknowns); MLA maps were acquired using the raster mode with an X-ray spectra collected every 4 µm | STDGL3 (CODES, University of Tasmania; Danyushevsky et al., 2011); GSD-1G | 212.8 |  | 2.5 |  | 1.7 | [9 empty] | 3.44 | [5 empty] | 82.7 | [5 empty] | 4.12 | [15 empty] | 288400 |  | 0.393 | [11 empty] | 69.4 | [23 empty] | 1.29 | [5 empty] | 26.4 | [15 empty] | 371500 |  | 4.23 |  |  |  | 1.25 | [5 empty] | 57.36 | [13 empty] | 0.74 | [13 empty] | 820 |  |  |  |  | 2020 | Cave, B., et al. (2020), Ore Geology Reviews 124, 103647 |  | AUS | Queensland
| Mount Isa Copper Operations, Black Star Mine | No. 5 and No. 9 Pb-Zn orebodies, 650 Cu orebody, 1100 Cu orebody, 3000 Cu orebody | Seafloor hydrothermal | Sedimentary Exhalative (SEDEX) | SEDEX zinc-lead-copper | Cu, Pb, Zn | Ag | Cu, Pb, Zn, Ag | Cave et al., 2020 |  | 109-201008392cpy9-11 | 109-201008392cpy9-11-1 | underground mine, open pit |  |  |  |  | ore material | drill core, polished section | drill core | mineral separate | [5 empty] | mineralisation |  |  |  | chalcopyrite, sphalerite, galena | Cu mineralisation stage, Pb-Zn mineralisation stage | replacement, vein infill, stratabound | coarse-grained, medium-grained, fine-grained, stratabound, discordant veins, replacement, infill |  |  |  | pyrite, pyrrhotite, arsenopyrite, siderite, dolomite, calcite, quartz, chlorite, K-feldspar, biotite, apatite, freibergite, tetrahedrite, cobaltite | Resin blocks containing each sample were produced following standard procedures and used for Mineral Liberation Analysis (MLA) mapping and subsequent LA-ICP-MS analyses | LA-ICPMS, EMPA, SEM-EDS | NWR213 solid state 213 nm laser ablation system coupled with an Agilent 7900 quadrupole ICP-MS; Cameca SXFive Electron Microprobe; Quanta600 SEM | Adelaide Microscopy | Ablation was conducted in an atmosphere of He (0.6 L/min) that was mixed with Ar (0.88 L/min) upon leaving the ablation cell; 70 µm diameter spot size with a 25:2 standard sample bracketing approach (2 standards analysed twice every 25 unknowns); MLA maps were acquired using the raster mode with an X-ray spectra collected every 4 µm | STDGL3 (CODES, University of Tasmania; Danyushevsky et al., 2011); GSD-1G | 222.3 |  |  |  | 0.29 | [9 empty] | 2.32 | [5 empty] | 55.3 | [5 empty] | 2.91 | [15 empty] | 293800 |  | 0.399 | [11 empty] | 80.35 | [23 empty] | 0.91 | [5 empty] | 4.1 | [15 empty] | 380200 |  | 2.801 |  |  |  | 3.37 | [5 empty] | 62.69 | [13 empty] | 0.251 | [13 empty] | 479 |  |  |  |  | 2020 | Cave, B., et al. (2020), Ore Geology Reviews 124, 103647 |  | AUS | Queensland
| Mount Isa Copper Operations, Black Star Mine | No. 5 and No. 9 Pb-Zn orebodies, 650 Cu orebody, 1100 Cu orebody, 3000 Cu orebody | Seafloor hydrothermal | Sedimentary Exhalative (SEDEX) | SEDEX zinc-lead-copper | Cu, Pb, Zn | Ag | Cu, Pb, Zn, Ag | Cave et al., 2020 |  | 110-201008392cpy9-12 | 110-201008392cpy9-12-1 | underground mine, open pit |  |  |  |  | ore material | drill core, polished section | drill core | mineral separate | [5 empty] | mineralisation |  |  |  | chalcopyrite, sphalerite, galena | Cu mineralisation stage, Pb-Zn mineralisation stage | replacement, vein infill, stratabound | coarse-grained, medium-grained, fine-grained, stratabound, discordant veins, replacement, infill |  |  |  | pyrite, pyrrhotite, arsenopyrite, siderite, dolomite, calcite, quartz, chlorite, K-feldspar, biotite, apatite, freibergite, tetrahedrite, cobaltite | Resin blocks containing each sample were produced following standard procedures and used for Mineral Liberation Analysis (MLA) mapping and subsequent LA-ICP-MS analyses | LA-ICPMS, EMPA, SEM-EDS | NWR213 solid state 213 nm laser ablation system coupled with an Agilent 7900 quadrupole ICP-MS; Cameca SXFive Electron Microprobe; Quanta600 SEM | Adelaide Microscopy | Ablation was conducted in an atmosphere of He (0.6 L/min) that was mixed with Ar (0.88 L/min) upon leaving the ablation cell; 70 µm diameter spot size with a 25:2 standard sample bracketing approach (2 standards analysed twice every 25 unknowns); MLA maps were acquired using the raster mode with an X-ray spectra collected every 4 µm | STDGL3 (CODES, University of Tasmania; Danyushevsky et al., 2011); GSD-1G | 216.2 |  | 1.52 |  | 1.77 | [9 empty] | 3.19 | [5 empty] | 47.8 | [5 empty] | 3.33 | [15 empty] | 292100 |  | 0.42 | [11 empty] | 77 | [23 empty] | 1.12 | [5 empty] | 9.3 | [15 empty] | 375200 |  | 3.16 |  |  |  | 3.6 | [5 empty] | 64.17 | [13 empty] | 0.39 | [13 empty] | 371.3 |  |  |  |  | 2020 | Cave, B., et al. (2020), Ore Geology Reviews 124, 103647 |  | AUS | Queensland
| Mount Isa Copper Operations, Black Star Mine | No. 5 and No. 9 Pb-Zn orebodies, 650 Cu orebody, 1100 Cu orebody, 3000 Cu orebody | Seafloor hydrothermal | Sedimentary Exhalative (SEDEX) | SEDEX zinc-lead-copper | Cu, Pb, Zn | Ag | Cu, Pb, Zn, Ag | Cave et al., 2020 |  | 111-201008392cpy9-13 | 111-201008392cpy9-13-1 | underground mine, open pit |  |  |  |  | ore material | drill core, polished section | drill core | mineral separate | [5 empty] | mineralisation |  |  |  | chalcopyrite, sphalerite, galena | Cu mineralisation stage, Pb-Zn mineralisation stage | replacement, vein infill, stratabound | coarse-grained, medium-grained, fine-grained, stratabound, discordant veins, replacement, infill |  |  |  | pyrite, pyrrhotite, arsenopyrite, siderite, dolomite, calcite, quartz, chlorite, K-feldspar, biotite, apatite, freibergite, tetrahedrite, cobaltite | Resin blocks containing each sample were produced following standard procedures and used for Mineral Liberation Analysis (MLA) mapping and subsequent LA-ICP-MS analyses | LA-ICPMS, EMPA, SEM-EDS | NWR213 solid state 213 nm laser ablation system coupled with an Agilent 7900 quadrupole ICP-MS; Cameca SXFive Electron Microprobe; Quanta600 SEM | Adelaide Microscopy | Ablation was conducted in an atmosphere of He (0.6 L/min) that was mixed with Ar (0.88 L/min) upon leaving the ablation cell; 70 µm diameter spot size with a 25:2 standard sample bracketing approach (2 standards analysed twice every 25 unknowns); MLA maps were acquired using the raster mode with an X-ray spectra collected every 4 µm | STDGL3 (CODES, University of Tasmania; Danyushevsky et al., 2011); GSD-1G | 215.5 | [13 empty] | 3.29 | [5 empty] | 48.7 | [5 empty] | 4.36 | [15 empty] | 291400 |  | 0.451 | [11 empty] | 76.95 | [23 empty] | 1.09 | [5 empty] | 9.3 | [15 empty] | 374500 |  | 2.82 |  |  |  | 3.7 | [5 empty] | 64.76 | [13 empty] | 0.11 | [13 empty] | 397.6 |  |  |  |  | 2020 | Cave, B., et al. (2020), Ore Geology Reviews 124, 103647 |  | AUS | Queensland
| Mount Isa Copper Operations, Black Star Mine | No. 5 and No. 9 Pb-Zn orebodies, 650 Cu orebody, 1100 Cu orebody, 3000 Cu orebody | Seafloor hydrothermal | Sedimentary Exhalative (SEDEX) | SEDEX zinc-lead-copper | Cu, Pb, Zn | Ag | Cu, Pb, Zn, Ag | Cave et al., 2020 |  | 112-201008392cpy9-14 | 112-201008392cpy9-14-1 | underground mine, open pit |  |  |  |  | ore material | drill core, polished section | drill core | mineral separate | [5 empty] | mineralisation |  |  |  | chalcopyrite, sphalerite, galena | Cu mineralisation stage, Pb-Zn mineralisation stage | replacement, vein infill, stratabound | coarse-grained, medium-grained, fine-grained, stratabound, discordant veins, replacement, infill |  |  |  | pyrite, pyrrhotite, arsenopyrite, siderite, dolomite, calcite, quartz, chlorite, K-feldspar, biotite, apatite, freibergite, tetrahedrite, cobaltite | Resin blocks containing each sample were produced following standard procedures and used for Mineral Liberation Analysis (MLA) mapping and subsequent LA-ICP-MS analyses | LA-ICPMS, EMPA, SEM-EDS | NWR213 solid state 213 nm laser ablation system coupled with an Agilent 7900 quadrupole ICP-MS; Cameca SXFive Electron Microprobe; Quanta600 SEM | Adelaide Microscopy | Ablation was conducted in an atmosphere of He (0.6 L/min) that was mixed with Ar (0.88 L/min) upon leaving the ablation cell; 70 µm diameter spot size with a 25:2 standard sample bracketing approach (2 standards analysed twice every 25 unknowns); MLA maps were acquired using the raster mode with an X-ray spectra collected every 4 µm | STDGL3 (CODES, University of Tasmania; Danyushevsky et al., 2011); GSD-1G | 219 | [13 empty] | 2.02 | [5 empty] | 51.9 | [5 empty] | 2.57 | [15 empty] | 286700 |  | 0.455 | [11 empty] | 80.2 | [23 empty] | 1.28 | [5 empty] | 4.09 | [15 empty] | 381700 |  | 2.92 | [9 empty] | 66.7 | [13 empty] | 0.122 | [13 empty] | 381 |  |  |  |  | 2020 | Cave, B., et al. (2020), Ore Geology Reviews 124, 103647 |  | AUS | Queensland
| Mount Isa Copper Operations, Black Star Mine | No. 5 and No. 9 Pb-Zn orebodies, 650 Cu orebody, 1100 Cu orebody, 3000 Cu orebody | Seafloor hydrothermal | Sedimentary Exhalative (SEDEX) | SEDEX zinc-lead-copper | Cu, Pb, Zn | Ag | Cu, Pb, Zn, Ag | Cave et al., 2020 |  | 113-201008392cpy9-15 | 113-201008392cpy9-15-1 | underground mine, open pit |  |  |  |  | ore material | drill core, polished section | drill core | mineral separate | [5 empty] | mineralisation |  |  |  | chalcopyrite, sphalerite, galena | Cu mineralisation stage, Pb-Zn mineralisation stage | replacement, vein infill, stratabound | coarse-grained, medium-grained, fine-grained, stratabound, discordant veins, replacement, infill |  |  |  | pyrite, pyrrhotite, arsenopyrite, siderite, dolomite, calcite, quartz, chlorite, K-feldspar, biotite, apatite, freibergite, tetrahedrite, cobaltite | Resin blocks containing each sample were produced following standard procedures and used for Mineral Liberation Analysis (MLA) mapping and subsequent LA-ICP-MS analyses | LA-ICPMS, EMPA, SEM-EDS | NWR213 solid state 213 nm laser ablation system coupled with an Agilent 7900 quadrupole ICP-MS; Cameca SXFive Electron Microprobe; Quanta600 SEM | Adelaide Microscopy | Ablation was conducted in an atmosphere of He (0.6 L/min) that was mixed with Ar (0.88 L/min) upon leaving the ablation cell; 70 µm diameter spot size with a 25:2 standard sample bracketing approach (2 standards analysed twice every 25 unknowns); MLA maps were acquired using the raster mode with an X-ray spectra collected every 4 µm | STDGL3 (CODES, University of Tasmania; Danyushevsky et al., 2011); GSD-1G | 219.2 |  | 1.27 |  | 49 | [9 empty] | 5.1 | [5 empty] | 103 | [5 empty] | 23.8 | [15 empty] | 290800 |  | 0.415 | [11 empty] | 76.46 | [13 empty] | 0.153 | [9 empty] | 1.42 | [5 empty] | 53 | [15 empty] | 368900 |  | 5.64 |  |  |  | 2.02 | [5 empty] | 62.3 | [13 empty] | 0.68 | [13 empty] | 1110 |  |  |  |  | 2020 | Cave, B., et al. (2020), Ore Geology Reviews 124, 103647 |  | AUS | Queensland
| Mount Isa Copper Operations, Black Star Mine | No. 5 and No. 9 Pb-Zn orebodies, 650 Cu orebody, 1100 Cu orebody, 3000 Cu orebody | Seafloor hydrothermal | Sedimentary Exhalative (SEDEX) | SEDEX zinc-lead-copper | Cu, Pb, Zn | Ag | Cu, Pb, Zn, Ag | Cave et al., 2020 |  | 116-201008392cpy9-18 | 116-201008392cpy9-18-1 | underground mine, open pit |  |  |  |  | ore material | drill core, polished section | drill core | mineral separate | [5 empty] | mineralisation |  |  |  | chalcopyrite, sphalerite, galena | Cu mineralisation stage, Pb-Zn mineralisation stage | replacement, vein infill, stratabound | coarse-grained, medium-grained, fine-grained, stratabound, discordant veins, replacement, infill |  |  |  | pyrite, pyrrhotite, arsenopyrite, siderite, dolomite, calcite, quartz, chlorite, K-feldspar, biotite, apatite, freibergite, tetrahedrite, cobaltite | Resin blocks containing each sample were produced following standard procedures and used for Mineral Liberation Analysis (MLA) mapping and subsequent LA-ICP-MS analyses | LA-ICPMS, EMPA, SEM-EDS | NWR213 solid state 213 nm laser ablation system coupled with an Agilent 7900 quadrupole ICP-MS; Cameca SXFive Electron Microprobe; Quanta600 SEM | Adelaide Microscopy | Ablation was conducted in an atmosphere of He (0.6 L/min) that was mixed with Ar (0.88 L/min) upon leaving the ablation cell; 70 µm diameter spot size with a 25:2 standard sample bracketing approach (2 standards analysed twice every 25 unknowns); MLA maps were acquired using the raster mode with an X-ray spectra collected every 4 µm | STDGL3 (CODES, University of Tasmania; Danyushevsky et al., 2011); GSD-1G | 220.8 |  | 1.78 |  | 9.7 | [9 empty] | 3.22 | [5 empty] | 43.6 | [5 empty] | 10.7 | [15 empty] | 287500 |  | 0.362 | [11 empty] | 81.82 | [13 empty] | 1.1 | [9 empty] | 1.03 | [5 empty] | 28.4 | [15 empty] | 360400 |  | 4.58 |  |  |  | 1.59 | [5 empty] | 63.21 | [13 empty] | 0.462 | [13 empty] | 355.3 |  |  |  |  | 2020 | Cave, B., et al. (2020), Ore Geology Reviews 124, 103647 |  | AUS | Queensland
| Mount Isa Copper Operations, Black Star Mine | No. 5 and No. 9 Pb-Zn orebodies, 650 Cu orebody, 1100 Cu orebody, 3000 Cu orebody | Seafloor hydrothermal | Sedimentary Exhalative (SEDEX) | SEDEX zinc-lead-copper | Cu, Pb, Zn | Ag | Cu, Pb, Zn, Ag | Cave et al., 2020 |  | 117-201008392cpy9-19 | 117-201008392cpy9-19-1 | underground mine, open pit |  |  |  |  | ore material | drill core, polished section | drill core | mineral separate | [5 empty] | mineralisation |  |  |  | chalcopyrite, sphalerite, galena | Cu mineralisation stage, Pb-Zn mineralisation stage | replacement, vein infill, stratabound | coarse-grained, medium-grained, fine-grained, stratabound, discordant veins, replacement, infill |  |  |  | pyrite, pyrrhotite, arsenopyrite, siderite, dolomite, calcite, quartz, chlorite, K-feldspar, biotite, apatite, freibergite, tetrahedrite, cobaltite | Resin blocks containing each sample were produced following standard procedures and used for Mineral Liberation Analysis (MLA) mapping and subsequent LA-ICP-MS analyses | LA-ICPMS, EMPA, SEM-EDS | NWR213 solid state 213 nm laser ablation system coupled with an Agilent 7900 quadrupole ICP-MS; Cameca SXFive Electron Microprobe; Quanta600 SEM | Adelaide Microscopy | Ablation was conducted in an atmosphere of He (0.6 L/min) that was mixed with Ar (0.88 L/min) upon leaving the ablation cell; 70 µm diameter spot size with a 25:2 standard sample bracketing approach (2 standards analysed twice every 25 unknowns); MLA maps were acquired using the raster mode with an X-ray spectra collected every 4 µm | STDGL3 (CODES, University of Tasmania; Danyushevsky et al., 2011); GSD-1G | 220 |  | 21.5 |  | 131 | [9 empty] | 1.681 | [5 empty] | 50.8 | [5 empty] | 63 | [15 empty] | 290500 |  | 0.398 | [11 empty] | 79.03 | [13 empty] | 14.6 | [9 empty] | 1.15 | [5 empty] | 11.7 | [15 empty] | 363500 |  | 3.29 |  |  |  | 1.2 | [5 empty] | 62.62 | [13 empty] | 0.827 | [13 empty] | 425 |  |  |  |  | 2020 | Cave, B., et al. (2020), Ore Geology Reviews 124, 103647 |  | AUS | Queensland
| Mount Isa Copper Operations, Black Star Mine | No. 5 and No. 9 Pb-Zn orebodies, 650 Cu orebody, 1100 Cu orebody, 3000 Cu orebody | Seafloor hydrothermal | Sedimentary Exhalative (SEDEX) | SEDEX zinc-lead-copper | Cu, Pb, Zn | Ag | Cu, Pb, Zn, Ag | Cave et al., 2020 |  | 118-201008392cpy9-20 | 118-201008392cpy9-20-1 | underground mine, open pit |  |  |  |  | ore material | drill core, polished section | drill core | mineral separate | [5 empty] | mineralisation |  |  |  | chalcopyrite, sphalerite, galena | Cu mineralisation stage, Pb-Zn mineralisation stage | replacement, vein infill, stratabound | coarse-grained, medium-grained, fine-grained, stratabound, discordant veins, replacement, infill |  |  |  | pyrite, pyrrhotite, arsenopyrite, siderite, dolomite, calcite, quartz, chlorite, K-feldspar, biotite, apatite, freibergite, tetrahedrite, cobaltite | Resin blocks containing each sample were produced following standard procedures and used for Mineral Liberation Analysis (MLA) mapping and subsequent LA-ICP-MS analyses | LA-ICPMS, EMPA, SEM-EDS | NWR213 solid state 213 nm laser ablation system coupled with an Agilent 7900 quadrupole ICP-MS; Cameca SXFive Electron Microprobe; Quanta600 SEM | Adelaide Microscopy | Ablation was conducted in an atmosphere of He (0.6 L/min) that was mixed with Ar (0.88 L/min) upon leaving the ablation cell; 70 µm diameter spot size with a 25:2 standard sample bracketing approach (2 standards analysed twice every 25 unknowns); MLA maps were acquired using the raster mode with an X-ray spectra collected every 4 µm | STDGL3 (CODES, University of Tasmania; Danyushevsky et al., 2011); GSD-1G | 217 |  |  |  | 2.3 | [9 empty] | 0.902 | [5 empty] | 48.1 | [5 empty] | 3.56 | [15 empty] | 289600 |  | 0.407 | [11 empty] | 80.4 | [23 empty] | 0.89 | [5 empty] | 2.83 | [15 empty] | 360700 |  | 0.752 |  |  |  | 1.32 | [5 empty] | 60.38 | [13 empty] | 0.066 | [13 empty] | 407.3 |  |  |  |  | 2020 | Cave, B., et al. (2020), Ore Geology Reviews 124, 103647 |  | AUS | Queensland
| Mount Isa Copper Operations, Black Star Mine | No. 5 and No. 9 Pb-Zn orebodies, 650 Cu orebody, 1100 Cu orebody, 3000 Cu orebody | Seafloor hydrothermal | Sedimentary Exhalative (SEDEX) | SEDEX zinc-lead-copper | Cu, Pb, Zn | Ag | Cu, Pb, Zn, Ag | Cave et al., 2020 |  | 119-201008392cpy9-21 | 119-201008392cpy9-21-1 | underground mine, open pit |  |  |  |  | ore material | drill core, polished section | drill core | mineral separate | [5 empty] | mineralisation |  |  |  | chalcopyrite, sphalerite, galena | Cu mineralisation stage, Pb-Zn mineralisation stage | replacement, vein infill, stratabound | coarse-grained, medium-grained, fine-grained, stratabound, discordant veins, replacement, infill |  |  |  | pyrite, pyrrhotite, arsenopyrite, siderite, dolomite, calcite, quartz, chlorite, K-feldspar, biotite, apatite, freibergite, tetrahedrite, cobaltite | Resin blocks containing each sample were produced following standard procedures and used for Mineral Liberation Analysis (MLA) mapping and subsequent LA-ICP-MS analyses | LA-ICPMS, EMPA, SEM-EDS | NWR213 solid state 213 nm laser ablation system coupled with an Agilent 7900 quadrupole ICP-MS; Cameca SXFive Electron Microprobe; Quanta600 SEM | Adelaide Microscopy | Ablation was conducted in an atmosphere of He (0.6 L/min) that was mixed with Ar (0.88 L/min) upon leaving the ablation cell; 70 µm diameter spot size with a 25:2 standard sample bracketing approach (2 standards analysed twice every 25 unknowns); MLA maps were acquired using the raster mode with an X-ray spectra collected every 4 µm | STDGL3 (CODES, University of Tasmania; Danyushevsky et al., 2011); GSD-1G | 227.5 |  | 20 |  | 2.68 | [9 empty] | 4.19 | [5 empty] | 47.8 | [5 empty] | 3.63 | [15 empty] | 291000 |  | 0.418 | [11 empty] | 82.2 | [13 empty] | 0.214 | [9 empty] | 0.94 | [5 empty] | 38.9 | [15 empty] | 356700 |  | 5.9 |  |  |  | 1.45 | [5 empty] | 63.38 | [13 empty] | 0.407 | [13 empty] | 394 |  |  |  |  | 2020 | Cave, B., et al. (2020), Ore Geology Reviews 124, 103647 |  | AUS | Queensland
| Mount Isa Copper Operations, Black Star Mine | No. 5 and No. 9 Pb-Zn orebodies, 650 Cu orebody, 1100 Cu orebody, 3000 Cu orebody | Seafloor hydrothermal | Sedimentary Exhalative (SEDEX) | SEDEX zinc-lead-copper | Cu, Pb, Zn | Ag | Cu, Pb, Zn, Ag | Cave et al., 2020 |  | 120-201008392cpy9-22 | 120-201008392cpy9-22-1 | underground mine, open pit |  |  |  |  | ore material | drill core, polished section | drill core | mineral separate | [5 empty] | mineralisation |  |  |  | chalcopyrite, sphalerite, galena | Cu mineralisation stage, Pb-Zn mineralisation stage | replacement, vein infill, stratabound | coarse-grained, medium-grained, fine-grained, stratabound, discordant veins, replacement, infill |  |  |  | pyrite, pyrrhotite, arsenopyrite, siderite, dolomite, calcite, quartz, chlorite, K-feldspar, biotite, apatite, freibergite, tetrahedrite, cobaltite | Resin blocks containing each sample were produced following standard procedures and used for Mineral Liberation Analysis (MLA) mapping and subsequent LA-ICP-MS analyses | LA-ICPMS, EMPA, SEM-EDS | NWR213 solid state 213 nm laser ablation system coupled with an Agilent 7900 quadrupole ICP-MS; Cameca SXFive Electron Microprobe; Quanta600 SEM | Adelaide Microscopy | Ablation was conducted in an atmosphere of He (0.6 L/min) that was mixed with Ar (0.88 L/min) upon leaving the ablation cell; 70 µm diameter spot size with a 25:2 standard sample bracketing approach (2 standards analysed twice every 25 unknowns); MLA maps were acquired using the raster mode with an X-ray spectra collected every 4 µm | STDGL3 (CODES, University of Tasmania; Danyushevsky et al., 2011); GSD-1G | 226.8 |  | 1.32 |  | 31 | [9 empty] | 4.19 | [5 empty] | 58.1 | [5 empty] | 26 | [15 empty] | 289200 |  | 0.41 | [11 empty] | 80.82 | [13 empty] | 0.5 | [9 empty] | 1.37 | [5 empty] | 36 | [15 empty] | 364800 |  | 7.69 |  |  |  | 1.49 | [5 empty] | 65 | [13 empty] | 0.87 | [13 empty] | 499 |  |  |  |  | 2020 | Cave, B., et al. (2020), Ore Geology Reviews 124, 103647 |  | AUS | Queensland
| Mount Isa Copper Operations, Black Star Mine | No. 5 and No. 9 Pb-Zn orebodies, 650 Cu orebody, 1100 Cu orebody, 3000 Cu orebody | Seafloor hydrothermal | Sedimentary Exhalative (SEDEX) | SEDEX zinc-lead-copper | Cu, Pb, Zn | Ag | Cu, Pb, Zn, Ag | Cave et al., 2020 |  | 121-201008392cpy9-23 | 121-201008392cpy9-23-1 | underground mine, open pit |  |  |  |  | ore material | drill core, polished section | drill core | mineral separate | [5 empty] | mineralisation |  |  |  | chalcopyrite, sphalerite, galena | Cu mineralisation stage, Pb-Zn mineralisation stage | replacement, vein infill, stratabound | coarse-grained, medium-grained, fine-grained, stratabound, discordant veins, replacement, infill |  |  |  | pyrite, pyrrhotite, arsenopyrite, siderite, dolomite, calcite, quartz, chlorite, K-feldspar, biotite, apatite, freibergite, tetrahedrite, cobaltite | Resin blocks containing each sample were produced following standard procedures and used for Mineral Liberation Analysis (MLA) mapping and subsequent LA-ICP-MS analyses | LA-ICPMS, EMPA, SEM-EDS | NWR213 solid state 213 nm laser ablation system coupled with an Agilent 7900 quadrupole ICP-MS; Cameca SXFive Electron Microprobe; Quanta600 SEM | Adelaide Microscopy | Ablation was conducted in an atmosphere of He (0.6 L/min) that was mixed with Ar (0.88 L/min) upon leaving the ablation cell; 70 µm diameter spot size with a 25:2 standard sample bracketing approach (2 standards analysed twice every 25 unknowns); MLA maps were acquired using the raster mode with an X-ray spectra collected every 4 µm | STDGL3 (CODES, University of Tasmania; Danyushevsky et al., 2011); GSD-1G | 215.5 |  | 0.54 |  | 1.49 | [9 empty] | 4.28 | [5 empty] | 50.8 | [5 empty] | 4.44 | [15 empty] | 292400 |  | 0.409 | [11 empty] | 68.94 | [13 empty] | 0.252 | [9 empty] | 1.26 | [5 empty] | 74 | [15 empty] | 360900 |  | 4.55 |  |  |  | 1.83 | [5 empty] | 63.45 | [13 empty] | 0.315 | [13 empty] | 403 |  |  |  |  | 2020 | Cave, B., et al. (2020), Ore Geology Reviews 124, 103647 |  | AUS | Queensland
| Mount Isa Copper Operations, Black Star Mine | No. 5 and No. 9 Pb-Zn orebodies, 650 Cu orebody, 1100 Cu orebody, 3000 Cu orebody | Seafloor hydrothermal | Sedimentary Exhalative (SEDEX) | SEDEX zinc-lead-copper | Cu, Pb, Zn | Ag | Cu, Pb, Zn, Ag | Cave et al., 2020 |  | 122-201008392cpy9-24 | 122-201008392cpy9-24-1 | underground mine, open pit |  |  |  |  | ore material | drill core, polished section | drill core | mineral separate | [5 empty] | mineralisation |  |  |  | chalcopyrite, sphalerite, galena | Cu mineralisation stage, Pb-Zn mineralisation stage | replacement, vein infill, stratabound | coarse-grained, medium-grained, fine-grained, stratabound, discordant veins, replacement, infill |  |  |  | pyrite, pyrrhotite, arsenopyrite, siderite, dolomite, calcite, quartz, chlorite, K-feldspar, biotite, apatite, freibergite, tetrahedrite, cobaltite | Resin blocks containing each sample were produced following standard procedures and used for Mineral Liberation Analysis (MLA) mapping and subsequent LA-ICP-MS analyses | LA-ICPMS, EMPA, SEM-EDS | NWR213 solid state 213 nm laser ablation system coupled with an Agilent 7900 quadrupole ICP-MS; Cameca SXFive Electron Microprobe; Quanta600 SEM | Adelaide Microscopy | Ablation was conducted in an atmosphere of He (0.6 L/min) that was mixed with Ar (0.88 L/min) upon leaving the ablation cell; 70 µm diameter spot size with a 25:2 standard sample bracketing approach (2 standards analysed twice every 25 unknowns); MLA maps were acquired using the raster mode with an X-ray spectra collected every 4 µm | STDGL3 (CODES, University of Tasmania; Danyushevsky et al., 2011); GSD-1G | 218.9 |  | 8.5 |  | 210 | [9 empty] | 4.32 | [5 empty] | 63 | [5 empty] | 132 | [15 empty] | 291600 |  | 0.432 | [11 empty] | 69.88 | [13 empty] | 1.31 | [9 empty] | 2.03 | [5 empty] | 22.1 | [15 empty] | 384700 |  | 7.57 |  |  |  | 1.48 | [5 empty] | 64.35 | [13 empty] | 1 | [13 empty] | 576 |  |  |  |  | 2020 | Cave, B., et al. (2020), Ore Geology Reviews 124, 103647 |  | AUS | Queensland
| Mount Isa Copper Operations, Black Star Mine | No. 5 and No. 9 Pb-Zn orebodies, 650 Cu orebody, 1100 Cu orebody, 3000 Cu orebody | Seafloor hydrothermal | Sedimentary Exhalative (SEDEX) | SEDEX zinc-lead-copper | Cu, Pb, Zn | Ag | Cu, Pb, Zn, Ag | Cave et al., 2020 |  | 123-201008392cpy9-25 | 123-201008392cpy9-25-1 | underground mine, open pit |  |  |  |  | ore material | drill core, polished section | drill core | mineral separate | [5 empty] | mineralisation |  |  |  | chalcopyrite, sphalerite, galena | Cu mineralisation stage, Pb-Zn mineralisation stage | replacement, vein infill, stratabound | coarse-grained, medium-grained, fine-grained, stratabound, discordant veins, replacement, infill |  |  |  | pyrite, pyrrhotite, arsenopyrite, siderite, dolomite, calcite, quartz, chlorite, K-feldspar, biotite, apatite, freibergite, tetrahedrite, cobaltite | Resin blocks containing each sample were produced following standard procedures and used for Mineral Liberation Analysis (MLA) mapping and subsequent LA-ICP-MS analyses | LA-ICPMS, EMPA, SEM-EDS | NWR213 solid state 213 nm laser ablation system coupled with an Agilent 7900 quadrupole ICP-MS; Cameca SXFive Electron Microprobe; Quanta600 SEM | Adelaide Microscopy | Ablation was conducted in an atmosphere of He (0.6 L/min) that was mixed with Ar (0.88 L/min) upon leaving the ablation cell; 70 µm diameter spot size with a 25:2 standard sample bracketing approach (2 standards analysed twice every 25 unknowns); MLA maps were acquired using the raster mode with an X-ray spectra collected every 4 µm | STDGL3 (CODES, University of Tasmania; Danyushevsky et al., 2011); GSD-1G | 211.1 |  |  |  | 84 | [9 empty] | 3.43 | [5 empty] | 54.4 | [5 empty] | 45 | [15 empty] | 289100 |  | 0.408 | [11 empty] | 70.47 | [23 empty] | 1.32 | [5 empty] | 13.8 | [15 empty] | 367600 |  | 4.67 |  |  |  | 1.37 | [5 empty] | 63.34 | [13 empty] | 0.231 | [13 empty] | 442 |  |  |  |  | 2020 | Cave, B., et al. (2020), Ore Geology Reviews 124, 103647 |  | AUS | Queensland
| Mount Isa Copper Operations, Black Star Mine | No. 5 and No. 9 Pb-Zn orebodies, 650 Cu orebody, 1100 Cu orebody, 3000 Cu orebody | Seafloor hydrothermal | Sedimentary Exhalative (SEDEX) | SEDEX zinc-lead-copper | Cu, Pb, Zn | Ag | Cu, Pb, Zn, Ag | Cave et al., 2020 |  | 124-201008392cpy9-26 | 124-201008392cpy9-26-1 | underground mine, open pit |  |  |  |  | ore material | drill core, polished section | drill core | mineral separate | [5 empty] | mineralisation |  |  |  | chalcopyrite, sphalerite, galena | Cu mineralisation stage, Pb-Zn mineralisation stage | replacement, vein infill, stratabound | coarse-grained, medium-grained, fine-grained, stratabound, discordant veins, replacement, infill |  |  |  | pyrite, pyrrhotite, arsenopyrite, siderite, dolomite, calcite, quartz, chlorite, K-feldspar, biotite, apatite, freibergite, tetrahedrite, cobaltite | Resin blocks containing each sample were produced following standard procedures and used for Mineral Liberation Analysis (MLA) mapping and subsequent LA-ICP-MS analyses | LA-ICPMS, EMPA, SEM-EDS | NWR213 solid state 213 nm laser ablation system coupled with an Agilent 7900 quadrupole ICP-MS; Cameca SXFive Electron Microprobe; Quanta600 SEM | Adelaide Microscopy | Ablation was conducted in an atmosphere of He (0.6 L/min) that was mixed with Ar (0.88 L/min) upon leaving the ablation cell; 70 µm diameter spot size with a 25:2 standard sample bracketing approach (2 standards analysed twice every 25 unknowns); MLA maps were acquired using the raster mode with an X-ray spectra collected every 4 µm | STDGL3 (CODES, University of Tasmania; Danyushevsky et al., 2011); GSD-1G | 215.8 |  |  |  | 3.01 | [9 empty] | 1.67 | [5 empty] | 47.5 | [5 empty] | 5.7 | [15 empty] | 290600 |  | 0.372 | [11 empty] | 70 | [23 empty] | 1.35 | [5 empty] | 4.21 | [15 empty] | 367200 |  | 1.68 |  |  |  | 2.7 | [5 empty] | 62.97 | [13 empty] | 0.139 | [13 empty] | 388.5 |  |  |  |  | 2020 | Cave, B., et al. (2020), Ore Geology Reviews 124, 103647 |  | AUS | Queensland
| Mount Isa Copper Operations, Black Star Mine | No. 5 and No. 9 Pb-Zn orebodies, 650 Cu orebody, 1100 Cu orebody, 3000 Cu orebody | Seafloor hydrothermal | Sedimentary Exhalative (SEDEX) | SEDEX zinc-lead-copper | Cu, Pb, Zn | Ag | Cu, Pb, Zn, Ag | Cave et al., 2020 |  | 125-201008392cpy9-27 | 125-201008392cpy9-27-1 | underground mine, open pit |  |  |  |  | ore material | drill core, polished section | drill core | mineral separate | [5 empty] | mineralisation |  |  |  | chalcopyrite, sphalerite, galena | Cu mineralisation stage, Pb-Zn mineralisation stage | replacement, vein infill, stratabound | coarse-grained, medium-grained, fine-grained, stratabound, discordant veins, replacement, infill |  |  |  | pyrite, pyrrhotite, arsenopyrite, siderite, dolomite, calcite, quartz, chlorite, K-feldspar, biotite, apatite, freibergite, tetrahedrite, cobaltite | Resin blocks containing each sample were produced following standard procedures and used for Mineral Liberation Analysis (MLA) mapping and subsequent LA-ICP-MS analyses | LA-ICPMS, EMPA, SEM-EDS | NWR213 solid state 213 nm laser ablation system coupled with an Agilent 7900 quadrupole ICP-MS; Cameca SXFive Electron Microprobe; Quanta600 SEM | Adelaide Microscopy | Ablation was conducted in an atmosphere of He (0.6 L/min) that was mixed with Ar (0.88 L/min) upon leaving the ablation cell; 70 µm diameter spot size with a 25:2 standard sample bracketing approach (2 standards analysed twice every 25 unknowns); MLA maps were acquired using the raster mode with an X-ray spectra collected every 4 µm | STDGL3 (CODES, University of Tasmania; Danyushevsky et al., 2011); GSD-1G | 220 |  | 0.88 |  | 3.76 | [9 empty] | 2.04 | [5 empty] | 40 | [5 empty] | 5.4 | [15 empty] | 306700 |  | 0.405 | [11 empty] | 79.27 | [13 empty] | 1000 | [9 empty] | 1.13 | [5 empty] | 16.6 | [15 empty] | 387400 |  | 3.24 | [9 empty] | 66.75 | [13 empty] | 0.368 | [13 empty] | 302.9 |  |  |  |  | 2020 | Cave, B., et al. (2020), Ore Geology Reviews 124, 103647 |  | AUS | Queensland
| Mount Isa Copper Operations, Black Star Mine | No. 5 and No. 9 Pb-Zn orebodies, 650 Cu orebody, 1100 Cu orebody, 3000 Cu orebody | Seafloor hydrothermal | Sedimentary Exhalative (SEDEX) | SEDEX zinc-lead-copper | Cu, Pb, Zn | Ag | Cu, Pb, Zn, Ag | Cave et al., 2020 |  | 127-201008392cpy9-29 | 127-201008392cpy9-29-1 | underground mine, open pit |  |  |  |  | ore material | drill core, polished section | drill core | mineral separate | [5 empty] | mineralisation |  |  |  | chalcopyrite, sphalerite, galena | Cu mineralisation stage, Pb-Zn mineralisation stage | replacement, vein infill, stratabound | coarse-grained, medium-grained, fine-grained, stratabound, discordant veins, replacement, infill |  |  |  | pyrite, pyrrhotite, arsenopyrite, siderite, dolomite, calcite, quartz, chlorite, K-feldspar, biotite, apatite, freibergite, tetrahedrite, cobaltite | Resin blocks containing each sample were produced following standard procedures and used for Mineral Liberation Analysis (MLA) mapping and subsequent LA-ICP-MS analyses | LA-ICPMS, EMPA, SEM-EDS | NWR213 solid state 213 nm laser ablation system coupled with an Agilent 7900 quadrupole ICP-MS; Cameca SXFive Electron Microprobe; Quanta600 SEM | Adelaide Microscopy | Ablation was conducted in an atmosphere of He (0.6 L/min) that was mixed with Ar (0.88 L/min) upon leaving the ablation cell; 70 µm diameter spot size with a 25:2 standard sample bracketing approach (2 standards analysed twice every 25 unknowns); MLA maps were acquired using the raster mode with an X-ray spectra collected every 4 µm | STDGL3 (CODES, University of Tasmania; Danyushevsky et al., 2011); GSD-1G | 218.4 |  | 4.4 |  | 8.9 | [9 empty] | 5.24 | [5 empty] | 50.5 | [5 empty] | 7.8 | [15 empty] | 290300 |  | 0.423 | [11 empty] | 69.7 | [13 empty] | 2.41 | [9 empty] | 1.37 | [5 empty] | 87 | [15 empty] | 410400 |  | 2.92 |  |  |  | 2.26 | [5 empty] | 60 | [13 empty] | 0.317 | [13 empty] | 426 |  |  |  |  | 2020 | Cave, B., et al. (2020), Ore Geology Reviews 124, 103647 |  | AUS | Queensland
| Mount Isa Copper Operations, Black Star Mine | No. 5 and No. 9 Pb-Zn orebodies, 650 Cu orebody, 1100 Cu orebody, 3000 Cu orebody | Seafloor hydrothermal | Sedimentary Exhalative (SEDEX) | SEDEX zinc-lead-copper | Cu, Pb, Zn | Ag | Cu, Pb, Zn, Ag | Cave et al., 2020 |  | 128-201008392cpy9-30 | 128-201008392cpy9-30-1 | underground mine, open pit |  |  |  |  | ore material | drill core, polished section | drill core | mineral separate | [5 empty] | mineralisation |  |  |  | chalcopyrite, sphalerite, galena | Cu mineralisation stage, Pb-Zn mineralisation stage | replacement, vein infill, stratabound | coarse-grained, medium-grained, fine-grained, stratabound, discordant veins, replacement, infill |  |  |  | pyrite, pyrrhotite, arsenopyrite, siderite, dolomite, calcite, quartz, chlorite, K-feldspar, biotite, apatite, freibergite, tetrahedrite, cobaltite | Resin blocks containing each sample were produced following standard procedures and used for Mineral Liberation Analysis (MLA) mapping and subsequent LA-ICP-MS analyses | LA-ICPMS, EMPA, SEM-EDS | NWR213 solid state 213 nm laser ablation system coupled with an Agilent 7900 quadrupole ICP-MS; Cameca SXFive Electron Microprobe; Quanta600 SEM | Adelaide Microscopy | Ablation was conducted in an atmosphere of He (0.6 L/min) that was mixed with Ar (0.88 L/min) upon leaving the ablation cell; 70 µm diameter spot size with a 25:2 standard sample bracketing approach (2 standards analysed twice every 25 unknowns); MLA maps were acquired using the raster mode with an X-ray spectra collected every 4 µm | STDGL3 (CODES, University of Tasmania; Danyushevsky et al., 2011); GSD-1G | 220.4 |  | 11.2 |  | 18 | [9 empty] | 4.03 | [5 empty] | 54.8 | [5 empty] | 18 | [15 empty] | 291000 |  | 0.407 | [11 empty] | 72.02 | [13 empty] | 3.37 | [9 empty] | 1.29 | [5 empty] | 90 | [15 empty] | 362400 |  | 5.98 | [9 empty] | 63.8 | [13 empty] | 0.498 | [13 empty] | 423 |  |  |  |  | 2020 | Cave, B., et al. (2020), Ore Geology Reviews 124, 103647 |  | AUS | Queensland
| Mount Isa Copper Operations, Black Star Mine | No. 5 and No. 9 Pb-Zn orebodies, 650 Cu orebody, 1100 Cu orebody, 3000 Cu orebody | Seafloor hydrothermal | Sedimentary Exhalative (SEDEX) | SEDEX zinc-lead-copper | Cu, Pb, Zn | Ag | Cu, Pb, Zn, Ag | Cave et al., 2020 |  | 129-201008392cpy9-31 | 129-201008392cpy9-31-1 | underground mine, open pit |  |  |  |  | ore material | drill core, polished section | drill core | mineral separate | [5 empty] | mineralisation |  |  |  | chalcopyrite, sphalerite, galena | Cu mineralisation stage, Pb-Zn mineralisation stage | replacement, vein infill, stratabound | coarse-grained, medium-grained, fine-grained, stratabound, discordant veins, replacement, infill |  |  |  | pyrite, pyrrhotite, arsenopyrite, siderite, dolomite, calcite, quartz, chlorite, K-feldspar, biotite, apatite, freibergite, tetrahedrite, cobaltite | Resin blocks containing each sample were produced following standard procedures and used for Mineral Liberation Analysis (MLA) mapping and subsequent LA-ICP-MS analyses | LA-ICPMS, EMPA, SEM-EDS | NWR213 solid state 213 nm laser ablation system coupled with an Agilent 7900 quadrupole ICP-MS; Cameca SXFive Electron Microprobe; Quanta600 SEM | Adelaide Microscopy | Ablation was conducted in an atmosphere of He (0.6 L/min) that was mixed with Ar (0.88 L/min) upon leaving the ablation cell; 70 µm diameter spot size with a 25:2 standard sample bracketing approach (2 standards analysed twice every 25 unknowns); MLA maps were acquired using the raster mode with an X-ray spectra collected every 4 µm | STDGL3 (CODES, University of Tasmania; Danyushevsky et al., 2011); GSD-1G | 220.9 |  | 1.71 |  | 58 | [9 empty] | 1.636 | [5 empty] | 48.3 | [5 empty] | 20.4 | [15 empty] | 292000 |  | 0.428 | [11 empty] | 72.35 | [13 empty] | 2.96 | [9 empty] | 1.21 | [5 empty] | 23.9 | [15 empty] | 353900 |  | 2.05 |  |  |  | 1.27 | [5 empty] | 60.98 | [13 empty] | 0.213 | [13 empty] | 418 |  |  |  |  | 2020 | Cave, B., et al. (2020), Ore Geology Reviews 124, 103647 |  | AUS | Queensland
| Mount Isa Copper Operations, Black Star Mine | No. 5 and No. 9 Pb-Zn orebodies, 650 Cu orebody, 1100 Cu orebody, 3000 Cu orebody | Seafloor hydrothermal | Sedimentary Exhalative (SEDEX) | SEDEX zinc-lead-copper | Cu, Pb, Zn | Ag | Cu, Pb, Zn, Ag | Cave et al., 2020 |  | 34-25ACPY-1.d | 34-25ACPY-1.d-1 | underground mine, open pit |  |  |  |  | ore material | drill core, polished section | drill core | mineral separate | [5 empty] | mineralisation |  |  |  | chalcopyrite, sphalerite, galena | Cu mineralisation stage, Pb-Zn mineralisation stage | replacement, vein infill, stratabound | coarse-grained, medium-grained, fine-grained, stratabound, discordant veins, replacement, infill |  |  |  | pyrite, pyrrhotite, arsenopyrite, siderite, dolomite, calcite, quartz, chlorite, K-feldspar, biotite, apatite, freibergite, tetrahedrite, cobaltite | Resin blocks containing each sample were produced following standard procedures and used for Mineral Liberation Analysis (MLA) mapping and subsequent LA-ICP-MS analyses | LA-ICPMS, EMPA, SEM-EDS | NWR213 solid state 213 nm laser ablation system coupled with an Agilent 7900 quadrupole ICP-MS; Cameca SXFive Electron Microprobe; Quanta600 SEM | Adelaide Microscopy | Ablation was conducted in an atmosphere of He (0.6 L/min) that was mixed with Ar (0.88 L/min) upon leaving the ablation cell; 70 µm diameter spot size with a 25:2 standard sample bracketing approach (2 standards analysed twice every 25 unknowns); MLA maps were acquired using the raster mode with an X-ray spectra collected every 4 µm | STDGL3 (CODES, University of Tasmania; Danyushevsky et al., 2011); GSD-1G | 44.37 |  | 3.1 |  | 0.38 | [9 empty] | 2.684 | [5 empty] | 3.53 | [5 empty] | 0.032 | [15 empty] | 278400 |  | 0.203 |  |  |  | 0.31 | [7 empty] | 94.7 | [23 empty] | 0.197 | [5 empty] | 13.3 | [15 empty] | 441300 |  | 4.19 |  |  |  | 7.8 | [5 empty] | 9.26 | [7 empty] | 0.26 | [5 empty] | 0.411 | [13 empty] | 274 |  |  |  |  | 2020 | Cave, B., et al. (2020), Ore Geology Reviews 124, 103647 |  | AUS | Queensland
| Mount Isa Copper Operations, Black Star Mine | No. 5 and No. 9 Pb-Zn orebodies, 650 Cu orebody, 1100 Cu orebody, 3000 Cu orebody | Seafloor hydrothermal | Sedimentary Exhalative (SEDEX) | SEDEX zinc-lead-copper | Cu, Pb, Zn | Ag | Cu, Pb, Zn, Ag | Cave et al., 2020 |  | 36-25ACPY-3.d | 36-25ACPY-3.d-1 | underground mine, open pit |  |  |  |  | ore material | drill core, polished section | drill core | mineral separate | [5 empty] | mineralisation |  |  |  | chalcopyrite, sphalerite, galena | Cu mineralisation stage, Pb-Zn mineralisation stage | replacement, vein infill, stratabound | coarse-grained, medium-grained, fine-grained, stratabound, discordant veins, replacement, infill |  |  |  | pyrite, pyrrhotite, arsenopyrite, siderite, dolomite, calcite, quartz, chlorite, K-feldspar, biotite, apatite, freibergite, tetrahedrite, cobaltite | Resin blocks containing each sample were produced following standard procedures and used for Mineral Liberation Analysis (MLA) mapping and subsequent LA-ICP-MS analyses | LA-ICPMS, EMPA, SEM-EDS | NWR213 solid state 213 nm laser ablation system coupled with an Agilent 7900 quadrupole ICP-MS; Cameca SXFive Electron Microprobe; Quanta600 SEM | Adelaide Microscopy | Ablation was conducted in an atmosphere of He (0.6 L/min) that was mixed with Ar (0.88 L/min) upon leaving the ablation cell; 70 µm diameter spot size with a 25:2 standard sample bracketing approach (2 standards analysed twice every 25 unknowns); MLA maps were acquired using the raster mode with an X-ray spectra collected every 4 µm | STDGL3 (CODES, University of Tasmania; Danyushevsky et al., 2011); GSD-1G | 49.5 |  | 2.26 |  | 1.7 | [9 empty] | 4.76 | [5 empty] | 3.59 | [5 empty] | 0.62 | [15 empty] | 283500 |  | 0.207 |  |  |  | 0.35 | [7 empty] | 94.4 | [13 empty] | 0.65 | [9 empty] | 0.19 | [5 empty] | 30.1 | [15 empty] | 454100 |  | 7.06 |  |  |  | 7.1 | [5 empty] | 10.88 | [7 empty] | 0.57 | [5 empty] | 1.82 | [13 empty] | 253 |  |  |  |  | 2020 | Cave, B., et al. (2020), Ore Geology Reviews 124, 103647 |  | AUS | Queensland
| Mount Isa Copper Operations, Black Star Mine | No. 5 and No. 9 Pb-Zn orebodies, 650 Cu orebody, 1100 Cu orebody, 3000 Cu orebody | Seafloor hydrothermal | Sedimentary Exhalative (SEDEX) | SEDEX zinc-lead-copper | Cu, Pb, Zn | Ag | Cu, Pb, Zn, Ag | Cave et al., 2020 |  | 37-25ACPY-4.d | 37-25ACPY-4.d-1 | underground mine, open pit |  |  |  |  | ore material | drill core, polished section | drill core | mineral separate | [5 empty] | mineralisation |  |  |  | chalcopyrite, sphalerite, galena | Cu mineralisation stage, Pb-Zn mineralisation stage | replacement, vein infill, stratabound | coarse-grained, medium-grained, fine-grained, stratabound, discordant veins, replacement, infill |  |  |  | pyrite, pyrrhotite, arsenopyrite, siderite, dolomite, calcite, quartz, chlorite, K-feldspar, biotite, apatite, freibergite, tetrahedrite, cobaltite | Resin blocks containing each sample were produced following standard procedures and used for Mineral Liberation Analysis (MLA) mapping and subsequent LA-ICP-MS analyses | LA-ICPMS, EMPA, SEM-EDS | NWR213 solid state 213 nm laser ablation system coupled with an Agilent 7900 quadrupole ICP-MS; Cameca SXFive Electron Microprobe; Quanta600 SEM | Adelaide Microscopy | Ablation was conducted in an atmosphere of He (0.6 L/min) that was mixed with Ar (0.88 L/min) upon leaving the ablation cell; 70 µm diameter spot size with a 25:2 standard sample bracketing approach (2 standards analysed twice every 25 unknowns); MLA maps were acquired using the raster mode with an X-ray spectra collected every 4 µm | STDGL3 (CODES, University of Tasmania; Danyushevsky et al., 2011); GSD-1G | 43.01 |  | 357 |  | 0.64 | [9 empty] | 1.49 | [5 empty] | 3.05 | [5 empty] | 0.083 | [15 empty] | 286300 |  | 0.342 |  |  |  | 0.38 | [7 empty] | 86.6 | [13 empty] | 1.44 | [9 empty] | 0.197 | [5 empty] | 17.1 | [15 empty] | 434500 |  | 4.13 |  |  |  | 4.6 | [5 empty] | 10.76 | [7 empty] | 0.83 | [5 empty] | 1.31 | [13 empty] | 254 |  |  |  |  | 2020 | Cave, B., et al. (2020), Ore Geology Reviews 124, 103647 |  | AUS | Queensland
| Mount Isa Copper Operations, Black Star Mine | No. 5 and No. 9 Pb-Zn orebodies, 650 Cu orebody, 1100 Cu orebody, 3000 Cu orebody | Seafloor hydrothermal | Sedimentary Exhalative (SEDEX) | SEDEX zinc-lead-copper | Cu, Pb, Zn | Ag | Cu, Pb, Zn, Ag | Cave et al., 2020 |  | 38-25ACPY-5.d | 38-25ACPY-5.d-1 | underground mine, open pit |  |  |  |  | ore material | drill core, polished section | drill core | mineral separate | [5 empty] | mineralisation |  |  |  | chalcopyrite, sphalerite, galena | Cu mineralisation stage, Pb-Zn mineralisation stage | replacement, vein infill, stratabound | coarse-grained, medium-grained, fine-grained, stratabound, discordant veins, replacement, infill |  |  |  | pyrite, pyrrhotite, arsenopyrite, siderite, dolomite, calcite, quartz, chlorite, K-feldspar, biotite, apatite, freibergite, tetrahedrite, cobaltite | Resin blocks containing each sample were produced following standard procedures and used for Mineral Liberation Analysis (MLA) mapping and subsequent LA-ICP-MS analyses | LA-ICPMS, EMPA, SEM-EDS | NWR213 solid state 213 nm laser ablation system coupled with an Agilent 7900 quadrupole ICP-MS; Cameca SXFive Electron Microprobe; Quanta600 SEM | Adelaide Microscopy | Ablation was conducted in an atmosphere of He (0.6 L/min) that was mixed with Ar (0.88 L/min) upon leaving the ablation cell; 70 µm diameter spot size with a 25:2 standard sample bracketing approach (2 standards analysed twice every 25 unknowns); MLA maps were acquired using the raster mode with an X-ray spectra collected every 4 µm | STDGL3 (CODES, University of Tasmania; Danyushevsky et al., 2011); GSD-1G | 43.33 |  | 5.3 |  | 0.28 | [9 empty] | 0.967 | [5 empty] | 3.74 | [5 empty] | 0.097 | [15 empty] | 281800 |  | 0.131 |  |  |  | 0.41 | [7 empty] | 87.1 | [13 empty] | 0.84 | [9 empty] | 0.27 | [5 empty] | 61 | [15 empty] | 441400 |  | 3.73 |  |  |  | 5.8 | [5 empty] | 10.08 | [7 empty] | 0.46 | [5 empty] | 1.14 | [13 empty] | 284 |  |  |  |  | 2020 | Cave, B., et al. (2020), Ore Geology Reviews 124, 103647 |  | AUS | Queensland
| Mount Isa Copper Operations, Black Star Mine | No. 5 and No. 9 Pb-Zn orebodies, 650 Cu orebody, 1100 Cu orebody, 3000 Cu orebody | Seafloor hydrothermal | Sedimentary Exhalative (SEDEX) | SEDEX zinc-lead-copper | Cu, Pb, Zn | Ag | Cu, Pb, Zn, Ag | Cave et al., 2020 |  | 39-25ACPY-6.d | 39-25ACPY-6.d-1 | underground mine, open pit |  |  |  |  | ore material | drill core, polished section | drill core | mineral separate | [5 empty] | mineralisation |  |  |  | chalcopyrite, sphalerite, galena | Cu mineralisation stage, Pb-Zn mineralisation stage | replacement, vein infill, stratabound | coarse-grained, medium-grained, fine-grained, stratabound, discordant veins, replacement, infill |  |  |  | pyrite, pyrrhotite, arsenopyrite, siderite, dolomite, calcite, quartz, chlorite, K-feldspar, biotite, apatite, freibergite, tetrahedrite, cobaltite | Resin blocks containing each sample were produced following standard procedures and used for Mineral Liberation Analysis (MLA) mapping and subsequent LA-ICP-MS analyses | LA-ICPMS, EMPA, SEM-EDS | NWR213 solid state 213 nm laser ablation system coupled with an Agilent 7900 quadrupole ICP-MS; Cameca SXFive Electron Microprobe; Quanta600 SEM | Adelaide Microscopy | Ablation was conducted in an atmosphere of He (0.6 L/min) that was mixed with Ar (0.88 L/min) upon leaving the ablation cell; 70 µm diameter spot size with a 25:2 standard sample bracketing approach (2 standards analysed twice every 25 unknowns); MLA maps were acquired using the raster mode with an X-ray spectra collected every 4 µm | STDGL3 (CODES, University of Tasmania; Danyushevsky et al., 2011); GSD-1G | 43.01 |  | 0.74 |  | 0.34 | [9 empty] | 1.286 | [5 empty] | 3.57 | [5 empty] | 0.031 | [15 empty] | 282700 |  | 0.078 |  |  |  | 0.31 | [7 empty] | 87.2 | [23 empty] | 0.153 | [5 empty] | 8.4 | [15 empty] | 430300 |  | 3.57 |  |  |  | 5.2 | [5 empty] | 8.45 | [13 empty] | 0.216 | [13 empty] | 257.6 |  |  |  |  | 2020 | Cave, B., et al. (2020), Ore Geology Reviews 124, 103647 |  | AUS | Queensland
| Mount Isa Copper Operations, Black Star Mine | No. 5 and No. 9 Pb-Zn orebodies, 650 Cu orebody, 1100 Cu orebody, 3000 Cu orebody | Seafloor hydrothermal | Sedimentary Exhalative (SEDEX) | SEDEX zinc-lead-copper | Cu, Pb, Zn | Ag | Cu, Pb, Zn, Ag | Cave et al., 2020 |  | 40-25ACPY-7.d | 40-25ACPY-7.d-1 | underground mine, open pit |  |  |  |  | ore material | drill core, polished section | drill core | mineral separate | [5 empty] | mineralisation |  |  |  | chalcopyrite, sphalerite, galena | Cu mineralisation stage, Pb-Zn mineralisation stage | replacement, vein infill, stratabound | coarse-grained, medium-grained, fine-grained, stratabound, discordant veins, replacement, infill |  |  |  | pyrite, pyrrhotite, arsenopyrite, siderite, dolomite, calcite, quartz, chlorite, K-feldspar, biotite, apatite, freibergite, tetrahedrite, cobaltite | Resin blocks containing each sample were produced following standard procedures and used for Mineral Liberation Analysis (MLA) mapping and subsequent LA-ICP-MS analyses | LA-ICPMS, EMPA, SEM-EDS | NWR213 solid state 213 nm laser ablation system coupled with an Agilent 7900 quadrupole ICP-MS; Cameca SXFive Electron Microprobe; Quanta600 SEM | Adelaide Microscopy | Ablation was conducted in an atmosphere of He (0.6 L/min) that was mixed with Ar (0.88 L/min) upon leaving the ablation cell; 70 µm diameter spot size with a 25:2 standard sample bracketing approach (2 standards analysed twice every 25 unknowns); MLA maps were acquired using the raster mode with an X-ray spectra collected every 4 µm | STDGL3 (CODES, University of Tasmania; Danyushevsky et al., 2011); GSD-1G | 51.3 |  | 186 |  | 342 | [9 empty] | 22 | [5 empty] | 4.48 | [5 empty] | 180 | [15 empty] | 326000 |  | 0.223 |  |  |  | 0.27 | [7 empty] | 89.6 | [13 empty] | 3.7 | [9 empty] | 24 | [5 empty] | 136 | [15 empty] | 508000 |  | 21.1 |  |  |  | 6.9 | [5 empty] | 9.47 | [7 empty] | 0.87 | [5 empty] | 4 | [13 empty] | 355 |  |  |  |  | 2020 | Cave, B., et al. (2020), Ore Geology Reviews 124, 103647 |  | AUS | Queensland
| Mount Isa Copper Operations, Black Star Mine | No. 5 and No. 9 Pb-Zn orebodies, 650 Cu orebody, 1100 Cu orebody, 3000 Cu orebody | Seafloor hydrothermal | Sedimentary Exhalative (SEDEX) | SEDEX zinc-lead-copper | Cu, Pb, Zn | Ag | Cu, Pb, Zn, Ag | Cave et al., 2020 |  | 41-25ACPY-8.d | 41-25ACPY-8.d-1 | underground mine, open pit |  |  |  |  | ore material | drill core, polished section | drill core | mineral separate | [5 empty] | mineralisation |  |  |  | chalcopyrite, sphalerite, galena | Cu mineralisation stage, Pb-Zn mineralisation stage | replacement, vein infill, stratabound | coarse-grained, medium-grained, fine-grained, stratabound, discordant veins, replacement, infill |  |  |  | pyrite, pyrrhotite, arsenopyrite, siderite, dolomite, calcite, quartz, chlorite, K-feldspar, biotite, apatite, freibergite, tetrahedrite, cobaltite | Resin blocks containing each sample were produced following standard procedures and used for Mineral Liberation Analysis (MLA) mapping and subsequent LA-ICP-MS analyses | LA-ICPMS, EMPA, SEM-EDS | NWR213 solid state 213 nm laser ablation system coupled with an Agilent 7900 quadrupole ICP-MS; Cameca SXFive Electron Microprobe; Quanta600 SEM | Adelaide Microscopy | Ablation was conducted in an atmosphere of He (0.6 L/min) that was mixed with Ar (0.88 L/min) upon leaving the ablation cell; 70 µm diameter spot size with a 25:2 standard sample bracketing approach (2 standards analysed twice every 25 unknowns); MLA maps were acquired using the raster mode with an X-ray spectra collected every 4 µm | STDGL3 (CODES, University of Tasmania; Danyushevsky et al., 2011); GSD-1G | 49.7 |  | 4 |  | 13.6 | [9 empty] | 7.03 | [5 empty] | 5.37 | [5 empty] | 5.6 | [15 empty] | 280000 |  | 0.17 |  |  |  | 0.4 | [7 empty] | 86.8 | [23 empty] | 1.18 | [5 empty] | 29.1 | [15 empty] | 429400 |  | 10.66 |  |  |  | 4.9 | [5 empty] | 9.32 | [7 empty] | 0.64 | [5 empty] | 1.24 | [13 empty] | 780 |  |  |  |  | 2020 | Cave, B., et al. (2020), Ore Geology Reviews 124, 103647 |  | AUS | Queensland
| Mount Isa Copper Operations, Black Star Mine | No. 5 and No. 9 Pb-Zn orebodies, 650 Cu orebody, 1100 Cu orebody, 3000 Cu orebody | Seafloor hydrothermal | Sedimentary Exhalative (SEDEX) | SEDEX zinc-lead-copper | Cu, Pb, Zn | Ag | Cu, Pb, Zn, Ag | Cave et al., 2020 |  | 42-25ACPY-9.d | 42-25ACPY-9.d-1 | underground mine, open pit |  |  |  |  | ore material | drill core, polished section | drill core | mineral separate | [5 empty] | mineralisation |  |  |  | chalcopyrite, sphalerite, galena | Cu mineralisation stage, Pb-Zn mineralisation stage | replacement, vein infill, stratabound | coarse-grained, medium-grained, fine-grained, stratabound, discordant veins, replacement, infill |  |  |  | pyrite, pyrrhotite, arsenopyrite, siderite, dolomite, calcite, quartz, chlorite, K-feldspar, biotite, apatite, freibergite, tetrahedrite, cobaltite | Resin blocks containing each sample were produced following standard procedures and used for Mineral Liberation Analysis (MLA) mapping and subsequent LA-ICP-MS analyses | LA-ICPMS, EMPA, SEM-EDS | NWR213 solid state 213 nm laser ablation system coupled with an Agilent 7900 quadrupole ICP-MS; Cameca SXFive Electron Microprobe; Quanta600 SEM | Adelaide Microscopy | Ablation was conducted in an atmosphere of He (0.6 L/min) that was mixed with Ar (0.88 L/min) upon leaving the ablation cell; 70 µm diameter spot size with a 25:2 standard sample bracketing approach (2 standards analysed twice every 25 unknowns); MLA maps were acquired using the raster mode with an X-ray spectra collected every 4 µm | STDGL3 (CODES, University of Tasmania; Danyushevsky et al., 2011); GSD-1G | 47.5 |  | 1.63 |  | 12.7 | [9 empty] | 5.89 | [5 empty] | 3.5 | [5 empty] | 8.5 | [15 empty] | 288900 |  | 0.195 |  |  |  | 0.38 | [7 empty] | 85.6 | [13 empty] | 0.46 | [9 empty] | 1.27 | [5 empty] | 17.9 | [15 empty] | 441900 |  | 8.24 |  |  |  | 7.2 | [5 empty] | 9.77 | [7 empty] | 0.33 | [5 empty] | 1.28 | [13 empty] | 277 |  |  |  |  | 2020 | Cave, B., et al. (2020), Ore Geology Reviews 124, 103647 |  | AUS | Queensland
| Mount Isa Copper Operations, Black Star Mine | No. 5 and No. 9 Pb-Zn orebodies, 650 Cu orebody, 1100 Cu orebody, 3000 Cu orebody | Seafloor hydrothermal | Sedimentary Exhalative (SEDEX) | SEDEX zinc-lead-copper | Cu, Pb, Zn | Ag | Cu, Pb, Zn, Ag | Cave et al., 2020 |  | 44-25ACPY-11.d | 44-25ACPY-11.d-1 | underground mine, open pit |  |  |  |  | ore material | drill core, polished section | drill core | mineral separate | [5 empty] | mineralisation |  |  |  | chalcopyrite, sphalerite, galena | Cu mineralisation stage, Pb-Zn mineralisation stage | replacement, vein infill, stratabound | coarse-grained, medium-grained, fine-grained, stratabound, discordant veins, replacement, infill |  |  |  | pyrite, pyrrhotite, arsenopyrite, siderite, dolomite, calcite, quartz, chlorite, K-feldspar, biotite, apatite, freibergite, tetrahedrite, cobaltite | Resin blocks containing each sample were produced following standard procedures and used for Mineral Liberation Analysis (MLA) mapping and subsequent LA-ICP-MS analyses | LA-ICPMS, EMPA, SEM-EDS | NWR213 solid state 213 nm laser ablation system coupled with an Agilent 7900 quadrupole ICP-MS; Cameca SXFive Electron Microprobe; Quanta600 SEM | Adelaide Microscopy | Ablation was conducted in an atmosphere of He (0.6 L/min) that was mixed with Ar (0.88 L/min) upon leaving the ablation cell; 70 µm diameter spot size with a 25:2 standard sample bracketing approach (2 standards analysed twice every 25 unknowns); MLA maps were acquired using the raster mode with an X-ray spectra collected every 4 µm | STDGL3 (CODES, University of Tasmania; Danyushevsky et al., 2011); GSD-1G | 42.2 |  | 3.5 |  | 1.44 | [9 empty] | 0.981 | [5 empty] | 3.66 | [5 empty] | 0.51 | [15 empty] | 281200 |  | 0.238 |  |  |  | 0.51 | [7 empty] | 76.9 | [23 empty] | 0.137 | [5 empty] | 20 | [15 empty] | 426400 |  | 2.2 |  |  |  | 6.3 | [5 empty] | 10.3 | [13 empty] | 0.167 | [13 empty] | 262.6 |  |  |  |  | 2020 | Cave, B., et al. (2020), Ore Geology Reviews 124, 103647 |  | AUS | Queensland
| Mount Isa Copper Operations, Black Star Mine | No. 5 and No. 9 Pb-Zn orebodies, 650 Cu orebody, 1100 Cu orebody, 3000 Cu orebody | Seafloor hydrothermal | Sedimentary Exhalative (SEDEX) | SEDEX zinc-lead-copper | Cu, Pb, Zn | Ag | Cu, Pb, Zn, Ag | Cave et al., 2020 |  | 45-25ACPY-12.d | 45-25ACPY-12.d-1 | underground mine, open pit |  |  |  |  | ore material | drill core, polished section | drill core | mineral separate | [5 empty] | mineralisation |  |  |  | chalcopyrite, sphalerite, galena | Cu mineralisation stage, Pb-Zn mineralisation stage | replacement, vein infill, stratabound | coarse-grained, medium-grained, fine-grained, stratabound, discordant veins, replacement, infill |  |  |  | pyrite, pyrrhotite, arsenopyrite, siderite, dolomite, calcite, quartz, chlorite, K-feldspar, biotite, apatite, freibergite, tetrahedrite, cobaltite | Resin blocks containing each sample were produced following standard procedures and used for Mineral Liberation Analysis (MLA) mapping and subsequent LA-ICP-MS analyses | LA-ICPMS, EMPA, SEM-EDS | NWR213 solid state 213 nm laser ablation system coupled with an Agilent 7900 quadrupole ICP-MS; Cameca SXFive Electron Microprobe; Quanta600 SEM | Adelaide Microscopy | Ablation was conducted in an atmosphere of He (0.6 L/min) that was mixed with Ar (0.88 L/min) upon leaving the ablation cell; 70 µm diameter spot size with a 25:2 standard sample bracketing approach (2 standards analysed twice every 25 unknowns); MLA maps were acquired using the raster mode with an X-ray spectra collected every 4 µm | STDGL3 (CODES, University of Tasmania; Danyushevsky et al., 2011); GSD-1G | 45.4 |  | 0.68 |  | 0.25 | [9 empty] | 3.63 | [5 empty] | 4.14 | [5 empty] | 0.08 | [15 empty] | 284200 |  | 0.164 | [11 empty] | 77.2 | [29 empty] | 9.4 | [15 empty] | 428300 |  | 7.24 |  |  |  | 6.1 | [5 empty] | 8.65 | [7 empty] | 0.65 | [5 empty] | 0.404 | [13 empty] | 326 |  |  |  |  | 2020 | Cave, B., et al. (2020), Ore Geology Reviews 124, 103647 |  | AUS | Queensland
| Mount Isa Copper Operations, Black Star Mine | No. 5 and No. 9 Pb-Zn orebodies, 650 Cu orebody, 1100 Cu orebody, 3000 Cu orebody | Seafloor hydrothermal | Sedimentary Exhalative (SEDEX) | SEDEX zinc-lead-copper | Cu, Pb, Zn | Ag | Cu, Pb, Zn, Ag | Cave et al., 2020 |  | 46-25ACPY-13.d | 46-25ACPY-13.d-1 | underground mine, open pit |  |  |  |  | ore material | drill core, polished section | drill core | mineral separate | [5 empty] | mineralisation |  |  |  | chalcopyrite, sphalerite, galena | Cu mineralisation stage, Pb-Zn mineralisation stage | replacement, vein infill, stratabound | coarse-grained, medium-grained, fine-grained, stratabound, discordant veins, replacement, infill |  |  |  | pyrite, pyrrhotite, arsenopyrite, siderite, dolomite, calcite, quartz, chlorite, K-feldspar, biotite, apatite, freibergite, tetrahedrite, cobaltite | Resin blocks containing each sample were produced following standard procedures and used for Mineral Liberation Analysis (MLA) mapping and subsequent LA-ICP-MS analyses | LA-ICPMS, EMPA, SEM-EDS | NWR213 solid state 213 nm laser ablation system coupled with an Agilent 7900 quadrupole ICP-MS; Cameca SXFive Electron Microprobe; Quanta600 SEM | Adelaide Microscopy | Ablation was conducted in an atmosphere of He (0.6 L/min) that was mixed with Ar (0.88 L/min) upon leaving the ablation cell; 70 µm diameter spot size with a 25:2 standard sample bracketing approach (2 standards analysed twice every 25 unknowns); MLA maps were acquired using the raster mode with an X-ray spectra collected every 4 µm | STDGL3 (CODES, University of Tasmania; Danyushevsky et al., 2011); GSD-1G | 45.8 | [13 empty] | 4.53 | [5 empty] | 3.51 | [5 empty] | 0.09 | [15 empty] | 279700 |  | 0.226 |  |  |  | 0.36 | [7 empty] | 78.9 | [23 empty] | 0.148 | [5 empty] | 15.75 | [15 empty] | 440900 |  | 8.23 |  |  |  | 8.1 | [5 empty] | 9.13 | [7 empty] | 0.28 | [5 empty] | 0.684 | [13 empty] | 287 |  |  |  |  | 2020 | Cave, B., et al. (2020), Ore Geology Reviews 124, 103647 |  | AUS | Queensland
| Mount Isa Copper Operations, Black Star Mine | No. 5 and No. 9 Pb-Zn orebodies, 650 Cu orebody, 1100 Cu orebody, 3000 Cu orebody | Seafloor hydrothermal | Sedimentary Exhalative (SEDEX) | SEDEX zinc-lead-copper | Cu, Pb, Zn | Ag | Cu, Pb, Zn, Ag | Cave et al., 2020 |  | 47-25ACPY-14.d | 47-25ACPY-14.d-1 | underground mine, open pit |  |  |  |  | ore material | drill core, polished section | drill core | mineral separate | [5 empty] | mineralisation |  |  |  | chalcopyrite, sphalerite, galena | Cu mineralisation stage, Pb-Zn mineralisation stage | replacement, vein infill, stratabound | coarse-grained, medium-grained, fine-grained, stratabound, discordant veins, replacement, infill |  |  |  | pyrite, pyrrhotite, arsenopyrite, siderite, dolomite, calcite, quartz, chlorite, K-feldspar, biotite, apatite, freibergite, tetrahedrite, cobaltite | Resin blocks containing each sample were produced following standard procedures and used for Mineral Liberation Analysis (MLA) mapping and subsequent LA-ICP-MS analyses | LA-ICPMS, EMPA, SEM-EDS | NWR213 solid state 213 nm laser ablation system coupled with an Agilent 7900 quadrupole ICP-MS; Cameca SXFive Electron Microprobe; Quanta600 SEM | Adelaide Microscopy | Ablation was conducted in an atmosphere of He (0.6 L/min) that was mixed with Ar (0.88 L/min) upon leaving the ablation cell; 70 µm diameter spot size with a 25:2 standard sample bracketing approach (2 standards analysed twice every 25 unknowns); MLA maps were acquired using the raster mode with an X-ray spectra collected every 4 µm | STDGL3 (CODES, University of Tasmania; Danyushevsky et al., 2011); GSD-1G | 49.28 |  | 1.29 |  | 0.23 | [9 empty] | 3.27 | [5 empty] | 3.38 | [5 empty] | 0.066 | [15 empty] | 286000 |  | 0.156 |  |  |  | 0.4 | [7 empty] | 88.6 | [23 empty] | 0.091 | [5 empty] | 27 | [15 empty] | 445000 |  | 11.34 |  |  |  | 8.2 | [5 empty] | 8.09 | [7 empty] | 0.56 | [5 empty] | 0.942 | [13 empty] | 215.1 |  |  |  |  | 2020 | Cave, B., et al. (2020), Ore Geology Reviews 124, 103647 |  | AUS | Queensland
| Mount Isa Copper Operations, Black Star Mine | No. 5 and No. 9 Pb-Zn orebodies, 650 Cu orebody, 1100 Cu orebody, 3000 Cu orebody | Seafloor hydrothermal | Sedimentary Exhalative (SEDEX) | SEDEX zinc-lead-copper | Cu, Pb, Zn | Ag | Cu, Pb, Zn, Ag | Cave et al., 2020 |  | 49-25ACPY-16.d | 49-25ACPY-16.d-1 | underground mine, open pit |  |  |  |  | ore material | drill core, polished section | drill core | mineral separate | [5 empty] | mineralisation |  |  |  | chalcopyrite, sphalerite, galena | Cu mineralisation stage, Pb-Zn mineralisation stage | replacement, vein infill, stratabound | coarse-grained, medium-grained, fine-grained, stratabound, discordant veins, replacement, infill |  |  |  | pyrite, pyrrhotite, arsenopyrite, siderite, dolomite, calcite, quartz, chlorite, K-feldspar, biotite, apatite, freibergite, tetrahedrite, cobaltite | Resin blocks containing each sample were produced following standard procedures and used for Mineral Liberation Analysis (MLA) mapping and subsequent LA-ICP-MS analyses | LA-ICPMS, EMPA, SEM-EDS | NWR213 solid state 213 nm laser ablation system coupled with an Agilent 7900 quadrupole ICP-MS; Cameca SXFive Electron Microprobe; Quanta600 SEM | Adelaide Microscopy | Ablation was conducted in an atmosphere of He (0.6 L/min) that was mixed with Ar (0.88 L/min) upon leaving the ablation cell; 70 µm diameter spot size with a 25:2 standard sample bracketing approach (2 standards analysed twice every 25 unknowns); MLA maps were acquired using the raster mode with an X-ray spectra collected every 4 µm | STDGL3 (CODES, University of Tasmania; Danyushevsky et al., 2011); GSD-1G | 45.15 |  | 0.54 |  | 0.53 | [9 empty] | 1.556 | [5 empty] | 3.16 | [5 empty] | 0.149 | [15 empty] | 281400 |  | 0.177 |  |  |  | 0.33 | [7 empty] | 87.1 | [23 empty] | 0.087 | [5 empty] | 7.8 | [15 empty] | 425000 |  | 2.44 |  |  |  | 5.3 | [5 empty] | 9.86 | [7 empty] | 0.47 | [5 empty] | 0.304 | [13 empty] | 297 |  |  |  |  | 2020 | Cave, B., et al. (2020), Ore Geology Reviews 124, 103647 |  | AUS | Queensland
| Mount Isa Copper Operations, Black Star Mine | No. 5 and No. 9 Pb-Zn orebodies, 650 Cu orebody, 1100 Cu orebody, 3000 Cu orebody | Seafloor hydrothermal | Sedimentary Exhalative (SEDEX) | SEDEX zinc-lead-copper | Cu, Pb, Zn | Ag | Cu, Pb, Zn, Ag | Cave et al., 2020 |  | 50-25ACPY-17.d | 50-25ACPY-17.d-1 | underground mine, open pit |  |  |  |  | ore material | drill core, polished section | drill core | mineral separate | [5 empty] | mineralisation |  |  |  | chalcopyrite, sphalerite, galena | Cu mineralisation stage, Pb-Zn mineralisation stage | replacement, vein infill, stratabound | coarse-grained, medium-grained, fine-grained, stratabound, discordant veins, replacement, infill |  |  |  | pyrite, pyrrhotite, arsenopyrite, siderite, dolomite, calcite, quartz, chlorite, K-feldspar, biotite, apatite, freibergite, tetrahedrite, cobaltite | Resin blocks containing each sample were produced following standard procedures and used for Mineral Liberation Analysis (MLA) mapping and subsequent LA-ICP-MS analyses | LA-ICPMS, EMPA, SEM-EDS | NWR213 solid state 213 nm laser ablation system coupled with an Agilent 7900 quadrupole ICP-MS; Cameca SXFive Electron Microprobe; Quanta600 SEM | Adelaide Microscopy | Ablation was conducted in an atmosphere of He (0.6 L/min) that was mixed with Ar (0.88 L/min) upon leaving the ablation cell; 70 µm diameter spot size with a 25:2 standard sample bracketing approach (2 standards analysed twice every 25 unknowns); MLA maps were acquired using the raster mode with an X-ray spectra collected every 4 µm | STDGL3 (CODES, University of Tasmania; Danyushevsky et al., 2011); GSD-1G | 42.82 |  | 0.66 | [11 empty] | 0.506 | [5 empty] | 3.35 | [5 empty] | 0.019 | [15 empty] | 282100 |  | 0.095 | [11 empty] | 79.5 | [23 empty] | 0.111 | [5 empty] | 9.5 | [15 empty] | 443700 |  | 0.961 |  |  |  | 3.8 | [5 empty] | 8.79 | [7 empty] | 0.41 | [5 empty] | 0.177 | [13 empty] | 258.2 |  |  |  |  | 2020 | Cave, B., et al. (2020), Ore Geology Reviews 124, 103647 |  | AUS | Queensland
| Mount Isa Copper Operations, Black Star Mine | No. 5 and No. 9 Pb-Zn orebodies, 650 Cu orebody, 1100 Cu orebody, 3000 Cu orebody | Seafloor hydrothermal | Sedimentary Exhalative (SEDEX) | SEDEX zinc-lead-copper | Cu, Pb, Zn | Ag | Cu, Pb, Zn, Ag | Cave et al., 2020 |  | 51-25ACPY-18.d | 51-25ACPY-18.d-1 | underground mine, open pit |  |  |  |  | ore material | drill core, polished section | drill core | mineral separate | [5 empty] | mineralisation |  |  |  | chalcopyrite, sphalerite, galena | Cu mineralisation stage, Pb-Zn mineralisation stage | replacement, vein infill, stratabound | coarse-grained, medium-grained, fine-grained, stratabound, discordant veins, replacement, infill |  |  |  | pyrite, pyrrhotite, arsenopyrite, siderite, dolomite, calcite, quartz, chlorite, K-feldspar, biotite, apatite, freibergite, tetrahedrite, cobaltite | Resin blocks containing each sample were produced following standard procedures and used for Mineral Liberation Analysis (MLA) mapping and subsequent LA-ICP-MS analyses | LA-ICPMS, EMPA, SEM-EDS | NWR213 solid state 213 nm laser ablation system coupled with an Agilent 7900 quadrupole ICP-MS; Cameca SXFive Electron Microprobe; Quanta600 SEM | Adelaide Microscopy | Ablation was conducted in an atmosphere of He (0.6 L/min) that was mixed with Ar (0.88 L/min) upon leaving the ablation cell; 70 µm diameter spot size with a 25:2 standard sample bracketing approach (2 standards analysed twice every 25 unknowns); MLA maps were acquired using the raster mode with an X-ray spectra collected every 4 µm | STDGL3 (CODES, University of Tasmania; Danyushevsky et al., 2011); GSD-1G | 46.6 |  | 0.81 |  | 0.28 | [9 empty] | 4.69 | [5 empty] | 2.82 | [5 empty] | 0.046 | [15 empty] | 281800 |  | 0.126 |  |  |  | 0.32 | [7 empty] | 103.1 | [23 empty] | 0.122 | [5 empty] | 18.9 | [15 empty] | 440700 |  | 7.71 |  |  |  | 7.4 | [5 empty] | 6.39 | [7 empty] | 0.3 | [5 empty] | 0.731 | [13 empty] | 204.7 |  |  |  |  | 2020 | Cave, B., et al. (2020), Ore Geology Reviews 124, 103647 |  | AUS | Queensland
| Mount Isa Copper Operations, Black Star Mine | No. 5 and No. 9 Pb-Zn orebodies, 650 Cu orebody, 1100 Cu orebody, 3000 Cu orebody | Seafloor hydrothermal | Sedimentary Exhalative (SEDEX) | SEDEX zinc-lead-copper | Cu, Pb, Zn | Ag | Cu, Pb, Zn, Ag | Cave et al., 2020 |  | 52-25ACPY-19.d | 52-25ACPY-19.d-1 | underground mine, open pit |  |  |  |  | ore material | drill core, polished section | drill core | mineral separate | [5 empty] | mineralisation |  |  |  | chalcopyrite, sphalerite, galena | Cu mineralisation stage, Pb-Zn mineralisation stage | replacement, vein infill, stratabound | coarse-grained, medium-grained, fine-grained, stratabound, discordant veins, replacement, infill |  |  |  | pyrite, pyrrhotite, arsenopyrite, siderite, dolomite, calcite, quartz, chlorite, K-feldspar, biotite, apatite, freibergite, tetrahedrite, cobaltite | Resin blocks containing each sample were produced following standard procedures and used for Mineral Liberation Analysis (MLA) mapping and subsequent LA-ICP-MS analyses | LA-ICPMS, EMPA, SEM-EDS | NWR213 solid state 213 nm laser ablation system coupled with an Agilent 7900 quadrupole ICP-MS; Cameca SXFive Electron Microprobe; Quanta600 SEM | Adelaide Microscopy | Ablation was conducted in an atmosphere of He (0.6 L/min) that was mixed with Ar (0.88 L/min) upon leaving the ablation cell; 70 µm diameter spot size with a 25:2 standard sample bracketing approach (2 standards analysed twice every 25 unknowns); MLA maps were acquired using the raster mode with an X-ray spectra collected every 4 µm | STDGL3 (CODES, University of Tasmania; Danyushevsky et al., 2011); GSD-1G | 55.9 |  | 150 |  | 173 | [9 empty] | 38.8 | [5 empty] | 5.29 | [5 empty] | 80 | [15 empty] | 314300 |  | 0.273 |  |  |  | 0.7 | [7 empty] | 92.1 | [13 empty] | 12.7 | [9 empty] | 15.5 | [5 empty] | 173 | [15 empty] | 502600 |  | 53.9 |  |  |  | 7.1 | [5 empty] | 11.32 | [7 empty] | 0.59 | [5 empty] | 20.5 | [13 empty] | 516 |  |  |  |  | 2020 | Cave, B., et al. (2020), Ore Geology Reviews 124, 103647 |  | AUS | Queensland
| Mount Isa Copper Operations, Black Star Mine | No. 5 and No. 9 Pb-Zn orebodies, 650 Cu orebody, 1100 Cu orebody, 3000 Cu orebody | Seafloor hydrothermal | Sedimentary Exhalative (SEDEX) | SEDEX zinc-lead-copper | Cu, Pb, Zn | Ag | Cu, Pb, Zn, Ag | Cave et al., 2020 |  | 53-25ACPY-20.d | 53-25ACPY-20.d-1 | underground mine, open pit |  |  |  |  | ore material | drill core, polished section | drill core | mineral separate | [5 empty] | mineralisation |  |  |  | chalcopyrite, sphalerite, galena | Cu mineralisation stage, Pb-Zn mineralisation stage | replacement, vein infill, stratabound | coarse-grained, medium-grained, fine-grained, stratabound, discordant veins, replacement, infill |  |  |  | pyrite, pyrrhotite, arsenopyrite, siderite, dolomite, calcite, quartz, chlorite, K-feldspar, biotite, apatite, freibergite, tetrahedrite, cobaltite | Resin blocks containing each sample were produced following standard procedures and used for Mineral Liberation Analysis (MLA) mapping and subsequent LA-ICP-MS analyses | LA-ICPMS, EMPA, SEM-EDS | NWR213 solid state 213 nm laser ablation system coupled with an Agilent 7900 quadrupole ICP-MS; Cameca SXFive Electron Microprobe; Quanta600 SEM | Adelaide Microscopy | Ablation was conducted in an atmosphere of He (0.6 L/min) that was mixed with Ar (0.88 L/min) upon leaving the ablation cell; 70 µm diameter spot size with a 25:2 standard sample bracketing approach (2 standards analysed twice every 25 unknowns); MLA maps were acquired using the raster mode with an X-ray spectra collected every 4 µm | STDGL3 (CODES, University of Tasmania; Danyushevsky et al., 2011); GSD-1G | 44.4 |  | 2.2 | [11 empty] | 3.86 | [5 empty] | 4.2 | [5 empty] | 0.18 | [15 empty] | 274600 |  | 0.224 |  |  |  | 0.26 | [7 empty] | 90.8 | [23 empty] | 0.195 | [5 empty] | 16.4 | [15 empty] | 436700 |  | 9.11 |  |  |  | 7 | [5 empty] | 9.74 | [7 empty] | 0.46 | [5 empty] | 2.66 | [13 empty] | 309 |  |  |  |  | 2020 | Cave, B., et al. (2020), Ore Geology Reviews 124, 103647 |  | AUS | Queensland
| Mount Isa Copper Operations, Black Star Mine | No. 5 and No. 9 Pb-Zn orebodies, 650 Cu orebody, 1100 Cu orebody, 3000 Cu orebody | Seafloor hydrothermal | Sedimentary Exhalative (SEDEX) | SEDEX zinc-lead-copper | Cu, Pb, Zn | Ag | Cu, Pb, Zn, Ag | Cave et al., 2020 |  | 54-25ACPY-21.d | 54-25ACPY-21.d-1 | underground mine, open pit |  |  |  |  | ore material | drill core, polished section | drill core | mineral separate | [5 empty] | mineralisation |  |  |  | chalcopyrite, sphalerite, galena | Cu mineralisation stage, Pb-Zn mineralisation stage | replacement, vein infill, stratabound | coarse-grained, medium-grained, fine-grained, stratabound, discordant veins, replacement, infill |  |  |  | pyrite, pyrrhotite, arsenopyrite, siderite, dolomite, calcite, quartz, chlorite, K-feldspar, biotite, apatite, freibergite, tetrahedrite, cobaltite | Resin blocks containing each sample were produced following standard procedures and used for Mineral Liberation Analysis (MLA) mapping and subsequent LA-ICP-MS analyses | LA-ICPMS, EMPA, SEM-EDS | NWR213 solid state 213 nm laser ablation system coupled with an Agilent 7900 quadrupole ICP-MS; Cameca SXFive Electron Microprobe; Quanta600 SEM | Adelaide Microscopy | Ablation was conducted in an atmosphere of He (0.6 L/min) that was mixed with Ar (0.88 L/min) upon leaving the ablation cell; 70 µm diameter spot size with a 25:2 standard sample bracketing approach (2 standards analysed twice every 25 unknowns); MLA maps were acquired using the raster mode with an X-ray spectra collected every 4 µm | STDGL3 (CODES, University of Tasmania; Danyushevsky et al., 2011); GSD-1G | 43.56 |  | 2.6 |  | 0.74 | [9 empty] | 2.07 | [5 empty] | 3.66 | [5 empty] | 0.238 | [15 empty] | 285900 |  | 0.217 |  |  |  | 0.53 | [7 empty] | 97.8 | [23 empty] | 0.13 | [5 empty] | 18.4 | [15 empty] | 455800 |  | 3.83 |  |  |  | 6.9 | [5 empty] | 10.96 | [7 empty] | 0.38 | [5 empty] | 1.36 | [13 empty] | 262 |  |  |  |  | 2020 | Cave, B., et al. (2020), Ore Geology Reviews 124, 103647 |  | AUS | Queensland
| Mount Isa Copper Operations, Black Star Mine | No. 5 and No. 9 Pb-Zn orebodies, 650 Cu orebody, 1100 Cu orebody, 3000 Cu orebody | Seafloor hydrothermal | Sedimentary Exhalative (SEDEX) | SEDEX zinc-lead-copper | Cu, Pb, Zn | Ag | Cu, Pb, Zn, Ag | Cave et al., 2020 |  | 55-25ACPY-22.d | 55-25ACPY-22.d-1 | underground mine, open pit |  |  |  |  | ore material | drill core, polished section | drill core | mineral separate | [5 empty] | mineralisation |  |  |  | chalcopyrite, sphalerite, galena | Cu mineralisation stage, Pb-Zn mineralisation stage | replacement, vein infill, stratabound | coarse-grained, medium-grained, fine-grained, stratabound, discordant veins, replacement, infill |  |  |  | pyrite, pyrrhotite, arsenopyrite, siderite, dolomite, calcite, quartz, chlorite, K-feldspar, biotite, apatite, freibergite, tetrahedrite, cobaltite | Resin blocks containing each sample were produced following standard procedures and used for Mineral Liberation Analysis (MLA) mapping and subsequent LA-ICP-MS analyses | LA-ICPMS, EMPA, SEM-EDS | NWR213 solid state 213 nm laser ablation system coupled with an Agilent 7900 quadrupole ICP-MS; Cameca SXFive Electron Microprobe; Quanta600 SEM | Adelaide Microscopy | Ablation was conducted in an atmosphere of He (0.6 L/min) that was mixed with Ar (0.88 L/min) upon leaving the ablation cell; 70 µm diameter spot size with a 25:2 standard sample bracketing approach (2 standards analysed twice every 25 unknowns); MLA maps were acquired using the raster mode with an X-ray spectra collected every 4 µm | STDGL3 (CODES, University of Tasmania; Danyushevsky et al., 2011); GSD-1G | 46.87 |  | 0.51 | [11 empty] | 1.977 | [5 empty] | 2.82 | [5 empty] | 0.013 | [15 empty] | 280700 |  | 0.21 |  |  |  | 0.35 | [7 empty] | 97.2 | [29 empty] | 8.76 | [15 empty] | 419400 |  | 3.77 |  |  |  | 6.8 | [5 empty] | 10.14 | [7 empty] | 0.62 | [5 empty] | 0.297 | [13 empty] | 260 |  |  |  |  | 2020 | Cave, B., et al. (2020), Ore Geology Reviews 124, 103647 |  | AUS | Queensland
| Mount Isa Copper Operations, Black Star Mine | No. 5 and No. 9 Pb-Zn orebodies, 650 Cu orebody, 1100 Cu orebody, 3000 Cu orebody | Seafloor hydrothermal | Sedimentary Exhalative (SEDEX) | SEDEX zinc-lead-copper | Cu, Pb, Zn | Ag | Cu, Pb, Zn, Ag | Cave et al., 2020 |  | 56-25ACPY-23.d | 56-25ACPY-23.d-1 | underground mine, open pit |  |  |  |  | ore material | drill core, polished section | drill core | mineral separate | [5 empty] | mineralisation |  |  |  | chalcopyrite, sphalerite, galena | Cu mineralisation stage, Pb-Zn mineralisation stage | replacement, vein infill, stratabound | coarse-grained, medium-grained, fine-grained, stratabound, discordant veins, replacement, infill |  |  |  | pyrite, pyrrhotite, arsenopyrite, siderite, dolomite, calcite, quartz, chlorite, K-feldspar, biotite, apatite, freibergite, tetrahedrite, cobaltite | Resin blocks containing each sample were produced following standard procedures and used for Mineral Liberation Analysis (MLA) mapping and subsequent LA-ICP-MS analyses | LA-ICPMS, EMPA, SEM-EDS | NWR213 solid state 213 nm laser ablation system coupled with an Agilent 7900 quadrupole ICP-MS; Cameca SXFive Electron Microprobe; Quanta600 SEM | Adelaide Microscopy | Ablation was conducted in an atmosphere of He (0.6 L/min) that was mixed with Ar (0.88 L/min) upon leaving the ablation cell; 70 µm diameter spot size with a 25:2 standard sample bracketing approach (2 standards analysed twice every 25 unknowns); MLA maps were acquired using the raster mode with an X-ray spectra collected every 4 µm | STDGL3 (CODES, University of Tasmania; Danyushevsky et al., 2011); GSD-1G | 45.1 |  | 6.6 |  | 1.06 | [9 empty] | 1.65 | [5 empty] | 4.79 | [5 empty] | 0.39 | [15 empty] | 286000 |  | 0.229 |  |  |  | 0.53 | [7 empty] | 92.6 | [23 empty] | 0.34 | [5 empty] | 91 | [15 empty] | 436800 |  | 4.27 |  |  |  | 5.1 | [5 empty] | 11.34 | [13 empty] | 1.03 | [13 empty] | 449 |  |  |  |  | 2020 | Cave, B., et al. (2020), Ore Geology Reviews 124, 103647 |  | AUS | Queensland
| Mount Isa Copper Operations, Black Star Mine | No. 5 and No. 9 Pb-Zn orebodies, 650 Cu orebody, 1100 Cu orebody, 3000 Cu orebody | Seafloor hydrothermal | Sedimentary Exhalative (SEDEX) | SEDEX zinc-lead-copper | Cu, Pb, Zn | Ag | Cu, Pb, Zn, Ag | Cave et al., 2020 |  | 57-25ACPY-24.d | 57-25ACPY-24.d-1 | underground mine, open pit |  |  |  |  | ore material | drill core, polished section | drill core | mineral separate | [5 empty] | mineralisation |  |  |  | chalcopyrite, sphalerite, galena | Cu mineralisation stage, Pb-Zn mineralisation stage | replacement, vein infill, stratabound | coarse-grained, medium-grained, fine-grained, stratabound, discordant veins, replacement, infill |  |  |  | pyrite, pyrrhotite, arsenopyrite, siderite, dolomite, calcite, quartz, chlorite, K-feldspar, biotite, apatite, freibergite, tetrahedrite, cobaltite | Resin blocks containing each sample were produced following standard procedures and used for Mineral Liberation Analysis (MLA) mapping and subsequent LA-ICP-MS analyses | LA-ICPMS, EMPA, SEM-EDS | NWR213 solid state 213 nm laser ablation system coupled with an Agilent 7900 quadrupole ICP-MS; Cameca SXFive Electron Microprobe; Quanta600 SEM | Adelaide Microscopy | Ablation was conducted in an atmosphere of He (0.6 L/min) that was mixed with Ar (0.88 L/min) upon leaving the ablation cell; 70 µm diameter spot size with a 25:2 standard sample bracketing approach (2 standards analysed twice every 25 unknowns); MLA maps were acquired using the raster mode with an X-ray spectra collected every 4 µm | STDGL3 (CODES, University of Tasmania; Danyushevsky et al., 2011); GSD-1G | 44.23 |  | 0.48 | [11 empty] | 1.56 | [5 empty] | 2.76 | [5 empty] | 0.043 | [15 empty] | 279200 |  | 0.194 | [11 empty] | 116.4 | [29 empty] | 15.6 | [15 empty] | 436100 |  | 5.44 |  |  |  | 5.3 | [5 empty] | 8.84 | [7 empty] | 0.4 | [5 empty] | 0.469 | [13 empty] | 204.2 |  |  |  |  | 2020 | Cave, B., et al. (2020), Ore Geology Reviews 124, 103647 |  | AUS | Queensland
| Mount Isa Copper Operations, Black Star Mine | No. 5 and No. 9 Pb-Zn orebodies, 650 Cu orebody, 1100 Cu orebody, 3000 Cu orebody | Seafloor hydrothermal | Sedimentary Exhalative (SEDEX) | SEDEX zinc-lead-copper | Cu, Pb, Zn | Ag | Cu, Pb, Zn, Ag | Cave et al., 2020 |  | 58-25ACPY-25.d | 58-25ACPY-25.d-1 | underground mine, open pit |  |  |  |  | ore material | drill core, polished section | drill core | mineral separate | [5 empty] | mineralisation |  |  |  | chalcopyrite, sphalerite, galena | Cu mineralisation stage, Pb-Zn mineralisation stage | replacement, vein infill, stratabound | coarse-grained, medium-grained, fine-grained, stratabound, discordant veins, replacement, infill |  |  |  | pyrite, pyrrhotite, arsenopyrite, siderite, dolomite, calcite, quartz, chlorite, K-feldspar, biotite, apatite, freibergite, tetrahedrite, cobaltite | Resin blocks containing each sample were produced following standard procedures and used for Mineral Liberation Analysis (MLA) mapping and subsequent LA-ICP-MS analyses | LA-ICPMS, EMPA, SEM-EDS | NWR213 solid state 213 nm laser ablation system coupled with an Agilent 7900 quadrupole ICP-MS; Cameca SXFive Electron Microprobe; Quanta600 SEM | Adelaide Microscopy | Ablation was conducted in an atmosphere of He (0.6 L/min) that was mixed with Ar (0.88 L/min) upon leaving the ablation cell; 70 µm diameter spot size with a 25:2 standard sample bracketing approach (2 standards analysed twice every 25 unknowns); MLA maps were acquired using the raster mode with an X-ray spectra collected every 4 µm | STDGL3 (CODES, University of Tasmania; Danyushevsky et al., 2011); GSD-1G | 56 |  | 2.27 | [11 empty] | 13.44 | [5 empty] | 5.08 | [5 empty] | 0.402 | [15 empty] | 282100 |  | 0.241 |  |  |  | 0.44 | [7 empty] | 123.5 | [13 empty] | 7.28 | [9 empty] | 2.8 | [5 empty] | 84.9 | [15 empty] | 470000 |  | 19.49 |  |  |  | 6.8 | [5 empty] | 9.67 | [7 empty] | 0.67 | [5 empty] | 4.33 | [13 empty] | 352 |  |  |  |  | 2020 | Cave, B., et al. (2020), Ore Geology Reviews 124, 103647 |  | AUS | Queensland
| Mount Isa Copper Operations, Black Star Mine | No. 5 and No. 9 Pb-Zn orebodies, 650 Cu orebody, 1100 Cu orebody, 3000 Cu orebody | Seafloor hydrothermal | Sedimentary Exhalative (SEDEX) | SEDEX zinc-lead-copper | Cu, Pb, Zn | Ag | Cu, Pb, Zn, Ag | Cave et al., 2020 |  | 63-650CPY-1.d | 63-650CPY-1.d-1 | underground mine, open pit |  |  |  |  | ore material | drill core, polished section | drill core | mineral separate | [5 empty] | mineralisation |  |  |  | chalcopyrite, sphalerite, galena | Cu mineralisation stage, Pb-Zn mineralisation stage | replacement, vein infill, stratabound | coarse-grained, medium-grained, fine-grained, stratabound, discordant veins, replacement, infill |  |  |  | pyrite, pyrrhotite, arsenopyrite, siderite, dolomite, calcite, quartz, chlorite, K-feldspar, biotite, apatite, freibergite, tetrahedrite, cobaltite | Resin blocks containing each sample were produced following standard procedures and used for Mineral Liberation Analysis (MLA) mapping and subsequent LA-ICP-MS analyses | LA-ICPMS, EMPA, SEM-EDS | NWR213 solid state 213 nm laser ablation system coupled with an Agilent 7900 quadrupole ICP-MS; Cameca SXFive Electron Microprobe; Quanta600 SEM | Adelaide Microscopy | Ablation was conducted in an atmosphere of He (0.6 L/min) that was mixed with Ar (0.88 L/min) upon leaving the ablation cell; 70 µm diameter spot size with a 25:2 standard sample bracketing approach (2 standards analysed twice every 25 unknowns); MLA maps were acquired using the raster mode with an X-ray spectra collected every 4 µm | STDGL3 (CODES, University of Tasmania; Danyushevsky et al., 2011); GSD-1G | 28.27 |  | 0.65 |  | 0.31 | [9 empty] | 2.73 | [5 empty] | 2.1 | [5 empty] | 0.55 | [15 empty] | 280700 |  | 0.17 |  |  |  | 1.53 | [7 empty] | 18.01 | [23 empty] | 0.79 | [5 empty] | 12.3 | [15 empty] | 430000 |  | 0.404 |  |  |  | 3.7 | [5 empty] | 34.77 | [13 empty] | 0.166 | [13 empty] | 257.3 |  |  |  |  | 2020 | Cave, B., et al. (2020), Ore Geology Reviews 124, 103647 |  | AUS | Queensland
| Mount Isa Copper Operations, Black Star Mine | No. 5 and No. 9 Pb-Zn orebodies, 650 Cu orebody, 1100 Cu orebody, 3000 Cu orebody | Seafloor hydrothermal | Sedimentary Exhalative (SEDEX) | SEDEX zinc-lead-copper | Cu, Pb, Zn | Ag | Cu, Pb, Zn, Ag | Cave et al., 2020 |  | 64-650CPY-2.d | 64-650CPY-2.d-1 | underground mine, open pit |  |  |  |  | ore material | drill core, polished section | drill core | mineral separate | [5 empty] | mineralisation |  |  |  | chalcopyrite, sphalerite, galena | Cu mineralisation stage, Pb-Zn mineralisation stage | replacement, vein infill, stratabound | coarse-grained, medium-grained, fine-grained, stratabound, discordant veins, replacement, infill |  |  |  | pyrite, pyrrhotite, arsenopyrite, siderite, dolomite, calcite, quartz, chlorite, K-feldspar, biotite, apatite, freibergite, tetrahedrite, cobaltite | Resin blocks containing each sample were produced following standard procedures and used for Mineral Liberation Analysis (MLA) mapping and subsequent LA-ICP-MS analyses | LA-ICPMS, EMPA, SEM-EDS | NWR213 solid state 213 nm laser ablation system coupled with an Agilent 7900 quadrupole ICP-MS; Cameca SXFive Electron Microprobe; Quanta600 SEM | Adelaide Microscopy | Ablation was conducted in an atmosphere of He (0.6 L/min) that was mixed with Ar (0.88 L/min) upon leaving the ablation cell; 70 µm diameter spot size with a 25:2 standard sample bracketing approach (2 standards analysed twice every 25 unknowns); MLA maps were acquired using the raster mode with an X-ray spectra collected every 4 µm | STDGL3 (CODES, University of Tasmania; Danyushevsky et al., 2011); GSD-1G | 28.51 |  |  |  | 0.3 | [9 empty] | 1.553 | [5 empty] | 2.13 | [5 empty] | 0.321 | [15 empty] | 282700 |  | 0.196 |  |  |  | 3.12 | [7 empty] | 18.98 | [13 empty] | 0.33 | [9 empty] | 0.38 | [5 empty] | 3.49 | [15 empty] | 424000 |  | 0.367 |  |  |  | 3.9 | [5 empty] | 36.25 | [7 empty] | 0.73 | [5 empty] | 0.277 | [13 empty] | 257.4 |  |  |  |  | 2020 | Cave, B., et al. (2020), Ore Geology Reviews 124, 103647 |  | AUS | Queensland
| Mount Isa Copper Operations, Black Star Mine | No. 5 and No. 9 Pb-Zn orebodies, 650 Cu orebody, 1100 Cu orebody, 3000 Cu orebody | Seafloor hydrothermal | Sedimentary Exhalative (SEDEX) | SEDEX zinc-lead-copper | Cu, Pb, Zn | Ag | Cu, Pb, Zn, Ag | Cave et al., 2020 |  | 65-650CPY-3.d | 65-650CPY-3.d-1 | underground mine, open pit |  |  |  |  | ore material | drill core, polished section | drill core | mineral separate | [5 empty] | mineralisation |  |  |  | chalcopyrite, sphalerite, galena | Cu mineralisation stage, Pb-Zn mineralisation stage | replacement, vein infill, stratabound | coarse-grained, medium-grained, fine-grained, stratabound, discordant veins, replacement, infill |  |  |  | pyrite, pyrrhotite, arsenopyrite, siderite, dolomite, calcite, quartz, chlorite, K-feldspar, biotite, apatite, freibergite, tetrahedrite, cobaltite | Resin blocks containing each sample were produced following standard procedures and used for Mineral Liberation Analysis (MLA) mapping and subsequent LA-ICP-MS analyses | LA-ICPMS, EMPA, SEM-EDS | NWR213 solid state 213 nm laser ablation system coupled with an Agilent 7900 quadrupole ICP-MS; Cameca SXFive Electron Microprobe; Quanta600 SEM | Adelaide Microscopy | Ablation was conducted in an atmosphere of He (0.6 L/min) that was mixed with Ar (0.88 L/min) upon leaving the ablation cell; 70 µm diameter spot size with a 25:2 standard sample bracketing approach (2 standards analysed twice every 25 unknowns); MLA maps were acquired using the raster mode with an X-ray spectra collected every 4 µm | STDGL3 (CODES, University of Tasmania; Danyushevsky et al., 2011); GSD-1G | 35.5 |  | 4.2 |  | 0.43 | [9 empty] | 5.89 | [5 empty] | 2.29 | [5 empty] | 0.69 | [15 empty] | 291800 |  | 0.258 |  |  |  | 4.16 | [7 empty] | 20.33 | [13 empty] | 0.35 | [9 empty] | 1.4 | [5 empty] | 48.4 | [15 empty] | 450600 |  | 0.89 |  |  |  | 3.6 | [5 empty] | 40.6 | [13 empty] | 0.673 | [13 empty] | 269.6 |  |  |  |  | 2020 | Cave, B., et al. (2020), Ore Geology Reviews 124, 103647 |  | AUS | Queensland
| Mount Isa Copper Operations, Black Star Mine | No. 5 and No. 9 Pb-Zn orebodies, 650 Cu orebody, 1100 Cu orebody, 3000 Cu orebody | Seafloor hydrothermal | Sedimentary Exhalative (SEDEX) | SEDEX zinc-lead-copper | Cu, Pb, Zn | Ag | Cu, Pb, Zn, Ag | Cave et al., 2020 |  | 66-650CPY-4.d | 66-650CPY-4.d-1 | underground mine, open pit |  |  |  |  | ore material | drill core, polished section | drill core | mineral separate | [5 empty] | mineralisation |  |  |  | chalcopyrite, sphalerite, galena | Cu mineralisation stage, Pb-Zn mineralisation stage | replacement, vein infill, stratabound | coarse-grained, medium-grained, fine-grained, stratabound, discordant veins, replacement, infill |  |  |  | pyrite, pyrrhotite, arsenopyrite, siderite, dolomite, calcite, quartz, chlorite, K-feldspar, biotite, apatite, freibergite, tetrahedrite, cobaltite | Resin blocks containing each sample were produced following standard procedures and used for Mineral Liberation Analysis (MLA) mapping and subsequent LA-ICP-MS analyses | LA-ICPMS, EMPA, SEM-EDS | NWR213 solid state 213 nm laser ablation system coupled with an Agilent 7900 quadrupole ICP-MS; Cameca SXFive Electron Microprobe; Quanta600 SEM | Adelaide Microscopy | Ablation was conducted in an atmosphere of He (0.6 L/min) that was mixed with Ar (0.88 L/min) upon leaving the ablation cell; 70 µm diameter spot size with a 25:2 standard sample bracketing approach (2 standards analysed twice every 25 unknowns); MLA maps were acquired using the raster mode with an X-ray spectra collected every 4 µm | STDGL3 (CODES, University of Tasmania; Danyushevsky et al., 2011); GSD-1G | 27.41 |  | 0.85 | [11 empty] | 3.55 | [5 empty] | 1.79 | [5 empty] | 0.41 | [15 empty] | 284200 |  | 0.029 | [11 empty] | 14.83 | [13 empty] | 0.35 | [9 empty] | 0.37 | [5 empty] | 9.5 | [15 empty] | 427500 |  | 0.658 |  |  |  | 4.2 | [5 empty] | 30.3 | [13 empty] | 0.122 | [13 empty] | 249.4 |  |  |  |  | 2020 | Cave, B., et al. (2020), Ore Geology Reviews 124, 103647 |  | AUS | Queensland
| Mount Isa Copper Operations, Black Star Mine | No. 5 and No. 9 Pb-Zn orebodies, 650 Cu orebody, 1100 Cu orebody, 3000 Cu orebody | Seafloor hydrothermal | Sedimentary Exhalative (SEDEX) | SEDEX zinc-lead-copper | Cu, Pb, Zn | Ag | Cu, Pb, Zn, Ag | Cave et al., 2020 |  | 67-650CPY-5.d | 67-650CPY-5.d-1 | underground mine, open pit |  |  |  |  | ore material | drill core, polished section | drill core | mineral separate | [5 empty] | mineralisation |  |  |  | chalcopyrite, sphalerite, galena | Cu mineralisation stage, Pb-Zn mineralisation stage | replacement, vein infill, stratabound | coarse-grained, medium-grained, fine-grained, stratabound, discordant veins, replacement, infill |  |  |  | pyrite, pyrrhotite, arsenopyrite, siderite, dolomite, calcite, quartz, chlorite, K-feldspar, biotite, apatite, freibergite, tetrahedrite, cobaltite | Resin blocks containing each sample were produced following standard procedures and used for Mineral Liberation Analysis (MLA) mapping and subsequent LA-ICP-MS analyses | LA-ICPMS, EMPA, SEM-EDS | NWR213 solid state 213 nm laser ablation system coupled with an Agilent 7900 quadrupole ICP-MS; Cameca SXFive Electron Microprobe; Quanta600 SEM | Adelaide Microscopy | Ablation was conducted in an atmosphere of He (0.6 L/min) that was mixed with Ar (0.88 L/min) upon leaving the ablation cell; 70 µm diameter spot size with a 25:2 standard sample bracketing approach (2 standards analysed twice every 25 unknowns); MLA maps were acquired using the raster mode with an X-ray spectra collected every 4 µm | STDGL3 (CODES, University of Tasmania; Danyushevsky et al., 2011); GSD-1G | 29.87 |  | 0.54 |  | 0.26 | [9 empty] | 2.19 | [5 empty] | 1.92 | [5 empty] | 0.333 | [15 empty] | 289200 | [13 empty] | 15.2 | [23 empty] | 0.32 | [5 empty] | 4.85 | [15 empty] | 430800 |  | 0.335 |  |  |  | 2.6 | [5 empty] | 26.46 | [13 empty] | 0.079 | [13 empty] | 259.3 |  |  |  |  | 2020 | Cave, B., et al. (2020), Ore Geology Reviews 124, 103647 |  | AUS | Queensland
| Mount Isa Copper Operations, Black Star Mine | No. 5 and No. 9 Pb-Zn orebodies, 650 Cu orebody, 1100 Cu orebody, 3000 Cu orebody | Seafloor hydrothermal | Sedimentary Exhalative (SEDEX) | SEDEX zinc-lead-copper | Cu, Pb, Zn | Ag | Cu, Pb, Zn, Ag | Cave et al., 2020 |  | 68-650CPY-6.d | 68-650CPY-6.d-1 | underground mine, open pit |  |  |  |  | ore material | drill core, polished section | drill core | mineral separate | [5 empty] | mineralisation |  |  |  | chalcopyrite, sphalerite, galena | Cu mineralisation stage, Pb-Zn mineralisation stage | replacement, vein infill, stratabound | coarse-grained, medium-grained, fine-grained, stratabound, discordant veins, replacement, infill |  |  |  | pyrite, pyrrhotite, arsenopyrite, siderite, dolomite, calcite, quartz, chlorite, K-feldspar, biotite, apatite, freibergite, tetrahedrite, cobaltite | Resin blocks containing each sample were produced following standard procedures and used for Mineral Liberation Analysis (MLA) mapping and subsequent LA-ICP-MS analyses | LA-ICPMS, EMPA, SEM-EDS | NWR213 solid state 213 nm laser ablation system coupled with an Agilent 7900 quadrupole ICP-MS; Cameca SXFive Electron Microprobe; Quanta600 SEM | Adelaide Microscopy | Ablation was conducted in an atmosphere of He (0.6 L/min) that was mixed with Ar (0.88 L/min) upon leaving the ablation cell; 70 µm diameter spot size with a 25:2 standard sample bracketing approach (2 standards analysed twice every 25 unknowns); MLA maps were acquired using the raster mode with an X-ray spectra collected every 4 µm | STDGL3 (CODES, University of Tasmania; Danyushevsky et al., 2011); GSD-1G | 32.6 |  | 0.8 | [11 empty] | 8.09 | [5 empty] | 2.28 | [5 empty] | 0.62 | [15 empty] | 283200 |  | 0.07 |  |  |  | 0.46 | [7 empty] | 16.79 | [23 empty] | 0.33 | [5 empty] | 20.2 | [15 empty] | 426000 |  | 1.4 | [9 empty] | 35.4 | [7 empty] | 0.52 | [5 empty] | 0.452 | [13 empty] | 252 |  |  |  |  | 2020 | Cave, B., et al. (2020), Ore Geology Reviews 124, 103647 |  | AUS | Queensland
| Mount Isa Copper Operations, Black Star Mine | No. 5 and No. 9 Pb-Zn orebodies, 650 Cu orebody, 1100 Cu orebody, 3000 Cu orebody | Seafloor hydrothermal | Sedimentary Exhalative (SEDEX) | SEDEX zinc-lead-copper | Cu, Pb, Zn | Ag | Cu, Pb, Zn, Ag | Cave et al., 2020 |  | 69-650CPY-7.d | 69-650CPY-7.d-1 | underground mine, open pit |  |  |  |  | ore material | drill core, polished section | drill core | mineral separate | [5 empty] | mineralisation |  |  |  | chalcopyrite, sphalerite, galena | Cu mineralisation stage, Pb-Zn mineralisation stage | replacement, vein infill, stratabound | coarse-grained, medium-grained, fine-grained, stratabound, discordant veins, replacement, infill |  |  |  | pyrite, pyrrhotite, arsenopyrite, siderite, dolomite, calcite, quartz, chlorite, K-feldspar, biotite, apatite, freibergite, tetrahedrite, cobaltite | Resin blocks containing each sample were produced following standard procedures and used for Mineral Liberation Analysis (MLA) mapping and subsequent LA-ICP-MS analyses | LA-ICPMS, EMPA, SEM-EDS | NWR213 solid state 213 nm laser ablation system coupled with an Agilent 7900 quadrupole ICP-MS; Cameca SXFive Electron Microprobe; Quanta600 SEM | Adelaide Microscopy | Ablation was conducted in an atmosphere of He (0.6 L/min) that was mixed with Ar (0.88 L/min) upon leaving the ablation cell; 70 µm diameter spot size with a 25:2 standard sample bracketing approach (2 standards analysed twice every 25 unknowns); MLA maps were acquired using the raster mode with an X-ray spectra collected every 4 µm | STDGL3 (CODES, University of Tasmania; Danyushevsky et al., 2011); GSD-1G | 30.29 |  | 2.3 | [11 empty] | 5.94 | [5 empty] | 1.56 | [5 empty] | 0.363 | [15 empty] | 293300 |  | 0.031 |  |  |  | 0.33 | [7 empty] | 17.75 | [23 empty] | 0.39 | [5 empty] | 22 | [15 empty] | 430700 |  | 1.26 |  |  |  | 3.1 | [5 empty] | 36.36 | [7 empty] | 0.54 | [5 empty] | 0.109 | [13 empty] | 264.5 |  |  |  |  | 2020 | Cave, B., et al. (2020), Ore Geology Reviews 124, 103647 |  | AUS | Queensland
| Mount Isa Copper Operations, Black Star Mine | No. 5 and No. 9 Pb-Zn orebodies, 650 Cu orebody, 1100 Cu orebody, 3000 Cu orebody | Seafloor hydrothermal | Sedimentary Exhalative (SEDEX) | SEDEX zinc-lead-copper | Cu, Pb, Zn | Ag | Cu, Pb, Zn, Ag | Cave et al., 2020 |  | 71-650CPY-9.d | 71-650CPY-9.d-1 | underground mine, open pit |  |  |  |  | ore material | drill core, polished section | drill core | mineral separate | [5 empty] | mineralisation |  |  |  | chalcopyrite, sphalerite, galena | Cu mineralisation stage, Pb-Zn mineralisation stage | replacement, vein infill, stratabound | coarse-grained, medium-grained, fine-grained, stratabound, discordant veins, replacement, infill |  |  |  | pyrite, pyrrhotite, arsenopyrite, siderite, dolomite, calcite, quartz, chlorite, K-feldspar, biotite, apatite, freibergite, tetrahedrite, cobaltite | Resin blocks containing each sample were produced following standard procedures and used for Mineral Liberation Analysis (MLA) mapping and subsequent LA-ICP-MS analyses | LA-ICPMS, EMPA, SEM-EDS | NWR213 solid state 213 nm laser ablation system coupled with an Agilent 7900 quadrupole ICP-MS; Cameca SXFive Electron Microprobe; Quanta600 SEM | Adelaide Microscopy | Ablation was conducted in an atmosphere of He (0.6 L/min) that was mixed with Ar (0.88 L/min) upon leaving the ablation cell; 70 µm diameter spot size with a 25:2 standard sample bracketing approach (2 standards analysed twice every 25 unknowns); MLA maps were acquired using the raster mode with an X-ray spectra collected every 4 µm | STDGL3 (CODES, University of Tasmania; Danyushevsky et al., 2011); GSD-1G | 36.2 |  | 0.7 | [11 empty] | 3.83 | [5 empty] | 2.45 | [5 empty] | 0.275 | [15 empty] | 284400 |  | 0.307 |  |  |  | 4.36 | [7 empty] | 35.52 | [23 empty] | 0.55 | [5 empty] | 9.6 | [15 empty] | 440400 |  | 0.782 |  |  |  | 3 | [5 empty] | 41.6 | [7 empty] | 0.49 | [5 empty] | 0.435 | [13 empty] | 252.7 |  |  |  |  | 2020 | Cave, B., et al. (2020), Ore Geology Reviews 124, 103647 |  | AUS | Queensland
| Mount Isa Copper Operations, Black Star Mine | No. 5 and No. 9 Pb-Zn orebodies, 650 Cu orebody, 1100 Cu orebody, 3000 Cu orebody | Seafloor hydrothermal | Sedimentary Exhalative (SEDEX) | SEDEX zinc-lead-copper | Cu, Pb, Zn | Ag | Cu, Pb, Zn, Ag | Cave et al., 2020 |  | 72-650CPY-10.d | 72-650CPY-10.d-1 | underground mine, open pit |  |  |  |  | ore material | drill core, polished section | drill core | mineral separate | [5 empty] | mineralisation |  |  |  | chalcopyrite, sphalerite, galena | Cu mineralisation stage, Pb-Zn mineralisation stage | replacement, vein infill, stratabound | coarse-grained, medium-grained, fine-grained, stratabound, discordant veins, replacement, infill |  |  |  | pyrite, pyrrhotite, arsenopyrite, siderite, dolomite, calcite, quartz, chlorite, K-feldspar, biotite, apatite, freibergite, tetrahedrite, cobaltite | Resin blocks containing each sample were produced following standard procedures and used for Mineral Liberation Analysis (MLA) mapping and subsequent LA-ICP-MS analyses | LA-ICPMS, EMPA, SEM-EDS | NWR213 solid state 213 nm laser ablation system coupled with an Agilent 7900 quadrupole ICP-MS; Cameca SXFive Electron Microprobe; Quanta600 SEM | Adelaide Microscopy | Ablation was conducted in an atmosphere of He (0.6 L/min) that was mixed with Ar (0.88 L/min) upon leaving the ablation cell; 70 µm diameter spot size with a 25:2 standard sample bracketing approach (2 standards analysed twice every 25 unknowns); MLA maps were acquired using the raster mode with an X-ray spectra collected every 4 µm | STDGL3 (CODES, University of Tasmania; Danyushevsky et al., 2011); GSD-1G | 34.05 | [13 empty] | 2.016 | [5 empty] | 1.94 | [5 empty] | 0.198 | [15 empty] | 278500 |  | 0.306 |  |  |  | 3.35 | [7 empty] | 33.91 | [23 empty] | 0.54 | [5 empty] | 6.11 | [15 empty] | 414900 |  | 0.465 |  |  |  | 2.1 | [5 empty] | 39.33 | [7 empty] | 0.5 | [5 empty] | 0.2 | [13 empty] | 232.9 |  |  |  |  | 2020 | Cave, B., et al. (2020), Ore Geology Reviews 124, 103647 |  | AUS | Queensland
| Mount Isa Copper Operations, Black Star Mine | No. 5 and No. 9 Pb-Zn orebodies, 650 Cu orebody, 1100 Cu orebody, 3000 Cu orebody | Seafloor hydrothermal | Sedimentary Exhalative (SEDEX) | SEDEX zinc-lead-copper | Cu, Pb, Zn | Ag | Cu, Pb, Zn, Ag | Cave et al., 2020 |  | 73-650CPY-11.d | 73-650CPY-11.d-1 | underground mine, open pit |  |  |  |  | ore material | drill core, polished section | drill core | mineral separate | [5 empty] | mineralisation |  |  |  | chalcopyrite, sphalerite, galena | Cu mineralisation stage, Pb-Zn mineralisation stage | replacement, vein infill, stratabound | coarse-grained, medium-grained, fine-grained, stratabound, discordant veins, replacement, infill |  |  |  | pyrite, pyrrhotite, arsenopyrite, siderite, dolomite, calcite, quartz, chlorite, K-feldspar, biotite, apatite, freibergite, tetrahedrite, cobaltite | Resin blocks containing each sample were produced following standard procedures and used for Mineral Liberation Analysis (MLA) mapping and subsequent LA-ICP-MS analyses | LA-ICPMS, EMPA, SEM-EDS | NWR213 solid state 213 nm laser ablation system coupled with an Agilent 7900 quadrupole ICP-MS; Cameca SXFive Electron Microprobe; Quanta600 SEM | Adelaide Microscopy | Ablation was conducted in an atmosphere of He (0.6 L/min) that was mixed with Ar (0.88 L/min) upon leaving the ablation cell; 70 µm diameter spot size with a 25:2 standard sample bracketing approach (2 standards analysed twice every 25 unknowns); MLA maps were acquired using the raster mode with an X-ray spectra collected every 4 µm | STDGL3 (CODES, University of Tasmania; Danyushevsky et al., 2011); GSD-1G | 37 |  | 0.87 | [11 empty] | 6.23 | [5 empty] | 1.55 | [5 empty] | 0.95 | [15 empty] | 277700 |  | 0.26 |  |  |  | 2.95 | [7 empty] | 34.3 | [23 empty] | 7.6 | [5 empty] | 8.16 | [15 empty] | 435000 |  | 1.17 | [9 empty] | 40.8 | [7 empty] | 0.95 | [5 empty] | 0.413 | [13 empty] | 258 |  |  |  |  | 2020 | Cave, B., et al. (2020), Ore Geology Reviews 124, 103647 |  | AUS | Queensland
| Mount Isa Copper Operations, Black Star Mine | No. 5 and No. 9 Pb-Zn orebodies, 650 Cu orebody, 1100 Cu orebody, 3000 Cu orebody | Seafloor hydrothermal | Sedimentary Exhalative (SEDEX) | SEDEX zinc-lead-copper | Cu, Pb, Zn | Ag | Cu, Pb, Zn, Ag | Cave et al., 2020 |  | 74-650CPY-12.d | 74-650CPY-12.d-1 | underground mine, open pit |  |  |  |  | ore material | drill core, polished section | drill core | mineral separate | [5 empty] | mineralisation |  |  |  | chalcopyrite, sphalerite, galena | Cu mineralisation stage, Pb-Zn mineralisation stage | replacement, vein infill, stratabound | coarse-grained, medium-grained, fine-grained, stratabound, discordant veins, replacement, infill |  |  |  | pyrite, pyrrhotite, arsenopyrite, siderite, dolomite, calcite, quartz, chlorite, K-feldspar, biotite, apatite, freibergite, tetrahedrite, cobaltite | Resin blocks containing each sample were produced following standard procedures and used for Mineral Liberation Analysis (MLA) mapping and subsequent LA-ICP-MS analyses | LA-ICPMS, EMPA, SEM-EDS | NWR213 solid state 213 nm laser ablation system coupled with an Agilent 7900 quadrupole ICP-MS; Cameca SXFive Electron Microprobe; Quanta600 SEM | Adelaide Microscopy | Ablation was conducted in an atmosphere of He (0.6 L/min) that was mixed with Ar (0.88 L/min) upon leaving the ablation cell; 70 µm diameter spot size with a 25:2 standard sample bracketing approach (2 standards analysed twice every 25 unknowns); MLA maps were acquired using the raster mode with an X-ray spectra collected every 4 µm | STDGL3 (CODES, University of Tasmania; Danyushevsky et al., 2011); GSD-1G | 35.47 |  | 2.62 | [11 empty] | 10.76 | [5 empty] | 2.13 | [5 empty] | 0.215 | [15 empty] | 281100 |  | 0.187 |  |  |  | 2.34 | [7 empty] | 34.58 | [23 empty] | 0.82 | [5 empty] | 61 | [15 empty] | 419900 |  | 1.63 | [9 empty] | 36.54 | [7 empty] | 0.62 | [5 empty] | 0.314 | [13 empty] | 261.7 |  |  |  |  | 2020 | Cave, B., et al. (2020), Ore Geology Reviews 124, 103647 |  | AUS | Queensland
| Mount Isa Copper Operations, Black Star Mine | No. 5 and No. 9 Pb-Zn orebodies, 650 Cu orebody, 1100 Cu orebody, 3000 Cu orebody | Seafloor hydrothermal | Sedimentary Exhalative (SEDEX) | SEDEX zinc-lead-copper | Cu, Pb, Zn | Ag | Cu, Pb, Zn, Ag | Cave et al., 2020 |  | 75-650CPY-13.d | 75-650CPY-13.d-1 | underground mine, open pit |  |  |  |  | ore material | drill core, polished section | drill core | mineral separate | [5 empty] | mineralisation |  |  |  | chalcopyrite, sphalerite, galena | Cu mineralisation stage, Pb-Zn mineralisation stage | replacement, vein infill, stratabound | coarse-grained, medium-grained, fine-grained, stratabound, discordant veins, replacement, infill |  |  |  | pyrite, pyrrhotite, arsenopyrite, siderite, dolomite, calcite, quartz, chlorite, K-feldspar, biotite, apatite, freibergite, tetrahedrite, cobaltite | Resin blocks containing each sample were produced following standard procedures and used for Mineral Liberation Analysis (MLA) mapping and subsequent LA-ICP-MS analyses | LA-ICPMS, EMPA, SEM-EDS | NWR213 solid state 213 nm laser ablation system coupled with an Agilent 7900 quadrupole ICP-MS; Cameca SXFive Electron Microprobe; Quanta600 SEM | Adelaide Microscopy | Ablation was conducted in an atmosphere of He (0.6 L/min) that was mixed with Ar (0.88 L/min) upon leaving the ablation cell; 70 µm diameter spot size with a 25:2 standard sample bracketing approach (2 standards analysed twice every 25 unknowns); MLA maps were acquired using the raster mode with an X-ray spectra collected every 4 µm | STDGL3 (CODES, University of Tasmania; Danyushevsky et al., 2011); GSD-1G | 31.63 | [13 empty] | 1.885 | [5 empty] | 1.79 | [5 empty] | 0.4 | [15 empty] | 285900 |  | 0.157 |  |  |  | 1.62 | [7 empty] | 25.29 | [23 empty] | 0.3 | [5 empty] | 6.8 | [15 empty] | 419300 |  | 0.16 |  |  |  | 4.7 | [5 empty] | 39.14 | [13 empty] | 0.023 | [13 empty] | 278.3 |  |  |  |  | 2020 | Cave, B., et al. (2020), Ore Geology Reviews 124, 103647 |  | AUS | Queensland
| Mount Isa Copper Operations, Black Star Mine | No. 5 and No. 9 Pb-Zn orebodies, 650 Cu orebody, 1100 Cu orebody, 3000 Cu orebody | Seafloor hydrothermal | Sedimentary Exhalative (SEDEX) | SEDEX zinc-lead-copper | Cu, Pb, Zn | Ag | Cu, Pb, Zn, Ag | Cave et al., 2020 |  | 76-650CPY-14.d | 76-650CPY-14.d-1 | underground mine, open pit |  |  |  |  | ore material | drill core, polished section | drill core | mineral separate | [5 empty] | mineralisation |  |  |  | chalcopyrite, sphalerite, galena | Cu mineralisation stage, Pb-Zn mineralisation stage | replacement, vein infill, stratabound | coarse-grained, medium-grained, fine-grained, stratabound, discordant veins, replacement, infill |  |  |  | pyrite, pyrrhotite, arsenopyrite, siderite, dolomite, calcite, quartz, chlorite, K-feldspar, biotite, apatite, freibergite, tetrahedrite, cobaltite | Resin blocks containing each sample were produced following standard procedures and used for Mineral Liberation Analysis (MLA) mapping and subsequent LA-ICP-MS analyses | LA-ICPMS, EMPA, SEM-EDS | NWR213 solid state 213 nm laser ablation system coupled with an Agilent 7900 quadrupole ICP-MS; Cameca SXFive Electron Microprobe; Quanta600 SEM | Adelaide Microscopy | Ablation was conducted in an atmosphere of He (0.6 L/min) that was mixed with Ar (0.88 L/min) upon leaving the ablation cell; 70 µm diameter spot size with a 25:2 standard sample bracketing approach (2 standards analysed twice every 25 unknowns); MLA maps were acquired using the raster mode with an X-ray spectra collected every 4 µm | STDGL3 (CODES, University of Tasmania; Danyushevsky et al., 2011); GSD-1G | 35.8 |  | 1.37 | [11 empty] | 3.12 | [5 empty] | 1.83 | [5 empty] | 0.258 | [15 empty] | 285000 |  | 0.346 |  |  |  | 2.88 | [7 empty] | 36.76 | [13 empty] | 0.27 | [9 empty] | 1.46 | [5 empty] | 11.9 | [15 empty] | 440900 |  | 0.515 |  |  |  | 1.6 | [5 empty] | 44 | [7 empty] | 0.37 | [5 empty] | 0.142 | [13 empty] | 256.6 |  |  |  |  | 2020 | Cave, B., et al. (2020), Ore Geology Reviews 124, 103647 |  | AUS | Queensland
| Mount Isa Copper Operations, Black Star Mine | No. 5 and No. 9 Pb-Zn orebodies, 650 Cu orebody, 1100 Cu orebody, 3000 Cu orebody | Seafloor hydrothermal | Sedimentary Exhalative (SEDEX) | SEDEX zinc-lead-copper | Cu, Pb, Zn | Ag | Cu, Pb, Zn, Ag | Cave et al., 2020 |  | 77-650CPY-15.d | 77-650CPY-15.d-1 | underground mine, open pit |  |  |  |  | ore material | drill core, polished section | drill core | mineral separate | [5 empty] | mineralisation |  |  |  | chalcopyrite, sphalerite, galena | Cu mineralisation stage, Pb-Zn mineralisation stage | replacement, vein infill, stratabound | coarse-grained, medium-grained, fine-grained, stratabound, discordant veins, replacement, infill |  |  |  | pyrite, pyrrhotite, arsenopyrite, siderite, dolomite, calcite, quartz, chlorite, K-feldspar, biotite, apatite, freibergite, tetrahedrite, cobaltite | Resin blocks containing each sample were produced following standard procedures and used for Mineral Liberation Analysis (MLA) mapping and subsequent LA-ICP-MS analyses | LA-ICPMS, EMPA, SEM-EDS | NWR213 solid state 213 nm laser ablation system coupled with an Agilent 7900 quadrupole ICP-MS; Cameca SXFive Electron Microprobe; Quanta600 SEM | Adelaide Microscopy | Ablation was conducted in an atmosphere of He (0.6 L/min) that was mixed with Ar (0.88 L/min) upon leaving the ablation cell; 70 µm diameter spot size with a 25:2 standard sample bracketing approach (2 standards analysed twice every 25 unknowns); MLA maps were acquired using the raster mode with an X-ray spectra collected every 4 µm | STDGL3 (CODES, University of Tasmania; Danyushevsky et al., 2011); GSD-1G | 31.13 |  | 1.7 | [11 empty] | 3.11 | [5 empty] | 1.73 | [5 empty] | 0.202 | [15 empty] | 280700 |  | 0.355 |  |  |  | 2.94 | [7 empty] | 37.56 | [23 empty] | 0.37 | [5 empty] | 12.7 | [15 empty] | 435200 |  | 0.637 | [9 empty] | 43.9 | [13 empty] | 0.161 | [13 empty] | 249.6 |  |  |  |  | 2020 | Cave, B., et al. (2020), Ore Geology Reviews 124, 103647 |  | AUS | Queensland
| Mount Isa Copper Operations, Black Star Mine | No. 5 and No. 9 Pb-Zn orebodies, 650 Cu orebody, 1100 Cu orebody, 3000 Cu orebody | Seafloor hydrothermal | Sedimentary Exhalative (SEDEX) | SEDEX zinc-lead-copper | Cu, Pb, Zn | Ag | Cu, Pb, Zn, Ag | Cave et al., 2020 |  | 78-650CPY-16.d | 78-650CPY-16.d-1 | underground mine, open pit |  |  |  |  | ore material | drill core, polished section | drill core | mineral separate | [5 empty] | mineralisation |  |  |  | chalcopyrite, sphalerite, galena | Cu mineralisation stage, Pb-Zn mineralisation stage | replacement, vein infill, stratabound | coarse-grained, medium-grained, fine-grained, stratabound, discordant veins, replacement, infill |  |  |  | pyrite, pyrrhotite, arsenopyrite, siderite, dolomite, calcite, quartz, chlorite, K-feldspar, biotite, apatite, freibergite, tetrahedrite, cobaltite | Resin blocks containing each sample were produced following standard procedures and used for Mineral Liberation Analysis (MLA) mapping and subsequent LA-ICP-MS analyses | LA-ICPMS, EMPA, SEM-EDS | NWR213 solid state 213 nm laser ablation system coupled with an Agilent 7900 quadrupole ICP-MS; Cameca SXFive Electron Microprobe; Quanta600 SEM | Adelaide Microscopy | Ablation was conducted in an atmosphere of He (0.6 L/min) that was mixed with Ar (0.88 L/min) upon leaving the ablation cell; 70 µm diameter spot size with a 25:2 standard sample bracketing approach (2 standards analysed twice every 25 unknowns); MLA maps were acquired using the raster mode with an X-ray spectra collected every 4 µm | STDGL3 (CODES, University of Tasmania; Danyushevsky et al., 2011); GSD-1G | 32.37 |  | 2.48 | [11 empty] | 2.185 | [5 empty] | 2.25 | [5 empty] | 0.154 | [15 empty] | 292600 |  | 0.336 |  |  |  | 3.36 | [7 empty] | 38.34 | [23 empty] | 0.38 | [5 empty] | 3.1 | [15 empty] | 441300 |  | 0.541 | [9 empty] | 45.9 | [7 empty] | 0.8 | [5 empty] | 0.345 | [13 empty] | 247.2 |  |  |  |  | 2020 | Cave, B., et al. (2020), Ore Geology Reviews 124, 103647 |  | AUS | Queensland
| Mount Isa Copper Operations, Black Star Mine | No. 5 and No. 9 Pb-Zn orebodies, 650 Cu orebody, 1100 Cu orebody, 3000 Cu orebody | Seafloor hydrothermal | Sedimentary Exhalative (SEDEX) | SEDEX zinc-lead-copper | Cu, Pb, Zn | Ag | Cu, Pb, Zn, Ag | Cave et al., 2020 |  | 79-650CPY-17.d | 79-650CPY-17.d-1 | underground mine, open pit |  |  |  |  | ore material | drill core, polished section | drill core | mineral separate | [5 empty] | mineralisation |  |  |  | chalcopyrite, sphalerite, galena | Cu mineralisation stage, Pb-Zn mineralisation stage | replacement, vein infill, stratabound | coarse-grained, medium-grained, fine-grained, stratabound, discordant veins, replacement, infill |  |  |  | pyrite, pyrrhotite, arsenopyrite, siderite, dolomite, calcite, quartz, chlorite, K-feldspar, biotite, apatite, freibergite, tetrahedrite, cobaltite | Resin blocks containing each sample were produced following standard procedures and used for Mineral Liberation Analysis (MLA) mapping and subsequent LA-ICP-MS analyses | LA-ICPMS, EMPA, SEM-EDS | NWR213 solid state 213 nm laser ablation system coupled with an Agilent 7900 quadrupole ICP-MS; Cameca SXFive Electron Microprobe; Quanta600 SEM | Adelaide Microscopy | Ablation was conducted in an atmosphere of He (0.6 L/min) that was mixed with Ar (0.88 L/min) upon leaving the ablation cell; 70 µm diameter spot size with a 25:2 standard sample bracketing approach (2 standards analysed twice every 25 unknowns); MLA maps were acquired using the raster mode with an X-ray spectra collected every 4 µm | STDGL3 (CODES, University of Tasmania; Danyushevsky et al., 2011); GSD-1G | 33.46 | [13 empty] | 3.29 | [5 empty] | 2.24 | [5 empty] | 0.89 | [15 empty] | 281700 |  | 0.345 |  |  |  | 3.03 | [7 empty] | 37.85 | [23 empty] | 2.97 | [5 empty] | 6.2 | [15 empty] | 419600 |  | 0.474 |  |  |  | 2.2 | [5 empty] | 44.59 | [7 empty] | 0.55 | [5 empty] | 0.11 | [13 empty] | 232.5 |  |  |  |  | 2020 | Cave, B., et al. (2020), Ore Geology Reviews 124, 103647 |  | AUS | Queensland
| Mount Isa Copper Operations, Black Star Mine | No. 5 and No. 9 Pb-Zn orebodies, 650 Cu orebody, 1100 Cu orebody, 3000 Cu orebody | Seafloor hydrothermal | Sedimentary Exhalative (SEDEX) | SEDEX zinc-lead-copper | Cu, Pb, Zn | Ag | Cu, Pb, Zn, Ag | Cave et al., 2020 |  | 80-650CPY-18.d | 80-650CPY-18.d-1 | underground mine, open pit |  |  |  |  | ore material | drill core, polished section | drill core | mineral separate | [5 empty] | mineralisation |  |  |  | chalcopyrite, sphalerite, galena | Cu mineralisation stage, Pb-Zn mineralisation stage | replacement, vein infill, stratabound | coarse-grained, medium-grained, fine-grained, stratabound, discordant veins, replacement, infill |  |  |  | pyrite, pyrrhotite, arsenopyrite, siderite, dolomite, calcite, quartz, chlorite, K-feldspar, biotite, apatite, freibergite, tetrahedrite, cobaltite | Resin blocks containing each sample were produced following standard procedures and used for Mineral Liberation Analysis (MLA) mapping and subsequent LA-ICP-MS analyses | LA-ICPMS, EMPA, SEM-EDS | NWR213 solid state 213 nm laser ablation system coupled with an Agilent 7900 quadrupole ICP-MS; Cameca SXFive Electron Microprobe; Quanta600 SEM | Adelaide Microscopy | Ablation was conducted in an atmosphere of He (0.6 L/min) that was mixed with Ar (0.88 L/min) upon leaving the ablation cell; 70 µm diameter spot size with a 25:2 standard sample bracketing approach (2 standards analysed twice every 25 unknowns); MLA maps were acquired using the raster mode with an X-ray spectra collected every 4 µm | STDGL3 (CODES, University of Tasmania; Danyushevsky et al., 2011); GSD-1G | 34.79 |  |  |  | 0.41 | [9 empty] | 6.01 | [5 empty] | 2.26 | [5 empty] | 0.276 | [15 empty] | 284900 |  | 0.37 |  |  |  | 3.97 | [7 empty] | 39.44 | [23 empty] | 0.41 | [5 empty] | 14.77 | [15 empty] | 438000 |  | 1.457 | [9 empty] | 46.1 | [7 empty] | 0.44 | [5 empty] | 0.586 | [13 empty] | 250.7 |  |  |  |  | 2020 | Cave, B., et al. (2020), Ore Geology Reviews 124, 103647 |  | AUS | Queensland
| Mount Isa Copper Operations, Black Star Mine | No. 5 and No. 9 Pb-Zn orebodies, 650 Cu orebody, 1100 Cu orebody, 3000 Cu orebody | Seafloor hydrothermal | Sedimentary Exhalative (SEDEX) | SEDEX zinc-lead-copper | Cu, Pb, Zn | Ag | Cu, Pb, Zn, Ag | Cave et al., 2020 |  | 81-650CPY-19.d | 81-650CPY-19.d-1 | underground mine, open pit |  |  |  |  | ore material | drill core, polished section | drill core | mineral separate | [5 empty] | mineralisation |  |  |  | chalcopyrite, sphalerite, galena | Cu mineralisation stage, Pb-Zn mineralisation stage | replacement, vein infill, stratabound | coarse-grained, medium-grained, fine-grained, stratabound, discordant veins, replacement, infill |  |  |  | pyrite, pyrrhotite, arsenopyrite, siderite, dolomite, calcite, quartz, chlorite, K-feldspar, biotite, apatite, freibergite, tetrahedrite, cobaltite | Resin blocks containing each sample were produced following standard procedures and used for Mineral Liberation Analysis (MLA) mapping and subsequent LA-ICP-MS analyses | LA-ICPMS, EMPA, SEM-EDS | NWR213 solid state 213 nm laser ablation system coupled with an Agilent 7900 quadrupole ICP-MS; Cameca SXFive Electron Microprobe; Quanta600 SEM | Adelaide Microscopy | Ablation was conducted in an atmosphere of He (0.6 L/min) that was mixed with Ar (0.88 L/min) upon leaving the ablation cell; 70 µm diameter spot size with a 25:2 standard sample bracketing approach (2 standards analysed twice every 25 unknowns); MLA maps were acquired using the raster mode with an X-ray spectra collected every 4 µm | STDGL3 (CODES, University of Tasmania; Danyushevsky et al., 2011); GSD-1G | 31.99 |  | 0.81 | [11 empty] | 1.895 | [5 empty] | 1.97 | [5 empty] | 0.275 | [15 empty] | 283700 |  | 0.369 |  |  |  | 2.91 | [7 empty] | 38.69 | [23 empty] | 0.29 | [5 empty] | 7.4 | [15 empty] | 422300 |  | 0.415 |  |  |  | 2.6 | [5 empty] | 45.9 | [7 empty] | 0.69 | [5 empty] | 0.117 | [13 empty] | 233.7 |  |  |  |  | 2020 | Cave, B., et al. (2020), Ore Geology Reviews 124, 103647 |  | AUS | Queensland
| Mount Isa Copper Operations, Black Star Mine | No. 5 and No. 9 Pb-Zn orebodies, 650 Cu orebody, 1100 Cu orebody, 3000 Cu orebody | Seafloor hydrothermal | Sedimentary Exhalative (SEDEX) | SEDEX zinc-lead-copper | Cu, Pb, Zn | Ag | Cu, Pb, Zn, Ag | Cave et al., 2020 |  | 82-650CPY-20.d | 82-650CPY-20.d-1 | underground mine, open pit |  |  |  |  | ore material | drill core, polished section | drill core | mineral separate | [5 empty] | mineralisation |  |  |  | chalcopyrite, sphalerite, galena | Cu mineralisation stage, Pb-Zn mineralisation stage | replacement, vein infill, stratabound | coarse-grained, medium-grained, fine-grained, stratabound, discordant veins, replacement, infill |  |  |  | pyrite, pyrrhotite, arsenopyrite, siderite, dolomite, calcite, quartz, chlorite, K-feldspar, biotite, apatite, freibergite, tetrahedrite, cobaltite | Resin blocks containing each sample were produced following standard procedures and used for Mineral Liberation Analysis (MLA) mapping and subsequent LA-ICP-MS analyses | LA-ICPMS, EMPA, SEM-EDS | NWR213 solid state 213 nm laser ablation system coupled with an Agilent 7900 quadrupole ICP-MS; Cameca SXFive Electron Microprobe; Quanta600 SEM | Adelaide Microscopy | Ablation was conducted in an atmosphere of He (0.6 L/min) that was mixed with Ar (0.88 L/min) upon leaving the ablation cell; 70 µm diameter spot size with a 25:2 standard sample bracketing approach (2 standards analysed twice every 25 unknowns); MLA maps were acquired using the raster mode with an X-ray spectra collected every 4 µm | STDGL3 (CODES, University of Tasmania; Danyushevsky et al., 2011); GSD-1G | 34.31 |  | 0.77 |  | 0.26 | [9 empty] | 4.6 | [5 empty] | 2.38 | [5 empty] | 0.113 | [15 empty] | 288100 |  | 0.428 |  |  |  | 3.9 | [7 empty] | 38.61 | [13 empty] | 2.6 | [9 empty] | 0.59 | [5 empty] | 10.8 | [15 empty] | 435000 |  | 0.901 | [9 empty] | 44.9 | [7 empty] | 0.74 | [5 empty] | 1.84 | [13 empty] | 245.9 |  |  |  |  | 2020 | Cave, B., et al. (2020), Ore Geology Reviews 124, 103647 |  | AUS | Queensland
| Mount Isa Copper Operations, Black Star Mine | No. 5 and No. 9 Pb-Zn orebodies, 650 Cu orebody, 1100 Cu orebody, 3000 Cu orebody | Seafloor hydrothermal | Sedimentary Exhalative (SEDEX) | SEDEX zinc-lead-copper | Cu, Pb, Zn | Ag | Cu, Pb, Zn, Ag | Cave et al., 2020 |  | 83-650CPY-21.d | 83-650CPY-21.d-1 | underground mine, open pit |  |  |  |  | ore material | drill core, polished section | drill core | mineral separate | [5 empty] | mineralisation |  |  |  | chalcopyrite, sphalerite, galena | Cu mineralisation stage, Pb-Zn mineralisation stage | replacement, vein infill, stratabound | coarse-grained, medium-grained, fine-grained, stratabound, discordant veins, replacement, infill |  |  |  | pyrite, pyrrhotite, arsenopyrite, siderite, dolomite, calcite, quartz, chlorite, K-feldspar, biotite, apatite, freibergite, tetrahedrite, cobaltite | Resin blocks containing each sample were produced following standard procedures and used for Mineral Liberation Analysis (MLA) mapping and subsequent LA-ICP-MS analyses | LA-ICPMS, EMPA, SEM-EDS | NWR213 solid state 213 nm laser ablation system coupled with an Agilent 7900 quadrupole ICP-MS; Cameca SXFive Electron Microprobe; Quanta600 SEM | Adelaide Microscopy | Ablation was conducted in an atmosphere of He (0.6 L/min) that was mixed with Ar (0.88 L/min) upon leaving the ablation cell; 70 µm diameter spot size with a 25:2 standard sample bracketing approach (2 standards analysed twice every 25 unknowns); MLA maps were acquired using the raster mode with an X-ray spectra collected every 4 µm | STDGL3 (CODES, University of Tasmania; Danyushevsky et al., 2011); GSD-1G | 32.04 |  | 0.57 | [11 empty] | 3.14 | [5 empty] | 1.54 | [5 empty] | 0.188 | [15 empty] | 280800 |  | 0.378 |  |  |  | 3.17 | [7 empty] | 38.08 | [23 empty] | 0.53 | [5 empty] | 7.5 | [15 empty] | 420300 |  | 0.5 |  |  |  | 2.9 | [5 empty] | 42.1 | [13 empty] | 0.117 | [13 empty] | 236.8 |  |  |  |  | 2020 | Cave, B., et al. (2020), Ore Geology Reviews 124, 103647 |  | AUS | Queensland
| Mount Isa Copper Operations, Black Star Mine | No. 5 and No. 9 Pb-Zn orebodies, 650 Cu orebody, 1100 Cu orebody, 3000 Cu orebody | Seafloor hydrothermal | Sedimentary Exhalative (SEDEX) | SEDEX zinc-lead-copper | Cu, Pb, Zn | Ag | Cu, Pb, Zn, Ag | Cave et al., 2020 |  | 84-650CPY-22.d | 84-650CPY-22.d-1 | underground mine, open pit |  |  |  |  | ore material | drill core, polished section | drill core | mineral separate | [5 empty] | mineralisation |  |  |  | chalcopyrite, sphalerite, galena | Cu mineralisation stage, Pb-Zn mineralisation stage | replacement, vein infill, stratabound | coarse-grained, medium-grained, fine-grained, stratabound, discordant veins, replacement, infill |  |  |  | pyrite, pyrrhotite, arsenopyrite, siderite, dolomite, calcite, quartz, chlorite, K-feldspar, biotite, apatite, freibergite, tetrahedrite, cobaltite | Resin blocks containing each sample were produced following standard procedures and used for Mineral Liberation Analysis (MLA) mapping and subsequent LA-ICP-MS analyses | LA-ICPMS, EMPA, SEM-EDS | NWR213 solid state 213 nm laser ablation system coupled with an Agilent 7900 quadrupole ICP-MS; Cameca SXFive Electron Microprobe; Quanta600 SEM | Adelaide Microscopy | Ablation was conducted in an atmosphere of He (0.6 L/min) that was mixed with Ar (0.88 L/min) upon leaving the ablation cell; 70 µm diameter spot size with a 25:2 standard sample bracketing approach (2 standards analysed twice every 25 unknowns); MLA maps were acquired using the raster mode with an X-ray spectra collected every 4 µm | STDGL3 (CODES, University of Tasmania; Danyushevsky et al., 2011); GSD-1G | 35.13 |  | 1.09 | [11 empty] | 2.37 | [5 empty] | 2.01 | [5 empty] | 0.305 | [15 empty] | 287500 |  | 0.279 |  |  |  | 2.88 | [7 empty] | 39.13 | [23 empty] | 0.47 | [5 empty] | 13.5 | [15 empty] | 429300 |  | 0.295 | [9 empty] | 45.3 | [7 empty] | 0.45 | [5 empty] | 0.046 | [13 empty] | 246.7 |  |  |  |  | 2020 | Cave, B., et al. (2020), Ore Geology Reviews 124, 103647 |  | AUS | Queensland
| Mount Isa Copper Operations, Black Star Mine | No. 5 and No. 9 Pb-Zn orebodies, 650 Cu orebody, 1100 Cu orebody, 3000 Cu orebody | Seafloor hydrothermal | Sedimentary Exhalative (SEDEX) | SEDEX zinc-lead-copper | Cu, Pb, Zn | Ag | Cu, Pb, Zn, Ag | Cave et al., 2020 |  | 85-650CPY-23.d | 85-650CPY-23.d-1 | underground mine, open pit |  |  |  |  | ore material | drill core, polished section | drill core | mineral separate | [5 empty] | mineralisation |  |  |  | chalcopyrite, sphalerite, galena | Cu mineralisation stage, Pb-Zn mineralisation stage | replacement, vein infill, stratabound | coarse-grained, medium-grained, fine-grained, stratabound, discordant veins, replacement, infill |  |  |  | pyrite, pyrrhotite, arsenopyrite, siderite, dolomite, calcite, quartz, chlorite, K-feldspar, biotite, apatite, freibergite, tetrahedrite, cobaltite | Resin blocks containing each sample were produced following standard procedures and used for Mineral Liberation Analysis (MLA) mapping and subsequent LA-ICP-MS analyses | LA-ICPMS, EMPA, SEM-EDS | NWR213 solid state 213 nm laser ablation system coupled with an Agilent 7900 quadrupole ICP-MS; Cameca SXFive Electron Microprobe; Quanta600 SEM | Adelaide Microscopy | Ablation was conducted in an atmosphere of He (0.6 L/min) that was mixed with Ar (0.88 L/min) upon leaving the ablation cell; 70 µm diameter spot size with a 25:2 standard sample bracketing approach (2 standards analysed twice every 25 unknowns); MLA maps were acquired using the raster mode with an X-ray spectra collected every 4 µm | STDGL3 (CODES, University of Tasmania; Danyushevsky et al., 2011); GSD-1G | 30.47 |  | 5.7 |  | 0.23 | [9 empty] | 3.79 | [5 empty] | 1.63 | [5 empty] | 0.38 | [15 empty] | 283800 |  | 0.288 |  |  |  | 2.38 | [7 empty] | 35.97 | [23 empty] | 0.97 | [5 empty] | 33.3 | [15 empty] | 432200 |  | 2.79 |  |  |  | 1.7 | [5 empty] | 41.6 | [7 empty] | 0.77 | [5 empty] | 4.99 | [13 empty] | 244.3 |  |  |  |  | 2020 | Cave, B., et al. (2020), Ore Geology Reviews 124, 103647 |  | AUS | Queensland
| Mount Isa Copper Operations, Black Star Mine | No. 5 and No. 9 Pb-Zn orebodies, 650 Cu orebody, 1100 Cu orebody, 3000 Cu orebody | Seafloor hydrothermal | Sedimentary Exhalative (SEDEX) | SEDEX zinc-lead-copper | Cu, Pb, Zn | Ag | Cu, Pb, Zn, Ag | Cave et al., 2020 |  | 86-650CPY-24.d | 86-650CPY-24.d-1 | underground mine, open pit |  |  |  |  | ore material | drill core, polished section | drill core | mineral separate | [5 empty] | mineralisation |  |  |  | chalcopyrite, sphalerite, galena | Cu mineralisation stage, Pb-Zn mineralisation stage | replacement, vein infill, stratabound | coarse-grained, medium-grained, fine-grained, stratabound, discordant veins, replacement, infill |  |  |  | pyrite, pyrrhotite, arsenopyrite, siderite, dolomite, calcite, quartz, chlorite, K-feldspar, biotite, apatite, freibergite, tetrahedrite, cobaltite | Resin blocks containing each sample were produced following standard procedures and used for Mineral Liberation Analysis (MLA) mapping and subsequent LA-ICP-MS analyses | LA-ICPMS, EMPA, SEM-EDS | NWR213 solid state 213 nm laser ablation system coupled with an Agilent 7900 quadrupole ICP-MS; Cameca SXFive Electron Microprobe; Quanta600 SEM | Adelaide Microscopy | Ablation was conducted in an atmosphere of He (0.6 L/min) that was mixed with Ar (0.88 L/min) upon leaving the ablation cell; 70 µm diameter spot size with a 25:2 standard sample bracketing approach (2 standards analysed twice every 25 unknowns); MLA maps were acquired using the raster mode with an X-ray spectra collected every 4 µm | STDGL3 (CODES, University of Tasmania; Danyushevsky et al., 2011); GSD-1G | 28.9 | [13 empty] | 0.968 | [5 empty] | 1.67 | [5 empty] | 0.195 | [15 empty] | 281200 |  | 0.295 |  |  |  | 3.45 | [7 empty] | 34.53 | [13 empty] | 0.77 | [9 empty] | 0.44 | [5 empty] | 2.72 | [15 empty] | 423000 |  | 0.219 |  |  |  | 3.4 | [5 empty] | 41.51 | [7 empty] | 0.7 | [5 empty] | 0.283 | [13 empty] | 241.7 |  |  |  |  | 2020 | Cave, B., et al. (2020), Ore Geology Reviews 124, 103647 |  | AUS | Queensland
| Mount Isa Copper Operations, Black Star Mine | No. 5 and No. 9 Pb-Zn orebodies, 650 Cu orebody, 1100 Cu orebody, 3000 Cu orebody | Seafloor hydrothermal | Sedimentary Exhalative (SEDEX) | SEDEX zinc-lead-copper | Cu, Pb, Zn | Ag | Cu, Pb, Zn, Ag | Cave et al., 2020 |  | 87-650CPY-25.d | 87-650CPY-25.d-1 | underground mine, open pit |  |  |  |  | ore material | drill core, polished section | drill core | mineral separate | [5 empty] | mineralisation |  |  |  | chalcopyrite, sphalerite, galena | Cu mineralisation stage, Pb-Zn mineralisation stage | replacement, vein infill, stratabound | coarse-grained, medium-grained, fine-grained, stratabound, discordant veins, replacement, infill |  |  |  | pyrite, pyrrhotite, arsenopyrite, siderite, dolomite, calcite, quartz, chlorite, K-feldspar, biotite, apatite, freibergite, tetrahedrite, cobaltite | Resin blocks containing each sample were produced following standard procedures and used for Mineral Liberation Analysis (MLA) mapping and subsequent LA-ICP-MS analyses | LA-ICPMS, EMPA, SEM-EDS | NWR213 solid state 213 nm laser ablation system coupled with an Agilent 7900 quadrupole ICP-MS; Cameca SXFive Electron Microprobe; Quanta600 SEM | Adelaide Microscopy | Ablation was conducted in an atmosphere of He (0.6 L/min) that was mixed with Ar (0.88 L/min) upon leaving the ablation cell; 70 µm diameter spot size with a 25:2 standard sample bracketing approach (2 standards analysed twice every 25 unknowns); MLA maps were acquired using the raster mode with an X-ray spectra collected every 4 µm | STDGL3 (CODES, University of Tasmania; Danyushevsky et al., 2011); GSD-1G | 30.97 |  | 0.55 | [11 empty] | 2.67 | [5 empty] | 2.11 | [5 empty] | 1.8 | [15 empty] | 282400 |  | 0.288 |  |  |  | 3.43 | [7 empty] | 35.91 | [23 empty] | 18.6 | [5 empty] | 6.59 | [15 empty] | 429800 |  | 0.844 |  |  |  | 3.3 | [5 empty] | 41.29 | [13 empty] | 0.603 | [13 empty] | 246.6 |  |  |  |  | 2020 | Cave, B., et al. (2020), Ore Geology Reviews 124, 103647 |  | AUS | Queensland
| Mount Isa Copper Operations, Black Star Mine | No. 5 and No. 9 Pb-Zn orebodies, 650 Cu orebody, 1100 Cu orebody, 3000 Cu orebody | Seafloor hydrothermal | Sedimentary Exhalative (SEDEX) | SEDEX zinc-lead-copper | Cu, Pb, Zn | Ag | Cu, Pb, Zn, Ag | Cave et al., 2020 |  | 88-650CPY-26.d | 88-650CPY-26.d-1 | underground mine, open pit |  |  |  |  | ore material | drill core, polished section | drill core | mineral separate | [5 empty] | mineralisation |  |  |  | chalcopyrite, sphalerite, galena | Cu mineralisation stage, Pb-Zn mineralisation stage | replacement, vein infill, stratabound | coarse-grained, medium-grained, fine-grained, stratabound, discordant veins, replacement, infill |  |  |  | pyrite, pyrrhotite, arsenopyrite, siderite, dolomite, calcite, quartz, chlorite, K-feldspar, biotite, apatite, freibergite, tetrahedrite, cobaltite | Resin blocks containing each sample were produced following standard procedures and used for Mineral Liberation Analysis (MLA) mapping and subsequent LA-ICP-MS analyses | LA-ICPMS, EMPA, SEM-EDS | NWR213 solid state 213 nm laser ablation system coupled with an Agilent 7900 quadrupole ICP-MS; Cameca SXFive Electron Microprobe; Quanta600 SEM | Adelaide Microscopy | Ablation was conducted in an atmosphere of He (0.6 L/min) that was mixed with Ar (0.88 L/min) upon leaving the ablation cell; 70 µm diameter spot size with a 25:2 standard sample bracketing approach (2 standards analysed twice every 25 unknowns); MLA maps were acquired using the raster mode with an X-ray spectra collected every 4 µm | STDGL3 (CODES, University of Tasmania; Danyushevsky et al., 2011); GSD-1G | 29.19 |  | 0.79 | [11 empty] | 1.5 | [5 empty] | 2.15 | [5 empty] | 0.24 | [15 empty] | 280400 |  | 0.282 |  |  |  | 3.3 | [7 empty] | 33.96 | [23 empty] | 1.34 | [5 empty] | 6.8 | [15 empty] | 420400 |  | 0.466 | [9 empty] | 39.52 | [7 empty] | 0.8 | [5 empty] | 0.366 | [13 empty] | 245.7 |  |  |  |  | 2020 | Cave, B., et al. (2020), Ore Geology Reviews 124, 103647 |  | AUS | Queensland
| Mount Isa Copper Operations, Black Star Mine | No. 5 and No. 9 Pb-Zn orebodies, 650 Cu orebody, 1100 Cu orebody, 3000 Cu orebody | Seafloor hydrothermal | Sedimentary Exhalative (SEDEX) | SEDEX zinc-lead-copper | Cu, Pb, Zn | Ag | Cu, Pb, Zn, Ag | Cave et al., 2020 |  | 95-BLACKSTARCUCPY-3.d | 95-BLACKSTARCUCPY-3.d-1 | underground mine, open pit |  |  |  |  | ore material | drill core, polished section | drill core | mineral separate | [5 empty] | mineralisation |  |  |  | chalcopyrite, sphalerite, galena | Cu mineralisation stage, Pb-Zn mineralisation stage | replacement, vein infill, stratabound | coarse-grained, medium-grained, fine-grained, stratabound, discordant veins, replacement, infill |  |  |  | pyrite, pyrrhotite, arsenopyrite, siderite, dolomite, calcite, quartz, chlorite, K-feldspar, biotite, apatite, freibergite, tetrahedrite, cobaltite | Resin blocks containing each sample were produced following standard procedures and used for Mineral Liberation Analysis (MLA) mapping and subsequent LA-ICP-MS analyses | LA-ICPMS, EMPA, SEM-EDS | NWR213 solid state 213 nm laser ablation system coupled with an Agilent 7900 quadrupole ICP-MS; Cameca SXFive Electron Microprobe; Quanta600 SEM | Adelaide Microscopy | Ablation was conducted in an atmosphere of He (0.6 L/min) that was mixed with Ar (0.88 L/min) upon leaving the ablation cell; 70 µm diameter spot size with a 25:2 standard sample bracketing approach (2 standards analysed twice every 25 unknowns); MLA maps were acquired using the raster mode with an X-ray spectra collected every 4 µm | STDGL3 (CODES, University of Tasmania; Danyushevsky et al., 2011); GSD-1G | 234 |  | 18.5 |  | 0.53 | [9 empty] | 0.143 | [5 empty] | 9.4 | [5 empty] | 0.196 | [15 empty] | 278800 |  | 0.135 | [11 empty] | 219.1 | [13 empty] | 0.76 | [9 empty] | 0.153 | [5 empty] | 60.9 | [15 empty] | 445300 |  | 5.28 |  |  |  | 4.2 | [5 empty] | 48.6 | [7 empty] | 0.78 | [5 empty] | 3.28 | [13 empty] | 1380 |  |  |  |  | 2020 | Cave, B., et al. (2020), Ore Geology Reviews 124, 103647 |  | AUS | Queensland
| Mount Isa Copper Operations, Black Star Mine | No. 5 and No. 9 Pb-Zn orebodies, 650 Cu orebody, 1100 Cu orebody, 3000 Cu orebody | Seafloor hydrothermal | Sedimentary Exhalative (SEDEX) | SEDEX zinc-lead-copper | Cu, Pb, Zn | Ag | Cu, Pb, Zn, Ag | Cave et al., 2020 |  | 96-BLACKSTARCUCPY-4.d | 96-BLACKSTARCUCPY-4.d-1 | underground mine, open pit |  |  |  |  | ore material | drill core, polished section | drill core | mineral separate | [5 empty] | mineralisation |  |  |  | chalcopyrite, sphalerite, galena | Cu mineralisation stage, Pb-Zn mineralisation stage | replacement, vein infill, stratabound | coarse-grained, medium-grained, fine-grained, stratabound, discordant veins, replacement, infill |  |  |  | pyrite, pyrrhotite, arsenopyrite, siderite, dolomite, calcite, quartz, chlorite, K-feldspar, biotite, apatite, freibergite, tetrahedrite, cobaltite | Resin blocks containing each sample were produced following standard procedures and used for Mineral Liberation Analysis (MLA) mapping and subsequent LA-ICP-MS analyses | LA-ICPMS, EMPA, SEM-EDS | NWR213 solid state 213 nm laser ablation system coupled with an Agilent 7900 quadrupole ICP-MS; Cameca SXFive Electron Microprobe; Quanta600 SEM | Adelaide Microscopy | Ablation was conducted in an atmosphere of He (0.6 L/min) that was mixed with Ar (0.88 L/min) upon leaving the ablation cell; 70 µm diameter spot size with a 25:2 standard sample bracketing approach (2 standards analysed twice every 25 unknowns); MLA maps were acquired using the raster mode with an X-ray spectra collected every 4 µm | STDGL3 (CODES, University of Tasmania; Danyushevsky et al., 2011); GSD-1G | 212.8 |  | 7.1 |  | 0.26 | [15 empty] | 3.85 | [5 empty] | 0.053 | [15 empty] | 281600 |  | 0.124 |  |  |  | 0.24 | [7 empty] | 210.6 | [13 empty] | 0.47 | [9 empty] | 0.23 | [5 empty] | 39.8 | [15 empty] | 422900 |  | 0.616 | [9 empty] | 59 | [7 empty] | 0.58 | [5 empty] | 0.066 | [13 empty] | 439 |  |  |  |  | 2020 | Cave, B., et al. (2020), Ore Geology Reviews 124, 103647 |  | AUS | Queensland
| Mount Isa Copper Operations, Black Star Mine | No. 5 and No. 9 Pb-Zn orebodies, 650 Cu orebody, 1100 Cu orebody, 3000 Cu orebody | Seafloor hydrothermal | Sedimentary Exhalative (SEDEX) | SEDEX zinc-lead-copper | Cu, Pb, Zn | Ag | Cu, Pb, Zn, Ag | Cave et al., 2020 |  | 97-BLACKSTARCUCPY-5.d | 97-BLACKSTARCUCPY-5.d-1 | underground mine, open pit |  |  |  |  | ore material | drill core, polished section | drill core | mineral separate | [5 empty] | mineralisation |  |  |  | chalcopyrite, sphalerite, galena | Cu mineralisation stage, Pb-Zn mineralisation stage | replacement, vein infill, stratabound | coarse-grained, medium-grained, fine-grained, stratabound, discordant veins, replacement, infill |  |  |  | pyrite, pyrrhotite, arsenopyrite, siderite, dolomite, calcite, quartz, chlorite, K-feldspar, biotite, apatite, freibergite, tetrahedrite, cobaltite | Resin blocks containing each sample were produced following standard procedures and used for Mineral Liberation Analysis (MLA) mapping and subsequent LA-ICP-MS analyses | LA-ICPMS, EMPA, SEM-EDS | NWR213 solid state 213 nm laser ablation system coupled with an Agilent 7900 quadrupole ICP-MS; Cameca SXFive Electron Microprobe; Quanta600 SEM | Adelaide Microscopy | Ablation was conducted in an atmosphere of He (0.6 L/min) that was mixed with Ar (0.88 L/min) upon leaving the ablation cell; 70 µm diameter spot size with a 25:2 standard sample bracketing approach (2 standards analysed twice every 25 unknowns); MLA maps were acquired using the raster mode with an X-ray spectra collected every 4 µm | STDGL3 (CODES, University of Tasmania; Danyushevsky et al., 2011); GSD-1G | 231.6 |  | 9.1 |  | 0.34 | [9 empty] | 0.085 | [5 empty] | 5.92 | [5 empty] | 0.143 | [15 empty] | 287700 |  | 0.133 | [11 empty] | 213.7 | [13 empty] | 0.26 | [9 empty] | 0.24 | [5 empty] | 37 | [15 empty] | 438300 |  | 2.38 |  |  |  | 4.6 | [5 empty] | 50.7 | [7 empty] | 0.64 | [5 empty] | 3.03 | [13 empty] | 650 |  |  |  |  | 2020 | Cave, B., et al. (2020), Ore Geology Reviews 124, 103647 |  | AUS | Queensland
| Mount Isa Copper Operations, Black Star Mine | No. 5 and No. 9 Pb-Zn orebodies, 650 Cu orebody, 1100 Cu orebody, 3000 Cu orebody | Seafloor hydrothermal | Sedimentary Exhalative (SEDEX) | SEDEX zinc-lead-copper | Cu, Pb, Zn | Ag | Cu, Pb, Zn, Ag | Cave et al., 2020 |  | 98-BLACKSTARCUCPY-6.d | 98-BLACKSTARCUCPY-6.d-1 | underground mine, open pit |  |  |  |  | ore material | drill core, polished section | drill core | mineral separate | [5 empty] | mineralisation |  |  |  | chalcopyrite, sphalerite, galena | Cu mineralisation stage, Pb-Zn mineralisation stage | replacement, vein infill, stratabound | coarse-grained, medium-grained, fine-grained, stratabound, discordant veins, replacement, infill |  |  |  | pyrite, pyrrhotite, arsenopyrite, siderite, dolomite, calcite, quartz, chlorite, K-feldspar, biotite, apatite, freibergite, tetrahedrite, cobaltite | Resin blocks containing each sample were produced following standard procedures and used for Mineral Liberation Analysis (MLA) mapping and subsequent LA-ICP-MS analyses | LA-ICPMS, EMPA, SEM-EDS | NWR213 solid state 213 nm laser ablation system coupled with an Agilent 7900 quadrupole ICP-MS; Cameca SXFive Electron Microprobe; Quanta600 SEM | Adelaide Microscopy | Ablation was conducted in an atmosphere of He (0.6 L/min) that was mixed with Ar (0.88 L/min) upon leaving the ablation cell; 70 µm diameter spot size with a 25:2 standard sample bracketing approach (2 standards analysed twice every 25 unknowns); MLA maps were acquired using the raster mode with an X-ray spectra collected every 4 µm | STDGL3 (CODES, University of Tasmania; Danyushevsky et al., 2011); GSD-1G | 225.8 |  | 2.57 |  | 0.32 | [9 empty] | 0.074 | [5 empty] | 3.68 | [5 empty] | 0.029 | [15 empty] | 285600 |  | 0.139 |  |  |  | 0.21 | [7 empty] | 205.7 | [13 empty] | 0.35 | [9 empty] | 0.162 | [5 empty] | 21.8 | [15 empty] | 425800 |  | 1.65 |  |  |  | 1.7 | [5 empty] | 46.3 | [7 empty] | 0.4 | [5 empty] | 0.293 | [13 empty] | 393.9 |  |  |  |  | 2020 | Cave, B., et al. (2020), Ore Geology Reviews 124, 103647 |  | AUS | Queensland
| Mount Isa Copper Operations, Black Star Mine | No. 5 and No. 9 Pb-Zn orebodies, 650 Cu orebody, 1100 Cu orebody, 3000 Cu orebody | Seafloor hydrothermal | Sedimentary Exhalative (SEDEX) | SEDEX zinc-lead-copper | Cu, Pb, Zn | Ag | Cu, Pb, Zn, Ag | Cave et al., 2020 |  | 99-BLACKSTARCUCPY-7.d | 99-BLACKSTARCUCPY-7.d-1 | underground mine, open pit |  |  |  |  | ore material | drill core, polished section | drill core | mineral separate | [5 empty] | mineralisation |  |  |  | chalcopyrite, sphalerite, galena | Cu mineralisation stage, Pb-Zn mineralisation stage | replacement, vein infill, stratabound | coarse-grained, medium-grained, fine-grained, stratabound, discordant veins, replacement, infill |  |  |  | pyrite, pyrrhotite, arsenopyrite, siderite, dolomite, calcite, quartz, chlorite, K-feldspar, biotite, apatite, freibergite, tetrahedrite, cobaltite | Resin blocks containing each sample were produced following standard procedures and used for Mineral Liberation Analysis (MLA) mapping and subsequent LA-ICP-MS analyses | LA-ICPMS, EMPA, SEM-EDS | NWR213 solid state 213 nm laser ablation system coupled with an Agilent 7900 quadrupole ICP-MS; Cameca SXFive Electron Microprobe; Quanta600 SEM | Adelaide Microscopy | Ablation was conducted in an atmosphere of He (0.6 L/min) that was mixed with Ar (0.88 L/min) upon leaving the ablation cell; 70 µm diameter spot size with a 25:2 standard sample bracketing approach (2 standards analysed twice every 25 unknowns); MLA maps were acquired using the raster mode with an X-ray spectra collected every 4 µm | STDGL3 (CODES, University of Tasmania; Danyushevsky et al., 2011); GSD-1G | 214.4 |  | 1.76 | [11 empty] | 0.055 | [5 empty] | 5.98 | [5 empty] | 0.071 | [15 empty] | 285900 |  | 0.101 | [11 empty] | 201.4 | [13 empty] | 0.55 | [9 empty] | 0.21 | [5 empty] | 20 | [15 empty] | 433000 |  | 1.25 |  |  |  | 3.1 | [5 empty] | 49.5 | [7 empty] | 0.32 | [5 empty] | 0.63 | [13 empty] | 722 |  |  |  |  | 2020 | Cave, B., et al. (2020), Ore Geology Reviews 124, 103647 |  | AUS | Queensland
| Mount Isa Copper Operations, Black Star Mine | No. 5 and No. 9 Pb-Zn orebodies, 650 Cu orebody, 1100 Cu orebody, 3000 Cu orebody | Seafloor hydrothermal | Sedimentary Exhalative (SEDEX) | SEDEX zinc-lead-copper | Cu, Pb, Zn | Ag | Cu, Pb, Zn, Ag | Cave et al., 2020 |  | 100-BLACKSTARCUCPY-8.d | 100-BLACKSTARCUCPY-8.d-1 | underground mine, open pit |  |  |  |  | ore material | drill core, polished section | drill core | mineral separate | [5 empty] | mineralisation |  |  |  | chalcopyrite, sphalerite, galena | Cu mineralisation stage, Pb-Zn mineralisation stage | replacement, vein infill, stratabound | coarse-grained, medium-grained, fine-grained, stratabound, discordant veins, replacement, infill |  |  |  | pyrite, pyrrhotite, arsenopyrite, siderite, dolomite, calcite, quartz, chlorite, K-feldspar, biotite, apatite, freibergite, tetrahedrite, cobaltite | Resin blocks containing each sample were produced following standard procedures and used for Mineral Liberation Analysis (MLA) mapping and subsequent LA-ICP-MS analyses | LA-ICPMS, EMPA, SEM-EDS | NWR213 solid state 213 nm laser ablation system coupled with an Agilent 7900 quadrupole ICP-MS; Cameca SXFive Electron Microprobe; Quanta600 SEM | Adelaide Microscopy | Ablation was conducted in an atmosphere of He (0.6 L/min) that was mixed with Ar (0.88 L/min) upon leaving the ablation cell; 70 µm diameter spot size with a 25:2 standard sample bracketing approach (2 standards analysed twice every 25 unknowns); MLA maps were acquired using the raster mode with an X-ray spectra collected every 4 µm | STDGL3 (CODES, University of Tasmania; Danyushevsky et al., 2011); GSD-1G | 232.4 |  | 3 |  | 0.24 | [9 empty] | 0.215 | [5 empty] | 4.44 | [5 empty] | 0.045 | [15 empty] | 286500 |  | 0.079 | [11 empty] | 216.8 | [13 empty] | 0.39 | [15 empty] | 34.6 | [15 empty] | 423500 |  | 3.25 |  |  |  | 4.9 | [5 empty] | 39.4 | [7 empty] | 0.86 | [5 empty] | 0.626 | [13 empty] | 388 |  |  |  |  | 2020 | Cave, B., et al. (2020), Ore Geology Reviews 124, 103647 |  | AUS | Queensland
| Mount Isa Copper Operations, Black Star Mine | No. 5 and No. 9 Pb-Zn orebodies, 650 Cu orebody, 1100 Cu orebody, 3000 Cu orebody | Seafloor hydrothermal | Sedimentary Exhalative (SEDEX) | SEDEX zinc-lead-copper | Cu, Pb, Zn | Ag | Cu, Pb, Zn, Ag | Cave et al., 2020 |  | 101-BLACKSTARCUCPY-9.d | 101-BLACKSTARCUCPY-9.d-1 | underground mine, open pit |  |  |  |  | ore material | drill core, polished section | drill core | mineral separate | [5 empty] | mineralisation |  |  |  | chalcopyrite, sphalerite, galena | Cu mineralisation stage, Pb-Zn mineralisation stage | replacement, vein infill, stratabound | coarse-grained, medium-grained, fine-grained, stratabound, discordant veins, replacement, infill |  |  |  | pyrite, pyrrhotite, arsenopyrite, siderite, dolomite, calcite, quartz, chlorite, K-feldspar, biotite, apatite, freibergite, tetrahedrite, cobaltite | Resin blocks containing each sample were produced following standard procedures and used for Mineral Liberation Analysis (MLA) mapping and subsequent LA-ICP-MS analyses | LA-ICPMS, EMPA, SEM-EDS | NWR213 solid state 213 nm laser ablation system coupled with an Agilent 7900 quadrupole ICP-MS; Cameca SXFive Electron Microprobe; Quanta600 SEM | Adelaide Microscopy | Ablation was conducted in an atmosphere of He (0.6 L/min) that was mixed with Ar (0.88 L/min) upon leaving the ablation cell; 70 µm diameter spot size with a 25:2 standard sample bracketing approach (2 standards analysed twice every 25 unknowns); MLA maps were acquired using the raster mode with an X-ray spectra collected every 4 µm | STDGL3 (CODES, University of Tasmania; Danyushevsky et al., 2011); GSD-1G | 246.2 |  | 6.6 |  | 0.6 | [9 empty] | 0.155 | [5 empty] | 5.36 | [5 empty] | 0.077 | [15 empty] | 281800 |  | 0.115 |  |  |  | 0.2 | [7 empty] | 210.2 | [13 empty] | 3.27 | [9 empty] | 0.34 | [5 empty] | 72 | [15 empty] | 463300 |  | 7.78 |  |  |  | 4.5 | [5 empty] | 64.9 | [13 empty] | 8.95 | [13 empty] | 542 |  |  |  |  | 2020 | Cave, B., et al. (2020), Ore Geology Reviews 124, 103647 |  | AUS | Queensland
| Mount Isa Copper Operations, Black Star Mine | No. 5 and No. 9 Pb-Zn orebodies, 650 Cu orebody, 1100 Cu orebody, 3000 Cu orebody | Seafloor hydrothermal | Sedimentary Exhalative (SEDEX) | SEDEX zinc-lead-copper | Cu, Pb, Zn | Ag | Cu, Pb, Zn, Ag | Cave et al., 2020 |  | 102-BLACKSTARCUCPY-10.d | 102-BLACKSTARCUCPY-10.d-1 | underground mine, open pit |  |  |  |  | ore material | drill core, polished section | drill core | mineral separate | [5 empty] | mineralisation |  |  |  | chalcopyrite, sphalerite, galena | Cu mineralisation stage, Pb-Zn mineralisation stage | replacement, vein infill, stratabound | coarse-grained, medium-grained, fine-grained, stratabound, discordant veins, replacement, infill |  |  |  | pyrite, pyrrhotite, arsenopyrite, siderite, dolomite, calcite, quartz, chlorite, K-feldspar, biotite, apatite, freibergite, tetrahedrite, cobaltite | Resin blocks containing each sample were produced following standard procedures and used for Mineral Liberation Analysis (MLA) mapping and subsequent LA-ICP-MS analyses | LA-ICPMS, EMPA, SEM-EDS | NWR213 solid state 213 nm laser ablation system coupled with an Agilent 7900 quadrupole ICP-MS; Cameca SXFive Electron Microprobe; Quanta600 SEM | Adelaide Microscopy | Ablation was conducted in an atmosphere of He (0.6 L/min) that was mixed with Ar (0.88 L/min) upon leaving the ablation cell; 70 µm diameter spot size with a 25:2 standard sample bracketing approach (2 standards analysed twice every 25 unknowns); MLA maps were acquired using the raster mode with an X-ray spectra collected every 4 µm | STDGL3 (CODES, University of Tasmania; Danyushevsky et al., 2011); GSD-1G | 241.4 |  | 3.3 | [11 empty] | 0.055 | [5 empty] | 5.42 | [5 empty] | 0.073 | [15 empty] | 284400 |  | 0.099 |  |  |  | 0.36 | [7 empty] | 208.7 | [13 empty] | 0.69 | [9 empty] | 0.173 | [5 empty] | 46 | [15 empty] | 465600 |  | 4.03 |  |  |  | 4.4 | [5 empty] | 64.3 | [7 empty] | 0.42 | [5 empty] | 0.825 | [13 empty] | 527 |  |  |  |  | 2020 | Cave, B., et al. (2020), Ore Geology Reviews 124, 103647 |  | AUS | Queensland
| Mount Isa Copper Operations, Black Star Mine | No. 5 and No. 9 Pb-Zn orebodies, 650 Cu orebody, 1100 Cu orebody, 3000 Cu orebody | Seafloor hydrothermal | Sedimentary Exhalative (SEDEX) | SEDEX zinc-lead-copper | Cu, Pb, Zn | Ag | Cu, Pb, Zn, Ag | Cave et al., 2020 |  | 103-BLACKSTARCUCPY-11.d | 103-BLACKSTARCUCPY-11.d-1 | underground mine, open pit |  |  |  |  | ore material | drill core, polished section | drill core | mineral separate | [5 empty] | mineralisation |  |  |  | chalcopyrite, sphalerite, galena | Cu mineralisation stage, Pb-Zn mineralisation stage | replacement, vein infill, stratabound | coarse-grained, medium-grained, fine-grained, stratabound, discordant veins, replacement, infill |  |  |  | pyrite, pyrrhotite, arsenopyrite, siderite, dolomite, calcite, quartz, chlorite, K-feldspar, biotite, apatite, freibergite, tetrahedrite, cobaltite | Resin blocks containing each sample were produced following standard procedures and used for Mineral Liberation Analysis (MLA) mapping and subsequent LA-ICP-MS analyses | LA-ICPMS, EMPA, SEM-EDS | NWR213 solid state 213 nm laser ablation system coupled with an Agilent 7900 quadrupole ICP-MS; Cameca SXFive Electron Microprobe; Quanta600 SEM | Adelaide Microscopy | Ablation was conducted in an atmosphere of He (0.6 L/min) that was mixed with Ar (0.88 L/min) upon leaving the ablation cell; 70 µm diameter spot size with a 25:2 standard sample bracketing approach (2 standards analysed twice every 25 unknowns); MLA maps were acquired using the raster mode with an X-ray spectra collected every 4 µm | STDGL3 (CODES, University of Tasmania; Danyushevsky et al., 2011); GSD-1G | 246 |  | 7 | [17 empty] | 5.42 | [5 empty] | 0.076 | [15 empty] | 281100 |  | 0.113 |  |  |  | 0.39 | [7 empty] | 199.3 | [13 empty] | 0.3 | [15 empty] | 31.7 | [15 empty] | 454500 |  | 1.28 |  |  |  | 2.3 | [5 empty] | 64.7 | [13 empty] | 0.315 | [13 empty] | 436 |  |  |  |  | 2020 | Cave, B., et al. (2020), Ore Geology Reviews 124, 103647 |  | AUS | Queensland
| Mount Isa Copper Operations, Black Star Mine | No. 5 and No. 9 Pb-Zn orebodies, 650 Cu orebody, 1100 Cu orebody, 3000 Cu orebody | Seafloor hydrothermal | Sedimentary Exhalative (SEDEX) | SEDEX zinc-lead-copper | Cu, Pb, Zn | Ag | Cu, Pb, Zn, Ag | Cave et al., 2020 |  | 104-BLACKSTARCUCPY-12.d | 104-BLACKSTARCUCPY-12.d-1 | underground mine, open pit |  |  |  |  | ore material | drill core, polished section | drill core | mineral separate | [5 empty] | mineralisation |  |  |  | chalcopyrite, sphalerite, galena | Cu mineralisation stage, Pb-Zn mineralisation stage | replacement, vein infill, stratabound | coarse-grained, medium-grained, fine-grained, stratabound, discordant veins, replacement, infill |  |  |  | pyrite, pyrrhotite, arsenopyrite, siderite, dolomite, calcite, quartz, chlorite, K-feldspar, biotite, apatite, freibergite, tetrahedrite, cobaltite | Resin blocks containing each sample were produced following standard procedures and used for Mineral Liberation Analysis (MLA) mapping and subsequent LA-ICP-MS analyses | LA-ICPMS, EMPA, SEM-EDS | NWR213 solid state 213 nm laser ablation system coupled with an Agilent 7900 quadrupole ICP-MS; Cameca SXFive Electron Microprobe; Quanta600 SEM | Adelaide Microscopy | Ablation was conducted in an atmosphere of He (0.6 L/min) that was mixed with Ar (0.88 L/min) upon leaving the ablation cell; 70 µm diameter spot size with a 25:2 standard sample bracketing approach (2 standards analysed twice every 25 unknowns); MLA maps were acquired using the raster mode with an X-ray spectra collected every 4 µm | STDGL3 (CODES, University of Tasmania; Danyushevsky et al., 2011); GSD-1G | 230.6 |  | 12.2 | [11 empty] | 0.063 | [5 empty] | 3.95 | [5 empty] | 0.117 | [15 empty] | 278300 |  | 0.088 | [11 empty] | 200.1 | [13 empty] | 0.52 | [9 empty] | 0.17 | [5 empty] | 50.8 | [15 empty] | 444800 |  | 1.05 |  |  |  | 3.2 | [5 empty] | 66.4 | [7 empty] | 0.45 | [5 empty] | 0.218 | [13 empty] | 428.9 |  |  |  |  | 2020 | Cave, B., et al. (2020), Ore Geology Reviews 124, 103647 |  | AUS | Queensland
| Mount Isa Copper Operations, Black Star Mine | No. 5 and No. 9 Pb-Zn orebodies, 650 Cu orebody, 1100 Cu orebody, 3000 Cu orebody | Seafloor hydrothermal | Sedimentary Exhalative (SEDEX) | SEDEX zinc-lead-copper | Cu, Pb, Zn | Ag | Cu, Pb, Zn, Ag | Cave et al., 2020 |  | 105-BLACKSTARCUCPY-13.d | 105-BLACKSTARCUCPY-13.d-1 | underground mine, open pit |  |  |  |  | ore material | drill core, polished section | drill core | mineral separate | [5 empty] | mineralisation |  |  |  | chalcopyrite, sphalerite, galena | Cu mineralisation stage, Pb-Zn mineralisation stage | replacement, vein infill, stratabound | coarse-grained, medium-grained, fine-grained, stratabound, discordant veins, replacement, infill |  |  |  | pyrite, pyrrhotite, arsenopyrite, siderite, dolomite, calcite, quartz, chlorite, K-feldspar, biotite, apatite, freibergite, tetrahedrite, cobaltite | Resin blocks containing each sample were produced following standard procedures and used for Mineral Liberation Analysis (MLA) mapping and subsequent LA-ICP-MS analyses | LA-ICPMS, EMPA, SEM-EDS | NWR213 solid state 213 nm laser ablation system coupled with an Agilent 7900 quadrupole ICP-MS; Cameca SXFive Electron Microprobe; Quanta600 SEM | Adelaide Microscopy | Ablation was conducted in an atmosphere of He (0.6 L/min) that was mixed with Ar (0.88 L/min) upon leaving the ablation cell; 70 µm diameter spot size with a 25:2 standard sample bracketing approach (2 standards analysed twice every 25 unknowns); MLA maps were acquired using the raster mode with an X-ray spectra collected every 4 µm | STDGL3 (CODES, University of Tasmania; Danyushevsky et al., 2011); GSD-1G | 236.9 |  | 2.9 | [11 empty] | 0.016 | [5 empty] | 4.22 | [5 empty] | 0.05 | [15 empty] | 279200 |  | 0.051 |  |  |  | 0.27 | [7 empty] | 199.3 | [23 empty] | 0.149 | [5 empty] | 27.4 | [15 empty] | 439400 |  | 0.542 |  |  |  | 1.6 | [5 empty] | 60.8 | [13 empty] | 0.285 | [13 empty] | 435.6 |  |  |  |  | 2020 | Cave, B., et al. (2020), Ore Geology Reviews 124, 103647 |  | AUS | Queensland
| Mount Isa Copper Operations, Black Star Mine | No. 5 and No. 9 Pb-Zn orebodies, 650 Cu orebody, 1100 Cu orebody, 3000 Cu orebody | Seafloor hydrothermal | Sedimentary Exhalative (SEDEX) | SEDEX zinc-lead-copper | Cu, Pb, Zn | Ag | Cu, Pb, Zn, Ag | Cave et al., 2020 |  | 106-BLACKSTARCUCPY-14.d | 106-BLACKSTARCUCPY-14.d-1 | underground mine, open pit |  |  |  |  | ore material | drill core, polished section | drill core | mineral separate | [5 empty] | mineralisation |  |  |  | chalcopyrite, sphalerite, galena | Cu mineralisation stage, Pb-Zn mineralisation stage | replacement, vein infill, stratabound | coarse-grained, medium-grained, fine-grained, stratabound, discordant veins, replacement, infill |  |  |  | pyrite, pyrrhotite, arsenopyrite, siderite, dolomite, calcite, quartz, chlorite, K-feldspar, biotite, apatite, freibergite, tetrahedrite, cobaltite | Resin blocks containing each sample were produced following standard procedures and used for Mineral Liberation Analysis (MLA) mapping and subsequent LA-ICP-MS analyses | LA-ICPMS, EMPA, SEM-EDS | NWR213 solid state 213 nm laser ablation system coupled with an Agilent 7900 quadrupole ICP-MS; Cameca SXFive Electron Microprobe; Quanta600 SEM | Adelaide Microscopy | Ablation was conducted in an atmosphere of He (0.6 L/min) that was mixed with Ar (0.88 L/min) upon leaving the ablation cell; 70 µm diameter spot size with a 25:2 standard sample bracketing approach (2 standards analysed twice every 25 unknowns); MLA maps were acquired using the raster mode with an X-ray spectra collected every 4 µm | STDGL3 (CODES, University of Tasmania; Danyushevsky et al., 2011); GSD-1G | 227.6 |  | 8.2 |  | 0.45 | [9 empty] | 0.036 | [5 empty] | 3.97 | [5 empty] | 0.09 | [15 empty] | 284000 |  | 0.062 | [11 empty] | 195.7 | [13 empty] | 0.4 | [15 empty] | 43 | [15 empty] | 429200 |  | 1.08 |  |  |  | 1.9 | [5 empty] | 57.8 | [7 empty] | 0.68 | [5 empty] | 0.513 | [13 empty] | 409 |  |  |  |  | 2020 | Cave, B., et al. (2020), Ore Geology Reviews 124, 103647 |  | AUS | Queensland
| Mount Isa Copper Operations, Black Star Mine | No. 5 and No. 9 Pb-Zn orebodies, 650 Cu orebody, 1100 Cu orebody, 3000 Cu orebody | Seafloor hydrothermal | Sedimentary Exhalative (SEDEX) | SEDEX zinc-lead-copper | Cu, Pb, Zn | Ag | Cu, Pb, Zn, Ag | Cave et al., 2020 |  | 107-BLACKSTARCUCPY-15.d | 107-BLACKSTARCUCPY-15.d-1 | underground mine, open pit |  |  |  |  | ore material | drill core, polished section | drill core | mineral separate | [5 empty] | mineralisation |  |  |  | chalcopyrite, sphalerite, galena | Cu mineralisation stage, Pb-Zn mineralisation stage | replacement, vein infill, stratabound | coarse-grained, medium-grained, fine-grained, stratabound, discordant veins, replacement, infill |  |  |  | pyrite, pyrrhotite, arsenopyrite, siderite, dolomite, calcite, quartz, chlorite, K-feldspar, biotite, apatite, freibergite, tetrahedrite, cobaltite | Resin blocks containing each sample were produced following standard procedures and used for Mineral Liberation Analysis (MLA) mapping and subsequent LA-ICP-MS analyses | LA-ICPMS, EMPA, SEM-EDS | NWR213 solid state 213 nm laser ablation system coupled with an Agilent 7900 quadrupole ICP-MS; Cameca SXFive Electron Microprobe; Quanta600 SEM | Adelaide Microscopy | Ablation was conducted in an atmosphere of He (0.6 L/min) that was mixed with Ar (0.88 L/min) upon leaving the ablation cell; 70 µm diameter spot size with a 25:2 standard sample bracketing approach (2 standards analysed twice every 25 unknowns); MLA maps were acquired using the raster mode with an X-ray spectra collected every 4 µm | STDGL3 (CODES, University of Tasmania; Danyushevsky et al., 2011); GSD-1G | 226.8 |  | 6 | [11 empty] | 0.059 | [5 empty] | 4.67 | [5 empty] | 0.04 | [15 empty] | 286300 |  | 0.101 |  |  |  | 0.3 | [7 empty] | 204.8 | [13 empty] | 0.28 | [9 empty] | 0.19 | [5 empty] | 96 | [15 empty] | 445600 |  | 2.12 |  |  |  | 2.7 | [5 empty] | 54.3 | [13 empty] | 0.734 | [13 empty] | 530 |  |  |  |  | 2020 | Cave, B., et al. (2020), Ore Geology Reviews 124, 103647 |  | AUS | Queensland
| Mount Isa Copper Operations, Black Star Mine | No. 5 and No. 9 Pb-Zn orebodies, 650 Cu orebody, 1100 Cu orebody, 3000 Cu orebody | Seafloor hydrothermal | Sedimentary Exhalative (SEDEX) | SEDEX zinc-lead-copper | Cu, Pb, Zn | Ag | Cu, Pb, Zn, Ag | Cave et al., 2020 |  | 109-BLACKSTARCUCPY-17.d | 109-BLACKSTARCUCPY-17.d-1 | underground mine, open pit |  |  |  |  | ore material | drill core, polished section | drill core | mineral separate | [5 empty] | mineralisation |  |  |  | chalcopyrite, sphalerite, galena | Cu mineralisation stage, Pb-Zn mineralisation stage | replacement, vein infill, stratabound | coarse-grained, medium-grained, fine-grained, stratabound, discordant veins, replacement, infill |  |  |  | pyrite, pyrrhotite, arsenopyrite, siderite, dolomite, calcite, quartz, chlorite, K-feldspar, biotite, apatite, freibergite, tetrahedrite, cobaltite | Resin blocks containing each sample were produced following standard procedures and used for Mineral Liberation Analysis (MLA) mapping and subsequent LA-ICP-MS analyses | LA-ICPMS, EMPA, SEM-EDS | NWR213 solid state 213 nm laser ablation system coupled with an Agilent 7900 quadrupole ICP-MS; Cameca SXFive Electron Microprobe; Quanta600 SEM | Adelaide Microscopy | Ablation was conducted in an atmosphere of He (0.6 L/min) that was mixed with Ar (0.88 L/min) upon leaving the ablation cell; 70 µm diameter spot size with a 25:2 standard sample bracketing approach (2 standards analysed twice every 25 unknowns); MLA maps were acquired using the raster mode with an X-ray spectra collected every 4 µm | STDGL3 (CODES, University of Tasmania; Danyushevsky et al., 2011); GSD-1G | 239.6 |  | 1.14 | [11 empty] | 0.047 | [5 empty] | 5.7 | [5 empty] | 0.014 | [15 empty] | 281300 |  | 0.089 | [11 empty] | 213.9 | [29 empty] | 22.9 | [15 empty] | 439800 |  | 1.74 |  |  |  | 4.8 | [5 empty] | 62.6 | [7 empty] | 0.83 | [5 empty] | 0.469 | [13 empty] | 593 |  |  |  |  | 2020 | Cave, B., et al. (2020), Ore Geology Reviews 124, 103647 |  | AUS | Queensland
| Mount Isa Copper Operations, Black Star Mine | No. 5 and No. 9 Pb-Zn orebodies, 650 Cu orebody, 1100 Cu orebody, 3000 Cu orebody | Seafloor hydrothermal | Sedimentary Exhalative (SEDEX) | SEDEX zinc-lead-copper | Cu, Pb, Zn | Ag | Cu, Pb, Zn, Ag | Cave et al., 2020 |  | 110-BLACKSTARCUCPY-18.d | 110-BLACKSTARCUCPY-18.d-1 | underground mine, open pit |  |  |  |  | ore material | drill core, polished section | drill core | mineral separate | [5 empty] | mineralisation |  |  |  | chalcopyrite, sphalerite, galena | Cu mineralisation stage, Pb-Zn mineralisation stage | replacement, vein infill, stratabound | coarse-grained, medium-grained, fine-grained, stratabound, discordant veins, replacement, infill |  |  |  | pyrite, pyrrhotite, arsenopyrite, siderite, dolomite, calcite, quartz, chlorite, K-feldspar, biotite, apatite, freibergite, tetrahedrite, cobaltite | Resin blocks containing each sample were produced following standard procedures and used for Mineral Liberation Analysis (MLA) mapping and subsequent LA-ICP-MS analyses | LA-ICPMS, EMPA, SEM-EDS | NWR213 solid state 213 nm laser ablation system coupled with an Agilent 7900 quadrupole ICP-MS; Cameca SXFive Electron Microprobe; Quanta600 SEM | Adelaide Microscopy | Ablation was conducted in an atmosphere of He (0.6 L/min) that was mixed with Ar (0.88 L/min) upon leaving the ablation cell; 70 µm diameter spot size with a 25:2 standard sample bracketing approach (2 standards analysed twice every 25 unknowns); MLA maps were acquired using the raster mode with an X-ray spectra collected every 4 µm | STDGL3 (CODES, University of Tasmania; Danyushevsky et al., 2011); GSD-1G | 238.1 |  | 3.5 |  | 0.55 | [9 empty] | 0.073 | [5 empty] | 4.56 | [5 empty] | 0.071 | [15 empty] | 280900 |  | 0.145 |  |  |  | 0.6 | [7 empty] | 220.9 | [23 empty] | 0.162 | [5 empty] | 52 | [15 empty] | 440500 |  | 2.12 | [9 empty] | 58.4 | [13 empty] | 1.242 | [13 empty] | 519 |  |  |  |  | 2020 | Cave, B., et al. (2020), Ore Geology Reviews 124, 103647 |  | AUS | Queensland
| Mount Isa Copper Operations, Black Star Mine | No. 5 and No. 9 Pb-Zn orebodies, 650 Cu orebody, 1100 Cu orebody, 3000 Cu orebody | Seafloor hydrothermal | Sedimentary Exhalative (SEDEX) | SEDEX zinc-lead-copper | Cu, Pb, Zn | Ag | Cu, Pb, Zn, Ag | Cave et al., 2020 |  | 111-BLACKSTARCUCPY-19.d | 111-BLACKSTARCUCPY-19.d-1 | underground mine, open pit |  |  |  |  | ore material | drill core, polished section | drill core | mineral separate | [5 empty] | mineralisation |  |  |  | chalcopyrite, sphalerite, galena | Cu mineralisation stage, Pb-Zn mineralisation stage | replacement, vein infill, stratabound | coarse-grained, medium-grained, fine-grained, stratabound, discordant veins, replacement, infill |  |  |  | pyrite, pyrrhotite, arsenopyrite, siderite, dolomite, calcite, quartz, chlorite, K-feldspar, biotite, apatite, freibergite, tetrahedrite, cobaltite | Resin blocks containing each sample were produced following standard procedures and used for Mineral Liberation Analysis (MLA) mapping and subsequent LA-ICP-MS analyses | LA-ICPMS, EMPA, SEM-EDS | NWR213 solid state 213 nm laser ablation system coupled with an Agilent 7900 quadrupole ICP-MS; Cameca SXFive Electron Microprobe; Quanta600 SEM | Adelaide Microscopy | Ablation was conducted in an atmosphere of He (0.6 L/min) that was mixed with Ar (0.88 L/min) upon leaving the ablation cell; 70 µm diameter spot size with a 25:2 standard sample bracketing approach (2 standards analysed twice every 25 unknowns); MLA maps were acquired using the raster mode with an X-ray spectra collected every 4 µm | STDGL3 (CODES, University of Tasmania; Danyushevsky et al., 2011); GSD-1G | 240.2 |  | 2.52 | [11 empty] | 0.025 | [5 empty] | 3.98 | [5 empty] | 0.032 | [15 empty] | 287700 |  | 0.139 | [11 empty] | 218.8 | [23 empty] | 0.19 | [5 empty] | 31.5 | [15 empty] | 431100 |  | 0.513 |  |  |  | 2.2 | [5 empty] | 64.6 | [13 empty] | 0.067 | [13 empty] | 446.5 |  |  |  |  | 2020 | Cave, B., et al. (2020), Ore Geology Reviews 124, 103647 |  | AUS | Queensland
| Mount Isa Copper Operations, Black Star Mine | No. 5 and No. 9 Pb-Zn orebodies, 650 Cu orebody, 1100 Cu orebody, 3000 Cu orebody | Seafloor hydrothermal | Sedimentary Exhalative (SEDEX) | SEDEX zinc-lead-copper | Cu, Pb, Zn | Ag | Cu, Pb, Zn, Ag | Cave et al., 2020 |  | 112-BLACKSTARCUCPY-20.d | 112-BLACKSTARCUCPY-20.d-1 | underground mine, open pit |  |  |  |  | ore material | drill core, polished section | drill core | mineral separate | [5 empty] | mineralisation |  |  |  | chalcopyrite, sphalerite, galena | Cu mineralisation stage, Pb-Zn mineralisation stage | replacement, vein infill, stratabound | coarse-grained, medium-grained, fine-grained, stratabound, discordant veins, replacement, infill |  |  |  | pyrite, pyrrhotite, arsenopyrite, siderite, dolomite, calcite, quartz, chlorite, K-feldspar, biotite, apatite, freibergite, tetrahedrite, cobaltite | Resin blocks containing each sample were produced following standard procedures and used for Mineral Liberation Analysis (MLA) mapping and subsequent LA-ICP-MS analyses | LA-ICPMS, EMPA, SEM-EDS | NWR213 solid state 213 nm laser ablation system coupled with an Agilent 7900 quadrupole ICP-MS; Cameca SXFive Electron Microprobe; Quanta600 SEM | Adelaide Microscopy | Ablation was conducted in an atmosphere of He (0.6 L/min) that was mixed with Ar (0.88 L/min) upon leaving the ablation cell; 70 µm diameter spot size with a 25:2 standard sample bracketing approach (2 standards analysed twice every 25 unknowns); MLA maps were acquired using the raster mode with an X-ray spectra collected every 4 µm | STDGL3 (CODES, University of Tasmania; Danyushevsky et al., 2011); GSD-1G | 231.2 |  |  |  | 0.44 | [9 empty] | 0.026 | [5 empty] | 4.9 | [5 empty] | 0.035 | [15 empty] | 286000 |  | 0.087 |  |  |  | 0.41 | [7 empty] | 224.5 | [29 empty] | 20.5 | [15 empty] | 419000 |  | 0.95 |  |  |  | 7.1 | [5 empty] | 64.3 | [7 empty] | 0.65 | [5 empty] | 0.122 | [13 empty] | 585 |  |  |  |  | 2020 | Cave, B., et al. (2020), Ore Geology Reviews 124, 103647 |  | AUS | Queensland
| Mount Isa Copper Operations, Black Star Mine | No. 5 and No. 9 Pb-Zn orebodies, 650 Cu orebody, 1100 Cu orebody, 3000 Cu orebody | Seafloor hydrothermal | Sedimentary Exhalative (SEDEX) | SEDEX zinc-lead-copper | Cu, Pb, Zn | Ag | Cu, Pb, Zn, Ag | Cave et al., 2020 |  | 113-BLACKSTARCUCPY-21.d | 113-BLACKSTARCUCPY-21.d-1 | underground mine, open pit |  |  |  |  | ore material | drill core, polished section | drill core | mineral separate | [5 empty] | mineralisation |  |  |  | chalcopyrite, sphalerite, galena | Cu mineralisation stage, Pb-Zn mineralisation stage | replacement, vein infill, stratabound | coarse-grained, medium-grained, fine-grained, stratabound, discordant veins, replacement, infill |  |  |  | pyrite, pyrrhotite, arsenopyrite, siderite, dolomite, calcite, quartz, chlorite, K-feldspar, biotite, apatite, freibergite, tetrahedrite, cobaltite | Resin blocks containing each sample were produced following standard procedures and used for Mineral Liberation Analysis (MLA) mapping and subsequent LA-ICP-MS analyses | LA-ICPMS, EMPA, SEM-EDS | NWR213 solid state 213 nm laser ablation system coupled with an Agilent 7900 quadrupole ICP-MS; Cameca SXFive Electron Microprobe; Quanta600 SEM | Adelaide Microscopy | Ablation was conducted in an atmosphere of He (0.6 L/min) that was mixed with Ar (0.88 L/min) upon leaving the ablation cell; 70 µm diameter spot size with a 25:2 standard sample bracketing approach (2 standards analysed twice every 25 unknowns); MLA maps were acquired using the raster mode with an X-ray spectra collected every 4 µm | STDGL3 (CODES, University of Tasmania; Danyushevsky et al., 2011); GSD-1G | 259.7 |  | 3.44 | [11 empty] | 0.114 | [5 empty] | 4.48 | [5 empty] | 0.074 | [15 empty] | 289600 |  | 0.063 |  |  |  | 0.25 | [7 empty] | 235.3 | [23 empty] | 0.2 | [5 empty] | 61.6 | [15 empty] | 463400 |  | 1.72 |  |  |  | 2.7 | [5 empty] | 66.3 | [7 empty] | 0.52 | [5 empty] | 1.37 | [13 empty] | 445 |  |  |  |  | 2020 | Cave, B., et al. (2020), Ore Geology Reviews 124, 103647 |  | AUS | Queensland
| Mount Isa Copper Operations, Black Star Mine | No. 5 and No. 9 Pb-Zn orebodies, 650 Cu orebody, 1100 Cu orebody, 3000 Cu orebody | Seafloor hydrothermal | Sedimentary Exhalative (SEDEX) | SEDEX zinc-lead-copper | Cu, Pb, Zn | Ag | Cu, Pb, Zn, Ag | Cave et al., 2020 |  | 114-BLACKSTARCUCPY-22.d | 114-BLACKSTARCUCPY-22.d-1 | underground mine, open pit |  |  |  |  | ore material | drill core, polished section | drill core | mineral separate | [5 empty] | mineralisation |  |  |  | chalcopyrite, sphalerite, galena | Cu mineralisation stage, Pb-Zn mineralisation stage | replacement, vein infill, stratabound | coarse-grained, medium-grained, fine-grained, stratabound, discordant veins, replacement, infill |  |  |  | pyrite, pyrrhotite, arsenopyrite, siderite, dolomite, calcite, quartz, chlorite, K-feldspar, biotite, apatite, freibergite, tetrahedrite, cobaltite | Resin blocks containing each sample were produced following standard procedures and used for Mineral Liberation Analysis (MLA) mapping and subsequent LA-ICP-MS analyses | LA-ICPMS, EMPA, SEM-EDS | NWR213 solid state 213 nm laser ablation system coupled with an Agilent 7900 quadrupole ICP-MS; Cameca SXFive Electron Microprobe; Quanta600 SEM | Adelaide Microscopy | Ablation was conducted in an atmosphere of He (0.6 L/min) that was mixed with Ar (0.88 L/min) upon leaving the ablation cell; 70 µm diameter spot size with a 25:2 standard sample bracketing approach (2 standards analysed twice every 25 unknowns); MLA maps were acquired using the raster mode with an X-ray spectra collected every 4 µm | STDGL3 (CODES, University of Tasmania; Danyushevsky et al., 2011); GSD-1G | 237.5 |  | 5.5 |  | 0.28 | [9 empty] | 0.117 | [5 empty] | 5.74 | [5 empty] | 0.045 | [15 empty] | 288600 |  | 0.083 | [11 empty] | 228.2 | [23 empty] | 0.23 | [5 empty] | 83 | [15 empty] | 429500 |  | 2.06 | [9 empty] | 48.3 | [13 empty] | 1.23 | [13 empty] | 590 |  |  |  |  | 2020 | Cave, B., et al. (2020), Ore Geology Reviews 124, 103647 |  | AUS | Queensland
| Mount Isa Copper Operations, Black Star Mine | No. 5 and No. 9 Pb-Zn orebodies, 650 Cu orebody, 1100 Cu orebody, 3000 Cu orebody | Seafloor hydrothermal | Sedimentary Exhalative (SEDEX) | SEDEX zinc-lead-copper | Cu, Pb, Zn | Ag | Cu, Pb, Zn, Ag | Cave et al., 2020 |  | 115-BLACKSTARCUCPY-23.d | 115-BLACKSTARCUCPY-23.d-1 | underground mine, open pit |  |  |  |  | ore material | drill core, polished section | drill core | mineral separate | [5 empty] | mineralisation |  |  |  | chalcopyrite, sphalerite, galena | Cu mineralisation stage, Pb-Zn mineralisation stage | replacement, vein infill, stratabound | coarse-grained, medium-grained, fine-grained, stratabound, discordant veins, replacement, infill |  |  |  | pyrite, pyrrhotite, arsenopyrite, siderite, dolomite, calcite, quartz, chlorite, K-feldspar, biotite, apatite, freibergite, tetrahedrite, cobaltite | Resin blocks containing each sample were produced following standard procedures and used for Mineral Liberation Analysis (MLA) mapping and subsequent LA-ICP-MS analyses | LA-ICPMS, EMPA, SEM-EDS | NWR213 solid state 213 nm laser ablation system coupled with an Agilent 7900 quadrupole ICP-MS; Cameca SXFive Electron Microprobe; Quanta600 SEM | Adelaide Microscopy | Ablation was conducted in an atmosphere of He (0.6 L/min) that was mixed with Ar (0.88 L/min) upon leaving the ablation cell; 70 µm diameter spot size with a 25:2 standard sample bracketing approach (2 standards analysed twice every 25 unknowns); MLA maps were acquired using the raster mode with an X-ray spectra collected every 4 µm | STDGL3 (CODES, University of Tasmania; Danyushevsky et al., 2011); GSD-1G | 247.8 |  | 2.69 |  | 0.25 | [9 empty] | 0.05 | [5 empty] | 4.7 | [5 empty] | 0.125 | [15 empty] | 288700 |  | 0.143 |  |  |  | 0.41 | [7 empty] | 264.7 | [13 empty] | 0.33 | [9 empty] | 0.13 | [5 empty] | 45 | [15 empty] | 445400 |  | 1.24 |  |  |  | 3.9 | [5 empty] | 65.4 | [13 empty] | 1.47 | [13 empty] | 535 |  |  |  |  | 2020 | Cave, B., et al. (2020), Ore Geology Reviews 124, 103647 |  | AUS | Queensland
| Mount Isa Copper Operations, Black Star Mine | No. 5 and No. 9 Pb-Zn orebodies, 650 Cu orebody, 1100 Cu orebody, 3000 Cu orebody | Seafloor hydrothermal | Sedimentary Exhalative (SEDEX) | SEDEX zinc-lead-copper | Cu, Pb, Zn | Ag | Cu, Pb, Zn, Ag | Cave et al., 2020 |  | 116-BLACKSTARCUCPY-24.d | 116-BLACKSTARCUCPY-24.d-1 | underground mine, open pit |  |  |  |  | ore material | drill core, polished section | drill core | mineral separate | [5 empty] | mineralisation |  |  |  | chalcopyrite, sphalerite, galena | Cu mineralisation stage, Pb-Zn mineralisation stage | replacement, vein infill, stratabound | coarse-grained, medium-grained, fine-grained, stratabound, discordant veins, replacement, infill |  |  |  | pyrite, pyrrhotite, arsenopyrite, siderite, dolomite, calcite, quartz, chlorite, K-feldspar, biotite, apatite, freibergite, tetrahedrite, cobaltite | Resin blocks containing each sample were produced following standard procedures and used for Mineral Liberation Analysis (MLA) mapping and subsequent LA-ICP-MS analyses | LA-ICPMS, EMPA, SEM-EDS | NWR213 solid state 213 nm laser ablation system coupled with an Agilent 7900 quadrupole ICP-MS; Cameca SXFive Electron Microprobe; Quanta600 SEM | Adelaide Microscopy | Ablation was conducted in an atmosphere of He (0.6 L/min) that was mixed with Ar (0.88 L/min) upon leaving the ablation cell; 70 µm diameter spot size with a 25:2 standard sample bracketing approach (2 standards analysed twice every 25 unknowns); MLA maps were acquired using the raster mode with an X-ray spectra collected every 4 µm | STDGL3 (CODES, University of Tasmania; Danyushevsky et al., 2011); GSD-1G | 241.5 |  | 4.7 | [11 empty] | 0.049 | [5 empty] | 4.64 | [5 empty] | 0.204 | [15 empty] | 283500 |  | 0.153 |  |  |  | 0.31 | [7 empty] | 239.6 | [13 empty] | 0.55 | [9 empty] | 0.29 | [5 empty] | 72 | [15 empty] | 444000 |  | 1.75 | [9 empty] | 67.3 | [7 empty] | 0.3 | [5 empty] | 2.51 | [13 empty] | 434 |  |  |  |  | 2020 | Cave, B., et al. (2020), Ore Geology Reviews 124, 103647 |  | AUS | Queensland
| Mount Isa Copper Operations, Black Star Mine | No. 5 and No. 9 Pb-Zn orebodies, 650 Cu orebody, 1100 Cu orebody, 3000 Cu orebody | Seafloor hydrothermal | Sedimentary Exhalative (SEDEX) | SEDEX zinc-lead-copper | Cu, Pb, Zn | Ag | Cu, Pb, Zn, Ag | Cave et al., 2020 |  | 122-BASEMENTCPY-1.d | 122-BASEMENTCPY-1.d-1 | underground mine, open pit |  |  |  |  | ore material | drill core, polished section | drill core | mineral separate | [5 empty] | mineralisation |  |  |  | chalcopyrite, sphalerite, galena | Cu mineralisation stage, Pb-Zn mineralisation stage | replacement, vein infill, stratabound | coarse-grained, medium-grained, fine-grained, stratabound, discordant veins, replacement, infill |  |  |  | pyrite, pyrrhotite, arsenopyrite, siderite, dolomite, calcite, quartz, chlorite, K-feldspar, biotite, apatite, freibergite, tetrahedrite, cobaltite | Resin blocks containing each sample were produced following standard procedures and used for Mineral Liberation Analysis (MLA) mapping and subsequent LA-ICP-MS analyses | LA-ICPMS, EMPA, SEM-EDS | NWR213 solid state 213 nm laser ablation system coupled with an Agilent 7900 quadrupole ICP-MS; Cameca SXFive Electron Microprobe; Quanta600 SEM | Adelaide Microscopy | Ablation was conducted in an atmosphere of He (0.6 L/min) that was mixed with Ar (0.88 L/min) upon leaving the ablation cell; 70 µm diameter spot size with a 25:2 standard sample bracketing approach (2 standards analysed twice every 25 unknowns); MLA maps were acquired using the raster mode with an X-ray spectra collected every 4 µm | STDGL3 (CODES, University of Tasmania; Danyushevsky et al., 2011); GSD-1G | 18.15 | [13 empty] | 0.014 | [5 empty] | 38.3 | [5 empty] | 0.035 | [15 empty] | 278200 |  | 0.141 | [11 empty] | 3.03 | [23 empty] | 0.152 | [5 empty] | 2.7 | [15 empty] | 412500 |  | 1.59 |  |  |  | 7.2 | [5 empty] | 123.3 | [7 empty] | 1 | [5 empty] | 0.102 | [13 empty] | 253 |  |  |  |  | 2020 | Cave, B., et al. (2020), Ore Geology Reviews 124, 103647 |  | AUS | Queensland
| Mount Isa Copper Operations, Black Star Mine | No. 5 and No. 9 Pb-Zn orebodies, 650 Cu orebody, 1100 Cu orebody, 3000 Cu orebody | Seafloor hydrothermal | Sedimentary Exhalative (SEDEX) | SEDEX zinc-lead-copper | Cu, Pb, Zn | Ag | Cu, Pb, Zn, Ag | Cave et al., 2020 |  | 123-BASEMENTCPY-2.d | 123-BASEMENTCPY-2.d-1 | underground mine, open pit |  |  |  |  | ore material | drill core, polished section | drill core | mineral separate | [5 empty] | mineralisation |  |  |  | chalcopyrite, sphalerite, galena | Cu mineralisation stage, Pb-Zn mineralisation stage | replacement, vein infill, stratabound | coarse-grained, medium-grained, fine-grained, stratabound, discordant veins, replacement, infill |  |  |  | pyrite, pyrrhotite, arsenopyrite, siderite, dolomite, calcite, quartz, chlorite, K-feldspar, biotite, apatite, freibergite, tetrahedrite, cobaltite | Resin blocks containing each sample were produced following standard procedures and used for Mineral Liberation Analysis (MLA) mapping and subsequent LA-ICP-MS analyses | LA-ICPMS, EMPA, SEM-EDS | NWR213 solid state 213 nm laser ablation system coupled with an Agilent 7900 quadrupole ICP-MS; Cameca SXFive Electron Microprobe; Quanta600 SEM | Adelaide Microscopy | Ablation was conducted in an atmosphere of He (0.6 L/min) that was mixed with Ar (0.88 L/min) upon leaving the ablation cell; 70 µm diameter spot size with a 25:2 standard sample bracketing approach (2 standards analysed twice every 25 unknowns); MLA maps were acquired using the raster mode with an X-ray spectra collected every 4 µm | STDGL3 (CODES, University of Tasmania; Danyushevsky et al., 2011); GSD-1G | 18.8 | [19 empty] | 44.1 | [5 empty] | 0.054 | [15 empty] | 279400 |  | 0.181 |  |  |  | 0.23 | [7 empty] | 3.006 | [29 empty] | 3.31 | [15 empty] | 402900 |  | 11.2 |  |  |  | 2.7 | [5 empty] | 137.9 | [7 empty] | 0.36 | [5 empty] | 0.72 | [13 empty] | 257 |  |  |  |  | 2020 | Cave, B., et al. (2020), Ore Geology Reviews 124, 103647 |  | AUS | Queensland
| Mount Isa Copper Operations, Black Star Mine | No. 5 and No. 9 Pb-Zn orebodies, 650 Cu orebody, 1100 Cu orebody, 3000 Cu orebody | Seafloor hydrothermal | Sedimentary Exhalative (SEDEX) | SEDEX zinc-lead-copper | Cu, Pb, Zn | Ag | Cu, Pb, Zn, Ag | Cave et al., 2020 |  | 124-BASEMENTCPY-3.d | 124-BASEMENTCPY-3.d-1 | underground mine, open pit |  |  |  |  | ore material | drill core, polished section | drill core | mineral separate | [5 empty] | mineralisation |  |  |  | chalcopyrite, sphalerite, galena | Cu mineralisation stage, Pb-Zn mineralisation stage | replacement, vein infill, stratabound | coarse-grained, medium-grained, fine-grained, stratabound, discordant veins, replacement, infill |  |  |  | pyrite, pyrrhotite, arsenopyrite, siderite, dolomite, calcite, quartz, chlorite, K-feldspar, biotite, apatite, freibergite, tetrahedrite, cobaltite | Resin blocks containing each sample were produced following standard procedures and used for Mineral Liberation Analysis (MLA) mapping and subsequent LA-ICP-MS analyses | LA-ICPMS, EMPA, SEM-EDS | NWR213 solid state 213 nm laser ablation system coupled with an Agilent 7900 quadrupole ICP-MS; Cameca SXFive Electron Microprobe; Quanta600 SEM | Adelaide Microscopy | Ablation was conducted in an atmosphere of He (0.6 L/min) that was mixed with Ar (0.88 L/min) upon leaving the ablation cell; 70 µm diameter spot size with a 25:2 standard sample bracketing approach (2 standards analysed twice every 25 unknowns); MLA maps were acquired using the raster mode with an X-ray spectra collected every 4 µm | STDGL3 (CODES, University of Tasmania; Danyushevsky et al., 2011); GSD-1G | 26.37 | [13 empty] | 0.016 | [5 empty] | 30.8 | [5 empty] | 0.054 | [15 empty] | 282200 |  | 0.163 |  |  |  | 0.67 | [7 empty] | 3 | [29 empty] | 4.6 | [15 empty] | 405800 |  | 3.4 |  |  |  | 3.6 | [5 empty] | 126.6 | [7 empty] | 0.56 | [5 empty] | 0.159 | [13 empty] | 224.6 |  |  |  |  | 2020 | Cave, B., et al. (2020), Ore Geology Reviews 124, 103647 |  | AUS | Queensland
| Mount Isa Copper Operations, Black Star Mine | No. 5 and No. 9 Pb-Zn orebodies, 650 Cu orebody, 1100 Cu orebody, 3000 Cu orebody | Seafloor hydrothermal | Sedimentary Exhalative (SEDEX) | SEDEX zinc-lead-copper | Cu, Pb, Zn | Ag | Cu, Pb, Zn, Ag | Cave et al., 2020 |  | 126-BASEMENTCPY-5.d | 126-BASEMENTCPY-5.d-1 | underground mine, open pit |  |  |  |  | ore material | drill core, polished section | drill core | mineral separate | [5 empty] | mineralisation |  |  |  | chalcopyrite, sphalerite, galena | Cu mineralisation stage, Pb-Zn mineralisation stage | replacement, vein infill, stratabound | coarse-grained, medium-grained, fine-grained, stratabound, discordant veins, replacement, infill |  |  |  | pyrite, pyrrhotite, arsenopyrite, siderite, dolomite, calcite, quartz, chlorite, K-feldspar, biotite, apatite, freibergite, tetrahedrite, cobaltite | Resin blocks containing each sample were produced following standard procedures and used for Mineral Liberation Analysis (MLA) mapping and subsequent LA-ICP-MS analyses | LA-ICPMS, EMPA, SEM-EDS | NWR213 solid state 213 nm laser ablation system coupled with an Agilent 7900 quadrupole ICP-MS; Cameca SXFive Electron Microprobe; Quanta600 SEM | Adelaide Microscopy | Ablation was conducted in an atmosphere of He (0.6 L/min) that was mixed with Ar (0.88 L/min) upon leaving the ablation cell; 70 µm diameter spot size with a 25:2 standard sample bracketing approach (2 standards analysed twice every 25 unknowns); MLA maps were acquired using the raster mode with an X-ray spectra collected every 4 µm | STDGL3 (CODES, University of Tasmania; Danyushevsky et al., 2011); GSD-1G | 17.59 | [13 empty] | 0.02 | [5 empty] | 38.1 | [5 empty] | 0.058 | [15 empty] | 283400 |  | 0.34 |  |  |  | 0.28 | [7 empty] | 3.5 | [23 empty] | 0.145 | [5 empty] | 22.3 | [15 empty] | 408700 |  | 1.61 |  |  |  | 4.6 | [5 empty] | 123.9 | [7 empty] | 0.76 | [5 empty] | 0.012 | [13 empty] | 168.6 |  |  |  |  | 2020 | Cave, B., et al. (2020), Ore Geology Reviews 124, 103647 |  | AUS | Queensland
| Mount Isa Copper Operations, Black Star Mine | No. 5 and No. 9 Pb-Zn orebodies, 650 Cu orebody, 1100 Cu orebody, 3000 Cu orebody | Seafloor hydrothermal | Sedimentary Exhalative (SEDEX) | SEDEX zinc-lead-copper | Cu, Pb, Zn | Ag | Cu, Pb, Zn, Ag | Cave et al., 2020 |  | 127-BASEMENTCPY-6.d | 127-BASEMENTCPY-6.d-1 | underground mine, open pit |  |  |  |  | ore material | drill core, polished section | drill core | mineral separate | [5 empty] | mineralisation |  |  |  | chalcopyrite, sphalerite, galena | Cu mineralisation stage, Pb-Zn mineralisation stage | replacement, vein infill, stratabound | coarse-grained, medium-grained, fine-grained, stratabound, discordant veins, replacement, infill |  |  |  | pyrite, pyrrhotite, arsenopyrite, siderite, dolomite, calcite, quartz, chlorite, K-feldspar, biotite, apatite, freibergite, tetrahedrite, cobaltite | Resin blocks containing each sample were produced following standard procedures and used for Mineral Liberation Analysis (MLA) mapping and subsequent LA-ICP-MS analyses | LA-ICPMS, EMPA, SEM-EDS | NWR213 solid state 213 nm laser ablation system coupled with an Agilent 7900 quadrupole ICP-MS; Cameca SXFive Electron Microprobe; Quanta600 SEM | Adelaide Microscopy | Ablation was conducted in an atmosphere of He (0.6 L/min) that was mixed with Ar (0.88 L/min) upon leaving the ablation cell; 70 µm diameter spot size with a 25:2 standard sample bracketing approach (2 standards analysed twice every 25 unknowns); MLA maps were acquired using the raster mode with an X-ray spectra collected every 4 µm | STDGL3 (CODES, University of Tasmania; Danyushevsky et al., 2011); GSD-1G | 18.41 |  | 0.56 | [17 empty] | 38.7 | [5 empty] | 0.028 | [15 empty] | 281800 |  | 0.147 | [11 empty] | 3.12 | [29 empty] | 4.15 | [15 empty] | 405800 |  | 2.28 |  |  |  | 2.7 | [5 empty] | 119.2 | [7 empty] | 0.46 | [19 empty] | 267 |  |  |  |  | 2020 | Cave, B., et al. (2020), Ore Geology Reviews 124, 103647 |  | AUS | Queensland
| Mount Isa Copper Operations, Black Star Mine | No. 5 and No. 9 Pb-Zn orebodies, 650 Cu orebody, 1100 Cu orebody, 3000 Cu orebody | Seafloor hydrothermal | Sedimentary Exhalative (SEDEX) | SEDEX zinc-lead-copper | Cu, Pb, Zn | Ag | Cu, Pb, Zn, Ag | Cave et al., 2020 |  | 128-BASEMENTCPY-7.d | 128-BASEMENTCPY-7.d-1 | underground mine, open pit |  |  |  |  | ore material | drill core, polished section | drill core | mineral separate | [5 empty] | mineralisation |  |  |  | chalcopyrite, sphalerite, galena | Cu mineralisation stage, Pb-Zn mineralisation stage | replacement, vein infill, stratabound | coarse-grained, medium-grained, fine-grained, stratabound, discordant veins, replacement, infill |  |  |  | pyrite, pyrrhotite, arsenopyrite, siderite, dolomite, calcite, quartz, chlorite, K-feldspar, biotite, apatite, freibergite, tetrahedrite, cobaltite | Resin blocks containing each sample were produced following standard procedures and used for Mineral Liberation Analysis (MLA) mapping and subsequent LA-ICP-MS analyses | LA-ICPMS, EMPA, SEM-EDS | NWR213 solid state 213 nm laser ablation system coupled with an Agilent 7900 quadrupole ICP-MS; Cameca SXFive Electron Microprobe; Quanta600 SEM | Adelaide Microscopy | Ablation was conducted in an atmosphere of He (0.6 L/min) that was mixed with Ar (0.88 L/min) upon leaving the ablation cell; 70 µm diameter spot size with a 25:2 standard sample bracketing approach (2 standards analysed twice every 25 unknowns); MLA maps were acquired using the raster mode with an X-ray spectra collected every 4 µm | STDGL3 (CODES, University of Tasmania; Danyushevsky et al., 2011); GSD-1G | 18.13 |  | 2.2 | [17 empty] | 31.4 | [5 empty] | 0.039 | [15 empty] | 281600 |  | 0.139 |  |  |  | 0.35 | [7 empty] | 3.058 | [23 empty] | 0.21 | [5 empty] | 1.69 | [15 empty] | 407700 |  | 1.06 |  |  |  | 3.4 | [5 empty] | 125.3 | [13 empty] | 0.013 | [13 empty] | 220.7 |  |  |  |  | 2020 | Cave, B., et al. (2020), Ore Geology Reviews 124, 103647 |  | AUS | Queensland
| Mount Isa Copper Operations, Black Star Mine | No. 5 and No. 9 Pb-Zn orebodies, 650 Cu orebody, 1100 Cu orebody, 3000 Cu orebody | Seafloor hydrothermal | Sedimentary Exhalative (SEDEX) | SEDEX zinc-lead-copper | Cu, Pb, Zn | Ag | Cu, Pb, Zn, Ag | Cave et al., 2020 |  | 129-BASEMENTCPY-8.d | 129-BASEMENTCPY-8.d-1 | underground mine, open pit |  |  |  |  | ore material | drill core, polished section | drill core | mineral separate | [5 empty] | mineralisation |  |  |  | chalcopyrite, sphalerite, galena | Cu mineralisation stage, Pb-Zn mineralisation stage | replacement, vein infill, stratabound | coarse-grained, medium-grained, fine-grained, stratabound, discordant veins, replacement, infill |  |  |  | pyrite, pyrrhotite, arsenopyrite, siderite, dolomite, calcite, quartz, chlorite, K-feldspar, biotite, apatite, freibergite, tetrahedrite, cobaltite | Resin blocks containing each sample were produced following standard procedures and used for Mineral Liberation Analysis (MLA) mapping and subsequent LA-ICP-MS analyses | LA-ICPMS, EMPA, SEM-EDS | NWR213 solid state 213 nm laser ablation system coupled with an Agilent 7900 quadrupole ICP-MS; Cameca SXFive Electron Microprobe; Quanta600 SEM | Adelaide Microscopy | Ablation was conducted in an atmosphere of He (0.6 L/min) that was mixed with Ar (0.88 L/min) upon leaving the ablation cell; 70 µm diameter spot size with a 25:2 standard sample bracketing approach (2 standards analysed twice every 25 unknowns); MLA maps were acquired using the raster mode with an X-ray spectra collected every 4 µm | STDGL3 (CODES, University of Tasmania; Danyushevsky et al., 2011); GSD-1G | 38.79 |  |  |  | 31 | [9 empty] | 0.087 | [5 empty] | 28.3 | [21 empty] | 283100 |  | 0.334 | [11 empty] | 3.1 | [23 empty] | 0.95 | [5 empty] | 14.3 | [15 empty] | 410700 |  | 15 |  |  |  | 2.4 | [5 empty] | 127 | [7 empty] | 0.73 | [5 empty] | 0.215 | [13 empty] | 173.4 |  |  |  |  | 2020 | Cave, B., et al. (2020), Ore Geology Reviews 124, 103647 |  | AUS | Queensland
| Mount Isa Copper Operations, Black Star Mine | No. 5 and No. 9 Pb-Zn orebodies, 650 Cu orebody, 1100 Cu orebody, 3000 Cu orebody | Seafloor hydrothermal | Sedimentary Exhalative (SEDEX) | SEDEX zinc-lead-copper | Cu, Pb, Zn | Ag | Cu, Pb, Zn, Ag | Cave et al., 2020 |  | 130-BASEMENTCPY-9.d | 130-BASEMENTCPY-9.d-1 | underground mine, open pit |  |  |  |  | ore material | drill core, polished section | drill core | mineral separate | [5 empty] | mineralisation |  |  |  | chalcopyrite, sphalerite, galena | Cu mineralisation stage, Pb-Zn mineralisation stage | replacement, vein infill, stratabound | coarse-grained, medium-grained, fine-grained, stratabound, discordant veins, replacement, infill |  |  |  | pyrite, pyrrhotite, arsenopyrite, siderite, dolomite, calcite, quartz, chlorite, K-feldspar, biotite, apatite, freibergite, tetrahedrite, cobaltite | Resin blocks containing each sample were produced following standard procedures and used for Mineral Liberation Analysis (MLA) mapping and subsequent LA-ICP-MS analyses | LA-ICPMS, EMPA, SEM-EDS | NWR213 solid state 213 nm laser ablation system coupled with an Agilent 7900 quadrupole ICP-MS; Cameca SXFive Electron Microprobe; Quanta600 SEM | Adelaide Microscopy | Ablation was conducted in an atmosphere of He (0.6 L/min) that was mixed with Ar (0.88 L/min) upon leaving the ablation cell; 70 µm diameter spot size with a 25:2 standard sample bracketing approach (2 standards analysed twice every 25 unknowns); MLA maps were acquired using the raster mode with an X-ray spectra collected every 4 µm | STDGL3 (CODES, University of Tasmania; Danyushevsky et al., 2011); GSD-1G | 17.63 |  | 0.51 | [17 empty] | 48.2 | [5 empty] | 0.044 | [15 empty] | 276200 |  | 0.036 |  |  |  | 0.21 | [7 empty] | 3.063 | [29 empty] | 3.36 | [15 empty] | 402100 |  | 0.91 |  |  |  | 2.2 | [5 empty] | 126.2 | [27 empty] | 420 |  |  |  |  | 2020 | Cave, B., et al. (2020), Ore Geology Reviews 124, 103647 |  | AUS | Queensland
| Mount Isa Copper Operations, Black Star Mine | No. 5 and No. 9 Pb-Zn orebodies, 650 Cu orebody, 1100 Cu orebody, 3000 Cu orebody | Seafloor hydrothermal | Sedimentary Exhalative (SEDEX) | SEDEX zinc-lead-copper | Cu, Pb, Zn | Ag | Cu, Pb, Zn, Ag | Cave et al., 2020 |  | 131-BASEMENTCPY-10.d | 131-BASEMENTCPY-10.d-1 | underground mine, open pit |  |  |  |  | ore material | drill core, polished section | drill core | mineral separate | [5 empty] | mineralisation |  |  |  | chalcopyrite, sphalerite, galena | Cu mineralisation stage, Pb-Zn mineralisation stage | replacement, vein infill, stratabound | coarse-grained, medium-grained, fine-grained, stratabound, discordant veins, replacement, infill |  |  |  | pyrite, pyrrhotite, arsenopyrite, siderite, dolomite, calcite, quartz, chlorite, K-feldspar, biotite, apatite, freibergite, tetrahedrite, cobaltite | Resin blocks containing each sample were produced following standard procedures and used for Mineral Liberation Analysis (MLA) mapping and subsequent LA-ICP-MS analyses | LA-ICPMS, EMPA, SEM-EDS | NWR213 solid state 213 nm laser ablation system coupled with an Agilent 7900 quadrupole ICP-MS; Cameca SXFive Electron Microprobe; Quanta600 SEM | Adelaide Microscopy | Ablation was conducted in an atmosphere of He (0.6 L/min) that was mixed with Ar (0.88 L/min) upon leaving the ablation cell; 70 µm diameter spot size with a 25:2 standard sample bracketing approach (2 standards analysed twice every 25 unknowns); MLA maps were acquired using the raster mode with an X-ray spectra collected every 4 µm | STDGL3 (CODES, University of Tasmania; Danyushevsky et al., 2011); GSD-1G | 23.38 | [13 empty] | 0.011 | [5 empty] | 169 | [5 empty] | 0.036 | [15 empty] | 281000 |  | 0.118 | [11 empty] | 2.998 | [29 empty] | 3.06 | [15 empty] | 401100 |  | 4.37 |  |  |  | 2.4 | [5 empty] | 122.2 | [13 empty] | 0.138 | [13 empty] | 516 |  |  |  |  | 2020 | Cave, B., et al. (2020), Ore Geology Reviews 124, 103647 |  | AUS | Queensland
| Mount Isa Copper Operations, Black Star Mine | No. 5 and No. 9 Pb-Zn orebodies, 650 Cu orebody, 1100 Cu orebody, 3000 Cu orebody | Seafloor hydrothermal | Sedimentary Exhalative (SEDEX) | SEDEX zinc-lead-copper | Cu, Pb, Zn | Ag | Cu, Pb, Zn, Ag | Cave et al., 2020 |  | 132-BASEMENTCPY-11.d | 132-BASEMENTCPY-11.d-1 | underground mine, open pit |  |  |  |  | ore material | drill core, polished section | drill core | mineral separate | [5 empty] | mineralisation |  |  |  | chalcopyrite, sphalerite, galena | Cu mineralisation stage, Pb-Zn mineralisation stage | replacement, vein infill, stratabound | coarse-grained, medium-grained, fine-grained, stratabound, discordant veins, replacement, infill |  |  |  | pyrite, pyrrhotite, arsenopyrite, siderite, dolomite, calcite, quartz, chlorite, K-feldspar, biotite, apatite, freibergite, tetrahedrite, cobaltite | Resin blocks containing each sample were produced following standard procedures and used for Mineral Liberation Analysis (MLA) mapping and subsequent LA-ICP-MS analyses | LA-ICPMS, EMPA, SEM-EDS | NWR213 solid state 213 nm laser ablation system coupled with an Agilent 7900 quadrupole ICP-MS; Cameca SXFive Electron Microprobe; Quanta600 SEM | Adelaide Microscopy | Ablation was conducted in an atmosphere of He (0.6 L/min) that was mixed with Ar (0.88 L/min) upon leaving the ablation cell; 70 µm diameter spot size with a 25:2 standard sample bracketing approach (2 standards analysed twice every 25 unknowns); MLA maps were acquired using the raster mode with an X-ray spectra collected every 4 µm | STDGL3 (CODES, University of Tasmania; Danyushevsky et al., 2011); GSD-1G | 19.01 | [19 empty] | 71.7 | [5 empty] | 0.043 | [15 empty] | 282000 |  | 0.142 | [11 empty] | 3.04 | [23 empty] | 0.183 | [5 empty] | 5 | [15 empty] | 409300 |  | 0.517 |  |  |  | 1.4 | [5 empty] | 122.8 | [7 empty] | 0.5 | [19 empty] | 283 |  |  |  |  | 2020 | Cave, B., et al. (2020), Ore Geology Reviews 124, 103647 |  | AUS | Queensland
| Mount Isa Copper Operations, Black Star Mine | No. 5 and No. 9 Pb-Zn orebodies, 650 Cu orebody, 1100 Cu orebody, 3000 Cu orebody | Seafloor hydrothermal | Sedimentary Exhalative (SEDEX) | SEDEX zinc-lead-copper | Cu, Pb, Zn | Ag | Cu, Pb, Zn, Ag | Cave et al., 2020 |  | 133-BASEMENTCPY-12.d | 133-BASEMENTCPY-12.d-1 | underground mine, open pit |  |  |  |  | ore material | drill core, polished section | drill core | mineral separate | [5 empty] | mineralisation |  |  |  | chalcopyrite, sphalerite, galena | Cu mineralisation stage, Pb-Zn mineralisation stage | replacement, vein infill, stratabound | coarse-grained, medium-grained, fine-grained, stratabound, discordant veins, replacement, infill |  |  |  | pyrite, pyrrhotite, arsenopyrite, siderite, dolomite, calcite, quartz, chlorite, K-feldspar, biotite, apatite, freibergite, tetrahedrite, cobaltite | Resin blocks containing each sample were produced following standard procedures and used for Mineral Liberation Analysis (MLA) mapping and subsequent LA-ICP-MS analyses | LA-ICPMS, EMPA, SEM-EDS | NWR213 solid state 213 nm laser ablation system coupled with an Agilent 7900 quadrupole ICP-MS; Cameca SXFive Electron Microprobe; Quanta600 SEM | Adelaide Microscopy | Ablation was conducted in an atmosphere of He (0.6 L/min) that was mixed with Ar (0.88 L/min) upon leaving the ablation cell; 70 µm diameter spot size with a 25:2 standard sample bracketing approach (2 standards analysed twice every 25 unknowns); MLA maps were acquired using the raster mode with an X-ray spectra collected every 4 µm | STDGL3 (CODES, University of Tasmania; Danyushevsky et al., 2011); GSD-1G | 18.09 | [19 empty] | 116 | [5 empty] | 0.037 | [15 empty] | 282300 |  | 0.096 | [11 empty] | 3.14 | [23 empty] | 0.059 | [5 empty] | 2.04 | [15 empty] | 402700 |  | 0.567 |  |  |  | 2.1 | [5 empty] | 123.6 | [7 empty] | 0.54 | [19 empty] | 630 |  |  |  |  | 2020 | Cave, B., et al. (2020), Ore Geology Reviews 124, 103647 |  | AUS | Queensland
| Mount Isa Copper Operations, Black Star Mine | No. 5 and No. 9 Pb-Zn orebodies, 650 Cu orebody, 1100 Cu orebody, 3000 Cu orebody | Seafloor hydrothermal | Sedimentary Exhalative (SEDEX) | SEDEX zinc-lead-copper | Cu, Pb, Zn | Ag | Cu, Pb, Zn, Ag | Cave et al., 2020 |  | 134-BASEMENTCPY-13.d | 134-BASEMENTCPY-13.d-1 | underground mine, open pit |  |  |  |  | ore material | drill core, polished section | drill core | mineral separate | [5 empty] | mineralisation |  |  |  | chalcopyrite, sphalerite, galena | Cu mineralisation stage, Pb-Zn mineralisation stage | replacement, vein infill, stratabound | coarse-grained, medium-grained, fine-grained, stratabound, discordant veins, replacement, infill |  |  |  | pyrite, pyrrhotite, arsenopyrite, siderite, dolomite, calcite, quartz, chlorite, K-feldspar, biotite, apatite, freibergite, tetrahedrite, cobaltite | Resin blocks containing each sample were produced following standard procedures and used for Mineral Liberation Analysis (MLA) mapping and subsequent LA-ICP-MS analyses | LA-ICPMS, EMPA, SEM-EDS | NWR213 solid state 213 nm laser ablation system coupled with an Agilent 7900 quadrupole ICP-MS; Cameca SXFive Electron Microprobe; Quanta600 SEM | Adelaide Microscopy | Ablation was conducted in an atmosphere of He (0.6 L/min) that was mixed with Ar (0.88 L/min) upon leaving the ablation cell; 70 µm diameter spot size with a 25:2 standard sample bracketing approach (2 standards analysed twice every 25 unknowns); MLA maps were acquired using the raster mode with an X-ray spectra collected every 4 µm | STDGL3 (CODES, University of Tasmania; Danyushevsky et al., 2011); GSD-1G | 18.9 | [19 empty] | 62.7 | [5 empty] | 0.028 | [15 empty] | 281100 |  | 0.092 | [11 empty] | 3.009 | [29 empty] | 2.83 | [15 empty] | 401600 |  | 1.353 |  |  |  | 3.3 | [5 empty] | 125 | [7 empty] | 0.32 | [5 empty] | 0.065 | [13 empty] | 260 |  |  |  |  | 2020 | Cave, B., et al. (2020), Ore Geology Reviews 124, 103647 |  | AUS | Queensland
| Mount Isa Copper Operations, Black Star Mine | No. 5 and No. 9 Pb-Zn orebodies, 650 Cu orebody, 1100 Cu orebody, 3000 Cu orebody | Seafloor hydrothermal | Sedimentary Exhalative (SEDEX) | SEDEX zinc-lead-copper | Cu, Pb, Zn | Ag | Cu, Pb, Zn, Ag | Cave et al., 2020 |  | 135-BASEMENTCPY-14.d | 135-BASEMENTCPY-14.d-1 | underground mine, open pit |  |  |  |  | ore material | drill core, polished section | drill core | mineral separate | [5 empty] | mineralisation |  |  |  | chalcopyrite, sphalerite, galena | Cu mineralisation stage, Pb-Zn mineralisation stage | replacement, vein infill, stratabound | coarse-grained, medium-grained, fine-grained, stratabound, discordant veins, replacement, infill |  |  |  | pyrite, pyrrhotite, arsenopyrite, siderite, dolomite, calcite, quartz, chlorite, K-feldspar, biotite, apatite, freibergite, tetrahedrite, cobaltite | Resin blocks containing each sample were produced following standard procedures and used for Mineral Liberation Analysis (MLA) mapping and subsequent LA-ICP-MS analyses | LA-ICPMS, EMPA, SEM-EDS | NWR213 solid state 213 nm laser ablation system coupled with an Agilent 7900 quadrupole ICP-MS; Cameca SXFive Electron Microprobe; Quanta600 SEM | Adelaide Microscopy | Ablation was conducted in an atmosphere of He (0.6 L/min) that was mixed with Ar (0.88 L/min) upon leaving the ablation cell; 70 µm diameter spot size with a 25:2 standard sample bracketing approach (2 standards analysed twice every 25 unknowns); MLA maps were acquired using the raster mode with an X-ray spectra collected every 4 µm | STDGL3 (CODES, University of Tasmania; Danyushevsky et al., 2011); GSD-1G | 22.11 |  | 1.21 | [17 empty] | 59 | [5 empty] | 0.038 | [15 empty] | 287000 |  | 0.108 |  |  |  | 0.39 | [7 empty] | 3.04 | [23 empty] | 0.2 | [5 empty] | 13.3 | [15 empty] | 409100 |  | 2.39 | [9 empty] | 123.1 | [7 empty] | 0.57 | [5 empty] | 0.074 | [13 empty] | 239.1 |  |  |  |  | 2020 | Cave, B., et al. (2020), Ore Geology Reviews 124, 103647 |  | AUS | Queensland
| Mount Isa Copper Operations, Black Star Mine | No. 5 and No. 9 Pb-Zn orebodies, 650 Cu orebody, 1100 Cu orebody, 3000 Cu orebody | Seafloor hydrothermal | Sedimentary Exhalative (SEDEX) | SEDEX zinc-lead-copper | Cu, Pb, Zn | Ag | Cu, Pb, Zn, Ag | Cave et al., 2020 |  | 136-BASEMENTCPY-15.d | 136-BASEMENTCPY-15.d-1 | underground mine, open pit |  |  |  |  | ore material | drill core, polished section | drill core | mineral separate | [5 empty] | mineralisation |  |  |  | chalcopyrite, sphalerite, galena | Cu mineralisation stage, Pb-Zn mineralisation stage | replacement, vein infill, stratabound | coarse-grained, medium-grained, fine-grained, stratabound, discordant veins, replacement, infill |  |  |  | pyrite, pyrrhotite, arsenopyrite, siderite, dolomite, calcite, quartz, chlorite, K-feldspar, biotite, apatite, freibergite, tetrahedrite, cobaltite | Resin blocks containing each sample were produced following standard procedures and used for Mineral Liberation Analysis (MLA) mapping and subsequent LA-ICP-MS analyses | LA-ICPMS, EMPA, SEM-EDS | NWR213 solid state 213 nm laser ablation system coupled with an Agilent 7900 quadrupole ICP-MS; Cameca SXFive Electron Microprobe; Quanta600 SEM | Adelaide Microscopy | Ablation was conducted in an atmosphere of He (0.6 L/min) that was mixed with Ar (0.88 L/min) upon leaving the ablation cell; 70 µm diameter spot size with a 25:2 standard sample bracketing approach (2 standards analysed twice every 25 unknowns); MLA maps were acquired using the raster mode with an X-ray spectra collected every 4 µm | STDGL3 (CODES, University of Tasmania; Danyushevsky et al., 2011); GSD-1G | 19.21 |  | 0.47 | [11 empty] | 0.016 | [5 empty] | 60 | [5 empty] | 0.049 | [15 empty] | 281800 |  | 0.294 | [11 empty] | 3.1 | [23 empty] | 0.159 | [5 empty] | 7.1 | [15 empty] | 416200 |  | 2.19 |  |  |  | 3 | [5 empty] | 127.1 | [7 empty] | 0.75 | [5 empty] | 0.166 | [13 empty] | 217.8 |  |  |  |  | 2020 | Cave, B., et al. (2020), Ore Geology Reviews 124, 103647 |  | AUS | Queensland
| Mount Isa Copper Operations, Black Star Mine | No. 5 and No. 9 Pb-Zn orebodies, 650 Cu orebody, 1100 Cu orebody, 3000 Cu orebody | Seafloor hydrothermal | Sedimentary Exhalative (SEDEX) | SEDEX zinc-lead-copper | Cu, Pb, Zn | Ag | Cu, Pb, Zn, Ag | Cave et al., 2020 |  | 137-BASEMENTCPY-16.d | 137-BASEMENTCPY-16.d-1 | underground mine, open pit |  |  |  |  | ore material | drill core, polished section | drill core | mineral separate | [5 empty] | mineralisation |  |  |  | chalcopyrite, sphalerite, galena | Cu mineralisation stage, Pb-Zn mineralisation stage | replacement, vein infill, stratabound | coarse-grained, medium-grained, fine-grained, stratabound, discordant veins, replacement, infill |  |  |  | pyrite, pyrrhotite, arsenopyrite, siderite, dolomite, calcite, quartz, chlorite, K-feldspar, biotite, apatite, freibergite, tetrahedrite, cobaltite | Resin blocks containing each sample were produced following standard procedures and used for Mineral Liberation Analysis (MLA) mapping and subsequent LA-ICP-MS analyses | LA-ICPMS, EMPA, SEM-EDS | NWR213 solid state 213 nm laser ablation system coupled with an Agilent 7900 quadrupole ICP-MS; Cameca SXFive Electron Microprobe; Quanta600 SEM | Adelaide Microscopy | Ablation was conducted in an atmosphere of He (0.6 L/min) that was mixed with Ar (0.88 L/min) upon leaving the ablation cell; 70 µm diameter spot size with a 25:2 standard sample bracketing approach (2 standards analysed twice every 25 unknowns); MLA maps were acquired using the raster mode with an X-ray spectra collected every 4 µm | STDGL3 (CODES, University of Tasmania; Danyushevsky et al., 2011); GSD-1G | 24.64 | [13 empty] | 0.018 | [5 empty] | 44.8 | [5 empty] | 0.029 | [15 empty] | 284200 |  | 0.625 | [11 empty] | 3.02 | [29 empty] | 6.9 | [15 empty] | 408700 |  | 0.758 |  |  |  | 2 | [5 empty] | 118.4 | [27 empty] | 180.3 |  |  |  |  | 2020 | Cave, B., et al. (2020), Ore Geology Reviews 124, 103647 |  | AUS | Queensland
| Mount Isa Copper Operations, Black Star Mine | No. 5 and No. 9 Pb-Zn orebodies, 650 Cu orebody, 1100 Cu orebody, 3000 Cu orebody | Seafloor hydrothermal | Sedimentary Exhalative (SEDEX) | SEDEX zinc-lead-copper | Cu, Pb, Zn | Ag | Cu, Pb, Zn, Ag | Cave et al., 2020 |  | 138-BASEMENTCPY-17.d | 138-BASEMENTCPY-17.d-1 | underground mine, open pit |  |  |  |  | ore material | drill core, polished section | drill core | mineral separate | [5 empty] | mineralisation |  |  |  | chalcopyrite, sphalerite, galena | Cu mineralisation stage, Pb-Zn mineralisation stage | replacement, vein infill, stratabound | coarse-grained, medium-grained, fine-grained, stratabound, discordant veins, replacement, infill |  |  |  | pyrite, pyrrhotite, arsenopyrite, siderite, dolomite, calcite, quartz, chlorite, K-feldspar, biotite, apatite, freibergite, tetrahedrite, cobaltite | Resin blocks containing each sample were produced following standard procedures and used for Mineral Liberation Analysis (MLA) mapping and subsequent LA-ICP-MS analyses | LA-ICPMS, EMPA, SEM-EDS | NWR213 solid state 213 nm laser ablation system coupled with an Agilent 7900 quadrupole ICP-MS; Cameca SXFive Electron Microprobe; Quanta600 SEM | Adelaide Microscopy | Ablation was conducted in an atmosphere of He (0.6 L/min) that was mixed with Ar (0.88 L/min) upon leaving the ablation cell; 70 µm diameter spot size with a 25:2 standard sample bracketing approach (2 standards analysed twice every 25 unknowns); MLA maps were acquired using the raster mode with an X-ray spectra collected every 4 µm | STDGL3 (CODES, University of Tasmania; Danyushevsky et al., 2011); GSD-1G | 19.48 | [19 empty] | 47.6 | [5 empty] | 0.035 | [15 empty] | 280900 |  | 0.409 | [11 empty] | 2.793 | [29 empty] | 10.1 | [15 empty] | 414300 |  | 1.23 |  |  |  | 3.2 | [5 empty] | 122.9 | [7 empty] | 0.67 | [19 empty] | 164.1 |  |  |  |  | 2020 | Cave, B., et al. (2020), Ore Geology Reviews 124, 103647 |  | AUS | Queensland
| Mount Isa Copper Operations, Black Star Mine | No. 5 and No. 9 Pb-Zn orebodies, 650 Cu orebody, 1100 Cu orebody, 3000 Cu orebody | Seafloor hydrothermal | Sedimentary Exhalative (SEDEX) | SEDEX zinc-lead-copper | Cu, Pb, Zn | Ag | Cu, Pb, Zn, Ag | Cave et al., 2020 |  | 139-BASEMENTCPY-18.d | 139-BASEMENTCPY-18.d-1 | underground mine, open pit |  |  |  |  | ore material | drill core, polished section | drill core | mineral separate | [5 empty] | mineralisation |  |  |  | chalcopyrite, sphalerite, galena | Cu mineralisation stage, Pb-Zn mineralisation stage | replacement, vein infill, stratabound | coarse-grained, medium-grained, fine-grained, stratabound, discordant veins, replacement, infill |  |  |  | pyrite, pyrrhotite, arsenopyrite, siderite, dolomite, calcite, quartz, chlorite, K-feldspar, biotite, apatite, freibergite, tetrahedrite, cobaltite | Resin blocks containing each sample were produced following standard procedures and used for Mineral Liberation Analysis (MLA) mapping and subsequent LA-ICP-MS analyses | LA-ICPMS, EMPA, SEM-EDS | NWR213 solid state 213 nm laser ablation system coupled with an Agilent 7900 quadrupole ICP-MS; Cameca SXFive Electron Microprobe; Quanta600 SEM | Adelaide Microscopy | Ablation was conducted in an atmosphere of He (0.6 L/min) that was mixed with Ar (0.88 L/min) upon leaving the ablation cell; 70 µm diameter spot size with a 25:2 standard sample bracketing approach (2 standards analysed twice every 25 unknowns); MLA maps were acquired using the raster mode with an X-ray spectra collected every 4 µm | STDGL3 (CODES, University of Tasmania; Danyushevsky et al., 2011); GSD-1G | 17.7 | [13 empty] | 0.02 | [5 empty] | 57.2 | [5 empty] | 0.051 | [15 empty] | 279600 |  | 0.205 | [11 empty] | 2.98 | [23 empty] | 0.155 | [5 empty] | 7.3 | [15 empty] | 407700 |  | 1.14 |  |  |  | 4.5 | [5 empty] | 124.3 | [7 empty] | 0.41 | [19 empty] | 223 |  |  |  |  | 2020 | Cave, B., et al. (2020), Ore Geology Reviews 124, 103647 |  | AUS | Queensland
| Mount Isa Copper Operations, Black Star Mine | No. 5 and No. 9 Pb-Zn orebodies, 650 Cu orebody, 1100 Cu orebody, 3000 Cu orebody | Seafloor hydrothermal | Sedimentary Exhalative (SEDEX) | SEDEX zinc-lead-copper | Cu, Pb, Zn | Ag | Cu, Pb, Zn, Ag | Cave et al., 2020 |  | 140-BASEMENTCPY-19.d | 140-BASEMENTCPY-19.d-1 | underground mine, open pit |  |  |  |  | ore material | drill core, polished section | drill core | mineral separate | [5 empty] | mineralisation |  |  |  | chalcopyrite, sphalerite, galena | Cu mineralisation stage, Pb-Zn mineralisation stage | replacement, vein infill, stratabound | coarse-grained, medium-grained, fine-grained, stratabound, discordant veins, replacement, infill |  |  |  | pyrite, pyrrhotite, arsenopyrite, siderite, dolomite, calcite, quartz, chlorite, K-feldspar, biotite, apatite, freibergite, tetrahedrite, cobaltite | Resin blocks containing each sample were produced following standard procedures and used for Mineral Liberation Analysis (MLA) mapping and subsequent LA-ICP-MS analyses | LA-ICPMS, EMPA, SEM-EDS | NWR213 solid state 213 nm laser ablation system coupled with an Agilent 7900 quadrupole ICP-MS; Cameca SXFive Electron Microprobe; Quanta600 SEM | Adelaide Microscopy | Ablation was conducted in an atmosphere of He (0.6 L/min) that was mixed with Ar (0.88 L/min) upon leaving the ablation cell; 70 µm diameter spot size with a 25:2 standard sample bracketing approach (2 standards analysed twice every 25 unknowns); MLA maps were acquired using the raster mode with an X-ray spectra collected every 4 µm | STDGL3 (CODES, University of Tasmania; Danyushevsky et al., 2011); GSD-1G | 23 | [13 empty] | 0.025 | [5 empty] | 77 | [5 empty] | 0.034 | [15 empty] | 282500 |  | 0.134 | [11 empty] | 2.997 | [23 empty] | 0.155 | [5 empty] | 6.5 | [15 empty] | 410700 |  | 5.2 |  |  |  | 3.8 | [5 empty] | 122.8 | [13 empty] | 0.174 | [13 empty] | 288 |  |  |  |  | 2020 | Cave, B., et al. (2020), Ore Geology Reviews 124, 103647 |  | AUS | Queensland
| Mount Isa Copper Operations, Black Star Mine | No. 5 and No. 9 Pb-Zn orebodies, 650 Cu orebody, 1100 Cu orebody, 3000 Cu orebody | Seafloor hydrothermal | Sedimentary Exhalative (SEDEX) | SEDEX zinc-lead-copper | Cu, Pb, Zn | Ag | Cu, Pb, Zn, Ag | Cave et al., 2020 |  | 141-BASEMENTCPY-20.d | 141-BASEMENTCPY-20.d-1 | underground mine, open pit |  |  |  |  | ore material | drill core, polished section | drill core | mineral separate | [5 empty] | mineralisation |  |  |  | chalcopyrite, sphalerite, galena | Cu mineralisation stage, Pb-Zn mineralisation stage | replacement, vein infill, stratabound | coarse-grained, medium-grained, fine-grained, stratabound, discordant veins, replacement, infill |  |  |  | pyrite, pyrrhotite, arsenopyrite, siderite, dolomite, calcite, quartz, chlorite, K-feldspar, biotite, apatite, freibergite, tetrahedrite, cobaltite | Resin blocks containing each sample were produced following standard procedures and used for Mineral Liberation Analysis (MLA) mapping and subsequent LA-ICP-MS analyses | LA-ICPMS, EMPA, SEM-EDS | NWR213 solid state 213 nm laser ablation system coupled with an Agilent 7900 quadrupole ICP-MS; Cameca SXFive Electron Microprobe; Quanta600 SEM | Adelaide Microscopy | Ablation was conducted in an atmosphere of He (0.6 L/min) that was mixed with Ar (0.88 L/min) upon leaving the ablation cell; 70 µm diameter spot size with a 25:2 standard sample bracketing approach (2 standards analysed twice every 25 unknowns); MLA maps were acquired using the raster mode with an X-ray spectra collected every 4 µm | STDGL3 (CODES, University of Tasmania; Danyushevsky et al., 2011); GSD-1G | 26.77 | [13 empty] | 0.41 | [5 empty] | 67.1 | [5 empty] | 0.072 | [15 empty] | 279700 |  | 0.055 | [11 empty] | 3.193 | [23 empty] | 0.089 | [5 empty] | 480 | [15 empty] | 418800 |  | 16.7 |  |  |  | 4.6 | [5 empty] | 135.5 | [7 empty] | 0.58 | [5 empty] | 0.398 | [13 empty] | 230.5 |  |  |  |  | 2020 | Cave, B., et al. (2020), Ore Geology Reviews 124, 103647 |  | AUS | Queensland
| Mount Isa Copper Operations, Black Star Mine | No. 5 and No. 9 Pb-Zn orebodies, 650 Cu orebody, 1100 Cu orebody, 3000 Cu orebody | Seafloor hydrothermal | Sedimentary Exhalative (SEDEX) | SEDEX zinc-lead-copper | Cu, Pb, Zn | Ag | Cu, Pb, Zn, Ag | Cave et al., 2020 |  | 142-BASEMENTCPY-21.d | 142-BASEMENTCPY-21.d-1 | underground mine, open pit |  |  |  |  | ore material | drill core, polished section | drill core | mineral separate | [5 empty] | mineralisation |  |  |  | chalcopyrite, sphalerite, galena | Cu mineralisation stage, Pb-Zn mineralisation stage | replacement, vein infill, stratabound | coarse-grained, medium-grained, fine-grained, stratabound, discordant veins, replacement, infill |  |  |  | pyrite, pyrrhotite, arsenopyrite, siderite, dolomite, calcite, quartz, chlorite, K-feldspar, biotite, apatite, freibergite, tetrahedrite, cobaltite | Resin blocks containing each sample were produced following standard procedures and used for Mineral Liberation Analysis (MLA) mapping and subsequent LA-ICP-MS analyses | LA-ICPMS, EMPA, SEM-EDS | NWR213 solid state 213 nm laser ablation system coupled with an Agilent 7900 quadrupole ICP-MS; Cameca SXFive Electron Microprobe; Quanta600 SEM | Adelaide Microscopy | Ablation was conducted in an atmosphere of He (0.6 L/min) that was mixed with Ar (0.88 L/min) upon leaving the ablation cell; 70 µm diameter spot size with a 25:2 standard sample bracketing approach (2 standards analysed twice every 25 unknowns); MLA maps were acquired using the raster mode with an X-ray spectra collected every 4 µm | STDGL3 (CODES, University of Tasmania; Danyushevsky et al., 2011); GSD-1G | 20.13 | [19 empty] | 267 | [5 empty] | 0.035 | [15 empty] | 282200 |  | 0.134 | [11 empty] | 3.046 | [23 empty] | 0.174 | [5 empty] | 2.81 | [15 empty] | 413200 |  | 0.921 | [9 empty] | 125.3 | [7 empty] | 0.33 | [5 empty] | 0.028 | [13 empty] | 1490 |  |  |  |  | 2020 | Cave, B., et al. (2020), Ore Geology Reviews 124, 103647 |  | AUS | Queensland
| Mount Isa Copper Operations, Black Star Mine | No. 5 and No. 9 Pb-Zn orebodies, 650 Cu orebody, 1100 Cu orebody, 3000 Cu orebody | Seafloor hydrothermal | Sedimentary Exhalative (SEDEX) | SEDEX zinc-lead-copper | Cu, Pb, Zn | Ag | Cu, Pb, Zn, Ag | Cave et al., 2020 |  | 143-BASEMENTCPY-22.d | 143-BASEMENTCPY-22.d-1 | underground mine, open pit |  |  |  |  | ore material | drill core, polished section | drill core | mineral separate | [5 empty] | mineralisation |  |  |  | chalcopyrite, sphalerite, galena | Cu mineralisation stage, Pb-Zn mineralisation stage | replacement, vein infill, stratabound | coarse-grained, medium-grained, fine-grained, stratabound, discordant veins, replacement, infill |  |  |  | pyrite, pyrrhotite, arsenopyrite, siderite, dolomite, calcite, quartz, chlorite, K-feldspar, biotite, apatite, freibergite, tetrahedrite, cobaltite | Resin blocks containing each sample were produced following standard procedures and used for Mineral Liberation Analysis (MLA) mapping and subsequent LA-ICP-MS analyses | LA-ICPMS, EMPA, SEM-EDS | NWR213 solid state 213 nm laser ablation system coupled with an Agilent 7900 quadrupole ICP-MS; Cameca SXFive Electron Microprobe; Quanta600 SEM | Adelaide Microscopy | Ablation was conducted in an atmosphere of He (0.6 L/min) that was mixed with Ar (0.88 L/min) upon leaving the ablation cell; 70 µm diameter spot size with a 25:2 standard sample bracketing approach (2 standards analysed twice every 25 unknowns); MLA maps were acquired using the raster mode with an X-ray spectra collected every 4 µm | STDGL3 (CODES, University of Tasmania; Danyushevsky et al., 2011); GSD-1G | 20.11 |  |  |  | 1.18 | [15 empty] | 65 | [5 empty] | 0.18 | [15 empty] | 279400 |  | 0.138 | [11 empty] | 3.048 | [29 empty] | 2.54 | [15 empty] | 410100 |  | 0.728 |  |  |  | 2.5 | [5 empty] | 122.3 | [7 empty] | 0.45 | [5 empty] | 0.029 | [13 empty] | 251 |  |  |  |  | 2020 | Cave, B., et al. (2020), Ore Geology Reviews 124, 103647 |  | AUS | Queensland
| Mount Isa Copper Operations, Black Star Mine | No. 5 and No. 9 Pb-Zn orebodies, 650 Cu orebody, 1100 Cu orebody, 3000 Cu orebody | Seafloor hydrothermal | Sedimentary Exhalative (SEDEX) | SEDEX zinc-lead-copper | Cu, Pb, Zn | Ag | Cu, Pb, Zn, Ag | Cave et al., 2020 |  | 144-BASEMENTCPY-23.d | 144-BASEMENTCPY-23.d-1 | underground mine, open pit |  |  |  |  | ore material | drill core, polished section | drill core | mineral separate | [5 empty] | mineralisation |  |  |  | chalcopyrite, sphalerite, galena | Cu mineralisation stage, Pb-Zn mineralisation stage | replacement, vein infill, stratabound | coarse-grained, medium-grained, fine-grained, stratabound, discordant veins, replacement, infill |  |  |  | pyrite, pyrrhotite, arsenopyrite, siderite, dolomite, calcite, quartz, chlorite, K-feldspar, biotite, apatite, freibergite, tetrahedrite, cobaltite | Resin blocks containing each sample were produced following standard procedures and used for Mineral Liberation Analysis (MLA) mapping and subsequent LA-ICP-MS analyses | LA-ICPMS, EMPA, SEM-EDS | NWR213 solid state 213 nm laser ablation system coupled with an Agilent 7900 quadrupole ICP-MS; Cameca SXFive Electron Microprobe; Quanta600 SEM | Adelaide Microscopy | Ablation was conducted in an atmosphere of He (0.6 L/min) that was mixed with Ar (0.88 L/min) upon leaving the ablation cell; 70 µm diameter spot size with a 25:2 standard sample bracketing approach (2 standards analysed twice every 25 unknowns); MLA maps were acquired using the raster mode with an X-ray spectra collected every 4 µm | STDGL3 (CODES, University of Tasmania; Danyushevsky et al., 2011); GSD-1G | 19.12 |  | 0.68 | [11 empty] | 0.02 | [5 empty] | 56 | [5 empty] | 0.031 | [15 empty] | 278000 |  | 0.33 | [11 empty] | 3.31 | [23 empty] | 0.16 | [5 empty] | 7.3 | [15 empty] | 405600 |  | 0.398 |  |  |  | 2 | [5 empty] | 116.2 | [7 empty] | 0.63 | [19 empty] | 175.6 |  |  |  |  | 2020 | Cave, B., et al. (2020), Ore Geology Reviews 124, 103647 |  | AUS | Queensland
| Mount Isa Copper Operations, Black Star Mine | No. 5 and No. 9 Pb-Zn orebodies, 650 Cu orebody, 1100 Cu orebody, 3000 Cu orebody | Seafloor hydrothermal | Sedimentary Exhalative (SEDEX) | SEDEX zinc-lead-copper | Cu, Pb, Zn | Ag | Cu, Pb, Zn, Ag | Cave et al., 2020 |  | 145-BASEMENTCPY-24.d | 145-BASEMENTCPY-24.d-1 | underground mine, open pit |  |  |  |  | ore material | drill core, polished section | drill core | mineral separate | [5 empty] | mineralisation |  |  |  | chalcopyrite, sphalerite, galena | Cu mineralisation stage, Pb-Zn mineralisation stage | replacement, vein infill, stratabound | coarse-grained, medium-grained, fine-grained, stratabound, discordant veins, replacement, infill |  |  |  | pyrite, pyrrhotite, arsenopyrite, siderite, dolomite, calcite, quartz, chlorite, K-feldspar, biotite, apatite, freibergite, tetrahedrite, cobaltite | Resin blocks containing each sample were produced following standard procedures and used for Mineral Liberation Analysis (MLA) mapping and subsequent LA-ICP-MS analyses | LA-ICPMS, EMPA, SEM-EDS | NWR213 solid state 213 nm laser ablation system coupled with an Agilent 7900 quadrupole ICP-MS; Cameca SXFive Electron Microprobe; Quanta600 SEM | Adelaide Microscopy | Ablation was conducted in an atmosphere of He (0.6 L/min) that was mixed with Ar (0.88 L/min) upon leaving the ablation cell; 70 µm diameter spot size with a 25:2 standard sample bracketing approach (2 standards analysed twice every 25 unknowns); MLA maps were acquired using the raster mode with an X-ray spectra collected every 4 µm | STDGL3 (CODES, University of Tasmania; Danyushevsky et al., 2011); GSD-1G | 21.13 | [13 empty] | 0.016 | [5 empty] | 42.2 | [5 empty] | 0.04 | [15 empty] | 286400 |  | 0.304 |  |  |  | 0.4 | [7 empty] | 3.3 | [23 empty] | 0.2 | [5 empty] | 8.1 | [15 empty] | 418800 |  | 3.93 | [9 empty] | 122.5 | [7 empty] | 0.4 | [5 empty] | 0.094 | [13 empty] | 216.7 |  |  |  |  | 2020 | Cave, B., et al. (2020), Ore Geology Reviews 124, 103647 |  | AUS | Queensland
| Mount Isa Copper Operations, Black Star Mine | No. 5 and No. 9 Pb-Zn orebodies, 650 Cu orebody, 1100 Cu orebody, 3000 Cu orebody | Seafloor hydrothermal | Sedimentary Exhalative (SEDEX) | SEDEX zinc-lead-copper | Cu, Pb, Zn | Ag | Cu, Pb, Zn, Ag | Cave et al., 2020 |  | 146-BASEMENTCPY-25.d | 146-BASEMENTCPY-25.d-1 | underground mine, open pit |  |  |  |  | ore material | drill core, polished section | drill core | mineral separate | [5 empty] | mineralisation |  |  |  | chalcopyrite, sphalerite, galena | Cu mineralisation stage, Pb-Zn mineralisation stage | replacement, vein infill, stratabound | coarse-grained, medium-grained, fine-grained, stratabound, discordant veins, replacement, infill |  |  |  | pyrite, pyrrhotite, arsenopyrite, siderite, dolomite, calcite, quartz, chlorite, K-feldspar, biotite, apatite, freibergite, tetrahedrite, cobaltite | Resin blocks containing each sample were produced following standard procedures and used for Mineral Liberation Analysis (MLA) mapping and subsequent LA-ICP-MS analyses | LA-ICPMS, EMPA, SEM-EDS | NWR213 solid state 213 nm laser ablation system coupled with an Agilent 7900 quadrupole ICP-MS; Cameca SXFive Electron Microprobe; Quanta600 SEM | Adelaide Microscopy | Ablation was conducted in an atmosphere of He (0.6 L/min) that was mixed with Ar (0.88 L/min) upon leaving the ablation cell; 70 µm diameter spot size with a 25:2 standard sample bracketing approach (2 standards analysed twice every 25 unknowns); MLA maps were acquired using the raster mode with an X-ray spectra collected every 4 µm | STDGL3 (CODES, University of Tasmania; Danyushevsky et al., 2011); GSD-1G | 29.35 | [13 empty] | 0.148 | [5 empty] | 174 | [5 empty] | 0.041 | [15 empty] | 280400 |  | 0.361 | [11 empty] | 3.29 | [29 empty] | 68 | [15 empty] | 410600 |  | 13.55 | [9 empty] | 121.4 | [7 empty] | 0.78 | [5 empty] | 0.529 | [13 empty] | 217 |  |  |  |  | 2020 | Cave, B., et al. (2020), Ore Geology Reviews 124, 103647 |  | AUS | Queensland
| Mount Isa Copper Operations, Black Star Mine | No. 5 and No. 9 Pb-Zn orebodies, 650 Cu orebody, 1100 Cu orebody, 3000 Cu orebody | Seafloor hydrothermal | Sedimentary Exhalative (SEDEX) | SEDEX zinc-lead-copper | Cu, Pb, Zn | Ag | Cu, Pb, Zn, Ag | Cave et al., 2020 |  | 34-R25ED15CPY-1.d | 34-R25ED15CPY-1.d-1 | underground mine, open pit |  |  |  |  | ore material | drill core, polished section | drill core | mineral separate | [5 empty] | mineralisation |  |  |  | chalcopyrite, sphalerite, galena | Cu mineralisation stage, Pb-Zn mineralisation stage | replacement, vein infill, stratabound | coarse-grained, medium-grained, fine-grained, stratabound, discordant veins, replacement, infill |  |  |  | pyrite, pyrrhotite, arsenopyrite, siderite, dolomite, calcite, quartz, chlorite, K-feldspar, biotite, apatite, freibergite, tetrahedrite, cobaltite | Resin blocks containing each sample were produced following standard procedures and used for Mineral Liberation Analysis (MLA) mapping and subsequent LA-ICP-MS analyses | LA-ICPMS, EMPA, SEM-EDS | NWR213 solid state 213 nm laser ablation system coupled with an Agilent 7900 quadrupole ICP-MS; Cameca SXFive Electron Microprobe; Quanta600 SEM | Adelaide Microscopy | Ablation was conducted in an atmosphere of He (0.6 L/min) that was mixed with Ar (0.88 L/min) upon leaving the ablation cell; 70 µm diameter spot size with a 25:2 standard sample bracketing approach (2 standards analysed twice every 25 unknowns); MLA maps were acquired using the raster mode with an X-ray spectra collected every 4 µm | STDGL3 (CODES, University of Tasmania; Danyushevsky et al., 2011); GSD-1G | 314.6 |  |  |  | 0.41 | [15 empty] | 11.9 | [5 empty] | 0.039 | [15 empty] | 285700 |  | 0.126 | [11 empty] | 28.75 | [23 empty] | 1.86 | [5 empty] | 4.34 | [15 empty] | 408500 |  | 1.29 |  |  |  | 2.6 | [5 empty] | 24.84 | [13 empty] | 0.066 | [13 empty] | 1060 |  |  |  |  | 2020 | Cave, B., et al. (2020), Ore Geology Reviews 124, 103647 |  | AUS | Queensland
| Mount Isa Copper Operations, Black Star Mine | No. 5 and No. 9 Pb-Zn orebodies, 650 Cu orebody, 1100 Cu orebody, 3000 Cu orebody | Seafloor hydrothermal | Sedimentary Exhalative (SEDEX) | SEDEX zinc-lead-copper | Cu, Pb, Zn | Ag | Cu, Pb, Zn, Ag | Cave et al., 2020 |  | 35-R25ED15CPY-2.d | 35-R25ED15CPY-2.d-1 | underground mine, open pit |  |  |  |  | ore material | drill core, polished section | drill core | mineral separate | [5 empty] | mineralisation |  |  |  | chalcopyrite, sphalerite, galena | Cu mineralisation stage, Pb-Zn mineralisation stage | replacement, vein infill, stratabound | coarse-grained, medium-grained, fine-grained, stratabound, discordant veins, replacement, infill |  |  |  | pyrite, pyrrhotite, arsenopyrite, siderite, dolomite, calcite, quartz, chlorite, K-feldspar, biotite, apatite, freibergite, tetrahedrite, cobaltite | Resin blocks containing each sample were produced following standard procedures and used for Mineral Liberation Analysis (MLA) mapping and subsequent LA-ICP-MS analyses | LA-ICPMS, EMPA, SEM-EDS | NWR213 solid state 213 nm laser ablation system coupled with an Agilent 7900 quadrupole ICP-MS; Cameca SXFive Electron Microprobe; Quanta600 SEM | Adelaide Microscopy | Ablation was conducted in an atmosphere of He (0.6 L/min) that was mixed with Ar (0.88 L/min) upon leaving the ablation cell; 70 µm diameter spot size with a 25:2 standard sample bracketing approach (2 standards analysed twice every 25 unknowns); MLA maps were acquired using the raster mode with an X-ray spectra collected every 4 µm | STDGL3 (CODES, University of Tasmania; Danyushevsky et al., 2011); GSD-1G | 326.4 |  | 1.08 |  | 0.43 | [15 empty] | 8.73 | [5 empty] | 0.043 | [15 empty] | 287400 |  | 0.165 |  |  |  | 0.39 | [7 empty] | 28.38 | [13 empty] | 0.34 | [9 empty] | 1.8 | [5 empty] | 12.4 | [15 empty] | 403300 |  | 1.88 |  |  |  | 2.7 | [5 empty] | 24.22 | [7 empty] | 0.53 | [5 empty] | 0.066 | [13 empty] | 649 |  |  |  |  | 2020 | Cave, B., et al. (2020), Ore Geology Reviews 124, 103647 |  | AUS | Queensland
| Mount Isa Copper Operations, Black Star Mine | No. 5 and No. 9 Pb-Zn orebodies, 650 Cu orebody, 1100 Cu orebody, 3000 Cu orebody | Seafloor hydrothermal | Sedimentary Exhalative (SEDEX) | SEDEX zinc-lead-copper | Cu, Pb, Zn | Ag | Cu, Pb, Zn, Ag | Cave et al., 2020 |  | 36-R25ED15CPY-3.d | 36-R25ED15CPY-3.d-1 | underground mine, open pit |  |  |  |  | ore material | drill core, polished section | drill core | mineral separate | [5 empty] | mineralisation |  |  |  | chalcopyrite, sphalerite, galena | Cu mineralisation stage, Pb-Zn mineralisation stage | replacement, vein infill, stratabound | coarse-grained, medium-grained, fine-grained, stratabound, discordant veins, replacement, infill |  |  |  | pyrite, pyrrhotite, arsenopyrite, siderite, dolomite, calcite, quartz, chlorite, K-feldspar, biotite, apatite, freibergite, tetrahedrite, cobaltite | Resin blocks containing each sample were produced following standard procedures and used for Mineral Liberation Analysis (MLA) mapping and subsequent LA-ICP-MS analyses | LA-ICPMS, EMPA, SEM-EDS | NWR213 solid state 213 nm laser ablation system coupled with an Agilent 7900 quadrupole ICP-MS; Cameca SXFive Electron Microprobe; Quanta600 SEM | Adelaide Microscopy | Ablation was conducted in an atmosphere of He (0.6 L/min) that was mixed with Ar (0.88 L/min) upon leaving the ablation cell; 70 µm diameter spot size with a 25:2 standard sample bracketing approach (2 standards analysed twice every 25 unknowns); MLA maps were acquired using the raster mode with an X-ray spectra collected every 4 µm | STDGL3 (CODES, University of Tasmania; Danyushevsky et al., 2011); GSD-1G | 351.7 | [19 empty] | 11.3 | [5 empty] | 0.035 | [15 empty] | 283400 |  | 0.208 |  |  |  | 0.38 | [7 empty] | 28.94 | [13 empty] | 0.27 | [9 empty] | 1.84 | [5 empty] | 14.3 | [15 empty] | 427200 |  | 18.6 | [9 empty] | 26.37 | [7 empty] | 0.66 | [5 empty] | 0.731 | [13 empty] | 1050 |  |  |  |  | 2020 | Cave, B., et al. (2020), Ore Geology Reviews 124, 103647 |  | AUS | Queensland
| Mount Isa Copper Operations, Black Star Mine | No. 5 and No. 9 Pb-Zn orebodies, 650 Cu orebody, 1100 Cu orebody, 3000 Cu orebody | Seafloor hydrothermal | Sedimentary Exhalative (SEDEX) | SEDEX zinc-lead-copper | Cu, Pb, Zn | Ag | Cu, Pb, Zn, Ag | Cave et al., 2020 |  | 37-R25ED15CPY-4.d | 37-R25ED15CPY-4.d-1 | underground mine, open pit |  |  |  |  | ore material | drill core, polished section | drill core | mineral separate | [5 empty] | mineralisation |  |  |  | chalcopyrite, sphalerite, galena | Cu mineralisation stage, Pb-Zn mineralisation stage | replacement, vein infill, stratabound | coarse-grained, medium-grained, fine-grained, stratabound, discordant veins, replacement, infill |  |  |  | pyrite, pyrrhotite, arsenopyrite, siderite, dolomite, calcite, quartz, chlorite, K-feldspar, biotite, apatite, freibergite, tetrahedrite, cobaltite | Resin blocks containing each sample were produced following standard procedures and used for Mineral Liberation Analysis (MLA) mapping and subsequent LA-ICP-MS analyses | LA-ICPMS, EMPA, SEM-EDS | NWR213 solid state 213 nm laser ablation system coupled with an Agilent 7900 quadrupole ICP-MS; Cameca SXFive Electron Microprobe; Quanta600 SEM | Adelaide Microscopy | Ablation was conducted in an atmosphere of He (0.6 L/min) that was mixed with Ar (0.88 L/min) upon leaving the ablation cell; 70 µm diameter spot size with a 25:2 standard sample bracketing approach (2 standards analysed twice every 25 unknowns); MLA maps were acquired using the raster mode with an X-ray spectra collected every 4 µm | STDGL3 (CODES, University of Tasmania; Danyushevsky et al., 2011); GSD-1G | 342.5 |  | 1.49 |  | 0.21 | [15 empty] | 8.43 | [5 empty] | 0.024 | [15 empty] | 285100 |  | 0.227 |  |  |  | 0.2 | [7 empty] | 28.13 | [13 empty] | 0.36 | [9 empty] | 1.64 | [5 empty] | 37.1 | [15 empty] | 419800 |  | 18.18 |  |  |  | 2.3 | [5 empty] | 26.31 | [13 empty] | 0.809 | [13 empty] | 558 |  |  |  |  | 2020 | Cave, B., et al. (2020), Ore Geology Reviews 124, 103647 |  | AUS | Queensland
| Mount Isa Copper Operations, Black Star Mine | No. 5 and No. 9 Pb-Zn orebodies, 650 Cu orebody, 1100 Cu orebody, 3000 Cu orebody | Seafloor hydrothermal | Sedimentary Exhalative (SEDEX) | SEDEX zinc-lead-copper | Cu, Pb, Zn | Ag | Cu, Pb, Zn, Ag | Cave et al., 2020 |  | 38-R25ED15CPY-5.d | 38-R25ED15CPY-5.d-1 | underground mine, open pit |  |  |  |  | ore material | drill core, polished section | drill core | mineral separate | [5 empty] | mineralisation |  |  |  | chalcopyrite, sphalerite, galena | Cu mineralisation stage, Pb-Zn mineralisation stage | replacement, vein infill, stratabound | coarse-grained, medium-grained, fine-grained, stratabound, discordant veins, replacement, infill |  |  |  | pyrite, pyrrhotite, arsenopyrite, siderite, dolomite, calcite, quartz, chlorite, K-feldspar, biotite, apatite, freibergite, tetrahedrite, cobaltite | Resin blocks containing each sample were produced following standard procedures and used for Mineral Liberation Analysis (MLA) mapping and subsequent LA-ICP-MS analyses | LA-ICPMS, EMPA, SEM-EDS | NWR213 solid state 213 nm laser ablation system coupled with an Agilent 7900 quadrupole ICP-MS; Cameca SXFive Electron Microprobe; Quanta600 SEM | Adelaide Microscopy | Ablation was conducted in an atmosphere of He (0.6 L/min) that was mixed with Ar (0.88 L/min) upon leaving the ablation cell; 70 µm diameter spot size with a 25:2 standard sample bracketing approach (2 standards analysed twice every 25 unknowns); MLA maps were acquired using the raster mode with an X-ray spectra collected every 4 µm | STDGL3 (CODES, University of Tasmania; Danyushevsky et al., 2011); GSD-1G | 337.1 |  | 3.2 | [17 empty] | 7.62 | [5 empty] | 0.058 | [15 empty] | 289000 |  | 0.238 |  |  |  | 0.31 | [7 empty] | 28.24 | [23 empty] | 2.16 | [5 empty] | 25.4 | [15 empty] | 409400 |  | 2.18 |  |  |  | 1.6 | [5 empty] | 24 | [7 empty] | 0.58 | [5 empty] | 0.073 | [13 empty] | 569 |  |  |  |  | 2020 | Cave, B., et al. (2020), Ore Geology Reviews 124, 103647 |  | AUS | Queensland
| Mount Isa Copper Operations, Black Star Mine | No. 5 and No. 9 Pb-Zn orebodies, 650 Cu orebody, 1100 Cu orebody, 3000 Cu orebody | Seafloor hydrothermal | Sedimentary Exhalative (SEDEX) | SEDEX zinc-lead-copper | Cu, Pb, Zn | Ag | Cu, Pb, Zn, Ag | Cave et al., 2020 |  | 39-R25ED15CPY-6.d | 39-R25ED15CPY-6.d-1 | underground mine, open pit |  |  |  |  | ore material | drill core, polished section | drill core | mineral separate | [5 empty] | mineralisation |  |  |  | chalcopyrite, sphalerite, galena | Cu mineralisation stage, Pb-Zn mineralisation stage | replacement, vein infill, stratabound | coarse-grained, medium-grained, fine-grained, stratabound, discordant veins, replacement, infill |  |  |  | pyrite, pyrrhotite, arsenopyrite, siderite, dolomite, calcite, quartz, chlorite, K-feldspar, biotite, apatite, freibergite, tetrahedrite, cobaltite | Resin blocks containing each sample were produced following standard procedures and used for Mineral Liberation Analysis (MLA) mapping and subsequent LA-ICP-MS analyses | LA-ICPMS, EMPA, SEM-EDS | NWR213 solid state 213 nm laser ablation system coupled with an Agilent 7900 quadrupole ICP-MS; Cameca SXFive Electron Microprobe; Quanta600 SEM | Adelaide Microscopy | Ablation was conducted in an atmosphere of He (0.6 L/min) that was mixed with Ar (0.88 L/min) upon leaving the ablation cell; 70 µm diameter spot size with a 25:2 standard sample bracketing approach (2 standards analysed twice every 25 unknowns); MLA maps were acquired using the raster mode with an X-ray spectra collected every 4 µm | STDGL3 (CODES, University of Tasmania; Danyushevsky et al., 2011); GSD-1G | 386.4 |  | 10.2 |  | 0.28 | [15 empty] | 5.26 | [5 empty] | 0.066 | [15 empty] | 285600 |  | 0.124 |  |  |  | 0.39 | [7 empty] | 30.84 | [13 empty] | 0.71 | [9 empty] | 0.79 | [5 empty] | 480 | [15 empty] | 437000 |  | 43.8 |  |  |  | 1.7 | [5 empty] | 28.39 | [7 empty] | 0.39 | [5 empty] | 4.15 | [13 empty] | 521 |  |  |  |  | 2020 | Cave, B., et al. (2020), Ore Geology Reviews 124, 103647 |  | AUS | Queensland
| Mount Isa Copper Operations, Black Star Mine | No. 5 and No. 9 Pb-Zn orebodies, 650 Cu orebody, 1100 Cu orebody, 3000 Cu orebody | Seafloor hydrothermal | Sedimentary Exhalative (SEDEX) | SEDEX zinc-lead-copper | Cu, Pb, Zn | Ag | Cu, Pb, Zn, Ag | Cave et al., 2020 |  | 40-R25ED15CPY-7.d | 40-R25ED15CPY-7.d-1 | underground mine, open pit |  |  |  |  | ore material | drill core, polished section | drill core | mineral separate | [5 empty] | mineralisation |  |  |  | chalcopyrite, sphalerite, galena | Cu mineralisation stage, Pb-Zn mineralisation stage | replacement, vein infill, stratabound | coarse-grained, medium-grained, fine-grained, stratabound, discordant veins, replacement, infill |  |  |  | pyrite, pyrrhotite, arsenopyrite, siderite, dolomite, calcite, quartz, chlorite, K-feldspar, biotite, apatite, freibergite, tetrahedrite, cobaltite | Resin blocks containing each sample were produced following standard procedures and used for Mineral Liberation Analysis (MLA) mapping and subsequent LA-ICP-MS analyses | LA-ICPMS, EMPA, SEM-EDS | NWR213 solid state 213 nm laser ablation system coupled with an Agilent 7900 quadrupole ICP-MS; Cameca SXFive Electron Microprobe; Quanta600 SEM | Adelaide Microscopy | Ablation was conducted in an atmosphere of He (0.6 L/min) that was mixed with Ar (0.88 L/min) upon leaving the ablation cell; 70 µm diameter spot size with a 25:2 standard sample bracketing approach (2 standards analysed twice every 25 unknowns); MLA maps were acquired using the raster mode with an X-ray spectra collected every 4 µm | STDGL3 (CODES, University of Tasmania; Danyushevsky et al., 2011); GSD-1G | 318.3 |  |  |  | 0.18 | [15 empty] | 7.28 | [21 empty] | 280700 |  | 0.1 | [11 empty] | 38.48 | [23 empty] | 1.27 | [5 empty] | 18 | [15 empty] | 412600 |  | 2.58 | [9 empty] | 27.71 | [7 empty] | 1.13 | [5 empty] | 0.116 | [13 empty] | 521 |  |  |  |  | 2020 | Cave, B., et al. (2020), Ore Geology Reviews 124, 103647 |  | AUS | Queensland
| Mount Isa Copper Operations, Black Star Mine | No. 5 and No. 9 Pb-Zn orebodies, 650 Cu orebody, 1100 Cu orebody, 3000 Cu orebody | Seafloor hydrothermal | Sedimentary Exhalative (SEDEX) | SEDEX zinc-lead-copper | Cu, Pb, Zn | Ag | Cu, Pb, Zn, Ag | Cave et al., 2020 |  | 41-R25ED15CPY-8.d | 41-R25ED15CPY-8.d-1 | underground mine, open pit |  |  |  |  | ore material | drill core, polished section | drill core | mineral separate | [5 empty] | mineralisation |  |  |  | chalcopyrite, sphalerite, galena | Cu mineralisation stage, Pb-Zn mineralisation stage | replacement, vein infill, stratabound | coarse-grained, medium-grained, fine-grained, stratabound, discordant veins, replacement, infill |  |  |  | pyrite, pyrrhotite, arsenopyrite, siderite, dolomite, calcite, quartz, chlorite, K-feldspar, biotite, apatite, freibergite, tetrahedrite, cobaltite | Resin blocks containing each sample were produced following standard procedures and used for Mineral Liberation Analysis (MLA) mapping and subsequent LA-ICP-MS analyses | LA-ICPMS, EMPA, SEM-EDS | NWR213 solid state 213 nm laser ablation system coupled with an Agilent 7900 quadrupole ICP-MS; Cameca SXFive Electron Microprobe; Quanta600 SEM | Adelaide Microscopy | Ablation was conducted in an atmosphere of He (0.6 L/min) that was mixed with Ar (0.88 L/min) upon leaving the ablation cell; 70 µm diameter spot size with a 25:2 standard sample bracketing approach (2 standards analysed twice every 25 unknowns); MLA maps were acquired using the raster mode with an X-ray spectra collected every 4 µm | STDGL3 (CODES, University of Tasmania; Danyushevsky et al., 2011); GSD-1G | 391.3 | [19 empty] | 6.14 | [21 empty] | 284200 |  | 0.135 |  |  |  | 0.34 | [7 empty] | 37.48 | [23 empty] | 0.88 | [5 empty] | 167 | [15 empty] | 410500 |  | 18.2 | [9 empty] | 26.86 | [7 empty] | 0.72 | [5 empty] | 1.34 | [13 empty] | 543 |  |  |  |  | 2020 | Cave, B., et al. (2020), Ore Geology Reviews 124, 103647 |  | AUS | Queensland
| Mount Isa Copper Operations, Black Star Mine | No. 5 and No. 9 Pb-Zn orebodies, 650 Cu orebody, 1100 Cu orebody, 3000 Cu orebody | Seafloor hydrothermal | Sedimentary Exhalative (SEDEX) | SEDEX zinc-lead-copper | Cu, Pb, Zn | Ag | Cu, Pb, Zn, Ag | Cave et al., 2020 |  | 42-R25ED15CPY-9.d | 42-R25ED15CPY-9.d-1 | underground mine, open pit |  |  |  |  | ore material | drill core, polished section | drill core | mineral separate | [5 empty] | mineralisation |  |  |  | chalcopyrite, sphalerite, galena | Cu mineralisation stage, Pb-Zn mineralisation stage | replacement, vein infill, stratabound | coarse-grained, medium-grained, fine-grained, stratabound, discordant veins, replacement, infill |  |  |  | pyrite, pyrrhotite, arsenopyrite, siderite, dolomite, calcite, quartz, chlorite, K-feldspar, biotite, apatite, freibergite, tetrahedrite, cobaltite | Resin blocks containing each sample were produced following standard procedures and used for Mineral Liberation Analysis (MLA) mapping and subsequent LA-ICP-MS analyses | LA-ICPMS, EMPA, SEM-EDS | NWR213 solid state 213 nm laser ablation system coupled with an Agilent 7900 quadrupole ICP-MS; Cameca SXFive Electron Microprobe; Quanta600 SEM | Adelaide Microscopy | Ablation was conducted in an atmosphere of He (0.6 L/min) that was mixed with Ar (0.88 L/min) upon leaving the ablation cell; 70 µm diameter spot size with a 25:2 standard sample bracketing approach (2 standards analysed twice every 25 unknowns); MLA maps were acquired using the raster mode with an X-ray spectra collected every 4 µm | STDGL3 (CODES, University of Tasmania; Danyushevsky et al., 2011); GSD-1G | 388.9 |  | 1.05 | [17 empty] | 7.59 | [21 empty] | 286900 |  | 0.15 | [11 empty] | 46.08 | [23 empty] | 1.84 | [5 empty] | 24.1 | [15 empty] | 418800 |  | 8.06 | [9 empty] | 26.12 | [7 empty] | 0.3 | [5 empty] | 0.413 | [13 empty] | 521 |  |  |  |  | 2020 | Cave, B., et al. (2020), Ore Geology Reviews 124, 103647 |  | AUS | Queensland
| Mount Isa Copper Operations, Black Star Mine | No. 5 and No. 9 Pb-Zn orebodies, 650 Cu orebody, 1100 Cu orebody, 3000 Cu orebody | Seafloor hydrothermal | Sedimentary Exhalative (SEDEX) | SEDEX zinc-lead-copper | Cu, Pb, Zn | Ag | Cu, Pb, Zn, Ag | Cave et al., 2020 |  | 43-R25ED15CPY-10.d | 43-R25ED15CPY-10.d-1 | underground mine, open pit |  |  |  |  | ore material | drill core, polished section | drill core | mineral separate | [5 empty] | mineralisation |  |  |  | chalcopyrite, sphalerite, galena | Cu mineralisation stage, Pb-Zn mineralisation stage | replacement, vein infill, stratabound | coarse-grained, medium-grained, fine-grained, stratabound, discordant veins, replacement, infill |  |  |  | pyrite, pyrrhotite, arsenopyrite, siderite, dolomite, calcite, quartz, chlorite, K-feldspar, biotite, apatite, freibergite, tetrahedrite, cobaltite | Resin blocks containing each sample were produced following standard procedures and used for Mineral Liberation Analysis (MLA) mapping and subsequent LA-ICP-MS analyses | LA-ICPMS, EMPA, SEM-EDS | NWR213 solid state 213 nm laser ablation system coupled with an Agilent 7900 quadrupole ICP-MS; Cameca SXFive Electron Microprobe; Quanta600 SEM | Adelaide Microscopy | Ablation was conducted in an atmosphere of He (0.6 L/min) that was mixed with Ar (0.88 L/min) upon leaving the ablation cell; 70 µm diameter spot size with a 25:2 standard sample bracketing approach (2 standards analysed twice every 25 unknowns); MLA maps were acquired using the raster mode with an X-ray spectra collected every 4 µm | STDGL3 (CODES, University of Tasmania; Danyushevsky et al., 2011); GSD-1G | 359.5 |  | 1.22 | [17 empty] | 7.19 | [21 empty] | 283300 |  | 0.089 |  |  |  | 0.24 | [7 empty] | 45.28 | [23 empty] | 1.63 | [5 empty] | 27.5 | [15 empty] | 404200 |  | 4.52 |  |  |  | 1.9 | [5 empty] | 28.24 | [7 empty] | 0.53 | [5 empty] | 0.231 | [13 empty] | 590 |  |  |  |  | 2020 | Cave, B., et al. (2020), Ore Geology Reviews 124, 103647 |  | AUS | Queensland
| Mount Isa Copper Operations, Black Star Mine | No. 5 and No. 9 Pb-Zn orebodies, 650 Cu orebody, 1100 Cu orebody, 3000 Cu orebody | Seafloor hydrothermal | Sedimentary Exhalative (SEDEX) | SEDEX zinc-lead-copper | Cu, Pb, Zn | Ag | Cu, Pb, Zn, Ag | Cave et al., 2020 |  | 44-R25ED15CPY-11.d | 44-R25ED15CPY-11.d-1 | underground mine, open pit |  |  |  |  | ore material | drill core, polished section | drill core | mineral separate | [5 empty] | mineralisation |  |  |  | chalcopyrite, sphalerite, galena | Cu mineralisation stage, Pb-Zn mineralisation stage | replacement, vein infill, stratabound | coarse-grained, medium-grained, fine-grained, stratabound, discordant veins, replacement, infill |  |  |  | pyrite, pyrrhotite, arsenopyrite, siderite, dolomite, calcite, quartz, chlorite, K-feldspar, biotite, apatite, freibergite, tetrahedrite, cobaltite | Resin blocks containing each sample were produced following standard procedures and used for Mineral Liberation Analysis (MLA) mapping and subsequent LA-ICP-MS analyses | LA-ICPMS, EMPA, SEM-EDS | NWR213 solid state 213 nm laser ablation system coupled with an Agilent 7900 quadrupole ICP-MS; Cameca SXFive Electron Microprobe; Quanta600 SEM | Adelaide Microscopy | Ablation was conducted in an atmosphere of He (0.6 L/min) that was mixed with Ar (0.88 L/min) upon leaving the ablation cell; 70 µm diameter spot size with a 25:2 standard sample bracketing approach (2 standards analysed twice every 25 unknowns); MLA maps were acquired using the raster mode with an X-ray spectra collected every 4 µm | STDGL3 (CODES, University of Tasmania; Danyushevsky et al., 2011); GSD-1G | 281.5 | [19 empty] | 6.75 | [5 empty] | 0.036 | [15 empty] | 283800 |  | 0.219 | [11 empty] | 42.03 | [13 empty] | 0.23 | [9 empty] | 0.8 | [5 empty] | 4.4 | [15 empty] | 403400 |  | 2.2 | [9 empty] | 22.89 | [7 empty] | 0.34 | [5 empty] | 0.106 | [13 empty] | 452 |  |  |  |  | 2020 | Cave, B., et al. (2020), Ore Geology Reviews 124, 103647 |  | AUS | Queensland
| Mount Isa Copper Operations, Black Star Mine | No. 5 and No. 9 Pb-Zn orebodies, 650 Cu orebody, 1100 Cu orebody, 3000 Cu orebody | Seafloor hydrothermal | Sedimentary Exhalative (SEDEX) | SEDEX zinc-lead-copper | Cu, Pb, Zn | Ag | Cu, Pb, Zn, Ag | Cave et al., 2020 |  | 45-R25ED15CPY-12.d | 45-R25ED15CPY-12.d-1 | underground mine, open pit |  |  |  |  | ore material | drill core, polished section | drill core | mineral separate | [5 empty] | mineralisation |  |  |  | chalcopyrite, sphalerite, galena | Cu mineralisation stage, Pb-Zn mineralisation stage | replacement, vein infill, stratabound | coarse-grained, medium-grained, fine-grained, stratabound, discordant veins, replacement, infill |  |  |  | pyrite, pyrrhotite, arsenopyrite, siderite, dolomite, calcite, quartz, chlorite, K-feldspar, biotite, apatite, freibergite, tetrahedrite, cobaltite | Resin blocks containing each sample were produced following standard procedures and used for Mineral Liberation Analysis (MLA) mapping and subsequent LA-ICP-MS analyses | LA-ICPMS, EMPA, SEM-EDS | NWR213 solid state 213 nm laser ablation system coupled with an Agilent 7900 quadrupole ICP-MS; Cameca SXFive Electron Microprobe; Quanta600 SEM | Adelaide Microscopy | Ablation was conducted in an atmosphere of He (0.6 L/min) that was mixed with Ar (0.88 L/min) upon leaving the ablation cell; 70 µm diameter spot size with a 25:2 standard sample bracketing approach (2 standards analysed twice every 25 unknowns); MLA maps were acquired using the raster mode with an X-ray spectra collected every 4 µm | STDGL3 (CODES, University of Tasmania; Danyushevsky et al., 2011); GSD-1G | 286.2 | [19 empty] | 5.9 | [21 empty] | 283900 |  | 0.18 |  |  |  | 0.53 | [7 empty] | 42.6 | [23 empty] | 0.97 | [5 empty] | 33.4 | [15 empty] | 403100 |  | 6.99 | [9 empty] | 21.79 | [13 empty] | 0.634 | [13 empty] | 477 |  |  |  |  | 2020 | Cave, B., et al. (2020), Ore Geology Reviews 124, 103647 |  | AUS | Queensland
| Mount Isa Copper Operations, Black Star Mine | No. 5 and No. 9 Pb-Zn orebodies, 650 Cu orebody, 1100 Cu orebody, 3000 Cu orebody | Seafloor hydrothermal | Sedimentary Exhalative (SEDEX) | SEDEX zinc-lead-copper | Cu, Pb, Zn | Ag | Cu, Pb, Zn, Ag | Cave et al., 2020 |  | 46-R25ED15CPY-13.d | 46-R25ED15CPY-13.d-1 | underground mine, open pit |  |  |  |  | ore material | drill core, polished section | drill core | mineral separate | [5 empty] | mineralisation |  |  |  | chalcopyrite, sphalerite, galena | Cu mineralisation stage, Pb-Zn mineralisation stage | replacement, vein infill, stratabound | coarse-grained, medium-grained, fine-grained, stratabound, discordant veins, replacement, infill |  |  |  | pyrite, pyrrhotite, arsenopyrite, siderite, dolomite, calcite, quartz, chlorite, K-feldspar, biotite, apatite, freibergite, tetrahedrite, cobaltite | Resin blocks containing each sample were produced following standard procedures and used for Mineral Liberation Analysis (MLA) mapping and subsequent LA-ICP-MS analyses | LA-ICPMS, EMPA, SEM-EDS | NWR213 solid state 213 nm laser ablation system coupled with an Agilent 7900 quadrupole ICP-MS; Cameca SXFive Electron Microprobe; Quanta600 SEM | Adelaide Microscopy | Ablation was conducted in an atmosphere of He (0.6 L/min) that was mixed with Ar (0.88 L/min) upon leaving the ablation cell; 70 µm diameter spot size with a 25:2 standard sample bracketing approach (2 standards analysed twice every 25 unknowns); MLA maps were acquired using the raster mode with an X-ray spectra collected every 4 µm | STDGL3 (CODES, University of Tasmania; Danyushevsky et al., 2011); GSD-1G | 269.6 |  | 1.04 | [17 empty] | 6.71 | [21 empty] | 284000 |  | 0.154 |  |  |  | 0.32 | [7 empty] | 41.94 | [23 empty] | 1.23 | [5 empty] | 44.3 | [15 empty] | 402300 |  | 8.42 | [9 empty] | 23.1 | [7 empty] | 0.78 | [5 empty] | 0.392 | [13 empty] | 537 |  |  |  |  | 2020 | Cave, B., et al. (2020), Ore Geology Reviews 124, 103647 |  | AUS | Queensland
| Mount Isa Copper Operations, Black Star Mine | No. 5 and No. 9 Pb-Zn orebodies, 650 Cu orebody, 1100 Cu orebody, 3000 Cu orebody | Seafloor hydrothermal | Sedimentary Exhalative (SEDEX) | SEDEX zinc-lead-copper | Cu, Pb, Zn | Ag | Cu, Pb, Zn, Ag | Cave et al., 2020 |  | 47-R25ED15CPY-14.d | 47-R25ED15CPY-14.d-1 | underground mine, open pit |  |  |  |  | ore material | drill core, polished section | drill core | mineral separate | [5 empty] | mineralisation |  |  |  | chalcopyrite, sphalerite, galena | Cu mineralisation stage, Pb-Zn mineralisation stage | replacement, vein infill, stratabound | coarse-grained, medium-grained, fine-grained, stratabound, discordant veins, replacement, infill |  |  |  | pyrite, pyrrhotite, arsenopyrite, siderite, dolomite, calcite, quartz, chlorite, K-feldspar, biotite, apatite, freibergite, tetrahedrite, cobaltite | Resin blocks containing each sample were produced following standard procedures and used for Mineral Liberation Analysis (MLA) mapping and subsequent LA-ICP-MS analyses | LA-ICPMS, EMPA, SEM-EDS | NWR213 solid state 213 nm laser ablation system coupled with an Agilent 7900 quadrupole ICP-MS; Cameca SXFive Electron Microprobe; Quanta600 SEM | Adelaide Microscopy | Ablation was conducted in an atmosphere of He (0.6 L/min) that was mixed with Ar (0.88 L/min) upon leaving the ablation cell; 70 µm diameter spot size with a 25:2 standard sample bracketing approach (2 standards analysed twice every 25 unknowns); MLA maps were acquired using the raster mode with an X-ray spectra collected every 4 µm | STDGL3 (CODES, University of Tasmania; Danyushevsky et al., 2011); GSD-1G | 282.1 |  | 1.1 | [17 empty] | 6.23 | [5 empty] | 0.059 | [15 empty] | 288600 |  | 0.216 | [11 empty] | 42 | [23 empty] | 1.14 | [5 empty] | 220 | [15 empty] | 398800 |  | 2.01 | [9 empty] | 23.18 | [13 empty] | 0.116 | [13 empty] | 459 |  |  |  |  | 2020 | Cave, B., et al. (2020), Ore Geology Reviews 124, 103647 |  | AUS | Queensland
| Mount Isa Copper Operations, Black Star Mine | No. 5 and No. 9 Pb-Zn orebodies, 650 Cu orebody, 1100 Cu orebody, 3000 Cu orebody | Seafloor hydrothermal | Sedimentary Exhalative (SEDEX) | SEDEX zinc-lead-copper | Cu, Pb, Zn | Ag | Cu, Pb, Zn, Ag | Cave et al., 2020 |  | 48-R25ED15CPY-15.d | 48-R25ED15CPY-15.d-1 | underground mine, open pit |  |  |  |  | ore material | drill core, polished section | drill core | mineral separate | [5 empty] | mineralisation |  |  |  | chalcopyrite, sphalerite, galena | Cu mineralisation stage, Pb-Zn mineralisation stage | replacement, vein infill, stratabound | coarse-grained, medium-grained, fine-grained, stratabound, discordant veins, replacement, infill |  |  |  | pyrite, pyrrhotite, arsenopyrite, siderite, dolomite, calcite, quartz, chlorite, K-feldspar, biotite, apatite, freibergite, tetrahedrite, cobaltite | Resin blocks containing each sample were produced following standard procedures and used for Mineral Liberation Analysis (MLA) mapping and subsequent LA-ICP-MS analyses | LA-ICPMS, EMPA, SEM-EDS | NWR213 solid state 213 nm laser ablation system coupled with an Agilent 7900 quadrupole ICP-MS; Cameca SXFive Electron Microprobe; Quanta600 SEM | Adelaide Microscopy | Ablation was conducted in an atmosphere of He (0.6 L/min) that was mixed with Ar (0.88 L/min) upon leaving the ablation cell; 70 µm diameter spot size with a 25:2 standard sample bracketing approach (2 standards analysed twice every 25 unknowns); MLA maps were acquired using the raster mode with an X-ray spectra collected every 4 µm | STDGL3 (CODES, University of Tasmania; Danyushevsky et al., 2011); GSD-1G | 338.5 |  | 5.6 | [17 empty] | 5.03 | [5 empty] | 0.031 | [15 empty] | 286300 |  | 0.339 |  |  |  | 0.94 | [7 empty] | 36.56 | [23 empty] | 1.89 | [5 empty] | 275 | [15 empty] | 412600 |  | 6.86 | [9 empty] | 22.82 | [13 empty] | 0.289 | [13 empty] | 516 |  |  |  |  | 2020 | Cave, B., et al. (2020), Ore Geology Reviews 124, 103647 |  | AUS | Queensland
| Mount Isa Copper Operations, Black Star Mine | No. 5 and No. 9 Pb-Zn orebodies, 650 Cu orebody, 1100 Cu orebody, 3000 Cu orebody | Seafloor hydrothermal | Sedimentary Exhalative (SEDEX) | SEDEX zinc-lead-copper | Cu, Pb, Zn | Ag | Cu, Pb, Zn, Ag | Cave et al., 2020 |  | 49-R25ED15CPY-16.d | 49-R25ED15CPY-16.d-1 | underground mine, open pit |  |  |  |  | ore material | drill core, polished section | drill core | mineral separate | [5 empty] | mineralisation |  |  |  | chalcopyrite, sphalerite, galena | Cu mineralisation stage, Pb-Zn mineralisation stage | replacement, vein infill, stratabound | coarse-grained, medium-grained, fine-grained, stratabound, discordant veins, replacement, infill |  |  |  | pyrite, pyrrhotite, arsenopyrite, siderite, dolomite, calcite, quartz, chlorite, K-feldspar, biotite, apatite, freibergite, tetrahedrite, cobaltite | Resin blocks containing each sample were produced following standard procedures and used for Mineral Liberation Analysis (MLA) mapping and subsequent LA-ICP-MS analyses | LA-ICPMS, EMPA, SEM-EDS | NWR213 solid state 213 nm laser ablation system coupled with an Agilent 7900 quadrupole ICP-MS; Cameca SXFive Electron Microprobe; Quanta600 SEM | Adelaide Microscopy | Ablation was conducted in an atmosphere of He (0.6 L/min) that was mixed with Ar (0.88 L/min) upon leaving the ablation cell; 70 µm diameter spot size with a 25:2 standard sample bracketing approach (2 standards analysed twice every 25 unknowns); MLA maps were acquired using the raster mode with an X-ray spectra collected every 4 µm | STDGL3 (CODES, University of Tasmania; Danyushevsky et al., 2011); GSD-1G | 345.3 |  | 1.38 | [17 empty] | 5.52 | [5 empty] | 0.05 | [15 empty] | 286900 |  | 0.425 |  |  |  | 0.82 | [7 empty] | 37.2 | [23 empty] | 1.57 | [5 empty] | 109 | [15 empty] | 413900 |  | 9.59 | [9 empty] | 22.09 | [7 empty] | 0.5 | [5 empty] | 0.377 | [13 empty] | 539 |  |  |  |  | 2020 | Cave, B., et al. (2020), Ore Geology Reviews 124, 103647 |  | AUS | Queensland
| Mount Isa Copper Operations, Black Star Mine | No. 5 and No. 9 Pb-Zn orebodies, 650 Cu orebody, 1100 Cu orebody, 3000 Cu orebody | Seafloor hydrothermal | Sedimentary Exhalative (SEDEX) | SEDEX zinc-lead-copper | Cu, Pb, Zn | Ag | Cu, Pb, Zn, Ag | Cave et al., 2020 |  | 50-R25ED15CPY-17.d | 50-R25ED15CPY-17.d-1 | underground mine, open pit |  |  |  |  | ore material | drill core, polished section | drill core | mineral separate | [5 empty] | mineralisation |  |  |  | chalcopyrite, sphalerite, galena | Cu mineralisation stage, Pb-Zn mineralisation stage | replacement, vein infill, stratabound | coarse-grained, medium-grained, fine-grained, stratabound, discordant veins, replacement, infill |  |  |  | pyrite, pyrrhotite, arsenopyrite, siderite, dolomite, calcite, quartz, chlorite, K-feldspar, biotite, apatite, freibergite, tetrahedrite, cobaltite | Resin blocks containing each sample were produced following standard procedures and used for Mineral Liberation Analysis (MLA) mapping and subsequent LA-ICP-MS analyses | LA-ICPMS, EMPA, SEM-EDS | NWR213 solid state 213 nm laser ablation system coupled with an Agilent 7900 quadrupole ICP-MS; Cameca SXFive Electron Microprobe; Quanta600 SEM | Adelaide Microscopy | Ablation was conducted in an atmosphere of He (0.6 L/min) that was mixed with Ar (0.88 L/min) upon leaving the ablation cell; 70 µm diameter spot size with a 25:2 standard sample bracketing approach (2 standards analysed twice every 25 unknowns); MLA maps were acquired using the raster mode with an X-ray spectra collected every 4 µm | STDGL3 (CODES, University of Tasmania; Danyushevsky et al., 2011); GSD-1G | 428 |  | 0.66 | [11 empty] | 0.015 | [5 empty] | 3.18 | [21 empty] | 278300 |  | 0.253 |  |  |  | 1.23 | [7 empty] | 35.79 | [23 empty] | 1.02 | [5 empty] | 23 | [15 empty] | 400600 |  | 7.11 | [9 empty] | 17.62 | [7 empty] | 0.49 | [5 empty] | 0.573 | [13 empty] | 356.2 |  |  |  |  | 2020 | Cave, B., et al. (2020), Ore Geology Reviews 124, 103647 |  | AUS | Queensland
| Mount Isa Copper Operations, Black Star Mine | No. 5 and No. 9 Pb-Zn orebodies, 650 Cu orebody, 1100 Cu orebody, 3000 Cu orebody | Seafloor hydrothermal | Sedimentary Exhalative (SEDEX) | SEDEX zinc-lead-copper | Cu, Pb, Zn | Ag | Cu, Pb, Zn, Ag | Cave et al., 2020 |  | 51-R25ED15CPY-18.d | 51-R25ED15CPY-18.d-1 | underground mine, open pit |  |  |  |  | ore material | drill core, polished section | drill core | mineral separate | [5 empty] | mineralisation |  |  |  | chalcopyrite, sphalerite, galena | Cu mineralisation stage, Pb-Zn mineralisation stage | replacement, vein infill, stratabound | coarse-grained, medium-grained, fine-grained, stratabound, discordant veins, replacement, infill |  |  |  | pyrite, pyrrhotite, arsenopyrite, siderite, dolomite, calcite, quartz, chlorite, K-feldspar, biotite, apatite, freibergite, tetrahedrite, cobaltite | Resin blocks containing each sample were produced following standard procedures and used for Mineral Liberation Analysis (MLA) mapping and subsequent LA-ICP-MS analyses | LA-ICPMS, EMPA, SEM-EDS | NWR213 solid state 213 nm laser ablation system coupled with an Agilent 7900 quadrupole ICP-MS; Cameca SXFive Electron Microprobe; Quanta600 SEM | Adelaide Microscopy | Ablation was conducted in an atmosphere of He (0.6 L/min) that was mixed with Ar (0.88 L/min) upon leaving the ablation cell; 70 µm diameter spot size with a 25:2 standard sample bracketing approach (2 standards analysed twice every 25 unknowns); MLA maps were acquired using the raster mode with an X-ray spectra collected every 4 µm | STDGL3 (CODES, University of Tasmania; Danyushevsky et al., 2011); GSD-1G | 279.6 |  | 2.8 | [17 empty] | 6.31 | [21 empty] | 286100 |  | 0.47 |  |  |  | 1.25 | [7 empty] | 33.47 | [23 empty] | 1.62 | [5 empty] | 32.7 | [15 empty] | 419300 |  | 7.78 | [9 empty] | 21.62 | [7 empty] | 0.54 | [5 empty] | 0.366 | [13 empty] | 376.8 |  |  |  |  | 2020 | Cave, B., et al. (2020), Ore Geology Reviews 124, 103647 |  | AUS | Queensland
| Mount Isa Copper Operations, Black Star Mine | No. 5 and No. 9 Pb-Zn orebodies, 650 Cu orebody, 1100 Cu orebody, 3000 Cu orebody | Seafloor hydrothermal | Sedimentary Exhalative (SEDEX) | SEDEX zinc-lead-copper | Cu, Pb, Zn | Ag | Cu, Pb, Zn, Ag | Cave et al., 2020 |  | 161-200501422gal2-1 | 161-200501422gal2-1-1 | underground mine, open pit |  |  |  |  | ore material | drill core, polished section | drill core | mineral separate | [5 empty] | mineralisation |  |  |  | chalcopyrite, sphalerite, galena | Cu mineralisation stage, Pb-Zn mineralisation stage | replacement, vein infill, stratabound | coarse-grained, medium-grained, fine-grained, stratabound, discordant veins, replacement, infill |  |  |  | pyrite, pyrrhotite, arsenopyrite, siderite, dolomite, calcite, quartz, chlorite, K-feldspar, biotite, apatite, freibergite, tetrahedrite, cobaltite | Resin blocks containing each sample were produced following standard procedures and used for Mineral Liberation Analysis (MLA) mapping and subsequent LA-ICP-MS analyses | LA-ICPMS, EMPA, SEM-EDS | NWR213 solid state 213 nm laser ablation system coupled with an Agilent 7900 quadrupole ICP-MS; Cameca SXFive Electron Microprobe; Quanta600 SEM | Adelaide Microscopy | Ablation was conducted in an atmosphere of He (0.6 L/min) that was mixed with Ar (0.88 L/min) upon leaving the ablation cell; 70 µm diameter spot size with a 25:2 standard sample bracketing approach (2 standards analysed twice every 25 unknowns); MLA maps were acquired using the raster mode with an X-ray spectra collected every 4 µm | STDGL3 (CODES, University of Tasmania; Danyushevsky et al., 2011); GSD-1G | 2300 |  | 10.5 | [11 empty] | 8570 | [5 empty] | 2.5 | [5 empty] | 1.49 | [5 empty] | 4.3 | [9 empty] | 1800 | [43 empty] | 921000 | [15 empty] | 114500 |  | 173 |  |  |  | 216 | [5 empty] | 3.02 | [7 empty] | 12.2 | [5 empty] | 1193 | [13 empty] | 4 |  |  |  |  | 2020 | Cave, B., et al. (2020), Ore Geology Reviews 124, 103647 |  | AUS | Queensland
| Mount Isa Copper Operations, Black Star Mine | No. 5 and No. 9 Pb-Zn orebodies, 650 Cu orebody, 1100 Cu orebody, 3000 Cu orebody | Seafloor hydrothermal | Sedimentary Exhalative (SEDEX) | SEDEX zinc-lead-copper | Cu, Pb, Zn | Ag | Cu, Pb, Zn, Ag | Cave et al., 2020 |  | 167-200501422gal6-3 | 167-200501422gal6-3-1 | underground mine, open pit |  |  |  |  | ore material | drill core, polished section | drill core | mineral separate | [5 empty] | mineralisation |  |  |  | chalcopyrite, sphalerite, galena | Cu mineralisation stage, Pb-Zn mineralisation stage | replacement, vein infill, stratabound | coarse-grained, medium-grained, fine-grained, stratabound, discordant veins, replacement, infill |  |  |  | pyrite, pyrrhotite, arsenopyrite, siderite, dolomite, calcite, quartz, chlorite, K-feldspar, biotite, apatite, freibergite, tetrahedrite, cobaltite | Resin blocks containing each sample were produced following standard procedures and used for Mineral Liberation Analysis (MLA) mapping and subsequent LA-ICP-MS analyses | LA-ICPMS, EMPA, SEM-EDS | NWR213 solid state 213 nm laser ablation system coupled with an Agilent 7900 quadrupole ICP-MS; Cameca SXFive Electron Microprobe; Quanta600 SEM | Adelaide Microscopy | Ablation was conducted in an atmosphere of He (0.6 L/min) that was mixed with Ar (0.88 L/min) upon leaving the ablation cell; 70 µm diameter spot size with a 25:2 standard sample bracketing approach (2 standards analysed twice every 25 unknowns); MLA maps were acquired using the raster mode with an X-ray spectra collected every 4 µm | STDGL3 (CODES, University of Tasmania; Danyushevsky et al., 2011); GSD-1G | 337 | [13 empty] | 58.7 | [5 empty] | 11.7 | [11 empty] | 6300 | [9 empty] | 5100 | [13 empty] | 7.1 | [29 empty] | 889000 | [15 empty] | 133500 |  | 425 |  |  |  | 35.6 | [5 empty] | 2.12 | [13 empty] | 33.93 | [13 empty] | 1600 |  |  |  |  | 2020 | Cave, B., et al. (2020), Ore Geology Reviews 124, 103647 |  | AUS | Queensland
| Mount Isa Copper Operations, Black Star Mine | No. 5 and No. 9 Pb-Zn orebodies, 650 Cu orebody, 1100 Cu orebody, 3000 Cu orebody | Seafloor hydrothermal | Sedimentary Exhalative (SEDEX) | SEDEX zinc-lead-copper | Cu, Pb, Zn | Ag | Cu, Pb, Zn, Ag | Cave et al., 2020 |  | 168-200501422gal6-4 | 168-200501422gal6-4-1 | underground mine, open pit |  |  |  |  | ore material | drill core, polished section | drill core | mineral separate | [5 empty] | mineralisation |  |  |  | chalcopyrite, sphalerite, galena | Cu mineralisation stage, Pb-Zn mineralisation stage | replacement, vein infill, stratabound | coarse-grained, medium-grained, fine-grained, stratabound, discordant veins, replacement, infill |  |  |  | pyrite, pyrrhotite, arsenopyrite, siderite, dolomite, calcite, quartz, chlorite, K-feldspar, biotite, apatite, freibergite, tetrahedrite, cobaltite | Resin blocks containing each sample were produced following standard procedures and used for Mineral Liberation Analysis (MLA) mapping and subsequent LA-ICP-MS analyses | LA-ICPMS, EMPA, SEM-EDS | NWR213 solid state 213 nm laser ablation system coupled with an Agilent 7900 quadrupole ICP-MS; Cameca SXFive Electron Microprobe; Quanta600 SEM | Adelaide Microscopy | Ablation was conducted in an atmosphere of He (0.6 L/min) that was mixed with Ar (0.88 L/min) upon leaving the ablation cell; 70 µm diameter spot size with a 25:2 standard sample bracketing approach (2 standards analysed twice every 25 unknowns); MLA maps were acquired using the raster mode with an X-ray spectra collected every 4 µm | STDGL3 (CODES, University of Tasmania; Danyushevsky et al., 2011); GSD-1G | 299.8 | [13 empty] | 59.1 | [5 empty] | 5.33 | [11 empty] | 1460 | [9 empty] | 1210 | [13 empty] | 2.02 | [29 empty] | 907000 | [15 empty] | 133300 |  | 389.6 |  |  |  | 46.6 | [5 empty] | 1.56 | [13 empty] | 34.28 | [13 empty] | 66 |  |  |  |  | 2020 | Cave, B., et al. (2020), Ore Geology Reviews 124, 103647 |  | AUS | Queensland
| Mount Isa Copper Operations, Black Star Mine | No. 5 and No. 9 Pb-Zn orebodies, 650 Cu orebody, 1100 Cu orebody, 3000 Cu orebody | Seafloor hydrothermal | Sedimentary Exhalative (SEDEX) | SEDEX zinc-lead-copper | Cu, Pb, Zn | Ag | Cu, Pb, Zn, Ag | Cave et al., 2020 |  | 169-200501422gal6-5 | 169-200501422gal6-5-1 | underground mine, open pit |  |  |  |  | ore material | drill core, polished section | drill core | mineral separate | [5 empty] | mineralisation |  |  |  | chalcopyrite, sphalerite, galena | Cu mineralisation stage, Pb-Zn mineralisation stage | replacement, vein infill, stratabound | coarse-grained, medium-grained, fine-grained, stratabound, discordant veins, replacement, infill |  |  |  | pyrite, pyrrhotite, arsenopyrite, siderite, dolomite, calcite, quartz, chlorite, K-feldspar, biotite, apatite, freibergite, tetrahedrite, cobaltite | Resin blocks containing each sample were produced following standard procedures and used for Mineral Liberation Analysis (MLA) mapping and subsequent LA-ICP-MS analyses | LA-ICPMS, EMPA, SEM-EDS | NWR213 solid state 213 nm laser ablation system coupled with an Agilent 7900 quadrupole ICP-MS; Cameca SXFive Electron Microprobe; Quanta600 SEM | Adelaide Microscopy | Ablation was conducted in an atmosphere of He (0.6 L/min) that was mixed with Ar (0.88 L/min) upon leaving the ablation cell; 70 µm diameter spot size with a 25:2 standard sample bracketing approach (2 standards analysed twice every 25 unknowns); MLA maps were acquired using the raster mode with an X-ray spectra collected every 4 µm | STDGL3 (CODES, University of Tasmania; Danyushevsky et al., 2011); GSD-1G | 313.9 | [13 empty] | 56.1 | [5 empty] | 8 | [11 empty] | 19300 | [9 empty] | 10300 | [13 empty] | 16.3 | [13 empty] | 0.69 | [15 empty] | 891000 | [15 empty] | 150800 |  | 400.5 |  |  |  | 40 | [5 empty] | 2.72 | [13 empty] | 30.33 | [13 empty] | 390 |  |  |  |  | 2020 | Cave, B., et al. (2020), Ore Geology Reviews 124, 103647 |  | AUS | Queensland
| Mount Isa Copper Operations, Black Star Mine | No. 5 and No. 9 Pb-Zn orebodies, 650 Cu orebody, 1100 Cu orebody, 3000 Cu orebody | Seafloor hydrothermal | Sedimentary Exhalative (SEDEX) | SEDEX zinc-lead-copper | Cu, Pb, Zn | Ag | Cu, Pb, Zn, Ag | Cave et al., 2020 |  | 171-200501422gal6-7 | 171-200501422gal6-7-1 | underground mine, open pit |  |  |  |  | ore material | drill core, polished section | drill core | mineral separate | [5 empty] | mineralisation |  |  |  | chalcopyrite, sphalerite, galena | Cu mineralisation stage, Pb-Zn mineralisation stage | replacement, vein infill, stratabound | coarse-grained, medium-grained, fine-grained, stratabound, discordant veins, replacement, infill |  |  |  | pyrite, pyrrhotite, arsenopyrite, siderite, dolomite, calcite, quartz, chlorite, K-feldspar, biotite, apatite, freibergite, tetrahedrite, cobaltite | Resin blocks containing each sample were produced following standard procedures and used for Mineral Liberation Analysis (MLA) mapping and subsequent LA-ICP-MS analyses | LA-ICPMS, EMPA, SEM-EDS | NWR213 solid state 213 nm laser ablation system coupled with an Agilent 7900 quadrupole ICP-MS; Cameca SXFive Electron Microprobe; Quanta600 SEM | Adelaide Microscopy | Ablation was conducted in an atmosphere of He (0.6 L/min) that was mixed with Ar (0.88 L/min) upon leaving the ablation cell; 70 µm diameter spot size with a 25:2 standard sample bracketing approach (2 standards analysed twice every 25 unknowns); MLA maps were acquired using the raster mode with an X-ray spectra collected every 4 µm | STDGL3 (CODES, University of Tasmania; Danyushevsky et al., 2011); GSD-1G | 239.9 | [13 empty] | 61.26 | [5 empty] | 6.42 | [11 empty] | 3110 | [9 empty] | 2350 | [13 empty] | 3.06 | [29 empty] | 887000 | [15 empty] | 135700 |  | 339 |  |  |  | 52.5 | [5 empty] | 1.38 | [13 empty] | 51.9 | [13 empty] | 76 |  |  |  |  | 2020 | Cave, B., et al. (2020), Ore Geology Reviews 124, 103647 |  | AUS | Queensland
| Mount Isa Copper Operations, Black Star Mine | No. 5 and No. 9 Pb-Zn orebodies, 650 Cu orebody, 1100 Cu orebody, 3000 Cu orebody | Seafloor hydrothermal | Sedimentary Exhalative (SEDEX) | SEDEX zinc-lead-copper | Cu, Pb, Zn | Ag | Cu, Pb, Zn, Ag | Cave et al., 2020 |  | 173-200501422gal8-2 | 173-200501422gal8-2-1 | underground mine, open pit |  |  |  |  | ore material | drill core, polished section | drill core | mineral separate | [5 empty] | mineralisation |  |  |  | chalcopyrite, sphalerite, galena | Cu mineralisation stage, Pb-Zn mineralisation stage | replacement, vein infill, stratabound | coarse-grained, medium-grained, fine-grained, stratabound, discordant veins, replacement, infill |  |  |  | pyrite, pyrrhotite, arsenopyrite, siderite, dolomite, calcite, quartz, chlorite, K-feldspar, biotite, apatite, freibergite, tetrahedrite, cobaltite | Resin blocks containing each sample were produced following standard procedures and used for Mineral Liberation Analysis (MLA) mapping and subsequent LA-ICP-MS analyses | LA-ICPMS, EMPA, SEM-EDS | NWR213 solid state 213 nm laser ablation system coupled with an Agilent 7900 quadrupole ICP-MS; Cameca SXFive Electron Microprobe; Quanta600 SEM | Adelaide Microscopy | Ablation was conducted in an atmosphere of He (0.6 L/min) that was mixed with Ar (0.88 L/min) upon leaving the ablation cell; 70 µm diameter spot size with a 25:2 standard sample bracketing approach (2 standards analysed twice every 25 unknowns); MLA maps were acquired using the raster mode with an X-ray spectra collected every 4 µm | STDGL3 (CODES, University of Tasmania; Danyushevsky et al., 2011); GSD-1G | 622 | [13 empty] | 1.255 | [5 empty] | 5.09 | [11 empty] | 16 | [9 empty] | 11.1 | [43 empty] | 893000 | [15 empty] | 132500 |  | 867 |  |  |  | 3.4 | [5 empty] | 6.05 | [7 empty] | 0.9 | [5 empty] | 81.8 | [18 empty] | 2020 | Cave, B., et al. (2020), Ore Geology Reviews 124, 103647 |  | AUS | Queensland
| Mount Isa Copper Operations, Black Star Mine | No. 5 and No. 9 Pb-Zn orebodies, 650 Cu orebody, 1100 Cu orebody, 3000 Cu orebody | Seafloor hydrothermal | Sedimentary Exhalative (SEDEX) | SEDEX zinc-lead-copper | Cu, Pb, Zn | Ag | Cu, Pb, Zn, Ag | Cave et al., 2020 |  | 174-200501422gal8-3 | 174-200501422gal8-3-1 | underground mine, open pit |  |  |  |  | ore material | drill core, polished section | drill core | mineral separate | [5 empty] | mineralisation |  |  |  | chalcopyrite, sphalerite, galena | Cu mineralisation stage, Pb-Zn mineralisation stage | replacement, vein infill, stratabound | coarse-grained, medium-grained, fine-grained, stratabound, discordant veins, replacement, infill |  |  |  | pyrite, pyrrhotite, arsenopyrite, siderite, dolomite, calcite, quartz, chlorite, K-feldspar, biotite, apatite, freibergite, tetrahedrite, cobaltite | Resin blocks containing each sample were produced following standard procedures and used for Mineral Liberation Analysis (MLA) mapping and subsequent LA-ICP-MS analyses | LA-ICPMS, EMPA, SEM-EDS | NWR213 solid state 213 nm laser ablation system coupled with an Agilent 7900 quadrupole ICP-MS; Cameca SXFive Electron Microprobe; Quanta600 SEM | Adelaide Microscopy | Ablation was conducted in an atmosphere of He (0.6 L/min) that was mixed with Ar (0.88 L/min) upon leaving the ablation cell; 70 µm diameter spot size with a 25:2 standard sample bracketing approach (2 standards analysed twice every 25 unknowns); MLA maps were acquired using the raster mode with an X-ray spectra collected every 4 µm | STDGL3 (CODES, University of Tasmania; Danyushevsky et al., 2011); GSD-1G | 618 | [13 empty] | 1.358 | [5 empty] | 5.37 | [65 empty] | 891000 | [15 empty] | 133300 |  | 872 | [9 empty] | 5.92 | [7 empty] | 0.89 | [5 empty] | 79 | [13 empty] | 3.3 |  |  |  |  | 2020 | Cave, B., et al. (2020), Ore Geology Reviews 124, 103647 |  | AUS | Queensland
| Mount Isa Copper Operations, Black Star Mine | No. 5 and No. 9 Pb-Zn orebodies, 650 Cu orebody, 1100 Cu orebody, 3000 Cu orebody | Seafloor hydrothermal | Sedimentary Exhalative (SEDEX) | SEDEX zinc-lead-copper | Cu, Pb, Zn | Ag | Cu, Pb, Zn, Ag | Cave et al., 2020 |  | 175-200501422gal8-4 | 175-200501422gal8-4-1 | underground mine, open pit |  |  |  |  | ore material | drill core, polished section | drill core | mineral separate | [5 empty] | mineralisation |  |  |  | chalcopyrite, sphalerite, galena | Cu mineralisation stage, Pb-Zn mineralisation stage | replacement, vein infill, stratabound | coarse-grained, medium-grained, fine-grained, stratabound, discordant veins, replacement, infill |  |  |  | pyrite, pyrrhotite, arsenopyrite, siderite, dolomite, calcite, quartz, chlorite, K-feldspar, biotite, apatite, freibergite, tetrahedrite, cobaltite | Resin blocks containing each sample were produced following standard procedures and used for Mineral Liberation Analysis (MLA) mapping and subsequent LA-ICP-MS analyses | LA-ICPMS, EMPA, SEM-EDS | NWR213 solid state 213 nm laser ablation system coupled with an Agilent 7900 quadrupole ICP-MS; Cameca SXFive Electron Microprobe; Quanta600 SEM | Adelaide Microscopy | Ablation was conducted in an atmosphere of He (0.6 L/min) that was mixed with Ar (0.88 L/min) upon leaving the ablation cell; 70 µm diameter spot size with a 25:2 standard sample bracketing approach (2 standards analysed twice every 25 unknowns); MLA maps were acquired using the raster mode with an X-ray spectra collected every 4 µm | STDGL3 (CODES, University of Tasmania; Danyushevsky et al., 2011); GSD-1G | 410 | [13 empty] | 1.31 | [5 empty] | 5.39 | [11 empty] | 400 | [9 empty] | 320 | [13 empty] | 0.036 | [29 empty] | 916000 | [15 empty] | 137700 |  | 620.3 |  |  |  | 5.3 | [5 empty] | 5.31 | [7 empty] | 1.07 | [5 empty] | 75.8 | [13 empty] | 6.1 |  |  |  |  | 2020 | Cave, B., et al. (2020), Ore Geology Reviews 124, 103647 |  | AUS | Queensland
| Mount Isa Copper Operations, Black Star Mine | No. 5 and No. 9 Pb-Zn orebodies, 650 Cu orebody, 1100 Cu orebody, 3000 Cu orebody | Seafloor hydrothermal | Sedimentary Exhalative (SEDEX) | SEDEX zinc-lead-copper | Cu, Pb, Zn | Ag | Cu, Pb, Zn, Ag | Cave et al., 2020 |  | 176-200501422gal8-5 | 176-200501422gal8-5-1 | underground mine, open pit |  |  |  |  | ore material | drill core, polished section | drill core | mineral separate | [5 empty] | mineralisation |  |  |  | chalcopyrite, sphalerite, galena | Cu mineralisation stage, Pb-Zn mineralisation stage | replacement, vein infill, stratabound | coarse-grained, medium-grained, fine-grained, stratabound, discordant veins, replacement, infill |  |  |  | pyrite, pyrrhotite, arsenopyrite, siderite, dolomite, calcite, quartz, chlorite, K-feldspar, biotite, apatite, freibergite, tetrahedrite, cobaltite | Resin blocks containing each sample were produced following standard procedures and used for Mineral Liberation Analysis (MLA) mapping and subsequent LA-ICP-MS analyses | LA-ICPMS, EMPA, SEM-EDS | NWR213 solid state 213 nm laser ablation system coupled with an Agilent 7900 quadrupole ICP-MS; Cameca SXFive Electron Microprobe; Quanta600 SEM | Adelaide Microscopy | Ablation was conducted in an atmosphere of He (0.6 L/min) that was mixed with Ar (0.88 L/min) upon leaving the ablation cell; 70 µm diameter spot size with a 25:2 standard sample bracketing approach (2 standards analysed twice every 25 unknowns); MLA maps were acquired using the raster mode with an X-ray spectra collected every 4 µm | STDGL3 (CODES, University of Tasmania; Danyushevsky et al., 2011); GSD-1G | 453 | [13 empty] | 1.18 | [5 empty] | 4.15 | [35 empty] | 0.027 | [29 empty] | 894000 | [15 empty] | 134900 |  | 644 | [9 empty] | 5.02 | [13 empty] | 81.9 | [13 empty] | 6.4 |  |  |  |  | 2020 | Cave, B., et al. (2020), Ore Geology Reviews 124, 103647 |  | AUS | Queensland
| Mount Isa Copper Operations, Black Star Mine | No. 5 and No. 9 Pb-Zn orebodies, 650 Cu orebody, 1100 Cu orebody, 3000 Cu orebody | Seafloor hydrothermal | Sedimentary Exhalative (SEDEX) | SEDEX zinc-lead-copper | Cu, Pb, Zn | Ag | Cu, Pb, Zn, Ag | Cave et al., 2020 |  | 177-200501422gal8-6 | 177-200501422gal8-6-1 | underground mine, open pit |  |  |  |  | ore material | drill core, polished section | drill core | mineral separate | [5 empty] | mineralisation |  |  |  | chalcopyrite, sphalerite, galena | Cu mineralisation stage, Pb-Zn mineralisation stage | replacement, vein infill, stratabound | coarse-grained, medium-grained, fine-grained, stratabound, discordant veins, replacement, infill |  |  |  | pyrite, pyrrhotite, arsenopyrite, siderite, dolomite, calcite, quartz, chlorite, K-feldspar, biotite, apatite, freibergite, tetrahedrite, cobaltite | Resin blocks containing each sample were produced following standard procedures and used for Mineral Liberation Analysis (MLA) mapping and subsequent LA-ICP-MS analyses | LA-ICPMS, EMPA, SEM-EDS | NWR213 solid state 213 nm laser ablation system coupled with an Agilent 7900 quadrupole ICP-MS; Cameca SXFive Electron Microprobe; Quanta600 SEM | Adelaide Microscopy | Ablation was conducted in an atmosphere of He (0.6 L/min) that was mixed with Ar (0.88 L/min) upon leaving the ablation cell; 70 µm diameter spot size with a 25:2 standard sample bracketing approach (2 standards analysed twice every 25 unknowns); MLA maps were acquired using the raster mode with an X-ray spectra collected every 4 µm | STDGL3 (CODES, University of Tasmania; Danyushevsky et al., 2011); GSD-1G | 722 | [13 empty] | 1.612 | [5 empty] | 5.64 | [21 empty] | 8.1 | [43 empty] | 891000 | [15 empty] | 136000 |  | 1000 |  |  |  | 7.3 | [5 empty] | 7.06 | [7 empty] | 0.96 | [5 empty] | 77.42 | [13 empty] | 20 |  |  |  |  | 2020 | Cave, B., et al. (2020), Ore Geology Reviews 124, 103647 |  | AUS | Queensland
| Mount Isa Copper Operations, Black Star Mine | No. 5 and No. 9 Pb-Zn orebodies, 650 Cu orebody, 1100 Cu orebody, 3000 Cu orebody | Seafloor hydrothermal | Sedimentary Exhalative (SEDEX) | SEDEX zinc-lead-copper | Cu, Pb, Zn | Ag | Cu, Pb, Zn, Ag | Cave et al., 2020 |  | 178-200501422gal8-7 | 178-200501422gal8-7-1 | underground mine, open pit |  |  |  |  | ore material | drill core, polished section | drill core | mineral separate | [5 empty] | mineralisation |  |  |  | chalcopyrite, sphalerite, galena | Cu mineralisation stage, Pb-Zn mineralisation stage | replacement, vein infill, stratabound | coarse-grained, medium-grained, fine-grained, stratabound, discordant veins, replacement, infill |  |  |  | pyrite, pyrrhotite, arsenopyrite, siderite, dolomite, calcite, quartz, chlorite, K-feldspar, biotite, apatite, freibergite, tetrahedrite, cobaltite | Resin blocks containing each sample were produced following standard procedures and used for Mineral Liberation Analysis (MLA) mapping and subsequent LA-ICP-MS analyses | LA-ICPMS, EMPA, SEM-EDS | NWR213 solid state 213 nm laser ablation system coupled with an Agilent 7900 quadrupole ICP-MS; Cameca SXFive Electron Microprobe; Quanta600 SEM | Adelaide Microscopy | Ablation was conducted in an atmosphere of He (0.6 L/min) that was mixed with Ar (0.88 L/min) upon leaving the ablation cell; 70 µm diameter spot size with a 25:2 standard sample bracketing approach (2 standards analysed twice every 25 unknowns); MLA maps were acquired using the raster mode with an X-ray spectra collected every 4 µm | STDGL3 (CODES, University of Tasmania; Danyushevsky et al., 2011); GSD-1G | 792 | [13 empty] | 1.602 | [5 empty] | 5.66 | [11 empty] | 1.87 | [53 empty] | 891000 | [15 empty] | 134500 |  | 1091 |  |  |  | 3.7 | [5 empty] | 6.93 | [7 empty] | 1.22 | [5 empty] | 77.8 | [18 empty] | 2020 | Cave, B., et al. (2020), Ore Geology Reviews 124, 103647 |  | AUS | Queensland
| Mount Isa Copper Operations, Black Star Mine | No. 5 and No. 9 Pb-Zn orebodies, 650 Cu orebody, 1100 Cu orebody, 3000 Cu orebody | Seafloor hydrothermal | Sedimentary Exhalative (SEDEX) | SEDEX zinc-lead-copper | Cu, Pb, Zn | Ag | Cu, Pb, Zn, Ag | Cave et al., 2020 |  | 179-200501422gal8-8 | 179-200501422gal8-8-1 | underground mine, open pit |  |  |  |  | ore material | drill core, polished section | drill core | mineral separate | [5 empty] | mineralisation |  |  |  | chalcopyrite, sphalerite, galena | Cu mineralisation stage, Pb-Zn mineralisation stage | replacement, vein infill, stratabound | coarse-grained, medium-grained, fine-grained, stratabound, discordant veins, replacement, infill |  |  |  | pyrite, pyrrhotite, arsenopyrite, siderite, dolomite, calcite, quartz, chlorite, K-feldspar, biotite, apatite, freibergite, tetrahedrite, cobaltite | Resin blocks containing each sample were produced following standard procedures and used for Mineral Liberation Analysis (MLA) mapping and subsequent LA-ICP-MS analyses | LA-ICPMS, EMPA, SEM-EDS | NWR213 solid state 213 nm laser ablation system coupled with an Agilent 7900 quadrupole ICP-MS; Cameca SXFive Electron Microprobe; Quanta600 SEM | Adelaide Microscopy | Ablation was conducted in an atmosphere of He (0.6 L/min) that was mixed with Ar (0.88 L/min) upon leaving the ablation cell; 70 µm diameter spot size with a 25:2 standard sample bracketing approach (2 standards analysed twice every 25 unknowns); MLA maps were acquired using the raster mode with an X-ray spectra collected every 4 µm | STDGL3 (CODES, University of Tasmania; Danyushevsky et al., 2011); GSD-1G | 501 | [13 empty] | 1.583 | [5 empty] | 9.7 | [11 empty] | 101 | [9 empty] | 150 | [13 empty] | 0.061 | [29 empty] | 897000 | [15 empty] | 140500 |  | 718 |  |  |  | 6.5 | [5 empty] | 5.69 | [7 empty] | 1.83 | [5 empty] | 73.7 | [18 empty] | 2020 | Cave, B., et al. (2020), Ore Geology Reviews 124, 103647 |  | AUS | Queensland
| Mount Isa Copper Operations, Black Star Mine | No. 5 and No. 9 Pb-Zn orebodies, 650 Cu orebody, 1100 Cu orebody, 3000 Cu orebody | Seafloor hydrothermal | Sedimentary Exhalative (SEDEX) | SEDEX zinc-lead-copper | Cu, Pb, Zn | Ag | Cu, Pb, Zn, Ag | Cave et al., 2020 |  | 180-200501422gal8-9 | 180-200501422gal8-9-1 | underground mine, open pit |  |  |  |  | ore material | drill core, polished section | drill core | mineral separate | [5 empty] | mineralisation |  |  |  | chalcopyrite, sphalerite, galena | Cu mineralisation stage, Pb-Zn mineralisation stage | replacement, vein infill, stratabound | coarse-grained, medium-grained, fine-grained, stratabound, discordant veins, replacement, infill |  |  |  | pyrite, pyrrhotite, arsenopyrite, siderite, dolomite, calcite, quartz, chlorite, K-feldspar, biotite, apatite, freibergite, tetrahedrite, cobaltite | Resin blocks containing each sample were produced following standard procedures and used for Mineral Liberation Analysis (MLA) mapping and subsequent LA-ICP-MS analyses | LA-ICPMS, EMPA, SEM-EDS | NWR213 solid state 213 nm laser ablation system coupled with an Agilent 7900 quadrupole ICP-MS; Cameca SXFive Electron Microprobe; Quanta600 SEM | Adelaide Microscopy | Ablation was conducted in an atmosphere of He (0.6 L/min) that was mixed with Ar (0.88 L/min) upon leaving the ablation cell; 70 µm diameter spot size with a 25:2 standard sample bracketing approach (2 standards analysed twice every 25 unknowns); MLA maps were acquired using the raster mode with an X-ray spectra collected every 4 µm | STDGL3 (CODES, University of Tasmania; Danyushevsky et al., 2011); GSD-1G | 596 | [13 empty] | 1.277 | [5 empty] | 57 | [11 empty] | 70 | [9 empty] | 700 | [13 empty] | 0.45 | [29 empty] | 895000 | [15 empty] | 141800 |  | 828 |  |  |  | 9.5 | [5 empty] | 5.88 | [7 empty] | 1.5 | [5 empty] | 65.9 | [13 empty] | 16600 |  |  |  |  | 2020 | Cave, B., et al. (2020), Ore Geology Reviews 124, 103647 |  | AUS | Queensland
| Mount Isa Copper Operations, Black Star Mine | No. 5 and No. 9 Pb-Zn orebodies, 650 Cu orebody, 1100 Cu orebody, 3000 Cu orebody | Seafloor hydrothermal | Sedimentary Exhalative (SEDEX) | SEDEX zinc-lead-copper | Cu, Pb, Zn | Ag | Cu, Pb, Zn, Ag | Cave et al., 2020 |  | 181-200501422gal8-10 | 181-200501422gal8-10-1 | underground mine, open pit |  |  |  |  | ore material | drill core, polished section | drill core | mineral separate | [5 empty] | mineralisation |  |  |  | chalcopyrite, sphalerite, galena | Cu mineralisation stage, Pb-Zn mineralisation stage | replacement, vein infill, stratabound | coarse-grained, medium-grained, fine-grained, stratabound, discordant veins, replacement, infill |  |  |  | pyrite, pyrrhotite, arsenopyrite, siderite, dolomite, calcite, quartz, chlorite, K-feldspar, biotite, apatite, freibergite, tetrahedrite, cobaltite | Resin blocks containing each sample were produced following standard procedures and used for Mineral Liberation Analysis (MLA) mapping and subsequent LA-ICP-MS analyses | LA-ICPMS, EMPA, SEM-EDS | NWR213 solid state 213 nm laser ablation system coupled with an Agilent 7900 quadrupole ICP-MS; Cameca SXFive Electron Microprobe; Quanta600 SEM | Adelaide Microscopy | Ablation was conducted in an atmosphere of He (0.6 L/min) that was mixed with Ar (0.88 L/min) upon leaving the ablation cell; 70 µm diameter spot size with a 25:2 standard sample bracketing approach (2 standards analysed twice every 25 unknowns); MLA maps were acquired using the raster mode with an X-ray spectra collected every 4 µm | STDGL3 (CODES, University of Tasmania; Danyushevsky et al., 2011); GSD-1G | 463 | [13 empty] | 1.51 | [5 empty] | 3.98 | [5 empty] | 0.087 | [15 empty] | 5800 | [13 empty] | 0.024 | [29 empty] | 886000 | [15 empty] | 145000 |  | 681 |  |  |  | 7.2 | [5 empty] | 5.78 | [7 empty] | 1.8 | [5 empty] | 76.4 | [18 empty] | 2020 | Cave, B., et al. (2020), Ore Geology Reviews 124, 103647 |  | AUS | Queensland
| Mount Isa Copper Operations, Black Star Mine | No. 5 and No. 9 Pb-Zn orebodies, 650 Cu orebody, 1100 Cu orebody, 3000 Cu orebody | Seafloor hydrothermal | Sedimentary Exhalative (SEDEX) | SEDEX zinc-lead-copper | Cu, Pb, Zn | Ag | Cu, Pb, Zn, Ag | Cave et al., 2020 |  | 182-200501422gal8-11 | 182-200501422gal8-11-1 | underground mine, open pit |  |  |  |  | ore material | drill core, polished section | drill core | mineral separate | [5 empty] | mineralisation |  |  |  | chalcopyrite, sphalerite, galena | Cu mineralisation stage, Pb-Zn mineralisation stage | replacement, vein infill, stratabound | coarse-grained, medium-grained, fine-grained, stratabound, discordant veins, replacement, infill |  |  |  | pyrite, pyrrhotite, arsenopyrite, siderite, dolomite, calcite, quartz, chlorite, K-feldspar, biotite, apatite, freibergite, tetrahedrite, cobaltite | Resin blocks containing each sample were produced following standard procedures and used for Mineral Liberation Analysis (MLA) mapping and subsequent LA-ICP-MS analyses | LA-ICPMS, EMPA, SEM-EDS | NWR213 solid state 213 nm laser ablation system coupled with an Agilent 7900 quadrupole ICP-MS; Cameca SXFive Electron Microprobe; Quanta600 SEM | Adelaide Microscopy | Ablation was conducted in an atmosphere of He (0.6 L/min) that was mixed with Ar (0.88 L/min) upon leaving the ablation cell; 70 µm diameter spot size with a 25:2 standard sample bracketing approach (2 standards analysed twice every 25 unknowns); MLA maps were acquired using the raster mode with an X-ray spectra collected every 4 µm | STDGL3 (CODES, University of Tasmania; Danyushevsky et al., 2011); GSD-1G | 541 | [13 empty] | 1.571 | [5 empty] | 4.13 | [65 empty] | 889000 | [15 empty] | 138400 |  | 759 |  |  |  | 5.5 | [5 empty] | 6.38 | [13 empty] | 68.6 | [18 empty] | 2020 | Cave, B., et al. (2020), Ore Geology Reviews 124, 103647 |  | AUS | Queensland
| Mount Isa Copper Operations, Black Star Mine | No. 5 and No. 9 Pb-Zn orebodies, 650 Cu orebody, 1100 Cu orebody, 3000 Cu orebody | Seafloor hydrothermal | Sedimentary Exhalative (SEDEX) | SEDEX zinc-lead-copper | Cu, Pb, Zn | Ag | Cu, Pb, Zn, Ag | Cave et al., 2020 |  | 183-200501422gal8-12 | 183-200501422gal8-12-1 | underground mine, open pit |  |  |  |  | ore material | drill core, polished section | drill core | mineral separate | [5 empty] | mineralisation |  |  |  | chalcopyrite, sphalerite, galena | Cu mineralisation stage, Pb-Zn mineralisation stage | replacement, vein infill, stratabound | coarse-grained, medium-grained, fine-grained, stratabound, discordant veins, replacement, infill |  |  |  | pyrite, pyrrhotite, arsenopyrite, siderite, dolomite, calcite, quartz, chlorite, K-feldspar, biotite, apatite, freibergite, tetrahedrite, cobaltite | Resin blocks containing each sample were produced following standard procedures and used for Mineral Liberation Analysis (MLA) mapping and subsequent LA-ICP-MS analyses | LA-ICPMS, EMPA, SEM-EDS | NWR213 solid state 213 nm laser ablation system coupled with an Agilent 7900 quadrupole ICP-MS; Cameca SXFive Electron Microprobe; Quanta600 SEM | Adelaide Microscopy | Ablation was conducted in an atmosphere of He (0.6 L/min) that was mixed with Ar (0.88 L/min) upon leaving the ablation cell; 70 µm diameter spot size with a 25:2 standard sample bracketing approach (2 standards analysed twice every 25 unknowns); MLA maps were acquired using the raster mode with an X-ray spectra collected every 4 µm | STDGL3 (CODES, University of Tasmania; Danyushevsky et al., 2011); GSD-1G | 423 | [13 empty] | 1.41 | [5 empty] | 3.8 | [35 empty] | 0.021 | [29 empty] | 869000 | [15 empty] | 132000 |  | 625 | [9 empty] | 4.28 | [7 empty] | 3.5 | [5 empty] | 71.5 | [18 empty] | 2020 | Cave, B., et al. (2020), Ore Geology Reviews 124, 103647 |  | AUS | Queensland
| Mount Isa Copper Operations, Black Star Mine | No. 5 and No. 9 Pb-Zn orebodies, 650 Cu orebody, 1100 Cu orebody, 3000 Cu orebody | Seafloor hydrothermal | Sedimentary Exhalative (SEDEX) | SEDEX zinc-lead-copper | Cu, Pb, Zn | Ag | Cu, Pb, Zn, Ag | Cave et al., 2020 |  | 184-200501422gal8-13 | 184-200501422gal8-13-1 | underground mine, open pit |  |  |  |  | ore material | drill core, polished section | drill core | mineral separate | [5 empty] | mineralisation |  |  |  | chalcopyrite, sphalerite, galena | Cu mineralisation stage, Pb-Zn mineralisation stage | replacement, vein infill, stratabound | coarse-grained, medium-grained, fine-grained, stratabound, discordant veins, replacement, infill |  |  |  | pyrite, pyrrhotite, arsenopyrite, siderite, dolomite, calcite, quartz, chlorite, K-feldspar, biotite, apatite, freibergite, tetrahedrite, cobaltite | Resin blocks containing each sample were produced following standard procedures and used for Mineral Liberation Analysis (MLA) mapping and subsequent LA-ICP-MS analyses | LA-ICPMS, EMPA, SEM-EDS | NWR213 solid state 213 nm laser ablation system coupled with an Agilent 7900 quadrupole ICP-MS; Cameca SXFive Electron Microprobe; Quanta600 SEM | Adelaide Microscopy | Ablation was conducted in an atmosphere of He (0.6 L/min) that was mixed with Ar (0.88 L/min) upon leaving the ablation cell; 70 µm diameter spot size with a 25:2 standard sample bracketing approach (2 standards analysed twice every 25 unknowns); MLA maps were acquired using the raster mode with an X-ray spectra collected every 4 µm | STDGL3 (CODES, University of Tasmania; Danyushevsky et al., 2011); GSD-1G | 586 | [19 empty] | 4.75 | [21 empty] | 1900 | [27 empty] | 270 | [15 empty] | 905000 | [15 empty] | 138300 |  | 835 |  |  |  | 6 | [5 empty] | 5.82 | [7 empty] | 0.84 | [5 empty] | 68.6 | [13 empty] | 2.9 |  |  |  |  | 2020 | Cave, B., et al. (2020), Ore Geology Reviews 124, 103647 |  | AUS | Queensland
| Mount Isa Copper Operations, Black Star Mine | No. 5 and No. 9 Pb-Zn orebodies, 650 Cu orebody, 1100 Cu orebody, 3000 Cu orebody | Seafloor hydrothermal | Sedimentary Exhalative (SEDEX) | SEDEX zinc-lead-copper | Cu, Pb, Zn | Ag | Cu, Pb, Zn, Ag | Cave et al., 2020 |  | 185-200501422gal8-14 | 185-200501422gal8-14-1 | underground mine, open pit |  |  |  |  | ore material | drill core, polished section | drill core | mineral separate | [5 empty] | mineralisation |  |  |  | chalcopyrite, sphalerite, galena | Cu mineralisation stage, Pb-Zn mineralisation stage | replacement, vein infill, stratabound | coarse-grained, medium-grained, fine-grained, stratabound, discordant veins, replacement, infill |  |  |  | pyrite, pyrrhotite, arsenopyrite, siderite, dolomite, calcite, quartz, chlorite, K-feldspar, biotite, apatite, freibergite, tetrahedrite, cobaltite | Resin blocks containing each sample were produced following standard procedures and used for Mineral Liberation Analysis (MLA) mapping and subsequent LA-ICP-MS analyses | LA-ICPMS, EMPA, SEM-EDS | NWR213 solid state 213 nm laser ablation system coupled with an Agilent 7900 quadrupole ICP-MS; Cameca SXFive Electron Microprobe; Quanta600 SEM | Adelaide Microscopy | Ablation was conducted in an atmosphere of He (0.6 L/min) that was mixed with Ar (0.88 L/min) upon leaving the ablation cell; 70 µm diameter spot size with a 25:2 standard sample bracketing approach (2 standards analysed twice every 25 unknowns); MLA maps were acquired using the raster mode with an X-ray spectra collected every 4 µm | STDGL3 (CODES, University of Tasmania; Danyushevsky et al., 2011); GSD-1G | 529 | [13 empty] | 1.58 | [5 empty] | 4.65 | [65 empty] | 906000 | [15 empty] | 133400 |  | 741 |  |  |  | 5.2 | [5 empty] | 6.01 | [13 empty] | 65.5 | [18 empty] | 2020 | Cave, B., et al. (2020), Ore Geology Reviews 124, 103647 |  | AUS | Queensland
| Mount Isa Copper Operations, Black Star Mine | No. 5 and No. 9 Pb-Zn orebodies, 650 Cu orebody, 1100 Cu orebody, 3000 Cu orebody | Seafloor hydrothermal | Sedimentary Exhalative (SEDEX) | SEDEX zinc-lead-copper | Cu, Pb, Zn | Ag | Cu, Pb, Zn, Ag | Cave et al., 2020 |  | 186-200501422gal8-15 | 186-200501422gal8-15-1 | underground mine, open pit |  |  |  |  | ore material | drill core, polished section | drill core | mineral separate | [5 empty] | mineralisation |  |  |  | chalcopyrite, sphalerite, galena | Cu mineralisation stage, Pb-Zn mineralisation stage | replacement, vein infill, stratabound | coarse-grained, medium-grained, fine-grained, stratabound, discordant veins, replacement, infill |  |  |  | pyrite, pyrrhotite, arsenopyrite, siderite, dolomite, calcite, quartz, chlorite, K-feldspar, biotite, apatite, freibergite, tetrahedrite, cobaltite | Resin blocks containing each sample were produced following standard procedures and used for Mineral Liberation Analysis (MLA) mapping and subsequent LA-ICP-MS analyses | LA-ICPMS, EMPA, SEM-EDS | NWR213 solid state 213 nm laser ablation system coupled with an Agilent 7900 quadrupole ICP-MS; Cameca SXFive Electron Microprobe; Quanta600 SEM | Adelaide Microscopy | Ablation was conducted in an atmosphere of He (0.6 L/min) that was mixed with Ar (0.88 L/min) upon leaving the ablation cell; 70 µm diameter spot size with a 25:2 standard sample bracketing approach (2 standards analysed twice every 25 unknowns); MLA maps were acquired using the raster mode with an X-ray spectra collected every 4 µm | STDGL3 (CODES, University of Tasmania; Danyushevsky et al., 2011); GSD-1G | 609 | [13 empty] | 1.72 | [5 empty] | 28.4 | [11 empty] | 1.33 | [9 empty] | 397 | [13 empty] | 0.206 | [13 empty] | 0.52 | [9 empty] | 0.31 | [5 empty] | 898000 | [15 empty] | 143700 |  | 866 |  |  |  | 6.5 | [5 empty] | 5.86 | [7 empty] | 1.1 | [5 empty] | 72.6 | [13 empty] | 9600 |  |  |  |  | 2020 | Cave, B., et al. (2020), Ore Geology Reviews 124, 103647 |  | AUS | Queensland
| Mount Isa Copper Operations, Black Star Mine | No. 5 and No. 9 Pb-Zn orebodies, 650 Cu orebody, 1100 Cu orebody, 3000 Cu orebody | Seafloor hydrothermal | Sedimentary Exhalative (SEDEX) | SEDEX zinc-lead-copper | Cu, Pb, Zn | Ag | Cu, Pb, Zn, Ag | Cave et al., 2020 |  | 187-200501422gal8-16 | 187-200501422gal8-16-1 | underground mine, open pit |  |  |  |  | ore material | drill core, polished section | drill core | mineral separate | [5 empty] | mineralisation |  |  |  | chalcopyrite, sphalerite, galena | Cu mineralisation stage, Pb-Zn mineralisation stage | replacement, vein infill, stratabound | coarse-grained, medium-grained, fine-grained, stratabound, discordant veins, replacement, infill |  |  |  | pyrite, pyrrhotite, arsenopyrite, siderite, dolomite, calcite, quartz, chlorite, K-feldspar, biotite, apatite, freibergite, tetrahedrite, cobaltite | Resin blocks containing each sample were produced following standard procedures and used for Mineral Liberation Analysis (MLA) mapping and subsequent LA-ICP-MS analyses | LA-ICPMS, EMPA, SEM-EDS | NWR213 solid state 213 nm laser ablation system coupled with an Agilent 7900 quadrupole ICP-MS; Cameca SXFive Electron Microprobe; Quanta600 SEM | Adelaide Microscopy | Ablation was conducted in an atmosphere of He (0.6 L/min) that was mixed with Ar (0.88 L/min) upon leaving the ablation cell; 70 µm diameter spot size with a 25:2 standard sample bracketing approach (2 standards analysed twice every 25 unknowns); MLA maps were acquired using the raster mode with an X-ray spectra collected every 4 µm | STDGL3 (CODES, University of Tasmania; Danyushevsky et al., 2011); GSD-1G | 627 | [13 empty] | 1.574 | [5 empty] | 4.4 | [35 empty] | 0.027 | [23 empty] | 0.41 | [5 empty] | 876000 | [15 empty] | 135500 |  | 883 | [9 empty] | 5.72 | [13 empty] | 80.6 | [18 empty] | 2020 | Cave, B., et al. (2020), Ore Geology Reviews 124, 103647 |  | AUS | Queensland
| Mount Isa Copper Operations, Black Star Mine | No. 5 and No. 9 Pb-Zn orebodies, 650 Cu orebody, 1100 Cu orebody, 3000 Cu orebody | Seafloor hydrothermal | Sedimentary Exhalative (SEDEX) | SEDEX zinc-lead-copper | Cu, Pb, Zn | Ag | Cu, Pb, Zn, Ag | Cave et al., 2020 |  | 188-200501422gal8-17 | 188-200501422gal8-17-1 | underground mine, open pit |  |  |  |  | ore material | drill core, polished section | drill core | mineral separate | [5 empty] | mineralisation |  |  |  | chalcopyrite, sphalerite, galena | Cu mineralisation stage, Pb-Zn mineralisation stage | replacement, vein infill, stratabound | coarse-grained, medium-grained, fine-grained, stratabound, discordant veins, replacement, infill |  |  |  | pyrite, pyrrhotite, arsenopyrite, siderite, dolomite, calcite, quartz, chlorite, K-feldspar, biotite, apatite, freibergite, tetrahedrite, cobaltite | Resin blocks containing each sample were produced following standard procedures and used for Mineral Liberation Analysis (MLA) mapping and subsequent LA-ICP-MS analyses | LA-ICPMS, EMPA, SEM-EDS | NWR213 solid state 213 nm laser ablation system coupled with an Agilent 7900 quadrupole ICP-MS; Cameca SXFive Electron Microprobe; Quanta600 SEM | Adelaide Microscopy | Ablation was conducted in an atmosphere of He (0.6 L/min) that was mixed with Ar (0.88 L/min) upon leaving the ablation cell; 70 µm diameter spot size with a 25:2 standard sample bracketing approach (2 standards analysed twice every 25 unknowns); MLA maps were acquired using the raster mode with an X-ray spectra collected every 4 µm | STDGL3 (CODES, University of Tasmania; Danyushevsky et al., 2011); GSD-1G | 547 | [13 empty] | 1.53 | [5 empty] | 4.2 | [65 empty] | 887000 | [15 empty] | 133600 |  | 751 |  |  |  | 8.9 | [5 empty] | 5.34 | [7 empty] | 1.14 | [5 empty] | 78.5 | [18 empty] | 2020 | Cave, B., et al. (2020), Ore Geology Reviews 124, 103647 |  | AUS | Queensland
| Mount Isa Copper Operations, Black Star Mine | No. 5 and No. 9 Pb-Zn orebodies, 650 Cu orebody, 1100 Cu orebody, 3000 Cu orebody | Seafloor hydrothermal | Sedimentary Exhalative (SEDEX) | SEDEX zinc-lead-copper | Cu, Pb, Zn | Ag | Cu, Pb, Zn, Ag | Cave et al., 2020 |  | 200-201003232gal4-5 | 200-201003232gal4-5-1 | underground mine, open pit |  |  |  |  | ore material | drill core, polished section | drill core | mineral separate | [5 empty] | mineralisation |  |  |  | chalcopyrite, sphalerite, galena | Cu mineralisation stage, Pb-Zn mineralisation stage | replacement, vein infill, stratabound | coarse-grained, medium-grained, fine-grained, stratabound, discordant veins, replacement, infill |  |  |  | pyrite, pyrrhotite, arsenopyrite, siderite, dolomite, calcite, quartz, chlorite, K-feldspar, biotite, apatite, freibergite, tetrahedrite, cobaltite | Resin blocks containing each sample were produced following standard procedures and used for Mineral Liberation Analysis (MLA) mapping and subsequent LA-ICP-MS analyses | LA-ICPMS, EMPA, SEM-EDS | NWR213 solid state 213 nm laser ablation system coupled with an Agilent 7900 quadrupole ICP-MS; Cameca SXFive Electron Microprobe; Quanta600 SEM | Adelaide Microscopy | Ablation was conducted in an atmosphere of He (0.6 L/min) that was mixed with Ar (0.88 L/min) upon leaving the ablation cell; 70 µm diameter spot size with a 25:2 standard sample bracketing approach (2 standards analysed twice every 25 unknowns); MLA maps were acquired using the raster mode with an X-ray spectra collected every 4 µm | STDGL3 (CODES, University of Tasmania; Danyushevsky et al., 2011); GSD-1G | 692 |  | 6.8 |  | 13 | [9 empty] | 181.4 | [5 empty] | 25.7 | [5 empty] | 1.01 | [5 empty] | 3.2 | [9 empty] | 1890 | [13 empty] | 0.115 | [23 empty] | 1.16 | [5 empty] | 915000 | [15 empty] | 147800 |  | 939 |  |  |  | 45 | [5 empty] | 16.6 | [7 empty] | 8.3 | [5 empty] | 130.7 | [13 empty] | 8.5 |  |  |  |  | 2020 | Cave, B., et al. (2020), Ore Geology Reviews 124, 103647 |  | AUS | Queensland
| Mount Isa Copper Operations, Black Star Mine | No. 5 and No. 9 Pb-Zn orebodies, 650 Cu orebody, 1100 Cu orebody, 3000 Cu orebody | Seafloor hydrothermal | Sedimentary Exhalative (SEDEX) | SEDEX zinc-lead-copper | Cu, Pb, Zn | Ag | Cu, Pb, Zn, Ag | Cave et al., 2020 |  | 203-201003232gal6-2 | 203-201003232gal6-2-1 | underground mine, open pit |  |  |  |  | ore material | drill core, polished section | drill core | mineral separate | [5 empty] | mineralisation |  |  |  | chalcopyrite, sphalerite, galena | Cu mineralisation stage, Pb-Zn mineralisation stage | replacement, vein infill, stratabound | coarse-grained, medium-grained, fine-grained, stratabound, discordant veins, replacement, infill |  |  |  | pyrite, pyrrhotite, arsenopyrite, siderite, dolomite, calcite, quartz, chlorite, K-feldspar, biotite, apatite, freibergite, tetrahedrite, cobaltite | Resin blocks containing each sample were produced following standard procedures and used for Mineral Liberation Analysis (MLA) mapping and subsequent LA-ICP-MS analyses | LA-ICPMS, EMPA, SEM-EDS | NWR213 solid state 213 nm laser ablation system coupled with an Agilent 7900 quadrupole ICP-MS; Cameca SXFive Electron Microprobe; Quanta600 SEM | Adelaide Microscopy | Ablation was conducted in an atmosphere of He (0.6 L/min) that was mixed with Ar (0.88 L/min) upon leaving the ablation cell; 70 µm diameter spot size with a 25:2 standard sample bracketing approach (2 standards analysed twice every 25 unknowns); MLA maps were acquired using the raster mode with an X-ray spectra collected every 4 µm | STDGL3 (CODES, University of Tasmania; Danyushevsky et al., 2011); GSD-1G | 661 | [13 empty] | 1124 | [5 empty] | 22.1 | [5 empty] | 0.074 | [29 empty] | 0.108 | [29 empty] | 905000 | [15 empty] | 142100 |  | 392.6 |  |  |  | 125.7 | [5 empty] | 7.25 | [7 empty] | 16.7 | [5 empty] | 158.7 | [18 empty] | 2020 | Cave, B., et al. (2020), Ore Geology Reviews 124, 103647 |  | AUS | Queensland
| Mount Isa Copper Operations, Black Star Mine | No. 5 and No. 9 Pb-Zn orebodies, 650 Cu orebody, 1100 Cu orebody, 3000 Cu orebody | Seafloor hydrothermal | Sedimentary Exhalative (SEDEX) | SEDEX zinc-lead-copper | Cu, Pb, Zn | Ag | Cu, Pb, Zn, Ag | Cave et al., 2020 |  | 204-201003232gal6-3 | 204-201003232gal6-3-1 | underground mine, open pit |  |  |  |  | ore material | drill core, polished section | drill core | mineral separate | [5 empty] | mineralisation |  |  |  | chalcopyrite, sphalerite, galena | Cu mineralisation stage, Pb-Zn mineralisation stage | replacement, vein infill, stratabound | coarse-grained, medium-grained, fine-grained, stratabound, discordant veins, replacement, infill |  |  |  | pyrite, pyrrhotite, arsenopyrite, siderite, dolomite, calcite, quartz, chlorite, K-feldspar, biotite, apatite, freibergite, tetrahedrite, cobaltite | Resin blocks containing each sample were produced following standard procedures and used for Mineral Liberation Analysis (MLA) mapping and subsequent LA-ICP-MS analyses | LA-ICPMS, EMPA, SEM-EDS | NWR213 solid state 213 nm laser ablation system coupled with an Agilent 7900 quadrupole ICP-MS; Cameca SXFive Electron Microprobe; Quanta600 SEM | Adelaide Microscopy | Ablation was conducted in an atmosphere of He (0.6 L/min) that was mixed with Ar (0.88 L/min) upon leaving the ablation cell; 70 µm diameter spot size with a 25:2 standard sample bracketing approach (2 standards analysed twice every 25 unknowns); MLA maps were acquired using the raster mode with an X-ray spectra collected every 4 µm | STDGL3 (CODES, University of Tasmania; Danyushevsky et al., 2011); GSD-1G | 631 |  |  |  | 0.9 | [9 empty] | 1082 | [5 empty] | 21.4 | [5 empty] | 0.116 | [29 empty] | 0.088 | [29 empty] | 896000 | [15 empty] | 141500 |  | 368.4 |  |  |  | 122.3 | [5 empty] | 7.04 | [7 empty] | 15.3 | [5 empty] | 155.4 | [18 empty] | 2020 | Cave, B., et al. (2020), Ore Geology Reviews 124, 103647 |  | AUS | Queensland
| Mount Isa Copper Operations, Black Star Mine | No. 5 and No. 9 Pb-Zn orebodies, 650 Cu orebody, 1100 Cu orebody, 3000 Cu orebody | Seafloor hydrothermal | Sedimentary Exhalative (SEDEX) | SEDEX zinc-lead-copper | Cu, Pb, Zn | Ag | Cu, Pb, Zn, Ag | Cave et al., 2020 |  | 207-201003232gal6-6 | 207-201003232gal6-6-1 | underground mine, open pit |  |  |  |  | ore material | drill core, polished section | drill core | mineral separate | [5 empty] | mineralisation |  |  |  | chalcopyrite, sphalerite, galena | Cu mineralisation stage, Pb-Zn mineralisation stage | replacement, vein infill, stratabound | coarse-grained, medium-grained, fine-grained, stratabound, discordant veins, replacement, infill |  |  |  | pyrite, pyrrhotite, arsenopyrite, siderite, dolomite, calcite, quartz, chlorite, K-feldspar, biotite, apatite, freibergite, tetrahedrite, cobaltite | Resin blocks containing each sample were produced following standard procedures and used for Mineral Liberation Analysis (MLA) mapping and subsequent LA-ICP-MS analyses | LA-ICPMS, EMPA, SEM-EDS | NWR213 solid state 213 nm laser ablation system coupled with an Agilent 7900 quadrupole ICP-MS; Cameca SXFive Electron Microprobe; Quanta600 SEM | Adelaide Microscopy | Ablation was conducted in an atmosphere of He (0.6 L/min) that was mixed with Ar (0.88 L/min) upon leaving the ablation cell; 70 µm diameter spot size with a 25:2 standard sample bracketing approach (2 standards analysed twice every 25 unknowns); MLA maps were acquired using the raster mode with an X-ray spectra collected every 4 µm | STDGL3 (CODES, University of Tasmania; Danyushevsky et al., 2011); GSD-1G | 316.8 | [13 empty] | 906 | [5 empty] | 10.92 | [59 empty] | 0.34 | [5 empty] | 893000 | [15 empty] | 143300 |  | 21.41 |  |  |  | 183 | [5 empty] | 0.504 | [7 empty] | 17.5 | [5 empty] | 81.8 | [18 empty] | 2020 | Cave, B., et al. (2020), Ore Geology Reviews 124, 103647 |  | AUS | Queensland
| Mount Isa Copper Operations, Black Star Mine | No. 5 and No. 9 Pb-Zn orebodies, 650 Cu orebody, 1100 Cu orebody, 3000 Cu orebody | Seafloor hydrothermal | Sedimentary Exhalative (SEDEX) | SEDEX zinc-lead-copper | Cu, Pb, Zn | Ag | Cu, Pb, Zn, Ag | Cave et al., 2020 |  | 208-201003232gal6-7 | 208-201003232gal6-7-1 | underground mine, open pit |  |  |  |  | ore material | drill core, polished section | drill core | mineral separate | [5 empty] | mineralisation |  |  |  | chalcopyrite, sphalerite, galena | Cu mineralisation stage, Pb-Zn mineralisation stage | replacement, vein infill, stratabound | coarse-grained, medium-grained, fine-grained, stratabound, discordant veins, replacement, infill |  |  |  | pyrite, pyrrhotite, arsenopyrite, siderite, dolomite, calcite, quartz, chlorite, K-feldspar, biotite, apatite, freibergite, tetrahedrite, cobaltite | Resin blocks containing each sample were produced following standard procedures and used for Mineral Liberation Analysis (MLA) mapping and subsequent LA-ICP-MS analyses | LA-ICPMS, EMPA, SEM-EDS | NWR213 solid state 213 nm laser ablation system coupled with an Agilent 7900 quadrupole ICP-MS; Cameca SXFive Electron Microprobe; Quanta600 SEM | Adelaide Microscopy | Ablation was conducted in an atmosphere of He (0.6 L/min) that was mixed with Ar (0.88 L/min) upon leaving the ablation cell; 70 µm diameter spot size with a 25:2 standard sample bracketing approach (2 standards analysed twice every 25 unknowns); MLA maps were acquired using the raster mode with an X-ray spectra collected every 4 µm | STDGL3 (CODES, University of Tasmania; Danyushevsky et al., 2011); GSD-1G | 292.5 |  |  |  | 0.61 | [9 empty] | 857 | [5 empty] | 8.5 | [11 empty] | 4.2 | [9 empty] | 8700 | [13 empty] | 0.046 | [23 empty] | 0.99 | [5 empty] | 892000 | [15 empty] | 147600 |  | 22.5 |  |  |  | 202 | [5 empty] | 0.73 | [7 empty] | 17.4 | [5 empty] | 77 | [13 empty] | 2 |  |  |  |  | 2020 | Cave, B., et al. (2020), Ore Geology Reviews 124, 103647 |  | AUS | Queensland
| Mount Isa Copper Operations, Black Star Mine | No. 5 and No. 9 Pb-Zn orebodies, 650 Cu orebody, 1100 Cu orebody, 3000 Cu orebody | Seafloor hydrothermal | Sedimentary Exhalative (SEDEX) | SEDEX zinc-lead-copper | Cu, Pb, Zn | Ag | Cu, Pb, Zn, Ag | Cave et al., 2020 |  | 209-201003232gal6-8 | 209-201003232gal6-8-1 | underground mine, open pit |  |  |  |  | ore material | drill core, polished section | drill core | mineral separate | [5 empty] | mineralisation |  |  |  | chalcopyrite, sphalerite, galena | Cu mineralisation stage, Pb-Zn mineralisation stage | replacement, vein infill, stratabound | coarse-grained, medium-grained, fine-grained, stratabound, discordant veins, replacement, infill |  |  |  | pyrite, pyrrhotite, arsenopyrite, siderite, dolomite, calcite, quartz, chlorite, K-feldspar, biotite, apatite, freibergite, tetrahedrite, cobaltite | Resin blocks containing each sample were produced following standard procedures and used for Mineral Liberation Analysis (MLA) mapping and subsequent LA-ICP-MS analyses | LA-ICPMS, EMPA, SEM-EDS | NWR213 solid state 213 nm laser ablation system coupled with an Agilent 7900 quadrupole ICP-MS; Cameca SXFive Electron Microprobe; Quanta600 SEM | Adelaide Microscopy | Ablation was conducted in an atmosphere of He (0.6 L/min) that was mixed with Ar (0.88 L/min) upon leaving the ablation cell; 70 µm diameter spot size with a 25:2 standard sample bracketing approach (2 standards analysed twice every 25 unknowns); MLA maps were acquired using the raster mode with an X-ray spectra collected every 4 µm | STDGL3 (CODES, University of Tasmania; Danyushevsky et al., 2011); GSD-1G | 288 | [13 empty] | 810 | [5 empty] | 12 | [21 empty] | 1120 | [13 empty] | 0.018 | [29 empty] | 851000 | [15 empty] | 130300 |  | 19.95 |  |  |  | 149 | [5 empty] | 0.57 | [7 empty] | 15.4 | [5 empty] | 76.1 | [18 empty] | 2020 | Cave, B., et al. (2020), Ore Geology Reviews 124, 103647 |  | AUS | Queensland
| Mount Isa Copper Operations, Black Star Mine | No. 5 and No. 9 Pb-Zn orebodies, 650 Cu orebody, 1100 Cu orebody, 3000 Cu orebody | Seafloor hydrothermal | Sedimentary Exhalative (SEDEX) | SEDEX zinc-lead-copper | Cu, Pb, Zn | Ag | Cu, Pb, Zn, Ag | Cave et al., 2020 |  | 300-200209312gal5-1 | 300-200209312gal5-1-1 | underground mine, open pit |  |  |  |  | ore material | drill core, polished section | drill core | mineral separate | [5 empty] | mineralisation |  |  |  | chalcopyrite, sphalerite, galena | Cu mineralisation stage, Pb-Zn mineralisation stage | replacement, vein infill, stratabound | coarse-grained, medium-grained, fine-grained, stratabound, discordant veins, replacement, infill |  |  |  | pyrite, pyrrhotite, arsenopyrite, siderite, dolomite, calcite, quartz, chlorite, K-feldspar, biotite, apatite, freibergite, tetrahedrite, cobaltite | Resin blocks containing each sample were produced following standard procedures and used for Mineral Liberation Analysis (MLA) mapping and subsequent LA-ICP-MS analyses | LA-ICPMS, EMPA, SEM-EDS | NWR213 solid state 213 nm laser ablation system coupled with an Agilent 7900 quadrupole ICP-MS; Cameca SXFive Electron Microprobe; Quanta600 SEM | Adelaide Microscopy | Ablation was conducted in an atmosphere of He (0.6 L/min) that was mixed with Ar (0.88 L/min) upon leaving the ablation cell; 70 µm diameter spot size with a 25:2 standard sample bracketing approach (2 standards analysed twice every 25 unknowns); MLA maps were acquired using the raster mode with an X-ray spectra collected every 4 µm | STDGL3 (CODES, University of Tasmania; Danyushevsky et al., 2011); GSD-1G | 701 |  | 130 |  | 20 | [9 empty] | 705 | [5 empty] | 12.9 | [5 empty] | 8.2 | [5 empty] | 39 | [9 empty] | 7600 | [13 empty] | 0.056 | [13 empty] | 3.5 | [9 empty] | 2.7 | [5 empty] | 907000 | [15 empty] | 133000 |  | 473 |  |  |  | 17.6 | [5 empty] | 11.4 | [7 empty] | 6.5 | [5 empty] | 48.5 | [13 empty] | 88 |  |  |  |  | 2020 | Cave, B., et al. (2020), Ore Geology Reviews 124, 103647 |  | AUS | Queensland
| Mount Isa Copper Operations, Black Star Mine | No. 5 and No. 9 Pb-Zn orebodies, 650 Cu orebody, 1100 Cu orebody, 3000 Cu orebody | Seafloor hydrothermal | Sedimentary Exhalative (SEDEX) | SEDEX zinc-lead-copper | Cu, Pb, Zn | Ag | Cu, Pb, Zn, Ag | Cave et al., 2020 |  | 315-200209312gal5-16 | 315-200209312gal5-16-1 | underground mine, open pit |  |  |  |  | ore material | drill core, polished section | drill core | mineral separate | [5 empty] | mineralisation |  |  |  | chalcopyrite, sphalerite, galena | Cu mineralisation stage, Pb-Zn mineralisation stage | replacement, vein infill, stratabound | coarse-grained, medium-grained, fine-grained, stratabound, discordant veins, replacement, infill |  |  |  | pyrite, pyrrhotite, arsenopyrite, siderite, dolomite, calcite, quartz, chlorite, K-feldspar, biotite, apatite, freibergite, tetrahedrite, cobaltite | Resin blocks containing each sample were produced following standard procedures and used for Mineral Liberation Analysis (MLA) mapping and subsequent LA-ICP-MS analyses | LA-ICPMS, EMPA, SEM-EDS | NWR213 solid state 213 nm laser ablation system coupled with an Agilent 7900 quadrupole ICP-MS; Cameca SXFive Electron Microprobe; Quanta600 SEM | Adelaide Microscopy | Ablation was conducted in an atmosphere of He (0.6 L/min) that was mixed with Ar (0.88 L/min) upon leaving the ablation cell; 70 µm diameter spot size with a 25:2 standard sample bracketing approach (2 standards analysed twice every 25 unknowns); MLA maps were acquired using the raster mode with an X-ray spectra collected every 4 µm | STDGL3 (CODES, University of Tasmania; Danyushevsky et al., 2011); GSD-1G | 812 |  | 68 |  | 0.62 | [9 empty] | 1193 | [5 empty] | 17.1 | [5 empty] | 0.101 | [5 empty] | 18 | [9 empty] | 85 | [13 empty] | 0.068 | [13 empty] | 0.54 | [9 empty] | 0.98 | [5 empty] | 905000 | [15 empty] | 133700 |  | 315.4 |  |  |  | 26.5 | [5 empty] | 2.5 | [7 empty] | 4.8 | [5 empty] | 23.07 | [13 empty] | 14.4 |  |  |  |  | 2020 | Cave, B., et al. (2020), Ore Geology Reviews 124, 103647 |  | AUS | Queensland
| Mount Isa Copper Operations, Black Star Mine | No. 5 and No. 9 Pb-Zn orebodies, 650 Cu orebody, 1100 Cu orebody, 3000 Cu orebody | Seafloor hydrothermal | Sedimentary Exhalative (SEDEX) | SEDEX zinc-lead-copper | Cu, Pb, Zn | Ag | Cu, Pb, Zn, Ag | Cave et al., 2020 |  | 321-200509312gal8-1 | 321-200509312gal8-1-1 | underground mine, open pit |  |  |  |  | ore material | drill core, polished section | drill core | mineral separate | [5 empty] | mineralisation |  |  |  | chalcopyrite, sphalerite, galena | Cu mineralisation stage, Pb-Zn mineralisation stage | replacement, vein infill, stratabound | coarse-grained, medium-grained, fine-grained, stratabound, discordant veins, replacement, infill |  |  |  | pyrite, pyrrhotite, arsenopyrite, siderite, dolomite, calcite, quartz, chlorite, K-feldspar, biotite, apatite, freibergite, tetrahedrite, cobaltite | Resin blocks containing each sample were produced following standard procedures and used for Mineral Liberation Analysis (MLA) mapping and subsequent LA-ICP-MS analyses | LA-ICPMS, EMPA, SEM-EDS | NWR213 solid state 213 nm laser ablation system coupled with an Agilent 7900 quadrupole ICP-MS; Cameca SXFive Electron Microprobe; Quanta600 SEM | Adelaide Microscopy | Ablation was conducted in an atmosphere of He (0.6 L/min) that was mixed with Ar (0.88 L/min) upon leaving the ablation cell; 70 µm diameter spot size with a 25:2 standard sample bracketing approach (2 standards analysed twice every 25 unknowns); MLA maps were acquired using the raster mode with an X-ray spectra collected every 4 µm | STDGL3 (CODES, University of Tasmania; Danyushevsky et al., 2011); GSD-1G | 919 | [13 empty] | 9.3 | [5 empty] | 26 | [11 empty] | 1340 | [9 empty] | 2360 | [13 empty] | 0.62 | [29 empty] | 902000 | [15 empty] | 132900 |  | 1272 |  |  |  | 4.4 | [5 empty] | 2.06 | [13 empty] | 70.8 | [13 empty] | 4700 |  |  |  |  | 2020 | Cave, B., et al. (2020), Ore Geology Reviews 124, 103647 |  | AUS | Queensland
| Mount Isa Copper Operations, Black Star Mine | No. 5 and No. 9 Pb-Zn orebodies, 650 Cu orebody, 1100 Cu orebody, 3000 Cu orebody | Seafloor hydrothermal | Sedimentary Exhalative (SEDEX) | SEDEX zinc-lead-copper | Cu, Pb, Zn | Ag | Cu, Pb, Zn, Ag | Cave et al., 2020 |  | 322-200509312gal8-2 | 322-200509312gal8-2-1 | underground mine, open pit |  |  |  |  | ore material | drill core, polished section | drill core | mineral separate | [5 empty] | mineralisation |  |  |  | chalcopyrite, sphalerite, galena | Cu mineralisation stage, Pb-Zn mineralisation stage | replacement, vein infill, stratabound | coarse-grained, medium-grained, fine-grained, stratabound, discordant veins, replacement, infill |  |  |  | pyrite, pyrrhotite, arsenopyrite, siderite, dolomite, calcite, quartz, chlorite, K-feldspar, biotite, apatite, freibergite, tetrahedrite, cobaltite | Resin blocks containing each sample were produced following standard procedures and used for Mineral Liberation Analysis (MLA) mapping and subsequent LA-ICP-MS analyses | LA-ICPMS, EMPA, SEM-EDS | NWR213 solid state 213 nm laser ablation system coupled with an Agilent 7900 quadrupole ICP-MS; Cameca SXFive Electron Microprobe; Quanta600 SEM | Adelaide Microscopy | Ablation was conducted in an atmosphere of He (0.6 L/min) that was mixed with Ar (0.88 L/min) upon leaving the ablation cell; 70 µm diameter spot size with a 25:2 standard sample bracketing approach (2 standards analysed twice every 25 unknowns); MLA maps were acquired using the raster mode with an X-ray spectra collected every 4 µm | STDGL3 (CODES, University of Tasmania; Danyushevsky et al., 2011); GSD-1G | 763 |  | 6 | [11 empty] | 9.53 | [5 empty] | 31.2 | [11 empty] | 840 | [9 empty] | 1210 | [13 empty] | 0.48 | [29 empty] | 926000 | [15 empty] | 133300 |  | 1088 |  |  |  | 4.3 | [5 empty] | 2.02 | [13 empty] | 63.3 | [13 empty] | 4320 |  |  |  |  | 2020 | Cave, B., et al. (2020), Ore Geology Reviews 124, 103647 |  | AUS | Queensland
| Mount Isa Copper Operations, Black Star Mine | No. 5 and No. 9 Pb-Zn orebodies, 650 Cu orebody, 1100 Cu orebody, 3000 Cu orebody | Seafloor hydrothermal | Sedimentary Exhalative (SEDEX) | SEDEX zinc-lead-copper | Cu, Pb, Zn | Ag | Cu, Pb, Zn, Ag | Cave et al., 2020 |  | 323-200509312gal8-3 | 323-200509312gal8-3-1 | underground mine, open pit |  |  |  |  | ore material | drill core, polished section | drill core | mineral separate | [5 empty] | mineralisation |  |  |  | chalcopyrite, sphalerite, galena | Cu mineralisation stage, Pb-Zn mineralisation stage | replacement, vein infill, stratabound | coarse-grained, medium-grained, fine-grained, stratabound, discordant veins, replacement, infill |  |  |  | pyrite, pyrrhotite, arsenopyrite, siderite, dolomite, calcite, quartz, chlorite, K-feldspar, biotite, apatite, freibergite, tetrahedrite, cobaltite | Resin blocks containing each sample were produced following standard procedures and used for Mineral Liberation Analysis (MLA) mapping and subsequent LA-ICP-MS analyses | LA-ICPMS, EMPA, SEM-EDS | NWR213 solid state 213 nm laser ablation system coupled with an Agilent 7900 quadrupole ICP-MS; Cameca SXFive Electron Microprobe; Quanta600 SEM | Adelaide Microscopy | Ablation was conducted in an atmosphere of He (0.6 L/min) that was mixed with Ar (0.88 L/min) upon leaving the ablation cell; 70 µm diameter spot size with a 25:2 standard sample bracketing approach (2 standards analysed twice every 25 unknowns); MLA maps were acquired using the raster mode with an X-ray spectra collected every 4 µm | STDGL3 (CODES, University of Tasmania; Danyushevsky et al., 2011); GSD-1G | 956 | [13 empty] | 9.84 | [5 empty] | 10.9 | [11 empty] | 220 | [9 empty] | 330 | [13 empty] | 0.107 | [29 empty] | 925000 | [15 empty] | 133500 |  | 1337 |  |  |  | 2.8 | [5 empty] | 2.01 | [7 empty] | 0.8 | [5 empty] | 86.5 | [13 empty] | 500 |  |  |  |  | 2020 | Cave, B., et al. (2020), Ore Geology Reviews 124, 103647 |  | AUS | Queensland
| Mount Isa Copper Operations, Black Star Mine | No. 5 and No. 9 Pb-Zn orebodies, 650 Cu orebody, 1100 Cu orebody, 3000 Cu orebody | Seafloor hydrothermal | Sedimentary Exhalative (SEDEX) | SEDEX zinc-lead-copper | Cu, Pb, Zn | Ag | Cu, Pb, Zn, Ag | Cave et al., 2020 |  | 324-200509312gal8-4 | 324-200509312gal8-4-1 | underground mine, open pit |  |  |  |  | ore material | drill core, polished section | drill core | mineral separate | [5 empty] | mineralisation |  |  |  | chalcopyrite, sphalerite, galena | Cu mineralisation stage, Pb-Zn mineralisation stage | replacement, vein infill, stratabound | coarse-grained, medium-grained, fine-grained, stratabound, discordant veins, replacement, infill |  |  |  | pyrite, pyrrhotite, arsenopyrite, siderite, dolomite, calcite, quartz, chlorite, K-feldspar, biotite, apatite, freibergite, tetrahedrite, cobaltite | Resin blocks containing each sample were produced following standard procedures and used for Mineral Liberation Analysis (MLA) mapping and subsequent LA-ICP-MS analyses | LA-ICPMS, EMPA, SEM-EDS | NWR213 solid state 213 nm laser ablation system coupled with an Agilent 7900 quadrupole ICP-MS; Cameca SXFive Electron Microprobe; Quanta600 SEM | Adelaide Microscopy | Ablation was conducted in an atmosphere of He (0.6 L/min) that was mixed with Ar (0.88 L/min) upon leaving the ablation cell; 70 µm diameter spot size with a 25:2 standard sample bracketing approach (2 standards analysed twice every 25 unknowns); MLA maps were acquired using the raster mode with an X-ray spectra collected every 4 µm | STDGL3 (CODES, University of Tasmania; Danyushevsky et al., 2011); GSD-1G | 960 |  | 6.6 | [11 empty] | 9.31 | [5 empty] | 11.4 | [11 empty] | 2600 | [9 empty] | 2000 | [13 empty] | 0.308 | [29 empty] | 917000 | [15 empty] | 138600 |  | 1311 |  |  |  | 4.1 | [5 empty] | 2.4 | [13 empty] | 83.4 | [13 empty] | 860 |  |  |  |  | 2020 | Cave, B., et al. (2020), Ore Geology Reviews 124, 103647 |  | AUS | Queensland
| Mount Isa Copper Operations, Black Star Mine | No. 5 and No. 9 Pb-Zn orebodies, 650 Cu orebody, 1100 Cu orebody, 3000 Cu orebody | Seafloor hydrothermal | Sedimentary Exhalative (SEDEX) | SEDEX zinc-lead-copper | Cu, Pb, Zn | Ag | Cu, Pb, Zn, Ag | Cave et al., 2020 |  | 325-200509312gal8-5 | 325-200509312gal8-5-1 | underground mine, open pit |  |  |  |  | ore material | drill core, polished section | drill core | mineral separate | [5 empty] | mineralisation |  |  |  | chalcopyrite, sphalerite, galena | Cu mineralisation stage, Pb-Zn mineralisation stage | replacement, vein infill, stratabound | coarse-grained, medium-grained, fine-grained, stratabound, discordant veins, replacement, infill |  |  |  | pyrite, pyrrhotite, arsenopyrite, siderite, dolomite, calcite, quartz, chlorite, K-feldspar, biotite, apatite, freibergite, tetrahedrite, cobaltite | Resin blocks containing each sample were produced following standard procedures and used for Mineral Liberation Analysis (MLA) mapping and subsequent LA-ICP-MS analyses | LA-ICPMS, EMPA, SEM-EDS | NWR213 solid state 213 nm laser ablation system coupled with an Agilent 7900 quadrupole ICP-MS; Cameca SXFive Electron Microprobe; Quanta600 SEM | Adelaide Microscopy | Ablation was conducted in an atmosphere of He (0.6 L/min) that was mixed with Ar (0.88 L/min) upon leaving the ablation cell; 70 µm diameter spot size with a 25:2 standard sample bracketing approach (2 standards analysed twice every 25 unknowns); MLA maps were acquired using the raster mode with an X-ray spectra collected every 4 µm | STDGL3 (CODES, University of Tasmania; Danyushevsky et al., 2011); GSD-1G | 799 |  | 21 | [11 empty] | 9.34 | [5 empty] | 16.6 | [11 empty] | 670 | [9 empty] | 960 | [13 empty] | 0.288 | [13 empty] | 0.48 | [15 empty] | 910000 | [15 empty] | 129000 |  | 1099 | [9 empty] | 3.05 | [13 empty] | 64.5 | [13 empty] | 1560 |  |  |  |  | 2020 | Cave, B., et al. (2020), Ore Geology Reviews 124, 103647 |  | AUS | Queensland
| Mount Isa Copper Operations, Black Star Mine | No. 5 and No. 9 Pb-Zn orebodies, 650 Cu orebody, 1100 Cu orebody, 3000 Cu orebody | Seafloor hydrothermal | Sedimentary Exhalative (SEDEX) | SEDEX zinc-lead-copper | Cu, Pb, Zn | Ag | Cu, Pb, Zn, Ag | Cave et al., 2020 |  | 326-200509312gal8-6 | 326-200509312gal8-6-1 | underground mine, open pit |  |  |  |  | ore material | drill core, polished section | drill core | mineral separate | [5 empty] | mineralisation |  |  |  | chalcopyrite, sphalerite, galena | Cu mineralisation stage, Pb-Zn mineralisation stage | replacement, vein infill, stratabound | coarse-grained, medium-grained, fine-grained, stratabound, discordant veins, replacement, infill |  |  |  | pyrite, pyrrhotite, arsenopyrite, siderite, dolomite, calcite, quartz, chlorite, K-feldspar, biotite, apatite, freibergite, tetrahedrite, cobaltite | Resin blocks containing each sample were produced following standard procedures and used for Mineral Liberation Analysis (MLA) mapping and subsequent LA-ICP-MS analyses | LA-ICPMS, EMPA, SEM-EDS | NWR213 solid state 213 nm laser ablation system coupled with an Agilent 7900 quadrupole ICP-MS; Cameca SXFive Electron Microprobe; Quanta600 SEM | Adelaide Microscopy | Ablation was conducted in an atmosphere of He (0.6 L/min) that was mixed with Ar (0.88 L/min) upon leaving the ablation cell; 70 µm diameter spot size with a 25:2 standard sample bracketing approach (2 standards analysed twice every 25 unknowns); MLA maps were acquired using the raster mode with an X-ray spectra collected every 4 µm | STDGL3 (CODES, University of Tasmania; Danyushevsky et al., 2011); GSD-1G | 842 | [13 empty] | 9.03 | [5 empty] | 9.9 | [11 empty] | 510 | [9 empty] | 530 | [13 empty] | 0.14 | [29 empty] | 900000 | [15 empty] | 132100 |  | 1170 | [9 empty] | 2.06 | [7 empty] | 0.69 | [5 empty] | 72.3 | [13 empty] | 590 |  |  |  |  | 2020 | Cave, B., et al. (2020), Ore Geology Reviews 124, 103647 |  | AUS | Queensland
| Mount Isa Copper Operations, Black Star Mine | No. 5 and No. 9 Pb-Zn orebodies, 650 Cu orebody, 1100 Cu orebody, 3000 Cu orebody | Seafloor hydrothermal | Sedimentary Exhalative (SEDEX) | SEDEX zinc-lead-copper | Cu, Pb, Zn | Ag | Cu, Pb, Zn, Ag | Cave et al., 2020 |  | 327-200509312gal8-7 | 327-200509312gal8-7-1 | underground mine, open pit |  |  |  |  | ore material | drill core, polished section | drill core | mineral separate | [5 empty] | mineralisation |  |  |  | chalcopyrite, sphalerite, galena | Cu mineralisation stage, Pb-Zn mineralisation stage | replacement, vein infill, stratabound | coarse-grained, medium-grained, fine-grained, stratabound, discordant veins, replacement, infill |  |  |  | pyrite, pyrrhotite, arsenopyrite, siderite, dolomite, calcite, quartz, chlorite, K-feldspar, biotite, apatite, freibergite, tetrahedrite, cobaltite | Resin blocks containing each sample were produced following standard procedures and used for Mineral Liberation Analysis (MLA) mapping and subsequent LA-ICP-MS analyses | LA-ICPMS, EMPA, SEM-EDS | NWR213 solid state 213 nm laser ablation system coupled with an Agilent 7900 quadrupole ICP-MS; Cameca SXFive Electron Microprobe; Quanta600 SEM | Adelaide Microscopy | Ablation was conducted in an atmosphere of He (0.6 L/min) that was mixed with Ar (0.88 L/min) upon leaving the ablation cell; 70 µm diameter spot size with a 25:2 standard sample bracketing approach (2 standards analysed twice every 25 unknowns); MLA maps were acquired using the raster mode with an X-ray spectra collected every 4 µm | STDGL3 (CODES, University of Tasmania; Danyushevsky et al., 2011); GSD-1G | 1033 |  | 3.9 | [11 empty] | 9.68 | [5 empty] | 9.08 | [11 empty] | 280 | [9 empty] | 310 | [13 empty] | 0.07 | [29 empty] | 903000 | [15 empty] | 128400 |  | 1453 |  |  |  | 2.7 | [5 empty] | 2.29 | [13 empty] | 93.6 | [13 empty] | 171 |  |  |  |  | 2020 | Cave, B., et al. (2020), Ore Geology Reviews 124, 103647 |  | AUS | Queensland
| Mount Isa Copper Operations, Black Star Mine | No. 5 and No. 9 Pb-Zn orebodies, 650 Cu orebody, 1100 Cu orebody, 3000 Cu orebody | Seafloor hydrothermal | Sedimentary Exhalative (SEDEX) | SEDEX zinc-lead-copper | Cu, Pb, Zn | Ag | Cu, Pb, Zn, Ag | Cave et al., 2020 |  | 328-200509312gal8-8 | 328-200509312gal8-8-1 | underground mine, open pit |  |  |  |  | ore material | drill core, polished section | drill core | mineral separate | [5 empty] | mineralisation |  |  |  | chalcopyrite, sphalerite, galena | Cu mineralisation stage, Pb-Zn mineralisation stage | replacement, vein infill, stratabound | coarse-grained, medium-grained, fine-grained, stratabound, discordant veins, replacement, infill |  |  |  | pyrite, pyrrhotite, arsenopyrite, siderite, dolomite, calcite, quartz, chlorite, K-feldspar, biotite, apatite, freibergite, tetrahedrite, cobaltite | Resin blocks containing each sample were produced following standard procedures and used for Mineral Liberation Analysis (MLA) mapping and subsequent LA-ICP-MS analyses | LA-ICPMS, EMPA, SEM-EDS | NWR213 solid state 213 nm laser ablation system coupled with an Agilent 7900 quadrupole ICP-MS; Cameca SXFive Electron Microprobe; Quanta600 SEM | Adelaide Microscopy | Ablation was conducted in an atmosphere of He (0.6 L/min) that was mixed with Ar (0.88 L/min) upon leaving the ablation cell; 70 µm diameter spot size with a 25:2 standard sample bracketing approach (2 standards analysed twice every 25 unknowns); MLA maps were acquired using the raster mode with an X-ray spectra collected every 4 µm | STDGL3 (CODES, University of Tasmania; Danyushevsky et al., 2011); GSD-1G | 891 | [13 empty] | 11.97 | [5 empty] | 7.19 | [35 empty] | 0.02 | [29 empty] | 912000 | [15 empty] | 129300 |  | 1255 | [9 empty] | 1.79 | [7 empty] | 0.51 | [5 empty] | 72 | [18 empty] | 2020 | Cave, B., et al. (2020), Ore Geology Reviews 124, 103647 |  | AUS | Queensland
| Mount Isa Copper Operations, Black Star Mine | No. 5 and No. 9 Pb-Zn orebodies, 650 Cu orebody, 1100 Cu orebody, 3000 Cu orebody | Seafloor hydrothermal | Sedimentary Exhalative (SEDEX) | SEDEX zinc-lead-copper | Cu, Pb, Zn | Ag | Cu, Pb, Zn, Ag | Cave et al., 2020 |  | 329-200509312gal8-9 | 329-200509312gal8-9-1 | underground mine, open pit |  |  |  |  | ore material | drill core, polished section | drill core | mineral separate | [5 empty] | mineralisation |  |  |  | chalcopyrite, sphalerite, galena | Cu mineralisation stage, Pb-Zn mineralisation stage | replacement, vein infill, stratabound | coarse-grained, medium-grained, fine-grained, stratabound, discordant veins, replacement, infill |  |  |  | pyrite, pyrrhotite, arsenopyrite, siderite, dolomite, calcite, quartz, chlorite, K-feldspar, biotite, apatite, freibergite, tetrahedrite, cobaltite | Resin blocks containing each sample were produced following standard procedures and used for Mineral Liberation Analysis (MLA) mapping and subsequent LA-ICP-MS analyses | LA-ICPMS, EMPA, SEM-EDS | NWR213 solid state 213 nm laser ablation system coupled with an Agilent 7900 quadrupole ICP-MS; Cameca SXFive Electron Microprobe; Quanta600 SEM | Adelaide Microscopy | Ablation was conducted in an atmosphere of He (0.6 L/min) that was mixed with Ar (0.88 L/min) upon leaving the ablation cell; 70 µm diameter spot size with a 25:2 standard sample bracketing approach (2 standards analysed twice every 25 unknowns); MLA maps were acquired using the raster mode with an X-ray spectra collected every 4 µm | STDGL3 (CODES, University of Tasmania; Danyushevsky et al., 2011); GSD-1G | 1187 | [13 empty] | 12.14 | [5 empty] | 7.52 | [65 empty] | 911000 | [15 empty] | 131800 |  | 1608 |  |  |  | 2.9 | [5 empty] | 2.38 | [13 empty] | 95.2 | [18 empty] | 2020 | Cave, B., et al. (2020), Ore Geology Reviews 124, 103647 |  | AUS | Queensland
| Mount Isa Copper Operations, Black Star Mine | No. 5 and No. 9 Pb-Zn orebodies, 650 Cu orebody, 1100 Cu orebody, 3000 Cu orebody | Seafloor hydrothermal | Sedimentary Exhalative (SEDEX) | SEDEX zinc-lead-copper | Cu, Pb, Zn | Ag | Cu, Pb, Zn, Ag | Cave et al., 2020 |  | 330-200509312gal8-10 | 330-200509312gal8-10-1 | underground mine, open pit |  |  |  |  | ore material | drill core, polished section | drill core | mineral separate | [5 empty] | mineralisation |  |  |  | chalcopyrite, sphalerite, galena | Cu mineralisation stage, Pb-Zn mineralisation stage | replacement, vein infill, stratabound | coarse-grained, medium-grained, fine-grained, stratabound, discordant veins, replacement, infill |  |  |  | pyrite, pyrrhotite, arsenopyrite, siderite, dolomite, calcite, quartz, chlorite, K-feldspar, biotite, apatite, freibergite, tetrahedrite, cobaltite | Resin blocks containing each sample were produced following standard procedures and used for Mineral Liberation Analysis (MLA) mapping and subsequent LA-ICP-MS analyses | LA-ICPMS, EMPA, SEM-EDS | NWR213 solid state 213 nm laser ablation system coupled with an Agilent 7900 quadrupole ICP-MS; Cameca SXFive Electron Microprobe; Quanta600 SEM | Adelaide Microscopy | Ablation was conducted in an atmosphere of He (0.6 L/min) that was mixed with Ar (0.88 L/min) upon leaving the ablation cell; 70 µm diameter spot size with a 25:2 standard sample bracketing approach (2 standards analysed twice every 25 unknowns); MLA maps were acquired using the raster mode with an X-ray spectra collected every 4 µm | STDGL3 (CODES, University of Tasmania; Danyushevsky et al., 2011); GSD-1G | 987 | [13 empty] | 12.55 | [5 empty] | 6.62 | [65 empty] | 908000 | [15 empty] | 129800 |  | 1396 | [9 empty] | 2.06 | [13 empty] | 85.7 | [18 empty] | 2020 | Cave, B., et al. (2020), Ore Geology Reviews 124, 103647 |  | AUS | Queensland
| Mount Isa Copper Operations, Black Star Mine | No. 5 and No. 9 Pb-Zn orebodies, 650 Cu orebody, 1100 Cu orebody, 3000 Cu orebody | Seafloor hydrothermal | Sedimentary Exhalative (SEDEX) | SEDEX zinc-lead-copper | Cu, Pb, Zn | Ag | Cu, Pb, Zn, Ag | Cave et al., 2020 |  | 331-200509312gal8-11 | 331-200509312gal8-11-1 | underground mine, open pit |  |  |  |  | ore material | drill core, polished section | drill core | mineral separate | [5 empty] | mineralisation |  |  |  | chalcopyrite, sphalerite, galena | Cu mineralisation stage, Pb-Zn mineralisation stage | replacement, vein infill, stratabound | coarse-grained, medium-grained, fine-grained, stratabound, discordant veins, replacement, infill |  |  |  | pyrite, pyrrhotite, arsenopyrite, siderite, dolomite, calcite, quartz, chlorite, K-feldspar, biotite, apatite, freibergite, tetrahedrite, cobaltite | Resin blocks containing each sample were produced following standard procedures and used for Mineral Liberation Analysis (MLA) mapping and subsequent LA-ICP-MS analyses | LA-ICPMS, EMPA, SEM-EDS | NWR213 solid state 213 nm laser ablation system coupled with an Agilent 7900 quadrupole ICP-MS; Cameca SXFive Electron Microprobe; Quanta600 SEM | Adelaide Microscopy | Ablation was conducted in an atmosphere of He (0.6 L/min) that was mixed with Ar (0.88 L/min) upon leaving the ablation cell; 70 µm diameter spot size with a 25:2 standard sample bracketing approach (2 standards analysed twice every 25 unknowns); MLA maps were acquired using the raster mode with an X-ray spectra collected every 4 µm | STDGL3 (CODES, University of Tasmania; Danyushevsky et al., 2011); GSD-1G | 804 | [13 empty] | 12.26 | [5 empty] | 6.99 | [65 empty] | 906000 | [15 empty] | 130500 |  | 1101 | [9 empty] | 1.477 | [13 empty] | 66.3 | [18 empty] | 2020 | Cave, B., et al. (2020), Ore Geology Reviews 124, 103647 |  | AUS | Queensland
| Mount Isa Copper Operations, Black Star Mine | No. 5 and No. 9 Pb-Zn orebodies, 650 Cu orebody, 1100 Cu orebody, 3000 Cu orebody | Seafloor hydrothermal | Sedimentary Exhalative (SEDEX) | SEDEX zinc-lead-copper | Cu, Pb, Zn | Ag | Cu, Pb, Zn, Ag | Cave et al., 2020 |  | 332-200509312gal8-12 | 332-200509312gal8-12-1 | underground mine, open pit |  |  |  |  | ore material | drill core, polished section | drill core | mineral separate | [5 empty] | mineralisation |  |  |  | chalcopyrite, sphalerite, galena | Cu mineralisation stage, Pb-Zn mineralisation stage | replacement, vein infill, stratabound | coarse-grained, medium-grained, fine-grained, stratabound, discordant veins, replacement, infill |  |  |  | pyrite, pyrrhotite, arsenopyrite, siderite, dolomite, calcite, quartz, chlorite, K-feldspar, biotite, apatite, freibergite, tetrahedrite, cobaltite | Resin blocks containing each sample were produced following standard procedures and used for Mineral Liberation Analysis (MLA) mapping and subsequent LA-ICP-MS analyses | LA-ICPMS, EMPA, SEM-EDS | NWR213 solid state 213 nm laser ablation system coupled with an Agilent 7900 quadrupole ICP-MS; Cameca SXFive Electron Microprobe; Quanta600 SEM | Adelaide Microscopy | Ablation was conducted in an atmosphere of He (0.6 L/min) that was mixed with Ar (0.88 L/min) upon leaving the ablation cell; 70 µm diameter spot size with a 25:2 standard sample bracketing approach (2 standards analysed twice every 25 unknowns); MLA maps were acquired using the raster mode with an X-ray spectra collected every 4 µm | STDGL3 (CODES, University of Tasmania; Danyushevsky et al., 2011); GSD-1G | 1182 |  | 4 |  | 0.47 | [9 empty] | 11.18 | [5 empty] | 7.89 | [11 empty] | 1.06 | [9 empty] | 7 | [43 empty] | 900000 | [15 empty] | 128200 |  | 1593 | [9 empty] | 2.98 | [13 empty] | 108.9 | [18 empty] | 2020 | Cave, B., et al. (2020), Ore Geology Reviews 124, 103647 |  | AUS | Queensland
| Mount Isa Copper Operations, Black Star Mine | No. 5 and No. 9 Pb-Zn orebodies, 650 Cu orebody, 1100 Cu orebody, 3000 Cu orebody | Seafloor hydrothermal | Sedimentary Exhalative (SEDEX) | SEDEX zinc-lead-copper | Cu, Pb, Zn | Ag | Cu, Pb, Zn, Ag | Cave et al., 2020 |  | 334-200509312gal8-14 | 334-200509312gal8-14-1 | underground mine, open pit |  |  |  |  | ore material | drill core, polished section | drill core | mineral separate | [5 empty] | mineralisation |  |  |  | chalcopyrite, sphalerite, galena | Cu mineralisation stage, Pb-Zn mineralisation stage | replacement, vein infill, stratabound | coarse-grained, medium-grained, fine-grained, stratabound, discordant veins, replacement, infill |  |  |  | pyrite, pyrrhotite, arsenopyrite, siderite, dolomite, calcite, quartz, chlorite, K-feldspar, biotite, apatite, freibergite, tetrahedrite, cobaltite | Resin blocks containing each sample were produced following standard procedures and used for Mineral Liberation Analysis (MLA) mapping and subsequent LA-ICP-MS analyses | LA-ICPMS, EMPA, SEM-EDS | NWR213 solid state 213 nm laser ablation system coupled with an Agilent 7900 quadrupole ICP-MS; Cameca SXFive Electron Microprobe; Quanta600 SEM | Adelaide Microscopy | Ablation was conducted in an atmosphere of He (0.6 L/min) that was mixed with Ar (0.88 L/min) upon leaving the ablation cell; 70 µm diameter spot size with a 25:2 standard sample bracketing approach (2 standards analysed twice every 25 unknowns); MLA maps were acquired using the raster mode with an X-ray spectra collected every 4 µm | STDGL3 (CODES, University of Tasmania; Danyushevsky et al., 2011); GSD-1G | 970 |  | 4.7 | [11 empty] | 10.18 | [5 empty] | 6.41 | [65 empty] | 906000 | [15 empty] | 129100 |  | 1306 | [9 empty] | 2.5 | [13 empty] | 84.5 | [13 empty] | 1.5 |  |  |  |  | 2020 | Cave, B., et al. (2020), Ore Geology Reviews 124, 103647 |  | AUS | Queensland
| Mount Isa Copper Operations, Black Star Mine | No. 5 and No. 9 Pb-Zn orebodies, 650 Cu orebody, 1100 Cu orebody, 3000 Cu orebody | Seafloor hydrothermal | Sedimentary Exhalative (SEDEX) | SEDEX zinc-lead-copper | Cu, Pb, Zn | Ag | Cu, Pb, Zn, Ag | Cave et al., 2020 |  | 335-200509312gal8-15 | 335-200509312gal8-15-1 | underground mine, open pit |  |  |  |  | ore material | drill core, polished section | drill core | mineral separate | [5 empty] | mineralisation |  |  |  | chalcopyrite, sphalerite, galena | Cu mineralisation stage, Pb-Zn mineralisation stage | replacement, vein infill, stratabound | coarse-grained, medium-grained, fine-grained, stratabound, discordant veins, replacement, infill |  |  |  | pyrite, pyrrhotite, arsenopyrite, siderite, dolomite, calcite, quartz, chlorite, K-feldspar, biotite, apatite, freibergite, tetrahedrite, cobaltite | Resin blocks containing each sample were produced following standard procedures and used for Mineral Liberation Analysis (MLA) mapping and subsequent LA-ICP-MS analyses | LA-ICPMS, EMPA, SEM-EDS | NWR213 solid state 213 nm laser ablation system coupled with an Agilent 7900 quadrupole ICP-MS; Cameca SXFive Electron Microprobe; Quanta600 SEM | Adelaide Microscopy | Ablation was conducted in an atmosphere of He (0.6 L/min) that was mixed with Ar (0.88 L/min) upon leaving the ablation cell; 70 µm diameter spot size with a 25:2 standard sample bracketing approach (2 standards analysed twice every 25 unknowns); MLA maps were acquired using the raster mode with an X-ray spectra collected every 4 µm | STDGL3 (CODES, University of Tasmania; Danyushevsky et al., 2011); GSD-1G | 1206 |  | 2.4 | [11 empty] | 11.57 | [5 empty] | 7.07 | [21 empty] | 7.5 | [43 empty] | 896000 | [15 empty] | 129600 |  | 1624 | [9 empty] | 2.55 | [7 empty] | 0.75 | [5 empty] | 114.3 | [18 empty] | 2020 | Cave, B., et al. (2020), Ore Geology Reviews 124, 103647 |  | AUS | Queensland
| Mount Isa Copper Operations, Black Star Mine | No. 5 and No. 9 Pb-Zn orebodies, 650 Cu orebody, 1100 Cu orebody, 3000 Cu orebody | Seafloor hydrothermal | Sedimentary Exhalative (SEDEX) | SEDEX zinc-lead-copper | Cu, Pb, Zn | Ag | Cu, Pb, Zn, Ag | Cave et al., 2020 |  | 336-200509312gal8-16 | 336-200509312gal8-16-1 | underground mine, open pit |  |  |  |  | ore material | drill core, polished section | drill core | mineral separate | [5 empty] | mineralisation |  |  |  | chalcopyrite, sphalerite, galena | Cu mineralisation stage, Pb-Zn mineralisation stage | replacement, vein infill, stratabound | coarse-grained, medium-grained, fine-grained, stratabound, discordant veins, replacement, infill |  |  |  | pyrite, pyrrhotite, arsenopyrite, siderite, dolomite, calcite, quartz, chlorite, K-feldspar, biotite, apatite, freibergite, tetrahedrite, cobaltite | Resin blocks containing each sample were produced following standard procedures and used for Mineral Liberation Analysis (MLA) mapping and subsequent LA-ICP-MS analyses | LA-ICPMS, EMPA, SEM-EDS | NWR213 solid state 213 nm laser ablation system coupled with an Agilent 7900 quadrupole ICP-MS; Cameca SXFive Electron Microprobe; Quanta600 SEM | Adelaide Microscopy | Ablation was conducted in an atmosphere of He (0.6 L/min) that was mixed with Ar (0.88 L/min) upon leaving the ablation cell; 70 µm diameter spot size with a 25:2 standard sample bracketing approach (2 standards analysed twice every 25 unknowns); MLA maps were acquired using the raster mode with an X-ray spectra collected every 4 µm | STDGL3 (CODES, University of Tasmania; Danyushevsky et al., 2011); GSD-1G | 930 | [13 empty] | 11.88 | [5 empty] | 7.46 | [5 empty] | 0.051 | [59 empty] | 898000 | [15 empty] | 130200 |  | 1283 | [9 empty] | 1.83 | [7 empty] | 0.71 | [5 empty] | 76.9 | [13 empty] | 1.12 |  |  |  |  | 2020 | Cave, B., et al. (2020), Ore Geology Reviews 124, 103647 |  | AUS | Queensland
| Mount Isa Copper Operations, Black Star Mine | No. 5 and No. 9 Pb-Zn orebodies, 650 Cu orebody, 1100 Cu orebody, 3000 Cu orebody | Seafloor hydrothermal | Sedimentary Exhalative (SEDEX) | SEDEX zinc-lead-copper | Cu, Pb, Zn | Ag | Cu, Pb, Zn, Ag | Cave et al., 2020 |  | 337-200509312gal8-17 | 337-200509312gal8-17-1 | underground mine, open pit |  |  |  |  | ore material | drill core, polished section | drill core | mineral separate | [5 empty] | mineralisation |  |  |  | chalcopyrite, sphalerite, galena | Cu mineralisation stage, Pb-Zn mineralisation stage | replacement, vein infill, stratabound | coarse-grained, medium-grained, fine-grained, stratabound, discordant veins, replacement, infill |  |  |  | pyrite, pyrrhotite, arsenopyrite, siderite, dolomite, calcite, quartz, chlorite, K-feldspar, biotite, apatite, freibergite, tetrahedrite, cobaltite | Resin blocks containing each sample were produced following standard procedures and used for Mineral Liberation Analysis (MLA) mapping and subsequent LA-ICP-MS analyses | LA-ICPMS, EMPA, SEM-EDS | NWR213 solid state 213 nm laser ablation system coupled with an Agilent 7900 quadrupole ICP-MS; Cameca SXFive Electron Microprobe; Quanta600 SEM | Adelaide Microscopy | Ablation was conducted in an atmosphere of He (0.6 L/min) that was mixed with Ar (0.88 L/min) upon leaving the ablation cell; 70 µm diameter spot size with a 25:2 standard sample bracketing approach (2 standards analysed twice every 25 unknowns); MLA maps were acquired using the raster mode with an X-ray spectra collected every 4 µm | STDGL3 (CODES, University of Tasmania; Danyushevsky et al., 2011); GSD-1G | 1056 | [13 empty] | 10.98 | [5 empty] | 7.84 | [65 empty] | 906000 | [15 empty] | 130800 |  | 1464 | [9 empty] | 2.26 | [7 empty] | 0.64 | [5 empty] | 94.5 | [18 empty] | 2020 | Cave, B., et al. (2020), Ore Geology Reviews 124, 103647 |  | AUS | Queensland
| Mount Isa Copper Operations, Black Star Mine | No. 5 and No. 9 Pb-Zn orebodies, 650 Cu orebody, 1100 Cu orebody, 3000 Cu orebody | Seafloor hydrothermal | Sedimentary Exhalative (SEDEX) | SEDEX zinc-lead-copper | Cu, Pb, Zn | Ag | Cu, Pb, Zn, Ag | Cave et al., 2020 |  | 338-200509312gal8-18 | 338-200509312gal8-18-1 | underground mine, open pit |  |  |  |  | ore material | drill core, polished section | drill core | mineral separate | [5 empty] | mineralisation |  |  |  | chalcopyrite, sphalerite, galena | Cu mineralisation stage, Pb-Zn mineralisation stage | replacement, vein infill, stratabound | coarse-grained, medium-grained, fine-grained, stratabound, discordant veins, replacement, infill |  |  |  | pyrite, pyrrhotite, arsenopyrite, siderite, dolomite, calcite, quartz, chlorite, K-feldspar, biotite, apatite, freibergite, tetrahedrite, cobaltite | Resin blocks containing each sample were produced following standard procedures and used for Mineral Liberation Analysis (MLA) mapping and subsequent LA-ICP-MS analyses | LA-ICPMS, EMPA, SEM-EDS | NWR213 solid state 213 nm laser ablation system coupled with an Agilent 7900 quadrupole ICP-MS; Cameca SXFive Electron Microprobe; Quanta600 SEM | Adelaide Microscopy | Ablation was conducted in an atmosphere of He (0.6 L/min) that was mixed with Ar (0.88 L/min) upon leaving the ablation cell; 70 µm diameter spot size with a 25:2 standard sample bracketing approach (2 standards analysed twice every 25 unknowns); MLA maps were acquired using the raster mode with an X-ray spectra collected every 4 µm | STDGL3 (CODES, University of Tasmania; Danyushevsky et al., 2011); GSD-1G | 1065 |  | 2.67 | [11 empty] | 11.03 | [5 empty] | 8.23 | [21 empty] | 4400 | [37 empty] | 1.33 | [5 empty] | 902000 | [15 empty] | 138800 |  | 1488 | [9 empty] | 2.28 | [13 empty] | 97.8 | [18 empty] | 2020 | Cave, B., et al. (2020), Ore Geology Reviews 124, 103647 |  | AUS | Queensland
| Mount Isa Copper Operations, Black Star Mine | No. 5 and No. 9 Pb-Zn orebodies, 650 Cu orebody, 1100 Cu orebody, 3000 Cu orebody | Seafloor hydrothermal | Sedimentary Exhalative (SEDEX) | SEDEX zinc-lead-copper | Cu, Pb, Zn | Ag | Cu, Pb, Zn, Ag | Cave et al., 2020 |  | 339-200509312gal8-19 | 339-200509312gal8-19-1 | underground mine, open pit |  |  |  |  | ore material | drill core, polished section | drill core | mineral separate | [5 empty] | mineralisation |  |  |  | chalcopyrite, sphalerite, galena | Cu mineralisation stage, Pb-Zn mineralisation stage | replacement, vein infill, stratabound | coarse-grained, medium-grained, fine-grained, stratabound, discordant veins, replacement, infill |  |  |  | pyrite, pyrrhotite, arsenopyrite, siderite, dolomite, calcite, quartz, chlorite, K-feldspar, biotite, apatite, freibergite, tetrahedrite, cobaltite | Resin blocks containing each sample were produced following standard procedures and used for Mineral Liberation Analysis (MLA) mapping and subsequent LA-ICP-MS analyses | LA-ICPMS, EMPA, SEM-EDS | NWR213 solid state 213 nm laser ablation system coupled with an Agilent 7900 quadrupole ICP-MS; Cameca SXFive Electron Microprobe; Quanta600 SEM | Adelaide Microscopy | Ablation was conducted in an atmosphere of He (0.6 L/min) that was mixed with Ar (0.88 L/min) upon leaving the ablation cell; 70 µm diameter spot size with a 25:2 standard sample bracketing approach (2 standards analysed twice every 25 unknowns); MLA maps were acquired using the raster mode with an X-ray spectra collected every 4 µm | STDGL3 (CODES, University of Tasmania; Danyushevsky et al., 2011); GSD-1G | 1053 |  | 1.9 | [11 empty] | 11.23 | [5 empty] | 8.01 | [11 empty] | 1.2 | [9 empty] | 6.8 | [43 empty] | 921000 | [15 empty] | 131500 |  | 1412 | [9 empty] | 3 | [7 empty] | 0.51 | [5 empty] | 89.4 | [13 empty] | 1.55 |  |  |  |  | 2020 | Cave, B., et al. (2020), Ore Geology Reviews 124, 103647 |  | AUS | Queensland
| Mount Isa Copper Operations, Black Star Mine | No. 5 and No. 9 Pb-Zn orebodies, 650 Cu orebody, 1100 Cu orebody, 3000 Cu orebody | Seafloor hydrothermal | Sedimentary Exhalative (SEDEX) | SEDEX zinc-lead-copper | Cu, Pb, Zn | Ag | Cu, Pb, Zn, Ag | Cave et al., 2020 |  | 340-200509312gal8-20 | 340-200509312gal8-20-1 | underground mine, open pit |  |  |  |  | ore material | drill core, polished section | drill core | mineral separate | [5 empty] | mineralisation |  |  |  | chalcopyrite, sphalerite, galena | Cu mineralisation stage, Pb-Zn mineralisation stage | replacement, vein infill, stratabound | coarse-grained, medium-grained, fine-grained, stratabound, discordant veins, replacement, infill |  |  |  | pyrite, pyrrhotite, arsenopyrite, siderite, dolomite, calcite, quartz, chlorite, K-feldspar, biotite, apatite, freibergite, tetrahedrite, cobaltite | Resin blocks containing each sample were produced following standard procedures and used for Mineral Liberation Analysis (MLA) mapping and subsequent LA-ICP-MS analyses | LA-ICPMS, EMPA, SEM-EDS | NWR213 solid state 213 nm laser ablation system coupled with an Agilent 7900 quadrupole ICP-MS; Cameca SXFive Electron Microprobe; Quanta600 SEM | Adelaide Microscopy | Ablation was conducted in an atmosphere of He (0.6 L/min) that was mixed with Ar (0.88 L/min) upon leaving the ablation cell; 70 µm diameter spot size with a 25:2 standard sample bracketing approach (2 standards analysed twice every 25 unknowns); MLA maps were acquired using the raster mode with an X-ray spectra collected every 4 µm | STDGL3 (CODES, University of Tasmania; Danyushevsky et al., 2011); GSD-1G | 1007 |  | 2.42 | [11 empty] | 11.46 | [5 empty] | 7.27 | [65 empty] | 909000 | [15 empty] | 133600 |  | 1344 | [9 empty] | 2.15 | [13 empty] | 83.7 | [18 empty] | 2020 | Cave, B., et al. (2020), Ore Geology Reviews 124, 103647 |  | AUS | Queensland
| Mount Isa Copper Operations, Black Star Mine | No. 5 and No. 9 Pb-Zn orebodies, 650 Cu orebody, 1100 Cu orebody, 3000 Cu orebody | Seafloor hydrothermal | Sedimentary Exhalative (SEDEX) | SEDEX zinc-lead-copper | Cu, Pb, Zn | Ag | Cu, Pb, Zn, Ag | Cave et al., 2020 |  | 345-201008392gal1-1 | 345-201008392gal1-1-1 | underground mine, open pit |  |  |  |  | ore material | drill core, polished section | drill core | mineral separate | [5 empty] | mineralisation |  |  |  | chalcopyrite, sphalerite, galena | Cu mineralisation stage, Pb-Zn mineralisation stage | replacement, vein infill, stratabound | coarse-grained, medium-grained, fine-grained, stratabound, discordant veins, replacement, infill |  |  |  | pyrite, pyrrhotite, arsenopyrite, siderite, dolomite, calcite, quartz, chlorite, K-feldspar, biotite, apatite, freibergite, tetrahedrite, cobaltite | Resin blocks containing each sample were produced following standard procedures and used for Mineral Liberation Analysis (MLA) mapping and subsequent LA-ICP-MS analyses | LA-ICPMS, EMPA, SEM-EDS | NWR213 solid state 213 nm laser ablation system coupled with an Agilent 7900 quadrupole ICP-MS; Cameca SXFive Electron Microprobe; Quanta600 SEM | Adelaide Microscopy | Ablation was conducted in an atmosphere of He (0.6 L/min) that was mixed with Ar (0.88 L/min) upon leaving the ablation cell; 70 µm diameter spot size with a 25:2 standard sample bracketing approach (2 standards analysed twice every 25 unknowns); MLA maps were acquired using the raster mode with an X-ray spectra collected every 4 µm | STDGL3 (CODES, University of Tasmania; Danyushevsky et al., 2011); GSD-1G | 1201 | [13 empty] | 2.96 | [5 empty] | 2.22 | [65 empty] | 904800 | [15 empty] | 127700 |  | 1527 |  |  |  | 7.3 | [5 empty] | 4.8 | [13 empty] | 20.09 | [18 empty] | 2020 | Cave, B., et al. (2020), Ore Geology Reviews 124, 103647 |  | AUS | Queensland
| Mount Isa Copper Operations, Black Star Mine | No. 5 and No. 9 Pb-Zn orebodies, 650 Cu orebody, 1100 Cu orebody, 3000 Cu orebody | Seafloor hydrothermal | Sedimentary Exhalative (SEDEX) | SEDEX zinc-lead-copper | Cu, Pb, Zn | Ag | Cu, Pb, Zn, Ag | Cave et al., 2020 |  | 346-201008392gal1-2 | 346-201008392gal1-2-1 | underground mine, open pit |  |  |  |  | ore material | drill core, polished section | drill core | mineral separate | [5 empty] | mineralisation |  |  |  | chalcopyrite, sphalerite, galena | Cu mineralisation stage, Pb-Zn mineralisation stage | replacement, vein infill, stratabound | coarse-grained, medium-grained, fine-grained, stratabound, discordant veins, replacement, infill |  |  |  | pyrite, pyrrhotite, arsenopyrite, siderite, dolomite, calcite, quartz, chlorite, K-feldspar, biotite, apatite, freibergite, tetrahedrite, cobaltite | Resin blocks containing each sample were produced following standard procedures and used for Mineral Liberation Analysis (MLA) mapping and subsequent LA-ICP-MS analyses | LA-ICPMS, EMPA, SEM-EDS | NWR213 solid state 213 nm laser ablation system coupled with an Agilent 7900 quadrupole ICP-MS; Cameca SXFive Electron Microprobe; Quanta600 SEM | Adelaide Microscopy | Ablation was conducted in an atmosphere of He (0.6 L/min) that was mixed with Ar (0.88 L/min) upon leaving the ablation cell; 70 µm diameter spot size with a 25:2 standard sample bracketing approach (2 standards analysed twice every 25 unknowns); MLA maps were acquired using the raster mode with an X-ray spectra collected every 4 µm | STDGL3 (CODES, University of Tasmania; Danyushevsky et al., 2011); GSD-1G | 1135 | [13 empty] | 3.07 | [5 empty] | 2.25 | [65 empty] | 910000 | [15 empty] | 128300 |  | 1480 |  |  |  | 8 | [5 empty] | 4.6 | [7 empty] | 0.97 | [5 empty] | 19.89 | [18 empty] | 2020 | Cave, B., et al. (2020), Ore Geology Reviews 124, 103647 |  | AUS | Queensland
| Mount Isa Copper Operations, Black Star Mine | No. 5 and No. 9 Pb-Zn orebodies, 650 Cu orebody, 1100 Cu orebody, 3000 Cu orebody | Seafloor hydrothermal | Sedimentary Exhalative (SEDEX) | SEDEX zinc-lead-copper | Cu, Pb, Zn | Ag | Cu, Pb, Zn, Ag | Cave et al., 2020 |  | 347-201008392gal1-3 | 347-201008392gal1-3-1 | underground mine, open pit |  |  |  |  | ore material | drill core, polished section | drill core | mineral separate | [5 empty] | mineralisation |  |  |  | chalcopyrite, sphalerite, galena | Cu mineralisation stage, Pb-Zn mineralisation stage | replacement, vein infill, stratabound | coarse-grained, medium-grained, fine-grained, stratabound, discordant veins, replacement, infill |  |  |  | pyrite, pyrrhotite, arsenopyrite, siderite, dolomite, calcite, quartz, chlorite, K-feldspar, biotite, apatite, freibergite, tetrahedrite, cobaltite | Resin blocks containing each sample were produced following standard procedures and used for Mineral Liberation Analysis (MLA) mapping and subsequent LA-ICP-MS analyses | LA-ICPMS, EMPA, SEM-EDS | NWR213 solid state 213 nm laser ablation system coupled with an Agilent 7900 quadrupole ICP-MS; Cameca SXFive Electron Microprobe; Quanta600 SEM | Adelaide Microscopy | Ablation was conducted in an atmosphere of He (0.6 L/min) that was mixed with Ar (0.88 L/min) upon leaving the ablation cell; 70 µm diameter spot size with a 25:2 standard sample bracketing approach (2 standards analysed twice every 25 unknowns); MLA maps were acquired using the raster mode with an X-ray spectra collected every 4 µm | STDGL3 (CODES, University of Tasmania; Danyushevsky et al., 2011); GSD-1G | 1229 | [13 empty] | 3.033 | [5 empty] | 2.66 | [65 empty] | 903000 | [15 empty] | 131300 |  | 1554 |  |  |  | 4.9 | [5 empty] | 5.31 | [7 empty] | 0.45 | [5 empty] | 20.79 | [13 empty] | 101 |  |  |  |  | 2020 | Cave, B., et al. (2020), Ore Geology Reviews 124, 103647 |  | AUS | Queensland
| Mount Isa Copper Operations, Black Star Mine | No. 5 and No. 9 Pb-Zn orebodies, 650 Cu orebody, 1100 Cu orebody, 3000 Cu orebody | Seafloor hydrothermal | Sedimentary Exhalative (SEDEX) | SEDEX zinc-lead-copper | Cu, Pb, Zn | Ag | Cu, Pb, Zn, Ag | Cave et al., 2020 |  | 348-201008392gal1-4 | 348-201008392gal1-4-1 | underground mine, open pit |  |  |  |  | ore material | drill core, polished section | drill core | mineral separate | [5 empty] | mineralisation |  |  |  | chalcopyrite, sphalerite, galena | Cu mineralisation stage, Pb-Zn mineralisation stage | replacement, vein infill, stratabound | coarse-grained, medium-grained, fine-grained, stratabound, discordant veins, replacement, infill |  |  |  | pyrite, pyrrhotite, arsenopyrite, siderite, dolomite, calcite, quartz, chlorite, K-feldspar, biotite, apatite, freibergite, tetrahedrite, cobaltite | Resin blocks containing each sample were produced following standard procedures and used for Mineral Liberation Analysis (MLA) mapping and subsequent LA-ICP-MS analyses | LA-ICPMS, EMPA, SEM-EDS | NWR213 solid state 213 nm laser ablation system coupled with an Agilent 7900 quadrupole ICP-MS; Cameca SXFive Electron Microprobe; Quanta600 SEM | Adelaide Microscopy | Ablation was conducted in an atmosphere of He (0.6 L/min) that was mixed with Ar (0.88 L/min) upon leaving the ablation cell; 70 µm diameter spot size with a 25:2 standard sample bracketing approach (2 standards analysed twice every 25 unknowns); MLA maps were acquired using the raster mode with an X-ray spectra collected every 4 µm | STDGL3 (CODES, University of Tasmania; Danyushevsky et al., 2011); GSD-1G | 1125 | [13 empty] | 3.09 | [5 empty] | 2.35 | [65 empty] | 904000 | [15 empty] | 127700 |  | 1408 |  |  |  | 5.9 | [5 empty] | 4.36 | [13 empty] | 20.47 | [18 empty] | 2020 | Cave, B., et al. (2020), Ore Geology Reviews 124, 103647 |  | AUS | Queensland
| Mount Isa Copper Operations, Black Star Mine | No. 5 and No. 9 Pb-Zn orebodies, 650 Cu orebody, 1100 Cu orebody, 3000 Cu orebody | Seafloor hydrothermal | Sedimentary Exhalative (SEDEX) | SEDEX zinc-lead-copper | Cu, Pb, Zn | Ag | Cu, Pb, Zn, Ag | Cave et al., 2020 |  | 349-201008392gal1-5 | 349-201008392gal1-5-1 | underground mine, open pit |  |  |  |  | ore material | drill core, polished section | drill core | mineral separate | [5 empty] | mineralisation |  |  |  | chalcopyrite, sphalerite, galena | Cu mineralisation stage, Pb-Zn mineralisation stage | replacement, vein infill, stratabound | coarse-grained, medium-grained, fine-grained, stratabound, discordant veins, replacement, infill |  |  |  | pyrite, pyrrhotite, arsenopyrite, siderite, dolomite, calcite, quartz, chlorite, K-feldspar, biotite, apatite, freibergite, tetrahedrite, cobaltite | Resin blocks containing each sample were produced following standard procedures and used for Mineral Liberation Analysis (MLA) mapping and subsequent LA-ICP-MS analyses | LA-ICPMS, EMPA, SEM-EDS | NWR213 solid state 213 nm laser ablation system coupled with an Agilent 7900 quadrupole ICP-MS; Cameca SXFive Electron Microprobe; Quanta600 SEM | Adelaide Microscopy | Ablation was conducted in an atmosphere of He (0.6 L/min) that was mixed with Ar (0.88 L/min) upon leaving the ablation cell; 70 µm diameter spot size with a 25:2 standard sample bracketing approach (2 standards analysed twice every 25 unknowns); MLA maps were acquired using the raster mode with an X-ray spectra collected every 4 µm | STDGL3 (CODES, University of Tasmania; Danyushevsky et al., 2011); GSD-1G | 1235 | [13 empty] | 2.934 | [5 empty] | 2.86 | [5 empty] | 0.045 | [29 empty] | 0.034 | [29 empty] | 908100 | [15 empty] | 128500 |  | 1563 |  |  |  | 4.9 | [5 empty] | 5.39 | [13 empty] | 19.88 | [18 empty] | 2020 | Cave, B., et al. (2020), Ore Geology Reviews 124, 103647 |  | AUS | Queensland
| Mount Isa Copper Operations, Black Star Mine | No. 5 and No. 9 Pb-Zn orebodies, 650 Cu orebody, 1100 Cu orebody, 3000 Cu orebody | Seafloor hydrothermal | Sedimentary Exhalative (SEDEX) | SEDEX zinc-lead-copper | Cu, Pb, Zn | Ag | Cu, Pb, Zn, Ag | Cave et al., 2020 |  | 350-201008392gal1-6 | 350-201008392gal1-6-1 | underground mine, open pit |  |  |  |  | ore material | drill core, polished section | drill core | mineral separate | [5 empty] | mineralisation |  |  |  | chalcopyrite, sphalerite, galena | Cu mineralisation stage, Pb-Zn mineralisation stage | replacement, vein infill, stratabound | coarse-grained, medium-grained, fine-grained, stratabound, discordant veins, replacement, infill |  |  |  | pyrite, pyrrhotite, arsenopyrite, siderite, dolomite, calcite, quartz, chlorite, K-feldspar, biotite, apatite, freibergite, tetrahedrite, cobaltite | Resin blocks containing each sample were produced following standard procedures and used for Mineral Liberation Analysis (MLA) mapping and subsequent LA-ICP-MS analyses | LA-ICPMS, EMPA, SEM-EDS | NWR213 solid state 213 nm laser ablation system coupled with an Agilent 7900 quadrupole ICP-MS; Cameca SXFive Electron Microprobe; Quanta600 SEM | Adelaide Microscopy | Ablation was conducted in an atmosphere of He (0.6 L/min) that was mixed with Ar (0.88 L/min) upon leaving the ablation cell; 70 µm diameter spot size with a 25:2 standard sample bracketing approach (2 standards analysed twice every 25 unknowns); MLA maps were acquired using the raster mode with an X-ray spectra collected every 4 µm | STDGL3 (CODES, University of Tasmania; Danyushevsky et al., 2011); GSD-1G | 1075 |  | 1.82 | [11 empty] | 3.41 | [5 empty] | 2.63 | [65 empty] | 906600 | [15 empty] | 128100 |  | 1377 |  |  |  | 6.1 | [5 empty] | 3.88 | [7 empty] | 0.75 | [5 empty] | 19.89 | [18 empty] | 2020 | Cave, B., et al. (2020), Ore Geology Reviews 124, 103647 |  | AUS | Queensland
| Mount Isa Copper Operations, Black Star Mine | No. 5 and No. 9 Pb-Zn orebodies, 650 Cu orebody, 1100 Cu orebody, 3000 Cu orebody | Seafloor hydrothermal | Sedimentary Exhalative (SEDEX) | SEDEX zinc-lead-copper | Cu, Pb, Zn | Ag | Cu, Pb, Zn, Ag | Cave et al., 2020 |  | 351-201008392gal1-7 | 351-201008392gal1-7-1 | underground mine, open pit |  |  |  |  | ore material | drill core, polished section | drill core | mineral separate | [5 empty] | mineralisation |  |  |  | chalcopyrite, sphalerite, galena | Cu mineralisation stage, Pb-Zn mineralisation stage | replacement, vein infill, stratabound | coarse-grained, medium-grained, fine-grained, stratabound, discordant veins, replacement, infill |  |  |  | pyrite, pyrrhotite, arsenopyrite, siderite, dolomite, calcite, quartz, chlorite, K-feldspar, biotite, apatite, freibergite, tetrahedrite, cobaltite | Resin blocks containing each sample were produced following standard procedures and used for Mineral Liberation Analysis (MLA) mapping and subsequent LA-ICP-MS analyses | LA-ICPMS, EMPA, SEM-EDS | NWR213 solid state 213 nm laser ablation system coupled with an Agilent 7900 quadrupole ICP-MS; Cameca SXFive Electron Microprobe; Quanta600 SEM | Adelaide Microscopy | Ablation was conducted in an atmosphere of He (0.6 L/min) that was mixed with Ar (0.88 L/min) upon leaving the ablation cell; 70 µm diameter spot size with a 25:2 standard sample bracketing approach (2 standards analysed twice every 25 unknowns); MLA maps were acquired using the raster mode with an X-ray spectra collected every 4 µm | STDGL3 (CODES, University of Tasmania; Danyushevsky et al., 2011); GSD-1G | 1172 |  | 14.6 | [11 empty] | 3.095 | [5 empty] | 5.6 | [5 empty] | 0.049 | [5 empty] | 4.7 | [9 empty] | 136 |  | 0.09 | [11 empty] | 0.076 | [29 empty] | 913200 | [15 empty] | 132300 |  | 1512 |  |  |  | 6.2 | [5 empty] | 4.14 | [13 empty] | 21.23 | [13 empty] | 1500 |  |  |  |  | 2020 | Cave, B., et al. (2020), Ore Geology Reviews 124, 103647 |  | AUS | Queensland
| Mount Isa Copper Operations, Black Star Mine | No. 5 and No. 9 Pb-Zn orebodies, 650 Cu orebody, 1100 Cu orebody, 3000 Cu orebody | Seafloor hydrothermal | Sedimentary Exhalative (SEDEX) | SEDEX zinc-lead-copper | Cu, Pb, Zn | Ag | Cu, Pb, Zn, Ag | Cave et al., 2020 |  | 352-201008392gal1-8 | 352-201008392gal1-8-1 | underground mine, open pit |  |  |  |  | ore material | drill core, polished section | drill core | mineral separate | [5 empty] | mineralisation |  |  |  | chalcopyrite, sphalerite, galena | Cu mineralisation stage, Pb-Zn mineralisation stage | replacement, vein infill, stratabound | coarse-grained, medium-grained, fine-grained, stratabound, discordant veins, replacement, infill |  |  |  | pyrite, pyrrhotite, arsenopyrite, siderite, dolomite, calcite, quartz, chlorite, K-feldspar, biotite, apatite, freibergite, tetrahedrite, cobaltite | Resin blocks containing each sample were produced following standard procedures and used for Mineral Liberation Analysis (MLA) mapping and subsequent LA-ICP-MS analyses | LA-ICPMS, EMPA, SEM-EDS | NWR213 solid state 213 nm laser ablation system coupled with an Agilent 7900 quadrupole ICP-MS; Cameca SXFive Electron Microprobe; Quanta600 SEM | Adelaide Microscopy | Ablation was conducted in an atmosphere of He (0.6 L/min) that was mixed with Ar (0.88 L/min) upon leaving the ablation cell; 70 µm diameter spot size with a 25:2 standard sample bracketing approach (2 standards analysed twice every 25 unknowns); MLA maps were acquired using the raster mode with an X-ray spectra collected every 4 µm | STDGL3 (CODES, University of Tasmania; Danyushevsky et al., 2011); GSD-1G | 843 |  | 3.5 | [11 empty] | 3.16 | [5 empty] | 16.6 | [35 empty] | 0.093 | [29 empty] | 897000 | [15 empty] | 127100 |  | 1140 |  |  |  | 7.1 | [5 empty] | 3.27 | [13 empty] | 16.61 | [13 empty] | 4500 |  |  |  |  | 2020 | Cave, B., et al. (2020), Ore Geology Reviews 124, 103647 |  | AUS | Queensland
| Mount Isa Copper Operations, Black Star Mine | No. 5 and No. 9 Pb-Zn orebodies, 650 Cu orebody, 1100 Cu orebody, 3000 Cu orebody | Seafloor hydrothermal | Sedimentary Exhalative (SEDEX) | SEDEX zinc-lead-copper | Cu, Pb, Zn | Ag | Cu, Pb, Zn, Ag | Cave et al., 2020 |  | 353-201008392gal1-9 | 353-201008392gal1-9-1 | underground mine, open pit |  |  |  |  | ore material | drill core, polished section | drill core | mineral separate | [5 empty] | mineralisation |  |  |  | chalcopyrite, sphalerite, galena | Cu mineralisation stage, Pb-Zn mineralisation stage | replacement, vein infill, stratabound | coarse-grained, medium-grained, fine-grained, stratabound, discordant veins, replacement, infill |  |  |  | pyrite, pyrrhotite, arsenopyrite, siderite, dolomite, calcite, quartz, chlorite, K-feldspar, biotite, apatite, freibergite, tetrahedrite, cobaltite | Resin blocks containing each sample were produced following standard procedures and used for Mineral Liberation Analysis (MLA) mapping and subsequent LA-ICP-MS analyses | LA-ICPMS, EMPA, SEM-EDS | NWR213 solid state 213 nm laser ablation system coupled with an Agilent 7900 quadrupole ICP-MS; Cameca SXFive Electron Microprobe; Quanta600 SEM | Adelaide Microscopy | Ablation was conducted in an atmosphere of He (0.6 L/min) that was mixed with Ar (0.88 L/min) upon leaving the ablation cell; 70 µm diameter spot size with a 25:2 standard sample bracketing approach (2 standards analysed twice every 25 unknowns); MLA maps were acquired using the raster mode with an X-ray spectra collected every 4 µm | STDGL3 (CODES, University of Tasmania; Danyushevsky et al., 2011); GSD-1G | 1113 | [13 empty] | 2.981 | [5 empty] | 13.4 | [11 empty] | 24 | [9 empty] | 300 | [13 empty] | 0.088 | [29 empty] | 905400 | [15 empty] | 130100 |  | 1453 |  |  |  | 4.4 | [5 empty] | 4.03 | [7 empty] | 0.91 | [5 empty] | 19.34 | [13 empty] | 3800 |  |  |  |  | 2020 | Cave, B., et al. (2020), Ore Geology Reviews 124, 103647 |  | AUS | Queensland
| Mount Isa Copper Operations, Black Star Mine | No. 5 and No. 9 Pb-Zn orebodies, 650 Cu orebody, 1100 Cu orebody, 3000 Cu orebody | Seafloor hydrothermal | Sedimentary Exhalative (SEDEX) | SEDEX zinc-lead-copper | Cu, Pb, Zn | Ag | Cu, Pb, Zn, Ag | Cave et al., 2020 |  | 354-201008392gal1-10 | 354-201008392gal1-10-1 | underground mine, open pit |  |  |  |  | ore material | drill core, polished section | drill core | mineral separate | [5 empty] | mineralisation |  |  |  | chalcopyrite, sphalerite, galena | Cu mineralisation stage, Pb-Zn mineralisation stage | replacement, vein infill, stratabound | coarse-grained, medium-grained, fine-grained, stratabound, discordant veins, replacement, infill |  |  |  | pyrite, pyrrhotite, arsenopyrite, siderite, dolomite, calcite, quartz, chlorite, K-feldspar, biotite, apatite, freibergite, tetrahedrite, cobaltite | Resin blocks containing each sample were produced following standard procedures and used for Mineral Liberation Analysis (MLA) mapping and subsequent LA-ICP-MS analyses | LA-ICPMS, EMPA, SEM-EDS | NWR213 solid state 213 nm laser ablation system coupled with an Agilent 7900 quadrupole ICP-MS; Cameca SXFive Electron Microprobe; Quanta600 SEM | Adelaide Microscopy | Ablation was conducted in an atmosphere of He (0.6 L/min) that was mixed with Ar (0.88 L/min) upon leaving the ablation cell; 70 µm diameter spot size with a 25:2 standard sample bracketing approach (2 standards analysed twice every 25 unknowns); MLA maps were acquired using the raster mode with an X-ray spectra collected every 4 µm | STDGL3 (CODES, University of Tasmania; Danyushevsky et al., 2011); GSD-1G | 930 | [13 empty] | 2.65 | [5 empty] | 37 | [11 empty] | 1.8 | [9 empty] | 470 | [13 empty] | 0.34 | [29 empty] | 918000 | [15 empty] | 133500 |  | 1172 |  |  |  | 8.6 | [5 empty] | 3.04 | [7 empty] | 2.4 | [5 empty] | 17.25 | [13 empty] | 8300 |  |  |  |  | 2020 | Cave, B., et al. (2020), Ore Geology Reviews 124, 103647 |  | AUS | Queensland
| Mount Isa Copper Operations, Black Star Mine | No. 5 and No. 9 Pb-Zn orebodies, 650 Cu orebody, 1100 Cu orebody, 3000 Cu orebody | Seafloor hydrothermal | Sedimentary Exhalative (SEDEX) | SEDEX zinc-lead-copper | Cu, Pb, Zn | Ag | Cu, Pb, Zn, Ag | Cave et al., 2020 |  | 355-201008392gal1-11 | 355-201008392gal1-11-1 | underground mine, open pit |  |  |  |  | ore material | drill core, polished section | drill core | mineral separate | [5 empty] | mineralisation |  |  |  | chalcopyrite, sphalerite, galena | Cu mineralisation stage, Pb-Zn mineralisation stage | replacement, vein infill, stratabound | coarse-grained, medium-grained, fine-grained, stratabound, discordant veins, replacement, infill |  |  |  | pyrite, pyrrhotite, arsenopyrite, siderite, dolomite, calcite, quartz, chlorite, K-feldspar, biotite, apatite, freibergite, tetrahedrite, cobaltite | Resin blocks containing each sample were produced following standard procedures and used for Mineral Liberation Analysis (MLA) mapping and subsequent LA-ICP-MS analyses | LA-ICPMS, EMPA, SEM-EDS | NWR213 solid state 213 nm laser ablation system coupled with an Agilent 7900 quadrupole ICP-MS; Cameca SXFive Electron Microprobe; Quanta600 SEM | Adelaide Microscopy | Ablation was conducted in an atmosphere of He (0.6 L/min) that was mixed with Ar (0.88 L/min) upon leaving the ablation cell; 70 µm diameter spot size with a 25:2 standard sample bracketing approach (2 standards analysed twice every 25 unknowns); MLA maps were acquired using the raster mode with an X-ray spectra collected every 4 µm | STDGL3 (CODES, University of Tasmania; Danyushevsky et al., 2011); GSD-1G | 897 | [13 empty] | 3.12 | [5 empty] | 1.46 | [65 empty] | 917000 | [15 empty] | 127500 |  | 1161 | [9 empty] | 3.31 | [7 empty] | 1.08 | [5 empty] | 16.96 | [13 empty] | 14.6 |  |  |  |  | 2020 | Cave, B., et al. (2020), Ore Geology Reviews 124, 103647 |  | AUS | Queensland
| Mount Isa Copper Operations, Black Star Mine | No. 5 and No. 9 Pb-Zn orebodies, 650 Cu orebody, 1100 Cu orebody, 3000 Cu orebody | Seafloor hydrothermal | Sedimentary Exhalative (SEDEX) | SEDEX zinc-lead-copper | Cu, Pb, Zn | Ag | Cu, Pb, Zn, Ag | Cave et al., 2020 |  | 356-201008392gal1-12 | 356-201008392gal1-12-1 | underground mine, open pit |  |  |  |  | ore material | drill core, polished section | drill core | mineral separate | [5 empty] | mineralisation |  |  |  | chalcopyrite, sphalerite, galena | Cu mineralisation stage, Pb-Zn mineralisation stage | replacement, vein infill, stratabound | coarse-grained, medium-grained, fine-grained, stratabound, discordant veins, replacement, infill |  |  |  | pyrite, pyrrhotite, arsenopyrite, siderite, dolomite, calcite, quartz, chlorite, K-feldspar, biotite, apatite, freibergite, tetrahedrite, cobaltite | Resin blocks containing each sample were produced following standard procedures and used for Mineral Liberation Analysis (MLA) mapping and subsequent LA-ICP-MS analyses | LA-ICPMS, EMPA, SEM-EDS | NWR213 solid state 213 nm laser ablation system coupled with an Agilent 7900 quadrupole ICP-MS; Cameca SXFive Electron Microprobe; Quanta600 SEM | Adelaide Microscopy | Ablation was conducted in an atmosphere of He (0.6 L/min) that was mixed with Ar (0.88 L/min) upon leaving the ablation cell; 70 µm diameter spot size with a 25:2 standard sample bracketing approach (2 standards analysed twice every 25 unknowns); MLA maps were acquired using the raster mode with an X-ray spectra collected every 4 µm | STDGL3 (CODES, University of Tasmania; Danyushevsky et al., 2011); GSD-1G | 1092 |  | 2.29 | [11 empty] | 2.923 | [5 empty] | 4.01 | [11 empty] | 8.3 | [9 empty] | 48 | [43 empty] | 905000 | [15 empty] | 128900 |  | 1404 |  |  |  | 4.8 | [5 empty] | 3.83 | [7 empty] | 0.57 | [5 empty] | 19.21 | [13 empty] | 590 |  |  |  |  | 2020 | Cave, B., et al. (2020), Ore Geology Reviews 124, 103647 |  | AUS | Queensland
| Mount Isa Copper Operations, Black Star Mine | No. 5 and No. 9 Pb-Zn orebodies, 650 Cu orebody, 1100 Cu orebody, 3000 Cu orebody | Seafloor hydrothermal | Sedimentary Exhalative (SEDEX) | SEDEX zinc-lead-copper | Cu, Pb, Zn | Ag | Cu, Pb, Zn, Ag | Cave et al., 2020 |  | 359-201008392gal1-15 | 359-201008392gal1-15-1 | underground mine, open pit |  |  |  |  | ore material | drill core, polished section | drill core | mineral separate | [5 empty] | mineralisation |  |  |  | chalcopyrite, sphalerite, galena | Cu mineralisation stage, Pb-Zn mineralisation stage | replacement, vein infill, stratabound | coarse-grained, medium-grained, fine-grained, stratabound, discordant veins, replacement, infill |  |  |  | pyrite, pyrrhotite, arsenopyrite, siderite, dolomite, calcite, quartz, chlorite, K-feldspar, biotite, apatite, freibergite, tetrahedrite, cobaltite | Resin blocks containing each sample were produced following standard procedures and used for Mineral Liberation Analysis (MLA) mapping and subsequent LA-ICP-MS analyses | LA-ICPMS, EMPA, SEM-EDS | NWR213 solid state 213 nm laser ablation system coupled with an Agilent 7900 quadrupole ICP-MS; Cameca SXFive Electron Microprobe; Quanta600 SEM | Adelaide Microscopy | Ablation was conducted in an atmosphere of He (0.6 L/min) that was mixed with Ar (0.88 L/min) upon leaving the ablation cell; 70 µm diameter spot size with a 25:2 standard sample bracketing approach (2 standards analysed twice every 25 unknowns); MLA maps were acquired using the raster mode with an X-ray spectra collected every 4 µm | STDGL3 (CODES, University of Tasmania; Danyushevsky et al., 2011); GSD-1G | 1012 | [13 empty] | 3.8 | [5 empty] | 3.5 | [21 empty] | 32 | [43 empty] | 913000 | [15 empty] | 125000 |  | 1318 |  |  |  | 4.6 | [5 empty] | 3.59 | [13 empty] | 18.93 | [13 empty] | 550 |  |  |  |  | 2020 | Cave, B., et al. (2020), Ore Geology Reviews 124, 103647 |  | AUS | Queensland
| Mount Isa Copper Operations, Black Star Mine | No. 5 and No. 9 Pb-Zn orebodies, 650 Cu orebody, 1100 Cu orebody, 3000 Cu orebody | Seafloor hydrothermal | Sedimentary Exhalative (SEDEX) | SEDEX zinc-lead-copper | Cu, Pb, Zn | Ag | Cu, Pb, Zn, Ag | Cave et al., 2020 |  | 374-201008392gal7-1 | 374-201008392gal7-1-1 | underground mine, open pit |  |  |  |  | ore material | drill core, polished section | drill core | mineral separate | [5 empty] | mineralisation |  |  |  | chalcopyrite, sphalerite, galena | Cu mineralisation stage, Pb-Zn mineralisation stage | replacement, vein infill, stratabound | coarse-grained, medium-grained, fine-grained, stratabound, discordant veins, replacement, infill |  |  |  | pyrite, pyrrhotite, arsenopyrite, siderite, dolomite, calcite, quartz, chlorite, K-feldspar, biotite, apatite, freibergite, tetrahedrite, cobaltite | Resin blocks containing each sample were produced following standard procedures and used for Mineral Liberation Analysis (MLA) mapping and subsequent LA-ICP-MS analyses | LA-ICPMS, EMPA, SEM-EDS | NWR213 solid state 213 nm laser ablation system coupled with an Agilent 7900 quadrupole ICP-MS; Cameca SXFive Electron Microprobe; Quanta600 SEM | Adelaide Microscopy | Ablation was conducted in an atmosphere of He (0.6 L/min) that was mixed with Ar (0.88 L/min) upon leaving the ablation cell; 70 µm diameter spot size with a 25:2 standard sample bracketing approach (2 standards analysed twice every 25 unknowns); MLA maps were acquired using the raster mode with an X-ray spectra collected every 4 µm | STDGL3 (CODES, University of Tasmania; Danyushevsky et al., 2011); GSD-1G | 397.3 |  | 2.36 |  | 0.43 | [9 empty] | 762.5 | [5 empty] | 32 | [11 empty] | 2.2 | [53 empty] | 906400 | [15 empty] | 125300 |  | 117.3 |  |  |  | 231 | [5 empty] | 1.276 | [7 empty] | 23.3 | [5 empty] | 41.15 | [18 empty] | 2020 | Cave, B., et al. (2020), Ore Geology Reviews 124, 103647 |  | AUS | Queensland
| Mount Isa Copper Operations, Black Star Mine | No. 5 and No. 9 Pb-Zn orebodies, 650 Cu orebody, 1100 Cu orebody, 3000 Cu orebody | Seafloor hydrothermal | Sedimentary Exhalative (SEDEX) | SEDEX zinc-lead-copper | Cu, Pb, Zn | Ag | Cu, Pb, Zn, Ag | Cave et al., 2020 |  | 375-201008392gal7-2 | 375-201008392gal7-2-1 | underground mine, open pit |  |  |  |  | ore material | drill core, polished section | drill core | mineral separate | [5 empty] | mineralisation |  |  |  | chalcopyrite, sphalerite, galena | Cu mineralisation stage, Pb-Zn mineralisation stage | replacement, vein infill, stratabound | coarse-grained, medium-grained, fine-grained, stratabound, discordant veins, replacement, infill |  |  |  | pyrite, pyrrhotite, arsenopyrite, siderite, dolomite, calcite, quartz, chlorite, K-feldspar, biotite, apatite, freibergite, tetrahedrite, cobaltite | Resin blocks containing each sample were produced following standard procedures and used for Mineral Liberation Analysis (MLA) mapping and subsequent LA-ICP-MS analyses | LA-ICPMS, EMPA, SEM-EDS | NWR213 solid state 213 nm laser ablation system coupled with an Agilent 7900 quadrupole ICP-MS; Cameca SXFive Electron Microprobe; Quanta600 SEM | Adelaide Microscopy | Ablation was conducted in an atmosphere of He (0.6 L/min) that was mixed with Ar (0.88 L/min) upon leaving the ablation cell; 70 µm diameter spot size with a 25:2 standard sample bracketing approach (2 standards analysed twice every 25 unknowns); MLA maps were acquired using the raster mode with an X-ray spectra collected every 4 µm | STDGL3 (CODES, University of Tasmania; Danyushevsky et al., 2011); GSD-1G | 391.8 | [13 empty] | 743.4 | [5 empty] | 33.1 | [11 empty] | 1.05 | [9 empty] | 16.5 | [43 empty] | 915800 | [15 empty] | 129800 |  | 118.8 |  |  |  | 242.4 | [5 empty] | 1.14 | [7 empty] | 23.4 | [5 empty] | 41.66 | [18 empty] | 2020 | Cave, B., et al. (2020), Ore Geology Reviews 124, 103647 |  | AUS | Queensland
| Mount Isa Copper Operations, Black Star Mine | No. 5 and No. 9 Pb-Zn orebodies, 650 Cu orebody, 1100 Cu orebody, 3000 Cu orebody | Seafloor hydrothermal | Sedimentary Exhalative (SEDEX) | SEDEX zinc-lead-copper | Cu, Pb, Zn | Ag | Cu, Pb, Zn, Ag | Cave et al., 2020 |  | 376-201008392gal7-3 | 376-201008392gal7-3-1 | underground mine, open pit |  |  |  |  | ore material | drill core, polished section | drill core | mineral separate | [5 empty] | mineralisation |  |  |  | chalcopyrite, sphalerite, galena | Cu mineralisation stage, Pb-Zn mineralisation stage | replacement, vein infill, stratabound | coarse-grained, medium-grained, fine-grained, stratabound, discordant veins, replacement, infill |  |  |  | pyrite, pyrrhotite, arsenopyrite, siderite, dolomite, calcite, quartz, chlorite, K-feldspar, biotite, apatite, freibergite, tetrahedrite, cobaltite | Resin blocks containing each sample were produced following standard procedures and used for Mineral Liberation Analysis (MLA) mapping and subsequent LA-ICP-MS analyses | LA-ICPMS, EMPA, SEM-EDS | NWR213 solid state 213 nm laser ablation system coupled with an Agilent 7900 quadrupole ICP-MS; Cameca SXFive Electron Microprobe; Quanta600 SEM | Adelaide Microscopy | Ablation was conducted in an atmosphere of He (0.6 L/min) that was mixed with Ar (0.88 L/min) upon leaving the ablation cell; 70 µm diameter spot size with a 25:2 standard sample bracketing approach (2 standards analysed twice every 25 unknowns); MLA maps were acquired using the raster mode with an X-ray spectra collected every 4 µm | STDGL3 (CODES, University of Tasmania; Danyushevsky et al., 2011); GSD-1G | 385.5 |  | 1.99 | [11 empty] | 727.9 | [5 empty] | 31.4 | [11 empty] | 1.66 | [9 empty] | 37 | [43 empty] | 903400 | [15 empty] | 127400 |  | 111.6 |  |  |  | 266 | [5 empty] | 1.01 | [7 empty] | 25.6 | [5 empty] | 38.09 | [18 empty] | 2020 | Cave, B., et al. (2020), Ore Geology Reviews 124, 103647 |  | AUS | Queensland
| Mount Isa Copper Operations, Black Star Mine | No. 5 and No. 9 Pb-Zn orebodies, 650 Cu orebody, 1100 Cu orebody, 3000 Cu orebody | Seafloor hydrothermal | Sedimentary Exhalative (SEDEX) | SEDEX zinc-lead-copper | Cu, Pb, Zn | Ag | Cu, Pb, Zn, Ag | Cave et al., 2020 |  | 377-201008392gal7-4 | 377-201008392gal7-4-1 | underground mine, open pit |  |  |  |  | ore material | drill core, polished section | drill core | mineral separate | [5 empty] | mineralisation |  |  |  | chalcopyrite, sphalerite, galena | Cu mineralisation stage, Pb-Zn mineralisation stage | replacement, vein infill, stratabound | coarse-grained, medium-grained, fine-grained, stratabound, discordant veins, replacement, infill |  |  |  | pyrite, pyrrhotite, arsenopyrite, siderite, dolomite, calcite, quartz, chlorite, K-feldspar, biotite, apatite, freibergite, tetrahedrite, cobaltite | Resin blocks containing each sample were produced following standard procedures and used for Mineral Liberation Analysis (MLA) mapping and subsequent LA-ICP-MS analyses | LA-ICPMS, EMPA, SEM-EDS | NWR213 solid state 213 nm laser ablation system coupled with an Agilent 7900 quadrupole ICP-MS; Cameca SXFive Electron Microprobe; Quanta600 SEM | Adelaide Microscopy | Ablation was conducted in an atmosphere of He (0.6 L/min) that was mixed with Ar (0.88 L/min) upon leaving the ablation cell; 70 µm diameter spot size with a 25:2 standard sample bracketing approach (2 standards analysed twice every 25 unknowns); MLA maps were acquired using the raster mode with an X-ray spectra collected every 4 µm | STDGL3 (CODES, University of Tasmania; Danyushevsky et al., 2011); GSD-1G | 357.5 |  | 3.5 | [11 empty] | 733.9 | [5 empty] | 32.7 | [5 empty] | 0.5 | [29 empty] | 0.041 | [23 empty] | 0.42 | [5 empty] | 913000 | [15 empty] | 130500 |  | 107 |  |  |  | 203 | [5 empty] | 1.1 | [7 empty] | 30.5 | [5 empty] | 68.1 | [18 empty] | 2020 | Cave, B., et al. (2020), Ore Geology Reviews 124, 103647 |  | AUS | Queensland
| Mount Isa Copper Operations, Black Star Mine | No. 5 and No. 9 Pb-Zn orebodies, 650 Cu orebody, 1100 Cu orebody, 3000 Cu orebody | Seafloor hydrothermal | Sedimentary Exhalative (SEDEX) | SEDEX zinc-lead-copper | Cu, Pb, Zn | Ag | Cu, Pb, Zn, Ag | Cave et al., 2020 |  | 378-201008392gal7-5 | 378-201008392gal7-5-1 | underground mine, open pit |  |  |  |  | ore material | drill core, polished section | drill core | mineral separate | [5 empty] | mineralisation |  |  |  | chalcopyrite, sphalerite, galena | Cu mineralisation stage, Pb-Zn mineralisation stage | replacement, vein infill, stratabound | coarse-grained, medium-grained, fine-grained, stratabound, discordant veins, replacement, infill |  |  |  | pyrite, pyrrhotite, arsenopyrite, siderite, dolomite, calcite, quartz, chlorite, K-feldspar, biotite, apatite, freibergite, tetrahedrite, cobaltite | Resin blocks containing each sample were produced following standard procedures and used for Mineral Liberation Analysis (MLA) mapping and subsequent LA-ICP-MS analyses | LA-ICPMS, EMPA, SEM-EDS | NWR213 solid state 213 nm laser ablation system coupled with an Agilent 7900 quadrupole ICP-MS; Cameca SXFive Electron Microprobe; Quanta600 SEM | Adelaide Microscopy | Ablation was conducted in an atmosphere of He (0.6 L/min) that was mixed with Ar (0.88 L/min) upon leaving the ablation cell; 70 µm diameter spot size with a 25:2 standard sample bracketing approach (2 standards analysed twice every 25 unknowns); MLA maps were acquired using the raster mode with an X-ray spectra collected every 4 µm | STDGL3 (CODES, University of Tasmania; Danyushevsky et al., 2011); GSD-1G | 405.4 |  | 2.26 | [11 empty] | 792.4 | [5 empty] | 32.6 | [35 empty] | 0.107 | [29 empty] | 904900 | [15 empty] | 126400 |  | 97.1 |  |  |  | 176 | [5 empty] | 2.09 | [7 empty] | 28.1 | [5 empty] | 26.36 | [18 empty] | 2020 | Cave, B., et al. (2020), Ore Geology Reviews 124, 103647 |  | AUS | Queensland
| Mount Isa Copper Operations, Black Star Mine | No. 5 and No. 9 Pb-Zn orebodies, 650 Cu orebody, 1100 Cu orebody, 3000 Cu orebody | Seafloor hydrothermal | Sedimentary Exhalative (SEDEX) | SEDEX zinc-lead-copper | Cu, Pb, Zn | Ag | Cu, Pb, Zn, Ag | Cave et al., 2020 |  | 379-201008392gal7-6 | 379-201008392gal7-6-1 | underground mine, open pit |  |  |  |  | ore material | drill core, polished section | drill core | mineral separate | [5 empty] | mineralisation |  |  |  | chalcopyrite, sphalerite, galena | Cu mineralisation stage, Pb-Zn mineralisation stage | replacement, vein infill, stratabound | coarse-grained, medium-grained, fine-grained, stratabound, discordant veins, replacement, infill |  |  |  | pyrite, pyrrhotite, arsenopyrite, siderite, dolomite, calcite, quartz, chlorite, K-feldspar, biotite, apatite, freibergite, tetrahedrite, cobaltite | Resin blocks containing each sample were produced following standard procedures and used for Mineral Liberation Analysis (MLA) mapping and subsequent LA-ICP-MS analyses | LA-ICPMS, EMPA, SEM-EDS | NWR213 solid state 213 nm laser ablation system coupled with an Agilent 7900 quadrupole ICP-MS; Cameca SXFive Electron Microprobe; Quanta600 SEM | Adelaide Microscopy | Ablation was conducted in an atmosphere of He (0.6 L/min) that was mixed with Ar (0.88 L/min) upon leaving the ablation cell; 70 µm diameter spot size with a 25:2 standard sample bracketing approach (2 standards analysed twice every 25 unknowns); MLA maps were acquired using the raster mode with an X-ray spectra collected every 4 µm | STDGL3 (CODES, University of Tasmania; Danyushevsky et al., 2011); GSD-1G | 399.3 |  | 2.12 | [11 empty] | 789.4 | [5 empty] | 32.6 | [11 empty] | 21 | [9 empty] | 18 | [13 empty] | 0.062 | [29 empty] | 898500 | [15 empty] | 126200 |  | 99.7 |  |  |  | 134 | [5 empty] | 2.28 | [7 empty] | 31.4 | [5 empty] | 26.75 | [18 empty] | 2020 | Cave, B., et al. (2020), Ore Geology Reviews 124, 103647 |  | AUS | Queensland
| Mount Isa Copper Operations, Black Star Mine | No. 5 and No. 9 Pb-Zn orebodies, 650 Cu orebody, 1100 Cu orebody, 3000 Cu orebody | Seafloor hydrothermal | Sedimentary Exhalative (SEDEX) | SEDEX zinc-lead-copper | Cu, Pb, Zn | Ag | Cu, Pb, Zn, Ag | Cave et al., 2020 |  | 380-201008392gal7-7 | 380-201008392gal7-7-1 | underground mine, open pit |  |  |  |  | ore material | drill core, polished section | drill core | mineral separate | [5 empty] | mineralisation |  |  |  | chalcopyrite, sphalerite, galena | Cu mineralisation stage, Pb-Zn mineralisation stage | replacement, vein infill, stratabound | coarse-grained, medium-grained, fine-grained, stratabound, discordant veins, replacement, infill |  |  |  | pyrite, pyrrhotite, arsenopyrite, siderite, dolomite, calcite, quartz, chlorite, K-feldspar, biotite, apatite, freibergite, tetrahedrite, cobaltite | Resin blocks containing each sample were produced following standard procedures and used for Mineral Liberation Analysis (MLA) mapping and subsequent LA-ICP-MS analyses | LA-ICPMS, EMPA, SEM-EDS | NWR213 solid state 213 nm laser ablation system coupled with an Agilent 7900 quadrupole ICP-MS; Cameca SXFive Electron Microprobe; Quanta600 SEM | Adelaide Microscopy | Ablation was conducted in an atmosphere of He (0.6 L/min) that was mixed with Ar (0.88 L/min) upon leaving the ablation cell; 70 µm diameter spot size with a 25:2 standard sample bracketing approach (2 standards analysed twice every 25 unknowns); MLA maps were acquired using the raster mode with an X-ray spectra collected every 4 µm | STDGL3 (CODES, University of Tasmania; Danyushevsky et al., 2011); GSD-1G | 380.4 |  |  |  | 0.53 | [9 empty] | 754 | [5 empty] | 28.4 | [11 empty] | 60 | [9 empty] | 29 | [13 empty] | 0.056 | [29 empty] | 895000 | [15 empty] | 125400 |  | 87 |  |  |  | 133 | [5 empty] | 1.63 | [7 empty] | 29.7 | [5 empty] | 23.41 | [18 empty] | 2020 | Cave, B., et al. (2020), Ore Geology Reviews 124, 103647 |  | AUS | Queensland
| Mount Isa Copper Operations, Black Star Mine | No. 5 and No. 9 Pb-Zn orebodies, 650 Cu orebody, 1100 Cu orebody, 3000 Cu orebody | Seafloor hydrothermal | Sedimentary Exhalative (SEDEX) | SEDEX zinc-lead-copper | Cu, Pb, Zn | Ag | Cu, Pb, Zn, Ag | Cave et al., 2020 |  | 381-201008392gal7-8 | 381-201008392gal7-8-1 | underground mine, open pit |  |  |  |  | ore material | drill core, polished section | drill core | mineral separate | [5 empty] | mineralisation |  |  |  | chalcopyrite, sphalerite, galena | Cu mineralisation stage, Pb-Zn mineralisation stage | replacement, vein infill, stratabound | coarse-grained, medium-grained, fine-grained, stratabound, discordant veins, replacement, infill |  |  |  | pyrite, pyrrhotite, arsenopyrite, siderite, dolomite, calcite, quartz, chlorite, K-feldspar, biotite, apatite, freibergite, tetrahedrite, cobaltite | Resin blocks containing each sample were produced following standard procedures and used for Mineral Liberation Analysis (MLA) mapping and subsequent LA-ICP-MS analyses | LA-ICPMS, EMPA, SEM-EDS | NWR213 solid state 213 nm laser ablation system coupled with an Agilent 7900 quadrupole ICP-MS; Cameca SXFive Electron Microprobe; Quanta600 SEM | Adelaide Microscopy | Ablation was conducted in an atmosphere of He (0.6 L/min) that was mixed with Ar (0.88 L/min) upon leaving the ablation cell; 70 µm diameter spot size with a 25:2 standard sample bracketing approach (2 standards analysed twice every 25 unknowns); MLA maps were acquired using the raster mode with an X-ray spectra collected every 4 µm | STDGL3 (CODES, University of Tasmania; Danyushevsky et al., 2011); GSD-1G | 403.9 | [13 empty] | 798.9 | [5 empty] | 34.4 | [11 empty] | 13.4 | [23 empty] | 0.05 | [29 empty] | 906800 | [15 empty] | 127700 |  | 95.6 |  |  |  | 114 | [5 empty] | 1.8 | [7 empty] | 32.9 | [5 empty] | 25.95 | [18 empty] | 2020 | Cave, B., et al. (2020), Ore Geology Reviews 124, 103647 |  | AUS | Queensland
| Mount Isa Copper Operations, Black Star Mine | No. 5 and No. 9 Pb-Zn orebodies, 650 Cu orebody, 1100 Cu orebody, 3000 Cu orebody | Seafloor hydrothermal | Sedimentary Exhalative (SEDEX) | SEDEX zinc-lead-copper | Cu, Pb, Zn | Ag | Cu, Pb, Zn, Ag | Cave et al., 2020 |  | 384-201008392gal7-11 | 384-201008392gal7-11-1 | underground mine, open pit |  |  |  |  | ore material | drill core, polished section | drill core | mineral separate | [5 empty] | mineralisation |  |  |  | chalcopyrite, sphalerite, galena | Cu mineralisation stage, Pb-Zn mineralisation stage | replacement, vein infill, stratabound | coarse-grained, medium-grained, fine-grained, stratabound, discordant veins, replacement, infill |  |  |  | pyrite, pyrrhotite, arsenopyrite, siderite, dolomite, calcite, quartz, chlorite, K-feldspar, biotite, apatite, freibergite, tetrahedrite, cobaltite | Resin blocks containing each sample were produced following standard procedures and used for Mineral Liberation Analysis (MLA) mapping and subsequent LA-ICP-MS analyses | LA-ICPMS, EMPA, SEM-EDS | NWR213 solid state 213 nm laser ablation system coupled with an Agilent 7900 quadrupole ICP-MS; Cameca SXFive Electron Microprobe; Quanta600 SEM | Adelaide Microscopy | Ablation was conducted in an atmosphere of He (0.6 L/min) that was mixed with Ar (0.88 L/min) upon leaving the ablation cell; 70 µm diameter spot size with a 25:2 standard sample bracketing approach (2 standards analysed twice every 25 unknowns); MLA maps were acquired using the raster mode with an X-ray spectra collected every 4 µm | STDGL3 (CODES, University of Tasmania; Danyushevsky et al., 2011); GSD-1G | 423.2 |  | 3.5 | [11 empty] | 768.5 | [5 empty] | 35 | [11 empty] | 1180 | [9 empty] | 1530 | [13 empty] | 0.44 | [29 empty] | 907500 | [15 empty] | 132100 |  | 153.3 |  |  |  | 191 | [5 empty] | 3.58 | [7 empty] | 24 | [5 empty] | 54.9 | [13 empty] | 21 |  |  |  |  | 2020 | Cave, B., et al. (2020), Ore Geology Reviews 124, 103647 |  | AUS | Queensland
| Mount Isa Copper Operations, Black Star Mine | No. 5 and No. 9 Pb-Zn orebodies, 650 Cu orebody, 1100 Cu orebody, 3000 Cu orebody | Seafloor hydrothermal | Sedimentary Exhalative (SEDEX) | SEDEX zinc-lead-copper | Cu, Pb, Zn | Ag | Cu, Pb, Zn, Ag | Cave et al., 2020 |  | 386-201008392gal9-1 | 386-201008392gal9-1-1 | underground mine, open pit |  |  |  |  | ore material | drill core, polished section | drill core | mineral separate | [5 empty] | mineralisation |  |  |  | chalcopyrite, sphalerite, galena | Cu mineralisation stage, Pb-Zn mineralisation stage | replacement, vein infill, stratabound | coarse-grained, medium-grained, fine-grained, stratabound, discordant veins, replacement, infill |  |  |  | pyrite, pyrrhotite, arsenopyrite, siderite, dolomite, calcite, quartz, chlorite, K-feldspar, biotite, apatite, freibergite, tetrahedrite, cobaltite | Resin blocks containing each sample were produced following standard procedures and used for Mineral Liberation Analysis (MLA) mapping and subsequent LA-ICP-MS analyses | LA-ICPMS, EMPA, SEM-EDS | NWR213 solid state 213 nm laser ablation system coupled with an Agilent 7900 quadrupole ICP-MS; Cameca SXFive Electron Microprobe; Quanta600 SEM | Adelaide Microscopy | Ablation was conducted in an atmosphere of He (0.6 L/min) that was mixed with Ar (0.88 L/min) upon leaving the ablation cell; 70 µm diameter spot size with a 25:2 standard sample bracketing approach (2 standards analysed twice every 25 unknowns); MLA maps were acquired using the raster mode with an X-ray spectra collected every 4 µm | STDGL3 (CODES, University of Tasmania; Danyushevsky et al., 2011); GSD-1G | 2845 | [13 empty] | 6712 | [5 empty] | 112.8 | [5 empty] | 0.203 | [5 empty] | 6400 | [9 empty] | 5200 | [13 empty] | 1.47 | [29 empty] | 898000 | [15 empty] | 133700 |  | 12.98 |  |  |  | 36.7 | [5 empty] | 25.59 | [7 empty] | 17.8 | [5 empty] | 125.9 | [13 empty] | 76 |  |  |  |  | 2020 | Cave, B., et al. (2020), Ore Geology Reviews 124, 103647 |  | AUS | Queensland
| Mount Isa Copper Operations, Black Star Mine | No. 5 and No. 9 Pb-Zn orebodies, 650 Cu orebody, 1100 Cu orebody, 3000 Cu orebody | Seafloor hydrothermal | Sedimentary Exhalative (SEDEX) | SEDEX zinc-lead-copper | Cu, Pb, Zn | Ag | Cu, Pb, Zn, Ag | Cave et al., 2020 |  | 388-201008392gal9-3 | 388-201008392gal9-3-1 | underground mine, open pit |  |  |  |  | ore material | drill core, polished section | drill core | mineral separate | [5 empty] | mineralisation |  |  |  | chalcopyrite, sphalerite, galena | Cu mineralisation stage, Pb-Zn mineralisation stage | replacement, vein infill, stratabound | coarse-grained, medium-grained, fine-grained, stratabound, discordant veins, replacement, infill |  |  |  | pyrite, pyrrhotite, arsenopyrite, siderite, dolomite, calcite, quartz, chlorite, K-feldspar, biotite, apatite, freibergite, tetrahedrite, cobaltite | Resin blocks containing each sample were produced following standard procedures and used for Mineral Liberation Analysis (MLA) mapping and subsequent LA-ICP-MS analyses | LA-ICPMS, EMPA, SEM-EDS | NWR213 solid state 213 nm laser ablation system coupled with an Agilent 7900 quadrupole ICP-MS; Cameca SXFive Electron Microprobe; Quanta600 SEM | Adelaide Microscopy | Ablation was conducted in an atmosphere of He (0.6 L/min) that was mixed with Ar (0.88 L/min) upon leaving the ablation cell; 70 µm diameter spot size with a 25:2 standard sample bracketing approach (2 standards analysed twice every 25 unknowns); MLA maps were acquired using the raster mode with an X-ray spectra collected every 4 µm | STDGL3 (CODES, University of Tasmania; Danyushevsky et al., 2011); GSD-1G | 2969 | [13 empty] | 6870 | [5 empty] | 157 | [5 empty] | 0.42 | [5 empty] | 15100 | [9 empty] | 13700 | [13 empty] | 3.25 | [29 empty] | 929000 | [15 empty] | 145600 |  | 20.15 |  |  |  | 37.2 | [5 empty] | 25.15 | [7 empty] | 15.4 | [5 empty] | 220.4 | [13 empty] | 162 |  |  |  |  | 2020 | Cave, B., et al. (2020), Ore Geology Reviews 124, 103647 |  | AUS | Queensland
| Mount Isa Copper Operations, Black Star Mine | No. 5 and No. 9 Pb-Zn orebodies, 650 Cu orebody, 1100 Cu orebody, 3000 Cu orebody | Seafloor hydrothermal | Sedimentary Exhalative (SEDEX) | SEDEX zinc-lead-copper | Cu, Pb, Zn | Ag | Cu, Pb, Zn, Ag | Cave et al., 2020 |  | 389-201008392gal9-4 | 389-201008392gal9-4-1 | underground mine, open pit |  |  |  |  | ore material | drill core, polished section | drill core | mineral separate | [5 empty] | mineralisation |  |  |  | chalcopyrite, sphalerite, galena | Cu mineralisation stage, Pb-Zn mineralisation stage | replacement, vein infill, stratabound | coarse-grained, medium-grained, fine-grained, stratabound, discordant veins, replacement, infill |  |  |  | pyrite, pyrrhotite, arsenopyrite, siderite, dolomite, calcite, quartz, chlorite, K-feldspar, biotite, apatite, freibergite, tetrahedrite, cobaltite | Resin blocks containing each sample were produced following standard procedures and used for Mineral Liberation Analysis (MLA) mapping and subsequent LA-ICP-MS analyses | LA-ICPMS, EMPA, SEM-EDS | NWR213 solid state 213 nm laser ablation system coupled with an Agilent 7900 quadrupole ICP-MS; Cameca SXFive Electron Microprobe; Quanta600 SEM | Adelaide Microscopy | Ablation was conducted in an atmosphere of He (0.6 L/min) that was mixed with Ar (0.88 L/min) upon leaving the ablation cell; 70 µm diameter spot size with a 25:2 standard sample bracketing approach (2 standards analysed twice every 25 unknowns); MLA maps were acquired using the raster mode with an X-ray spectra collected every 4 µm | STDGL3 (CODES, University of Tasmania; Danyushevsky et al., 2011); GSD-1G | 2820 |  | 10 |  | 0.94 | [9 empty] | 6670 | [5 empty] | 132 | [5 empty] | 0.54 | [5 empty] | 23700 | [9 empty] | 16600 | [13 empty] | 4.49 | [29 empty] | 877000 | [15 empty] | 155000 |  | 19.5 |  |  |  | 38 | [5 empty] | 23.5 | [7 empty] | 18.5 | [5 empty] | 235.2 | [13 empty] | 92 |  |  |  |  | 2020 | Cave, B., et al. (2020), Ore Geology Reviews 124, 103647 |  | AUS | Queensland
| Mount Isa Copper Operations, Black Star Mine | No. 5 and No. 9 Pb-Zn orebodies, 650 Cu orebody, 1100 Cu orebody, 3000 Cu orebody | Seafloor hydrothermal | Sedimentary Exhalative (SEDEX) | SEDEX zinc-lead-copper | Cu, Pb, Zn | Ag | Cu, Pb, Zn, Ag | Cave et al., 2020 |  | 390-201008392gal9-5 | 390-201008392gal9-5-1 | underground mine, open pit |  |  |  |  | ore material | drill core, polished section | drill core | mineral separate | [5 empty] | mineralisation |  |  |  | chalcopyrite, sphalerite, galena | Cu mineralisation stage, Pb-Zn mineralisation stage | replacement, vein infill, stratabound | coarse-grained, medium-grained, fine-grained, stratabound, discordant veins, replacement, infill |  |  |  | pyrite, pyrrhotite, arsenopyrite, siderite, dolomite, calcite, quartz, chlorite, K-feldspar, biotite, apatite, freibergite, tetrahedrite, cobaltite | Resin blocks containing each sample were produced following standard procedures and used for Mineral Liberation Analysis (MLA) mapping and subsequent LA-ICP-MS analyses | LA-ICPMS, EMPA, SEM-EDS | NWR213 solid state 213 nm laser ablation system coupled with an Agilent 7900 quadrupole ICP-MS; Cameca SXFive Electron Microprobe; Quanta600 SEM | Adelaide Microscopy | Ablation was conducted in an atmosphere of He (0.6 L/min) that was mixed with Ar (0.88 L/min) upon leaving the ablation cell; 70 µm diameter spot size with a 25:2 standard sample bracketing approach (2 standards analysed twice every 25 unknowns); MLA maps were acquired using the raster mode with an X-ray spectra collected every 4 µm | STDGL3 (CODES, University of Tasmania; Danyushevsky et al., 2011); GSD-1G | 3197 |  | 4.1 |  | 20.3 | [9 empty] | 7254 | [5 empty] | 277 | [5 empty] | 13.8 | [5 empty] | 9900 | [9 empty] | 8800 | [13 empty] | 2.95 | [13 empty] | 1.7 | [15 empty] | 901700 | [15 empty] | 143800 |  | 16.46 |  |  |  | 39.2 | [5 empty] | 26.27 | [7 empty] | 13.6 | [5 empty] | 121.6 | [13 empty] | 940 |  |  |  |  | 2020 | Cave, B., et al. (2020), Ore Geology Reviews 124, 103647 |  | AUS | Queensland
| Mount Isa Copper Operations, Black Star Mine | No. 5 and No. 9 Pb-Zn orebodies, 650 Cu orebody, 1100 Cu orebody, 3000 Cu orebody | Seafloor hydrothermal | Sedimentary Exhalative (SEDEX) | SEDEX zinc-lead-copper | Cu, Pb, Zn | Ag | Cu, Pb, Zn, Ag | Cave et al., 2020 |  | 393-201008392gal9-8 | 393-201008392gal9-8-1 | underground mine, open pit |  |  |  |  | ore material | drill core, polished section | drill core | mineral separate | [5 empty] | mineralisation |  |  |  | chalcopyrite, sphalerite, galena | Cu mineralisation stage, Pb-Zn mineralisation stage | replacement, vein infill, stratabound | coarse-grained, medium-grained, fine-grained, stratabound, discordant veins, replacement, infill |  |  |  | pyrite, pyrrhotite, arsenopyrite, siderite, dolomite, calcite, quartz, chlorite, K-feldspar, biotite, apatite, freibergite, tetrahedrite, cobaltite | Resin blocks containing each sample were produced following standard procedures and used for Mineral Liberation Analysis (MLA) mapping and subsequent LA-ICP-MS analyses | LA-ICPMS, EMPA, SEM-EDS | NWR213 solid state 213 nm laser ablation system coupled with an Agilent 7900 quadrupole ICP-MS; Cameca SXFive Electron Microprobe; Quanta600 SEM | Adelaide Microscopy | Ablation was conducted in an atmosphere of He (0.6 L/min) that was mixed with Ar (0.88 L/min) upon leaving the ablation cell; 70 µm diameter spot size with a 25:2 standard sample bracketing approach (2 standards analysed twice every 25 unknowns); MLA maps were acquired using the raster mode with an X-ray spectra collected every 4 µm | STDGL3 (CODES, University of Tasmania; Danyushevsky et al., 2011); GSD-1G | 3149 |  | 3.6 | [11 empty] | 7200 | [5 empty] | 76 | [35 empty] | 0.098 | [13 empty] | 0.84 | [9 empty] | 0.49 | [5 empty] | 917000 | [15 empty] | 126500 |  | 19.4 |  |  |  | 44.6 | [5 empty] | 24.48 | [7 empty] | 15.1 | [5 empty] | 112.5 | [18 empty] | 2020 | Cave, B., et al. (2020), Ore Geology Reviews 124, 103647 |  | AUS | Queensland
| Mount Isa Copper Operations, Black Star Mine | No. 5 and No. 9 Pb-Zn orebodies, 650 Cu orebody, 1100 Cu orebody, 3000 Cu orebody | Seafloor hydrothermal | Sedimentary Exhalative (SEDEX) | SEDEX zinc-lead-copper | Cu, Pb, Zn | Ag | Cu, Pb, Zn, Ag | Cave et al., 2020 |  | 394-201008392gal9-9 | 394-201008392gal9-9-1 | underground mine, open pit |  |  |  |  | ore material | drill core, polished section | drill core | mineral separate | [5 empty] | mineralisation |  |  |  | chalcopyrite, sphalerite, galena | Cu mineralisation stage, Pb-Zn mineralisation stage | replacement, vein infill, stratabound | coarse-grained, medium-grained, fine-grained, stratabound, discordant veins, replacement, infill |  |  |  | pyrite, pyrrhotite, arsenopyrite, siderite, dolomite, calcite, quartz, chlorite, K-feldspar, biotite, apatite, freibergite, tetrahedrite, cobaltite | Resin blocks containing each sample were produced following standard procedures and used for Mineral Liberation Analysis (MLA) mapping and subsequent LA-ICP-MS analyses | LA-ICPMS, EMPA, SEM-EDS | NWR213 solid state 213 nm laser ablation system coupled with an Agilent 7900 quadrupole ICP-MS; Cameca SXFive Electron Microprobe; Quanta600 SEM | Adelaide Microscopy | Ablation was conducted in an atmosphere of He (0.6 L/min) that was mixed with Ar (0.88 L/min) upon leaving the ablation cell; 70 µm diameter spot size with a 25:2 standard sample bracketing approach (2 standards analysed twice every 25 unknowns); MLA maps were acquired using the raster mode with an X-ray spectra collected every 4 µm | STDGL3 (CODES, University of Tasmania; Danyushevsky et al., 2011); GSD-1G | 3021 |  | 10.8 |  | 0.86 | [9 empty] | 7050 | [5 empty] | 85.6 | [11 empty] | 7.6 | [9 empty] | 61 | [13 empty] | 0.106 | [13 empty] | 0.63 | [15 empty] | 892000 | [15 empty] | 125800 |  | 18.5 |  |  |  | 46 | [5 empty] | 25.3 | [7 empty] | 12.1 | [5 empty] | 105.8 | [13 empty] | 3 |  |  |  |  | 2020 | Cave, B., et al. (2020), Ore Geology Reviews 124, 103647 |  | AUS | Queensland
| Mount Isa Copper Operations, Black Star Mine | No. 5 and No. 9 Pb-Zn orebodies, 650 Cu orebody, 1100 Cu orebody, 3000 Cu orebody | Seafloor hydrothermal | Sedimentary Exhalative (SEDEX) | SEDEX zinc-lead-copper | Cu, Pb, Zn | Ag | Cu, Pb, Zn, Ag | Cave et al., 2020 |  | 396-201008392gal9-11 | 396-201008392gal9-11-1 | underground mine, open pit |  |  |  |  | ore material | drill core, polished section | drill core | mineral separate | [5 empty] | mineralisation |  |  |  | chalcopyrite, sphalerite, galena | Cu mineralisation stage, Pb-Zn mineralisation stage | replacement, vein infill, stratabound | coarse-grained, medium-grained, fine-grained, stratabound, discordant veins, replacement, infill |  |  |  | pyrite, pyrrhotite, arsenopyrite, siderite, dolomite, calcite, quartz, chlorite, K-feldspar, biotite, apatite, freibergite, tetrahedrite, cobaltite | Resin blocks containing each sample were produced following standard procedures and used for Mineral Liberation Analysis (MLA) mapping and subsequent LA-ICP-MS analyses | LA-ICPMS, EMPA, SEM-EDS | NWR213 solid state 213 nm laser ablation system coupled with an Agilent 7900 quadrupole ICP-MS; Cameca SXFive Electron Microprobe; Quanta600 SEM | Adelaide Microscopy | Ablation was conducted in an atmosphere of He (0.6 L/min) that was mixed with Ar (0.88 L/min) upon leaving the ablation cell; 70 µm diameter spot size with a 25:2 standard sample bracketing approach (2 standards analysed twice every 25 unknowns); MLA maps were acquired using the raster mode with an X-ray spectra collected every 4 µm | STDGL3 (CODES, University of Tasmania; Danyushevsky et al., 2011); GSD-1G | 3178 |  | 12.9 |  | 1.02 | [9 empty] | 7335 | [5 empty] | 87.6 | [5 empty] | 0.174 | [5 empty] | 2.24 | [9 empty] | 17.6 | [13 empty] | 0.066 | [13 empty] | 8.3 | [15 empty] | 912000 | [15 empty] | 135400 |  | 14.2 |  |  |  | 47.5 | [5 empty] | 24.98 | [7 empty] | 13.6 | [5 empty] | 121.5 | [18 empty] | 2020 | Cave, B., et al. (2020), Ore Geology Reviews 124, 103647 |  | AUS | Queensland
| Mount Isa Copper Operations, Black Star Mine | No. 5 and No. 9 Pb-Zn orebodies, 650 Cu orebody, 1100 Cu orebody, 3000 Cu orebody | Seafloor hydrothermal | Sedimentary Exhalative (SEDEX) | SEDEX zinc-lead-copper | Cu, Pb, Zn | Ag | Cu, Pb, Zn, Ag | Cave et al., 2020 |  | 397-201008392gal9-12 | 397-201008392gal9-12-1 | underground mine, open pit |  |  |  |  | ore material | drill core, polished section | drill core | mineral separate | [5 empty] | mineralisation |  |  |  | chalcopyrite, sphalerite, galena | Cu mineralisation stage, Pb-Zn mineralisation stage | replacement, vein infill, stratabound | coarse-grained, medium-grained, fine-grained, stratabound, discordant veins, replacement, infill |  |  |  | pyrite, pyrrhotite, arsenopyrite, siderite, dolomite, calcite, quartz, chlorite, K-feldspar, biotite, apatite, freibergite, tetrahedrite, cobaltite | Resin blocks containing each sample were produced following standard procedures and used for Mineral Liberation Analysis (MLA) mapping and subsequent LA-ICP-MS analyses | LA-ICPMS, EMPA, SEM-EDS | NWR213 solid state 213 nm laser ablation system coupled with an Agilent 7900 quadrupole ICP-MS; Cameca SXFive Electron Microprobe; Quanta600 SEM | Adelaide Microscopy | Ablation was conducted in an atmosphere of He (0.6 L/min) that was mixed with Ar (0.88 L/min) upon leaving the ablation cell; 70 µm diameter spot size with a 25:2 standard sample bracketing approach (2 standards analysed twice every 25 unknowns); MLA maps were acquired using the raster mode with an X-ray spectra collected every 4 µm | STDGL3 (CODES, University of Tasmania; Danyushevsky et al., 2011); GSD-1G | 3351 |  | 17.6 |  | 0.64 | [9 empty] | 7616 | [5 empty] | 82.1 | [5 empty] | 0.26 | [15 empty] | 25.2 | [13 empty] | 0.105 | [13 empty] | 2.48 | [15 empty] | 918000 | [15 empty] | 132400 |  | 14.37 |  |  |  | 44.7 | [5 empty] | 25.34 | [7 empty] | 16.6 | [5 empty] | 121.7 | [18 empty] | 2020 | Cave, B., et al. (2020), Ore Geology Reviews 124, 103647 |  | AUS | Queensland
| Mount Isa Copper Operations, Black Star Mine | No. 5 and No. 9 Pb-Zn orebodies, 650 Cu orebody, 1100 Cu orebody, 3000 Cu orebody | Seafloor hydrothermal | Sedimentary Exhalative (SEDEX) | SEDEX zinc-lead-copper | Cu, Pb, Zn | Ag | Cu, Pb, Zn, Ag | Cave et al., 2020 |  | 411-200206352gal8-1.d | 411-200206352gal8-1.d-1 | underground mine, open pit |  |  |  |  | ore material | drill core, polished section | drill core | mineral separate | [5 empty] | mineralisation |  |  |  | chalcopyrite, sphalerite, galena | Cu mineralisation stage, Pb-Zn mineralisation stage | replacement, vein infill, stratabound | coarse-grained, medium-grained, fine-grained, stratabound, discordant veins, replacement, infill |  |  |  | pyrite, pyrrhotite, arsenopyrite, siderite, dolomite, calcite, quartz, chlorite, K-feldspar, biotite, apatite, freibergite, tetrahedrite, cobaltite | Resin blocks containing each sample were produced following standard procedures and used for Mineral Liberation Analysis (MLA) mapping and subsequent LA-ICP-MS analyses | LA-ICPMS, EMPA, SEM-EDS | NWR213 solid state 213 nm laser ablation system coupled with an Agilent 7900 quadrupole ICP-MS; Cameca SXFive Electron Microprobe; Quanta600 SEM | Adelaide Microscopy | Ablation was conducted in an atmosphere of He (0.6 L/min) that was mixed with Ar (0.88 L/min) upon leaving the ablation cell; 70 µm diameter spot size with a 25:2 standard sample bracketing approach (2 standards analysed twice every 25 unknowns); MLA maps were acquired using the raster mode with an X-ray spectra collected every 4 µm | STDGL3 (CODES, University of Tasmania; Danyushevsky et al., 2011); GSD-1G | 473.2 |  | 95 |  | 0.47 | [9 empty] | 2.35 | [5 empty] | 18.9 | [5 empty] | 0.198 | [5 empty] | 11 | [9 empty] | 930 |  | 23 |  |  |  | 0.41 | [7 empty] | 0.141 | [13 empty] | 0.85 | [15 empty] | 913000 | [15 empty] | 124900 |  | 622 |  |  |  | 10.6 | [5 empty] | 0.64 | [7 empty] | 0.91 | [5 empty] | 4.66 | [13 empty] | 4200 |  |  |  |  | 2020 | Cave, B., et al. (2020), Ore Geology Reviews 124, 103647 |  | AUS | Queensland
| Mount Isa Copper Operations, Black Star Mine | No. 5 and No. 9 Pb-Zn orebodies, 650 Cu orebody, 1100 Cu orebody, 3000 Cu orebody | Seafloor hydrothermal | Sedimentary Exhalative (SEDEX) | SEDEX zinc-lead-copper | Cu, Pb, Zn | Ag | Cu, Pb, Zn, Ag | Cave et al., 2020 |  | 412-200206352gal8-2.d | 412-200206352gal8-2.d-1 | underground mine, open pit |  |  |  |  | ore material | drill core, polished section | drill core | mineral separate | [5 empty] | mineralisation |  |  |  | chalcopyrite, sphalerite, galena | Cu mineralisation stage, Pb-Zn mineralisation stage | replacement, vein infill, stratabound | coarse-grained, medium-grained, fine-grained, stratabound, discordant veins, replacement, infill |  |  |  | pyrite, pyrrhotite, arsenopyrite, siderite, dolomite, calcite, quartz, chlorite, K-feldspar, biotite, apatite, freibergite, tetrahedrite, cobaltite | Resin blocks containing each sample were produced following standard procedures and used for Mineral Liberation Analysis (MLA) mapping and subsequent LA-ICP-MS analyses | LA-ICPMS, EMPA, SEM-EDS | NWR213 solid state 213 nm laser ablation system coupled with an Agilent 7900 quadrupole ICP-MS; Cameca SXFive Electron Microprobe; Quanta600 SEM | Adelaide Microscopy | Ablation was conducted in an atmosphere of He (0.6 L/min) that was mixed with Ar (0.88 L/min) upon leaving the ablation cell; 70 µm diameter spot size with a 25:2 standard sample bracketing approach (2 standards analysed twice every 25 unknowns); MLA maps were acquired using the raster mode with an X-ray spectra collected every 4 µm | STDGL3 (CODES, University of Tasmania; Danyushevsky et al., 2011); GSD-1G | 457 |  | 7.3 | [11 empty] | 2.204 | [5 empty] | 4.73 | [5 empty] | 0.032 | [15 empty] | 40 |  | 7.3 |  |  |  | 0.35 | [37 empty] | 904000 | [15 empty] | 125200 |  | 611 |  |  |  | 11 | [5 empty] | 0.558 | [13 empty] | 4.5 | [13 empty] | 115 |  |  |  |  | 2020 | Cave, B., et al. (2020), Ore Geology Reviews 124, 103647 |  | AUS | Queensland
| Mount Isa Copper Operations, Black Star Mine | No. 5 and No. 9 Pb-Zn orebodies, 650 Cu orebody, 1100 Cu orebody, 3000 Cu orebody | Seafloor hydrothermal | Sedimentary Exhalative (SEDEX) | SEDEX zinc-lead-copper | Cu, Pb, Zn | Ag | Cu, Pb, Zn, Ag | Cave et al., 2020 |  | 413-200206352gal8-3.d | 413-200206352gal8-3.d-1 | underground mine, open pit |  |  |  |  | ore material | drill core, polished section | drill core | mineral separate | [5 empty] | mineralisation |  |  |  | chalcopyrite, sphalerite, galena | Cu mineralisation stage, Pb-Zn mineralisation stage | replacement, vein infill, stratabound | coarse-grained, medium-grained, fine-grained, stratabound, discordant veins, replacement, infill |  |  |  | pyrite, pyrrhotite, arsenopyrite, siderite, dolomite, calcite, quartz, chlorite, K-feldspar, biotite, apatite, freibergite, tetrahedrite, cobaltite | Resin blocks containing each sample were produced following standard procedures and used for Mineral Liberation Analysis (MLA) mapping and subsequent LA-ICP-MS analyses | LA-ICPMS, EMPA, SEM-EDS | NWR213 solid state 213 nm laser ablation system coupled with an Agilent 7900 quadrupole ICP-MS; Cameca SXFive Electron Microprobe; Quanta600 SEM | Adelaide Microscopy | Ablation was conducted in an atmosphere of He (0.6 L/min) that was mixed with Ar (0.88 L/min) upon leaving the ablation cell; 70 µm diameter spot size with a 25:2 standard sample bracketing approach (2 standards analysed twice every 25 unknowns); MLA maps were acquired using the raster mode with an X-ray spectra collected every 4 µm | STDGL3 (CODES, University of Tasmania; Danyushevsky et al., 2011); GSD-1G | 436.3 | [13 empty] | 2.414 | [5 empty] | 77.2 | [5 empty] | 0.029 | [5 empty] | 0.81 | [9 empty] | 1790 | [13 empty] | 0.426 | [13 empty] | 1.87 | [15 empty] | 906500 | [15 empty] | 133800 |  | 604.6 |  |  |  | 8.2 | [5 empty] | 0.598 | [7 empty] | 0.95 | [5 empty] | 4.71 | [13 empty] | 21600 |  |  |  |  | 2020 | Cave, B., et al. (2020), Ore Geology Reviews 124, 103647 |  | AUS | Queensland
| Mount Isa Copper Operations, Black Star Mine | No. 5 and No. 9 Pb-Zn orebodies, 650 Cu orebody, 1100 Cu orebody, 3000 Cu orebody | Seafloor hydrothermal | Sedimentary Exhalative (SEDEX) | SEDEX zinc-lead-copper | Cu, Pb, Zn | Ag | Cu, Pb, Zn, Ag | Cave et al., 2020 |  | 414-200206352gal8-4.d | 414-200206352gal8-4.d-1 | underground mine, open pit |  |  |  |  | ore material | drill core, polished section | drill core | mineral separate | [5 empty] | mineralisation |  |  |  | chalcopyrite, sphalerite, galena | Cu mineralisation stage, Pb-Zn mineralisation stage | replacement, vein infill, stratabound | coarse-grained, medium-grained, fine-grained, stratabound, discordant veins, replacement, infill |  |  |  | pyrite, pyrrhotite, arsenopyrite, siderite, dolomite, calcite, quartz, chlorite, K-feldspar, biotite, apatite, freibergite, tetrahedrite, cobaltite | Resin blocks containing each sample were produced following standard procedures and used for Mineral Liberation Analysis (MLA) mapping and subsequent LA-ICP-MS analyses | LA-ICPMS, EMPA, SEM-EDS | NWR213 solid state 213 nm laser ablation system coupled with an Agilent 7900 quadrupole ICP-MS; Cameca SXFive Electron Microprobe; Quanta600 SEM | Adelaide Microscopy | Ablation was conducted in an atmosphere of He (0.6 L/min) that was mixed with Ar (0.88 L/min) upon leaving the ablation cell; 70 µm diameter spot size with a 25:2 standard sample bracketing approach (2 standards analysed twice every 25 unknowns); MLA maps were acquired using the raster mode with an X-ray spectra collected every 4 µm | STDGL3 (CODES, University of Tasmania; Danyushevsky et al., 2011); GSD-1G | 462.1 |  | 1.1 |  | 0.19 | [9 empty] | 2.325 | [5 empty] | 3.64 | [5 empty] | 0.058 | [59 empty] | 906000 | [15 empty] | 123400 |  | 616.9 |  |  |  | 6.5 | [5 empty] | 0.615 | [7 empty] | 1.04 | [5 empty] | 5.12 | [13 empty] | 4.1 |  |  |  |  | 2020 | Cave, B., et al. (2020), Ore Geology Reviews 124, 103647 |  | AUS | Queensland
| Mount Isa Copper Operations, Black Star Mine | No. 5 and No. 9 Pb-Zn orebodies, 650 Cu orebody, 1100 Cu orebody, 3000 Cu orebody | Seafloor hydrothermal | Sedimentary Exhalative (SEDEX) | SEDEX zinc-lead-copper | Cu, Pb, Zn | Ag | Cu, Pb, Zn, Ag | Cave et al., 2020 |  | 416-200209162gal12-2.d | 416-200209162gal12-2.d-1 | underground mine, open pit |  |  |  |  | ore material | drill core, polished section | drill core | mineral separate | [5 empty] | mineralisation |  |  |  | chalcopyrite, sphalerite, galena | Cu mineralisation stage, Pb-Zn mineralisation stage | replacement, vein infill, stratabound | coarse-grained, medium-grained, fine-grained, stratabound, discordant veins, replacement, infill |  |  |  | pyrite, pyrrhotite, arsenopyrite, siderite, dolomite, calcite, quartz, chlorite, K-feldspar, biotite, apatite, freibergite, tetrahedrite, cobaltite | Resin blocks containing each sample were produced following standard procedures and used for Mineral Liberation Analysis (MLA) mapping and subsequent LA-ICP-MS analyses | LA-ICPMS, EMPA, SEM-EDS | NWR213 solid state 213 nm laser ablation system coupled with an Agilent 7900 quadrupole ICP-MS; Cameca SXFive Electron Microprobe; Quanta600 SEM | Adelaide Microscopy | Ablation was conducted in an atmosphere of He (0.6 L/min) that was mixed with Ar (0.88 L/min) upon leaving the ablation cell; 70 µm diameter spot size with a 25:2 standard sample bracketing approach (2 standards analysed twice every 25 unknowns); MLA maps were acquired using the raster mode with an X-ray spectra collected every 4 µm | STDGL3 (CODES, University of Tasmania; Danyushevsky et al., 2011); GSD-1G | 461 |  | 252 |  | 71 | [9 empty] | 2.363 | [5 empty] | 7.13 | [5 empty] | 36.1 | [5 empty] | 4.7 | [9 empty] | 19100 |  | 46 |  |  |  | 0.29 | [7 empty] | 0.044 | [13 empty] | 4.4 | [9 empty] | 7 | [5 empty] | 904300 | [15 empty] | 149200 |  | 723 |  |  |  | 2 | [5 empty] | 4.54 | [7 empty] | 0.55 | [5 empty] | 65.4 | [13 empty] | 10.1 |  |  |  |  | 2020 | Cave, B., et al. (2020), Ore Geology Reviews 124, 103647 |  | AUS | Queensland
| Mount Isa Copper Operations, Black Star Mine | No. 5 and No. 9 Pb-Zn orebodies, 650 Cu orebody, 1100 Cu orebody, 3000 Cu orebody | Seafloor hydrothermal | Sedimentary Exhalative (SEDEX) | SEDEX zinc-lead-copper | Cu, Pb, Zn | Ag | Cu, Pb, Zn, Ag | Cave et al., 2020 |  | 417-200209162gal12-3.d | 417-200209162gal12-3.d-1 | underground mine, open pit |  |  |  |  | ore material | drill core, polished section | drill core | mineral separate | [5 empty] | mineralisation |  |  |  | chalcopyrite, sphalerite, galena | Cu mineralisation stage, Pb-Zn mineralisation stage | replacement, vein infill, stratabound | coarse-grained, medium-grained, fine-grained, stratabound, discordant veins, replacement, infill |  |  |  | pyrite, pyrrhotite, arsenopyrite, siderite, dolomite, calcite, quartz, chlorite, K-feldspar, biotite, apatite, freibergite, tetrahedrite, cobaltite | Resin blocks containing each sample were produced following standard procedures and used for Mineral Liberation Analysis (MLA) mapping and subsequent LA-ICP-MS analyses | LA-ICPMS, EMPA, SEM-EDS | NWR213 solid state 213 nm laser ablation system coupled with an Agilent 7900 quadrupole ICP-MS; Cameca SXFive Electron Microprobe; Quanta600 SEM | Adelaide Microscopy | Ablation was conducted in an atmosphere of He (0.6 L/min) that was mixed with Ar (0.88 L/min) upon leaving the ablation cell; 70 µm diameter spot size with a 25:2 standard sample bracketing approach (2 standards analysed twice every 25 unknowns); MLA maps were acquired using the raster mode with an X-ray spectra collected every 4 µm | STDGL3 (CODES, University of Tasmania; Danyushevsky et al., 2011); GSD-1G | 384.6 |  | 600 |  | 95 | [9 empty] | 2.278 | [5 empty] | 6.76 | [5 empty] | 39.8 | [5 empty] | 7.8 | [9 empty] | 24000 |  | 98 |  |  |  | 0.31 | [21 empty] | 22 | [9 empty] | 5.95 | [5 empty] | 911000 | [15 empty] | 152000 |  | 664 |  |  |  | 2.9 | [5 empty] | 4.59 | [7 empty] | 1.13 | [5 empty] | 84 | [13 empty] | 24.6 |  |  |  |  | 2020 | Cave, B., et al. (2020), Ore Geology Reviews 124, 103647 |  | AUS | Queensland
| Mount Isa Copper Operations, Black Star Mine | No. 5 and No. 9 Pb-Zn orebodies, 650 Cu orebody, 1100 Cu orebody, 3000 Cu orebody | Seafloor hydrothermal | Sedimentary Exhalative (SEDEX) | SEDEX zinc-lead-copper | Cu, Pb, Zn | Ag | Cu, Pb, Zn, Ag | Cave et al., 2020 |  | 435-200209162gal12-17.d | 435-200209162gal12-17.d-1 | underground mine, open pit |  |  |  |  | ore material | drill core, polished section | drill core | mineral separate | [5 empty] | mineralisation |  |  |  | chalcopyrite, sphalerite, galena | Cu mineralisation stage, Pb-Zn mineralisation stage | replacement, vein infill, stratabound | coarse-grained, medium-grained, fine-grained, stratabound, discordant veins, replacement, infill |  |  |  | pyrite, pyrrhotite, arsenopyrite, siderite, dolomite, calcite, quartz, chlorite, K-feldspar, biotite, apatite, freibergite, tetrahedrite, cobaltite | Resin blocks containing each sample were produced following standard procedures and used for Mineral Liberation Analysis (MLA) mapping and subsequent LA-ICP-MS analyses | LA-ICPMS, EMPA, SEM-EDS | NWR213 solid state 213 nm laser ablation system coupled with an Agilent 7900 quadrupole ICP-MS; Cameca SXFive Electron Microprobe; Quanta600 SEM | Adelaide Microscopy | Ablation was conducted in an atmosphere of He (0.6 L/min) that was mixed with Ar (0.88 L/min) upon leaving the ablation cell; 70 µm diameter spot size with a 25:2 standard sample bracketing approach (2 standards analysed twice every 25 unknowns); MLA maps were acquired using the raster mode with an X-ray spectra collected every 4 µm | STDGL3 (CODES, University of Tasmania; Danyushevsky et al., 2011); GSD-1G | 386.2 |  | 53 |  | 13.2 | [9 empty] | 2.379 | [5 empty] | 7.18 | [5 empty] | 8.27 | [5 empty] | 0.84 | [9 empty] | 4690 |  | 17.8 | [25 empty] | 1.43 | [9 empty] | 3.13 | [5 empty] | 899000 | [15 empty] | 131900 |  | 625 |  |  |  | 1.8 | [5 empty] | 4.66 | [7 empty] | 1.48 | [5 empty] | 31.44 | [13 empty] | 1.44 |  |  |  |  | 2020 | Cave, B., et al. (2020), Ore Geology Reviews 124, 103647 |  | AUS | Queensland
| Mount Isa Copper Operations, Black Star Mine | No. 5 and No. 9 Pb-Zn orebodies, 650 Cu orebody, 1100 Cu orebody, 3000 Cu orebody | Seafloor hydrothermal | Sedimentary Exhalative (SEDEX) | SEDEX zinc-lead-copper | Cu, Pb, Zn | Ag | Cu, Pb, Zn, Ag | Cave et al., 2020 |  | 436-200209162gal12-18.d | 436-200209162gal12-18.d-1 | underground mine, open pit |  |  |  |  | ore material | drill core, polished section | drill core | mineral separate | [5 empty] | mineralisation |  |  |  | chalcopyrite, sphalerite, galena | Cu mineralisation stage, Pb-Zn mineralisation stage | replacement, vein infill, stratabound | coarse-grained, medium-grained, fine-grained, stratabound, discordant veins, replacement, infill |  |  |  | pyrite, pyrrhotite, arsenopyrite, siderite, dolomite, calcite, quartz, chlorite, K-feldspar, biotite, apatite, freibergite, tetrahedrite, cobaltite | Resin blocks containing each sample were produced following standard procedures and used for Mineral Liberation Analysis (MLA) mapping and subsequent LA-ICP-MS analyses | LA-ICPMS, EMPA, SEM-EDS | NWR213 solid state 213 nm laser ablation system coupled with an Agilent 7900 quadrupole ICP-MS; Cameca SXFive Electron Microprobe; Quanta600 SEM | Adelaide Microscopy | Ablation was conducted in an atmosphere of He (0.6 L/min) that was mixed with Ar (0.88 L/min) upon leaving the ablation cell; 70 µm diameter spot size with a 25:2 standard sample bracketing approach (2 standards analysed twice every 25 unknowns); MLA maps were acquired using the raster mode with an X-ray spectra collected every 4 µm | STDGL3 (CODES, University of Tasmania; Danyushevsky et al., 2011); GSD-1G | 436.5 |  | 231 |  | 16.6 | [9 empty] | 2.329 | [5 empty] | 7.26 | [5 empty] | 8.3 | [5 empty] | 1.18 | [9 empty] | 6900 |  | 73 |  |  |  | 0.26 | [21 empty] | 2.33 | [9 empty] | 4 | [5 empty] | 890000 | [15 empty] | 132600 |  | 683 |  |  |  | 2.1 | [5 empty] | 4.73 | [7 empty] | 1.39 | [5 empty] | 35.84 | [13 empty] | 1.53 |  |  |  |  | 2020 | Cave, B., et al. (2020), Ore Geology Reviews 124, 103647 |  | AUS | Queensland
| Mount Isa Copper Operations, Black Star Mine | No. 5 and No. 9 Pb-Zn orebodies, 650 Cu orebody, 1100 Cu orebody, 3000 Cu orebody | Seafloor hydrothermal | Sedimentary Exhalative (SEDEX) | SEDEX zinc-lead-copper | Cu, Pb, Zn | Ag | Cu, Pb, Zn, Ag | Cave et al., 2020 |  | 437-200209162gal12-19.d | 437-200209162gal12-19.d-1 | underground mine, open pit |  |  |  |  | ore material | drill core, polished section | drill core | mineral separate | [5 empty] | mineralisation |  |  |  | chalcopyrite, sphalerite, galena | Cu mineralisation stage, Pb-Zn mineralisation stage | replacement, vein infill, stratabound | coarse-grained, medium-grained, fine-grained, stratabound, discordant veins, replacement, infill |  |  |  | pyrite, pyrrhotite, arsenopyrite, siderite, dolomite, calcite, quartz, chlorite, K-feldspar, biotite, apatite, freibergite, tetrahedrite, cobaltite | Resin blocks containing each sample were produced following standard procedures and used for Mineral Liberation Analysis (MLA) mapping and subsequent LA-ICP-MS analyses | LA-ICPMS, EMPA, SEM-EDS | NWR213 solid state 213 nm laser ablation system coupled with an Agilent 7900 quadrupole ICP-MS; Cameca SXFive Electron Microprobe; Quanta600 SEM | Adelaide Microscopy | Ablation was conducted in an atmosphere of He (0.6 L/min) that was mixed with Ar (0.88 L/min) upon leaving the ablation cell; 70 µm diameter spot size with a 25:2 standard sample bracketing approach (2 standards analysed twice every 25 unknowns); MLA maps were acquired using the raster mode with an X-ray spectra collected every 4 µm | STDGL3 (CODES, University of Tasmania; Danyushevsky et al., 2011); GSD-1G | 346.1 |  | 470 |  | 19.9 | [9 empty] | 2.383 | [5 empty] | 7.48 | [5 empty] | 11.8 | [5 empty] | 1.83 | [9 empty] | 10040 |  | 83 |  |  |  | 0.39 | [21 empty] | 4.91 | [9 empty] | 3.96 | [5 empty] | 895000 | [15 empty] | 135200 |  | 572 |  |  |  | 1.8 | [5 empty] | 4.39 | [7 empty] | 1.04 | [5 empty] | 31.9 | [13 empty] | 2.1 |  |  |  |  | 2020 | Cave, B., et al. (2020), Ore Geology Reviews 124, 103647 |  | AUS | Queensland
| Mount Isa Copper Operations, Black Star Mine | No. 5 and No. 9 Pb-Zn orebodies, 650 Cu orebody, 1100 Cu orebody, 3000 Cu orebody | Seafloor hydrothermal | Sedimentary Exhalative (SEDEX) | SEDEX zinc-lead-copper | Cu, Pb, Zn | Ag | Cu, Pb, Zn, Ag | Cave et al., 2020 |  | 438-200209162gal12-20.d | 438-200209162gal12-20.d-1 | underground mine, open pit |  |  |  |  | ore material | drill core, polished section | drill core | mineral separate | [5 empty] | mineralisation |  |  |  | chalcopyrite, sphalerite, galena | Cu mineralisation stage, Pb-Zn mineralisation stage | replacement, vein infill, stratabound | coarse-grained, medium-grained, fine-grained, stratabound, discordant veins, replacement, infill |  |  |  | pyrite, pyrrhotite, arsenopyrite, siderite, dolomite, calcite, quartz, chlorite, K-feldspar, biotite, apatite, freibergite, tetrahedrite, cobaltite | Resin blocks containing each sample were produced following standard procedures and used for Mineral Liberation Analysis (MLA) mapping and subsequent LA-ICP-MS analyses | LA-ICPMS, EMPA, SEM-EDS | NWR213 solid state 213 nm laser ablation system coupled with an Agilent 7900 quadrupole ICP-MS; Cameca SXFive Electron Microprobe; Quanta600 SEM | Adelaide Microscopy | Ablation was conducted in an atmosphere of He (0.6 L/min) that was mixed with Ar (0.88 L/min) upon leaving the ablation cell; 70 µm diameter spot size with a 25:2 standard sample bracketing approach (2 standards analysed twice every 25 unknowns); MLA maps were acquired using the raster mode with an X-ray spectra collected every 4 µm | STDGL3 (CODES, University of Tasmania; Danyushevsky et al., 2011); GSD-1G | 380.3 |  | 90 |  | 37 | [9 empty] | 2.429 | [5 empty] | 6.85 | [5 empty] | 22.7 | [5 empty] | 3.8 | [9 empty] | 12900 |  | 32 |  |  |  | 0.23 | [21 empty] | 3.94 | [9 empty] | 5.6 | [5 empty] | 899000 | [15 empty] | 142100 |  | 625 |  |  |  | 2.2 | [5 empty] | 4.66 | [7 empty] | 1.36 | [5 empty] | 37.9 | [13 empty] | 2.8 |  |  |  |  | 2020 | Cave, B., et al. (2020), Ore Geology Reviews 124, 103647 |  | AUS | Queensland
| Mount Isa Copper Operations, Black Star Mine | No. 5 and No. 9 Pb-Zn orebodies, 650 Cu orebody, 1100 Cu orebody, 3000 Cu orebody | Seafloor hydrothermal | Sedimentary Exhalative (SEDEX) | SEDEX zinc-lead-copper | Cu, Pb, Zn | Ag | Cu, Pb, Zn, Ag | Cave et al., 2020 |  | 454-200209162gal12-36.d | 454-200209162gal12-36.d-1 | underground mine, open pit |  |  |  |  | ore material | drill core, polished section | drill core | mineral separate | [5 empty] | mineralisation |  |  |  | chalcopyrite, sphalerite, galena | Cu mineralisation stage, Pb-Zn mineralisation stage | replacement, vein infill, stratabound | coarse-grained, medium-grained, fine-grained, stratabound, discordant veins, replacement, infill |  |  |  | pyrite, pyrrhotite, arsenopyrite, siderite, dolomite, calcite, quartz, chlorite, K-feldspar, biotite, apatite, freibergite, tetrahedrite, cobaltite | Resin blocks containing each sample were produced following standard procedures and used for Mineral Liberation Analysis (MLA) mapping and subsequent LA-ICP-MS analyses | LA-ICPMS, EMPA, SEM-EDS | NWR213 solid state 213 nm laser ablation system coupled with an Agilent 7900 quadrupole ICP-MS; Cameca SXFive Electron Microprobe; Quanta600 SEM | Adelaide Microscopy | Ablation was conducted in an atmosphere of He (0.6 L/min) that was mixed with Ar (0.88 L/min) upon leaving the ablation cell; 70 µm diameter spot size with a 25:2 standard sample bracketing approach (2 standards analysed twice every 25 unknowns); MLA maps were acquired using the raster mode with an X-ray spectra collected every 4 µm | STDGL3 (CODES, University of Tasmania; Danyushevsky et al., 2011); GSD-1G | 457.8 |  | 1080 |  | 54.7 | [9 empty] | 2.294 | [5 empty] | 8.46 | [5 empty] | 34.7 | [5 empty] | 9.3 | [9 empty] | 25500 |  | 225 |  |  |  | 0.8 | [21 empty] | 7.96 | [9 empty] | 7.52 | [5 empty] | 909000 | [15 empty] | 159200 |  | 826 |  |  |  | 1.7 | [5 empty] | 4.98 | [7 empty] | 1.26 | [5 empty] | 75.7 | [13 empty] | 8.5 |  |  |  |  | 2020 | Cave, B., et al. (2020), Ore Geology Reviews 124, 103647 |  | AUS | Queensland
| Mount Isa Copper Operations, Black Star Mine | No. 5 and No. 9 Pb-Zn orebodies, 650 Cu orebody, 1100 Cu orebody, 3000 Cu orebody | Seafloor hydrothermal | Sedimentary Exhalative (SEDEX) | SEDEX zinc-lead-copper | Cu, Pb, Zn | Ag | Cu, Pb, Zn, Ag | Cave et al., 2020 |  | 631-201502192gal12-2.d | 631-201502192gal12-2.d-1 | underground mine, open pit |  |  |  |  | ore material | drill core, polished section | drill core | mineral separate | [5 empty] | mineralisation |  |  |  | chalcopyrite, sphalerite, galena | Cu mineralisation stage, Pb-Zn mineralisation stage | replacement, vein infill, stratabound | coarse-grained, medium-grained, fine-grained, stratabound, discordant veins, replacement, infill |  |  |  | pyrite, pyrrhotite, arsenopyrite, siderite, dolomite, calcite, quartz, chlorite, K-feldspar, biotite, apatite, freibergite, tetrahedrite, cobaltite | Resin blocks containing each sample were produced following standard procedures and used for Mineral Liberation Analysis (MLA) mapping and subsequent LA-ICP-MS analyses | LA-ICPMS, EMPA, SEM-EDS | NWR213 solid state 213 nm laser ablation system coupled with an Agilent 7900 quadrupole ICP-MS; Cameca SXFive Electron Microprobe; Quanta600 SEM | Adelaide Microscopy | Ablation was conducted in an atmosphere of He (0.6 L/min) that was mixed with Ar (0.88 L/min) upon leaving the ablation cell; 70 µm diameter spot size with a 25:2 standard sample bracketing approach (2 standards analysed twice every 25 unknowns); MLA maps were acquired using the raster mode with an X-ray spectra collected every 4 µm | STDGL3 (CODES, University of Tasmania; Danyushevsky et al., 2011); GSD-1G | 920 |  |  |  | 0.17 | [9 empty] | 30.5 | [5 empty] | 6.45 | [5 empty] | 0.051 | [5 empty] | 12.9 | [9 empty] | 13 | [13 empty] | 0.114 | [23 empty] | 0.15 | [5 empty] | 891000 | [15 empty] | 120200 |  | 719 |  |  |  | 14.4 | [5 empty] | 8.6 | [7 empty] | 14.1 | [5 empty] | 123.8 | [13 empty] | 23 |  |  |  |  | 2020 | Cave, B., et al. (2020), Ore Geology Reviews 124, 103647 |  | AUS | Queensland
| Mount Isa Copper Operations, Black Star Mine | No. 5 and No. 9 Pb-Zn orebodies, 650 Cu orebody, 1100 Cu orebody, 3000 Cu orebody | Seafloor hydrothermal | Sedimentary Exhalative (SEDEX) | SEDEX zinc-lead-copper | Cu, Pb, Zn | Ag | Cu, Pb, Zn, Ag | Cave et al., 2020 |  | 632-201502192gal12-3.d | 632-201502192gal12-3.d-1 | underground mine, open pit |  |  |  |  | ore material | drill core, polished section | drill core | mineral separate | [5 empty] | mineralisation |  |  |  | chalcopyrite, sphalerite, galena | Cu mineralisation stage, Pb-Zn mineralisation stage | replacement, vein infill, stratabound | coarse-grained, medium-grained, fine-grained, stratabound, discordant veins, replacement, infill |  |  |  | pyrite, pyrrhotite, arsenopyrite, siderite, dolomite, calcite, quartz, chlorite, K-feldspar, biotite, apatite, freibergite, tetrahedrite, cobaltite | Resin blocks containing each sample were produced following standard procedures and used for Mineral Liberation Analysis (MLA) mapping and subsequent LA-ICP-MS analyses | LA-ICPMS, EMPA, SEM-EDS | NWR213 solid state 213 nm laser ablation system coupled with an Agilent 7900 quadrupole ICP-MS; Cameca SXFive Electron Microprobe; Quanta600 SEM | Adelaide Microscopy | Ablation was conducted in an atmosphere of He (0.6 L/min) that was mixed with Ar (0.88 L/min) upon leaving the ablation cell; 70 µm diameter spot size with a 25:2 standard sample bracketing approach (2 standards analysed twice every 25 unknowns); MLA maps were acquired using the raster mode with an X-ray spectra collected every 4 µm | STDGL3 (CODES, University of Tasmania; Danyushevsky et al., 2011); GSD-1G | 705 | [13 empty] | 29.71 | [5 empty] | 7.43 | [5 empty] | 0.024 | [5 empty] | 4.2 | [9 empty] | 4.4 |  | 7.6 |  |  |  | 0.21 | [7 empty] | 0.108 | [23 empty] | 0.098 | [5 empty] | 894800 | [15 empty] | 121500 |  | 945 |  |  |  | 11.1 | [5 empty] | 8.12 | [7 empty] | 15 | [5 empty] | 144.3 | [13 empty] | 9.3 |  |  |  |  | 2020 | Cave, B., et al. (2020), Ore Geology Reviews 124, 103647 |  | AUS | Queensland
| Mount Isa Copper Operations, Black Star Mine | No. 5 and No. 9 Pb-Zn orebodies, 650 Cu orebody, 1100 Cu orebody, 3000 Cu orebody | Seafloor hydrothermal | Sedimentary Exhalative (SEDEX) | SEDEX zinc-lead-copper | Cu, Pb, Zn | Ag | Cu, Pb, Zn, Ag | Cave et al., 2020 |  | 634-201502192gal12-5.d | 634-201502192gal12-5.d-1 | underground mine, open pit |  |  |  |  | ore material | drill core, polished section | drill core | mineral separate | [5 empty] | mineralisation |  |  |  | chalcopyrite, sphalerite, galena | Cu mineralisation stage, Pb-Zn mineralisation stage | replacement, vein infill, stratabound | coarse-grained, medium-grained, fine-grained, stratabound, discordant veins, replacement, infill |  |  |  | pyrite, pyrrhotite, arsenopyrite, siderite, dolomite, calcite, quartz, chlorite, K-feldspar, biotite, apatite, freibergite, tetrahedrite, cobaltite | Resin blocks containing each sample were produced following standard procedures and used for Mineral Liberation Analysis (MLA) mapping and subsequent LA-ICP-MS analyses | LA-ICPMS, EMPA, SEM-EDS | NWR213 solid state 213 nm laser ablation system coupled with an Agilent 7900 quadrupole ICP-MS; Cameca SXFive Electron Microprobe; Quanta600 SEM | Adelaide Microscopy | Ablation was conducted in an atmosphere of He (0.6 L/min) that was mixed with Ar (0.88 L/min) upon leaving the ablation cell; 70 µm diameter spot size with a 25:2 standard sample bracketing approach (2 standards analysed twice every 25 unknowns); MLA maps were acquired using the raster mode with an X-ray spectra collected every 4 µm | STDGL3 (CODES, University of Tasmania; Danyushevsky et al., 2011); GSD-1G | 767 |  | 3.3 | [11 empty] | 28.19 | [5 empty] | 9.28 | [5 empty] | 0.184 | [5 empty] | 419 | [9 empty] | 710 |  | 6.1 | [11 empty] | 0.69 | [13 empty] | 5.2 | [9 empty] | 0.129 | [5 empty] | 892800 | [15 empty] | 120600 |  | 790 |  |  |  | 9.2 | [5 empty] | 9.32 | [7 empty] | 13.1 | [5 empty] | 132.4 | [13 empty] | 860 |  |  |  |  | 2020 | Cave, B., et al. (2020), Ore Geology Reviews 124, 103647 |  | AUS | Queensland
| Mount Isa Copper Operations, Black Star Mine | No. 5 and No. 9 Pb-Zn orebodies, 650 Cu orebody, 1100 Cu orebody, 3000 Cu orebody | Seafloor hydrothermal | Sedimentary Exhalative (SEDEX) | SEDEX zinc-lead-copper | Cu, Pb, Zn | Ag | Cu, Pb, Zn, Ag | Cave et al., 2020 |  | 636-201502192gal12-7.d | 636-201502192gal12-7.d-1 | underground mine, open pit |  |  |  |  | ore material | drill core, polished section | drill core | mineral separate | [5 empty] | mineralisation |  |  |  | chalcopyrite, sphalerite, galena | Cu mineralisation stage, Pb-Zn mineralisation stage | replacement, vein infill, stratabound | coarse-grained, medium-grained, fine-grained, stratabound, discordant veins, replacement, infill |  |  |  | pyrite, pyrrhotite, arsenopyrite, siderite, dolomite, calcite, quartz, chlorite, K-feldspar, biotite, apatite, freibergite, tetrahedrite, cobaltite | Resin blocks containing each sample were produced following standard procedures and used for Mineral Liberation Analysis (MLA) mapping and subsequent LA-ICP-MS analyses | LA-ICPMS, EMPA, SEM-EDS | NWR213 solid state 213 nm laser ablation system coupled with an Agilent 7900 quadrupole ICP-MS; Cameca SXFive Electron Microprobe; Quanta600 SEM | Adelaide Microscopy | Ablation was conducted in an atmosphere of He (0.6 L/min) that was mixed with Ar (0.88 L/min) upon leaving the ablation cell; 70 µm diameter spot size with a 25:2 standard sample bracketing approach (2 standards analysed twice every 25 unknowns); MLA maps were acquired using the raster mode with an X-ray spectra collected every 4 µm | STDGL3 (CODES, University of Tasmania; Danyushevsky et al., 2011); GSD-1G | 601 |  | 6 | [11 empty] | 27.38 | [5 empty] | 8.4 | [5 empty] | 0.062 | [5 empty] | 154 | [9 empty] | 181 | [13 empty] | 0.38 | [29 empty] | 886000 | [15 empty] | 114900 |  | 827 |  |  |  | 13.9 | [5 empty] | 9.48 | [7 empty] | 12.1 | [5 empty] | 143.5 | [13 empty] | 410 |  |  |  |  | 2020 | Cave, B., et al. (2020), Ore Geology Reviews 124, 103647 |  | AUS | Queensland
| Mount Isa Copper Operations, Black Star Mine | No. 5 and No. 9 Pb-Zn orebodies, 650 Cu orebody, 1100 Cu orebody, 3000 Cu orebody | Seafloor hydrothermal | Sedimentary Exhalative (SEDEX) | SEDEX zinc-lead-copper | Cu, Pb, Zn | Ag | Cu, Pb, Zn, Ag | Cave et al., 2020 |  | 639-201502192gal12-10.d | 639-201502192gal12-10.d-1 | underground mine, open pit |  |  |  |  | ore material | drill core, polished section | drill core | mineral separate | [5 empty] | mineralisation |  |  |  | chalcopyrite, sphalerite, galena | Cu mineralisation stage, Pb-Zn mineralisation stage | replacement, vein infill, stratabound | coarse-grained, medium-grained, fine-grained, stratabound, discordant veins, replacement, infill |  |  |  | pyrite, pyrrhotite, arsenopyrite, siderite, dolomite, calcite, quartz, chlorite, K-feldspar, biotite, apatite, freibergite, tetrahedrite, cobaltite | Resin blocks containing each sample were produced following standard procedures and used for Mineral Liberation Analysis (MLA) mapping and subsequent LA-ICP-MS analyses | LA-ICPMS, EMPA, SEM-EDS | NWR213 solid state 213 nm laser ablation system coupled with an Agilent 7900 quadrupole ICP-MS; Cameca SXFive Electron Microprobe; Quanta600 SEM | Adelaide Microscopy | Ablation was conducted in an atmosphere of He (0.6 L/min) that was mixed with Ar (0.88 L/min) upon leaving the ablation cell; 70 µm diameter spot size with a 25:2 standard sample bracketing approach (2 standards analysed twice every 25 unknowns); MLA maps were acquired using the raster mode with an X-ray spectra collected every 4 µm | STDGL3 (CODES, University of Tasmania; Danyushevsky et al., 2011); GSD-1G | 1140 |  | 0.62 | [11 empty] | 27.51 | [5 empty] | 7.04 | [5 empty] | 0.031 | [5 empty] | 400 | [9 empty] | 260 |  | 5.1 | [11 empty] | 0.164 | [29 empty] | 892800 | [15 empty] | 119700 |  | 928 |  |  |  | 9.5 | [5 empty] | 8.58 | [7 empty] | 12.5 | [5 empty] | 146.6 | [13 empty] | 45 |  |  |  |  | 2020 | Cave, B., et al. (2020), Ore Geology Reviews 124, 103647 |  | AUS | Queensland
| Mount Isa Copper Operations, Black Star Mine | No. 5 and No. 9 Pb-Zn orebodies, 650 Cu orebody, 1100 Cu orebody, 3000 Cu orebody | Seafloor hydrothermal | Sedimentary Exhalative (SEDEX) | SEDEX zinc-lead-copper | Cu, Pb, Zn | Ag | Cu, Pb, Zn, Ag | Cave et al., 2020 |  | 640-201502192gal12-11.d | 640-201502192gal12-11.d-1 | underground mine, open pit |  |  |  |  | ore material | drill core, polished section | drill core | mineral separate | [5 empty] | mineralisation |  |  |  | chalcopyrite, sphalerite, galena | Cu mineralisation stage, Pb-Zn mineralisation stage | replacement, vein infill, stratabound | coarse-grained, medium-grained, fine-grained, stratabound, discordant veins, replacement, infill |  |  |  | pyrite, pyrrhotite, arsenopyrite, siderite, dolomite, calcite, quartz, chlorite, K-feldspar, biotite, apatite, freibergite, tetrahedrite, cobaltite | Resin blocks containing each sample were produced following standard procedures and used for Mineral Liberation Analysis (MLA) mapping and subsequent LA-ICP-MS analyses | LA-ICPMS, EMPA, SEM-EDS | NWR213 solid state 213 nm laser ablation system coupled with an Agilent 7900 quadrupole ICP-MS; Cameca SXFive Electron Microprobe; Quanta600 SEM | Adelaide Microscopy | Ablation was conducted in an atmosphere of He (0.6 L/min) that was mixed with Ar (0.88 L/min) upon leaving the ablation cell; 70 µm diameter spot size with a 25:2 standard sample bracketing approach (2 standards analysed twice every 25 unknowns); MLA maps were acquired using the raster mode with an X-ray spectra collected every 4 µm | STDGL3 (CODES, University of Tasmania; Danyushevsky et al., 2011); GSD-1G | 797 |  | 1 | [11 empty] | 25.98 | [5 empty] | 7.45 | [5 empty] | 0.025 | [5 empty] | 4 | [9 empty] | 8.7 |  | 5.3 |  |  |  | 0.17 | [7 empty] | 0.08 | [13 empty] | 0.085 | [15 empty] | 881000 | [15 empty] | 118200 |  | 1003 |  |  |  | 11.8 | [5 empty] | 8.31 | [7 empty] | 12 | [5 empty] | 156.7 | [18 empty] | 2020 | Cave, B., et al. (2020), Ore Geology Reviews 124, 103647 |  | AUS | Queensland
| Mount Isa Copper Operations, Black Star Mine | No. 5 and No. 9 Pb-Zn orebodies, 650 Cu orebody, 1100 Cu orebody, 3000 Cu orebody | Seafloor hydrothermal | Sedimentary Exhalative (SEDEX) | SEDEX zinc-lead-copper | Cu, Pb, Zn | Ag | Cu, Pb, Zn, Ag | Cave et al., 2020 |  | 641-201502192gal12-12.d | 641-201502192gal12-12.d-1 | underground mine, open pit |  |  |  |  | ore material | drill core, polished section | drill core | mineral separate | [5 empty] | mineralisation |  |  |  | chalcopyrite, sphalerite, galena | Cu mineralisation stage, Pb-Zn mineralisation stage | replacement, vein infill, stratabound | coarse-grained, medium-grained, fine-grained, stratabound, discordant veins, replacement, infill |  |  |  | pyrite, pyrrhotite, arsenopyrite, siderite, dolomite, calcite, quartz, chlorite, K-feldspar, biotite, apatite, freibergite, tetrahedrite, cobaltite | Resin blocks containing each sample were produced following standard procedures and used for Mineral Liberation Analysis (MLA) mapping and subsequent LA-ICP-MS analyses | LA-ICPMS, EMPA, SEM-EDS | NWR213 solid state 213 nm laser ablation system coupled with an Agilent 7900 quadrupole ICP-MS; Cameca SXFive Electron Microprobe; Quanta600 SEM | Adelaide Microscopy | Ablation was conducted in an atmosphere of He (0.6 L/min) that was mixed with Ar (0.88 L/min) upon leaving the ablation cell; 70 µm diameter spot size with a 25:2 standard sample bracketing approach (2 standards analysed twice every 25 unknowns); MLA maps were acquired using the raster mode with an X-ray spectra collected every 4 µm | STDGL3 (CODES, University of Tasmania; Danyushevsky et al., 2011); GSD-1G | 847 |  | 0.66 |  | 0.19 | [9 empty] | 34.08 | [5 empty] | 10.22 | [5 empty] | 0.108 | [5 empty] | 630 | [9 empty] | 770 |  | 9.5 | [11 empty] | 0.51 | [13 empty] | 0.72 | [9 empty] | 0.084 | [5 empty] | 889400 | [15 empty] | 119500 |  | 1140 |  |  |  | 13.2 | [5 empty] | 7.78 | [7 empty] | 20.6 | [5 empty] | 183.1 | [13 empty] | 620 |  |  |  |  | 2020 | Cave, B., et al. (2020), Ore Geology Reviews 124, 103647 |  | AUS | Queensland
| Mount Isa Copper Operations, Black Star Mine | No. 5 and No. 9 Pb-Zn orebodies, 650 Cu orebody, 1100 Cu orebody, 3000 Cu orebody | Seafloor hydrothermal | Sedimentary Exhalative (SEDEX) | SEDEX zinc-lead-copper | Cu, Pb, Zn | Ag | Cu, Pb, Zn, Ag | Cave et al., 2020 |  | 643-201502192gal12-14.d | 643-201502192gal12-14.d-1 | underground mine, open pit |  |  |  |  | ore material | drill core, polished section | drill core | mineral separate | [5 empty] | mineralisation |  |  |  | chalcopyrite, sphalerite, galena | Cu mineralisation stage, Pb-Zn mineralisation stage | replacement, vein infill, stratabound | coarse-grained, medium-grained, fine-grained, stratabound, discordant veins, replacement, infill |  |  |  | pyrite, pyrrhotite, arsenopyrite, siderite, dolomite, calcite, quartz, chlorite, K-feldspar, biotite, apatite, freibergite, tetrahedrite, cobaltite | Resin blocks containing each sample were produced following standard procedures and used for Mineral Liberation Analysis (MLA) mapping and subsequent LA-ICP-MS analyses | LA-ICPMS, EMPA, SEM-EDS | NWR213 solid state 213 nm laser ablation system coupled with an Agilent 7900 quadrupole ICP-MS; Cameca SXFive Electron Microprobe; Quanta600 SEM | Adelaide Microscopy | Ablation was conducted in an atmosphere of He (0.6 L/min) that was mixed with Ar (0.88 L/min) upon leaving the ablation cell; 70 µm diameter spot size with a 25:2 standard sample bracketing approach (2 standards analysed twice every 25 unknowns); MLA maps were acquired using the raster mode with an X-ray spectra collected every 4 µm | STDGL3 (CODES, University of Tasmania; Danyushevsky et al., 2011); GSD-1G | 759 |  | 0.9 | [11 empty] | 33.74 | [5 empty] | 6.92 | [5 empty] | 0.023 | [5 empty] | 16.7 | [11 empty] | 11 | [11 empty] | 0.107 | [29 empty] | 888100 | [15 empty] | 118800 |  | 821 |  |  |  | 12 | [5 empty] | 8.49 | [7 empty] | 15.2 | [5 empty] | 134.7 | [13 empty] | 5.4 |  |  |  |  | 2020 | Cave, B., et al. (2020), Ore Geology Reviews 124, 103647 |  | AUS | Queensland
| Mount Isa Copper Operations, Black Star Mine | No. 5 and No. 9 Pb-Zn orebodies, 650 Cu orebody, 1100 Cu orebody, 3000 Cu orebody | Seafloor hydrothermal | Sedimentary Exhalative (SEDEX) | SEDEX zinc-lead-copper | Cu, Pb, Zn | Ag | Cu, Pb, Zn, Ag | Cave et al., 2020 |  | 644-201502192gal12-15.d | 644-201502192gal12-15.d-1 | underground mine, open pit |  |  |  |  | ore material | drill core, polished section | drill core | mineral separate | [5 empty] | mineralisation |  |  |  | chalcopyrite, sphalerite, galena | Cu mineralisation stage, Pb-Zn mineralisation stage | replacement, vein infill, stratabound | coarse-grained, medium-grained, fine-grained, stratabound, discordant veins, replacement, infill |  |  |  | pyrite, pyrrhotite, arsenopyrite, siderite, dolomite, calcite, quartz, chlorite, K-feldspar, biotite, apatite, freibergite, tetrahedrite, cobaltite | Resin blocks containing each sample were produced following standard procedures and used for Mineral Liberation Analysis (MLA) mapping and subsequent LA-ICP-MS analyses | LA-ICPMS, EMPA, SEM-EDS | NWR213 solid state 213 nm laser ablation system coupled with an Agilent 7900 quadrupole ICP-MS; Cameca SXFive Electron Microprobe; Quanta600 SEM | Adelaide Microscopy | Ablation was conducted in an atmosphere of He (0.6 L/min) that was mixed with Ar (0.88 L/min) upon leaving the ablation cell; 70 µm diameter spot size with a 25:2 standard sample bracketing approach (2 standards analysed twice every 25 unknowns); MLA maps were acquired using the raster mode with an X-ray spectra collected every 4 µm | STDGL3 (CODES, University of Tasmania; Danyushevsky et al., 2011); GSD-1G | 798 |  | 0.57 |  | 0.11 | [9 empty] | 32.87 | [5 empty] | 6.9 | [5 empty] | 0.029 | [5 empty] | 4.9 | [9 empty] | 5.7 |  | 12 |  |  |  | 0.16 | [7 empty] | 0.093 | [13 empty] | 0.14 | [9 empty] | 0.107 | [5 empty] | 885800 | [15 empty] | 116600 |  | 1094 |  |  |  | 13.7 | [5 empty] | 8.21 | [7 empty] | 17.1 | [5 empty] | 187.4 | [18 empty] | 2020 | Cave, B., et al. (2020), Ore Geology Reviews 124, 103647 |  | AUS | Queensland
| Mount Isa Copper Operations, Black Star Mine | No. 5 and No. 9 Pb-Zn orebodies, 650 Cu orebody, 1100 Cu orebody, 3000 Cu orebody | Seafloor hydrothermal | Sedimentary Exhalative (SEDEX) | SEDEX zinc-lead-copper | Cu, Pb, Zn | Ag | Cu, Pb, Zn, Ag | Cave et al., 2020 |  | 646-201502192gal12-17.d | 646-201502192gal12-17.d-1 | underground mine, open pit |  |  |  |  | ore material | drill core, polished section | drill core | mineral separate | [5 empty] | mineralisation |  |  |  | chalcopyrite, sphalerite, galena | Cu mineralisation stage, Pb-Zn mineralisation stage | replacement, vein infill, stratabound | coarse-grained, medium-grained, fine-grained, stratabound, discordant veins, replacement, infill |  |  |  | pyrite, pyrrhotite, arsenopyrite, siderite, dolomite, calcite, quartz, chlorite, K-feldspar, biotite, apatite, freibergite, tetrahedrite, cobaltite | Resin blocks containing each sample were produced following standard procedures and used for Mineral Liberation Analysis (MLA) mapping and subsequent LA-ICP-MS analyses | LA-ICPMS, EMPA, SEM-EDS | NWR213 solid state 213 nm laser ablation system coupled with an Agilent 7900 quadrupole ICP-MS; Cameca SXFive Electron Microprobe; Quanta600 SEM | Adelaide Microscopy | Ablation was conducted in an atmosphere of He (0.6 L/min) that was mixed with Ar (0.88 L/min) upon leaving the ablation cell; 70 µm diameter spot size with a 25:2 standard sample bracketing approach (2 standards analysed twice every 25 unknowns); MLA maps were acquired using the raster mode with an X-ray spectra collected every 4 µm | STDGL3 (CODES, University of Tasmania; Danyushevsky et al., 2011); GSD-1G | 801 |  | 0.89 |  | 0.1 | [9 empty] | 27.5 | [5 empty] | 107 | [5 empty] | 3.31 | [5 empty] | 1730 | [9 empty] | 4000 |  | 13.5 |  |  |  | 0.21 | [7 empty] | 11.6 | [13 empty] | 1.37 | [9 empty] | 0.067 | [5 empty] | 891600 | [15 empty] | 134200 |  | 828 |  |  |  | 14.3 | [5 empty] | 8.61 | [7 empty] | 12 | [5 empty] | 143.8 | [13 empty] | 29900 |  |  |  |  | 2020 | Cave, B., et al. (2020), Ore Geology Reviews 124, 103647 |  | AUS | Queensland
| Mount Isa Copper Operations, Black Star Mine | No. 5 and No. 9 Pb-Zn orebodies, 650 Cu orebody, 1100 Cu orebody, 3000 Cu orebody | Seafloor hydrothermal | Sedimentary Exhalative (SEDEX) | SEDEX zinc-lead-copper | Cu, Pb, Zn | Ag | Cu, Pb, Zn, Ag | Cave et al., 2020 |  | 652-201502192gal13-6.d | 652-201502192gal13-6.d-1 | underground mine, open pit |  |  |  |  | ore material | drill core, polished section | drill core | mineral separate | [5 empty] | mineralisation |  |  |  | chalcopyrite, sphalerite, galena | Cu mineralisation stage, Pb-Zn mineralisation stage | replacement, vein infill, stratabound | coarse-grained, medium-grained, fine-grained, stratabound, discordant veins, replacement, infill |  |  |  | pyrite, pyrrhotite, arsenopyrite, siderite, dolomite, calcite, quartz, chlorite, K-feldspar, biotite, apatite, freibergite, tetrahedrite, cobaltite | Resin blocks containing each sample were produced following standard procedures and used for Mineral Liberation Analysis (MLA) mapping and subsequent LA-ICP-MS analyses | LA-ICPMS, EMPA, SEM-EDS | NWR213 solid state 213 nm laser ablation system coupled with an Agilent 7900 quadrupole ICP-MS; Cameca SXFive Electron Microprobe; Quanta600 SEM | Adelaide Microscopy | Ablation was conducted in an atmosphere of He (0.6 L/min) that was mixed with Ar (0.88 L/min) upon leaving the ablation cell; 70 µm diameter spot size with a 25:2 standard sample bracketing approach (2 standards analysed twice every 25 unknowns); MLA maps were acquired using the raster mode with an X-ray spectra collected every 4 µm | STDGL3 (CODES, University of Tasmania; Danyushevsky et al., 2011); GSD-1G | 564 |  | 3.4 | [11 empty] | 84 | [5 empty] | 47.2 | [5 empty] | 0.61 | [5 empty] | 7.5 | [9 empty] | 678 |  | 12.2 | [11 empty] | 7.29 | [13 empty] | 0.31 | [9 empty] | 0.33 | [5 empty] | 884000 | [15 empty] | 125300 |  | 766 |  |  |  | 43 | [5 empty] | 3.57 | [7 empty] | 8.9 | [5 empty] | 127.7 | [13 empty] | 12100 |  |  |  |  | 2020 | Cave, B., et al. (2020), Ore Geology Reviews 124, 103647 |  | AUS | Queensland
| Mount Isa Copper Operations, Black Star Mine | No. 5 and No. 9 Pb-Zn orebodies, 650 Cu orebody, 1100 Cu orebody, 3000 Cu orebody | Seafloor hydrothermal | Sedimentary Exhalative (SEDEX) | SEDEX zinc-lead-copper | Cu, Pb, Zn | Ag | Cu, Pb, Zn, Ag | Cave et al., 2020 |  | 658-201502192gal13-8.d | 658-201502192gal13-8.d-1 | underground mine, open pit |  |  |  |  | ore material | drill core, polished section | drill core | mineral separate | [5 empty] | mineralisation |  |  |  | chalcopyrite, sphalerite, galena | Cu mineralisation stage, Pb-Zn mineralisation stage | replacement, vein infill, stratabound | coarse-grained, medium-grained, fine-grained, stratabound, discordant veins, replacement, infill |  |  |  | pyrite, pyrrhotite, arsenopyrite, siderite, dolomite, calcite, quartz, chlorite, K-feldspar, biotite, apatite, freibergite, tetrahedrite, cobaltite | Resin blocks containing each sample were produced following standard procedures and used for Mineral Liberation Analysis (MLA) mapping and subsequent LA-ICP-MS analyses | LA-ICPMS, EMPA, SEM-EDS | NWR213 solid state 213 nm laser ablation system coupled with an Agilent 7900 quadrupole ICP-MS; Cameca SXFive Electron Microprobe; Quanta600 SEM | Adelaide Microscopy | Ablation was conducted in an atmosphere of He (0.6 L/min) that was mixed with Ar (0.88 L/min) upon leaving the ablation cell; 70 µm diameter spot size with a 25:2 standard sample bracketing approach (2 standards analysed twice every 25 unknowns); MLA maps were acquired using the raster mode with an X-ray spectra collected every 4 µm | STDGL3 (CODES, University of Tasmania; Danyushevsky et al., 2011); GSD-1G | 610 | [13 empty] | 84.8 | [5 empty] | 4.31 | [5 empty] | 0.023 | [5 empty] | 0.55 | [11 empty] | 12.6 | [11 empty] | 0.166 | [29 empty] | 883400 | [15 empty] | 120800 |  | 803 |  |  |  | 32.7 | [5 empty] | 3.27 | [7 empty] | 11.8 | [5 empty] | 111.6 | [13 empty] | 21 |  |  |  |  | 2020 | Cave, B., et al. (2020), Ore Geology Reviews 124, 103647 |  | AUS | Queensland
| Mount Isa Copper Operations, Black Star Mine | No. 5 and No. 9 Pb-Zn orebodies, 650 Cu orebody, 1100 Cu orebody, 3000 Cu orebody | Seafloor hydrothermal | Sedimentary Exhalative (SEDEX) | SEDEX zinc-lead-copper | Cu, Pb, Zn | Ag | Cu, Pb, Zn, Ag | Cave et al., 2020 |  | 660-201502192gal13-10.d | 660-201502192gal13-10.d-1 | underground mine, open pit |  |  |  |  | ore material | drill core, polished section | drill core | mineral separate | [5 empty] | mineralisation |  |  |  | chalcopyrite, sphalerite, galena | Cu mineralisation stage, Pb-Zn mineralisation stage | replacement, vein infill, stratabound | coarse-grained, medium-grained, fine-grained, stratabound, discordant veins, replacement, infill |  |  |  | pyrite, pyrrhotite, arsenopyrite, siderite, dolomite, calcite, quartz, chlorite, K-feldspar, biotite, apatite, freibergite, tetrahedrite, cobaltite | Resin blocks containing each sample were produced following standard procedures and used for Mineral Liberation Analysis (MLA) mapping and subsequent LA-ICP-MS analyses | LA-ICPMS, EMPA, SEM-EDS | NWR213 solid state 213 nm laser ablation system coupled with an Agilent 7900 quadrupole ICP-MS; Cameca SXFive Electron Microprobe; Quanta600 SEM | Adelaide Microscopy | Ablation was conducted in an atmosphere of He (0.6 L/min) that was mixed with Ar (0.88 L/min) upon leaving the ablation cell; 70 µm diameter spot size with a 25:2 standard sample bracketing approach (2 standards analysed twice every 25 unknowns); MLA maps were acquired using the raster mode with an X-ray spectra collected every 4 µm | STDGL3 (CODES, University of Tasmania; Danyushevsky et al., 2011); GSD-1G | 645 |  |  |  | 0.099 | [9 empty] | 82.67 | [5 empty] | 4.85 | [21 empty] | 4 |  | 11 | [11 empty] | 0.15 | [23 empty] | 0.156 | [5 empty] | 884100 | [15 empty] | 122400 |  | 872 |  |  |  | 39.6 | [5 empty] | 3.38 | [7 empty] | 16.1 | [5 empty] | 123.4 | [13 empty] | 5.8 |  |  |  |  | 2020 | Cave, B., et al. (2020), Ore Geology Reviews 124, 103647 |  | AUS | Queensland
| Mount Isa Copper Operations, Black Star Mine | No. 5 and No. 9 Pb-Zn orebodies, 650 Cu orebody, 1100 Cu orebody, 3000 Cu orebody | Seafloor hydrothermal | Sedimentary Exhalative (SEDEX) | SEDEX zinc-lead-copper | Cu, Pb, Zn | Ag | Cu, Pb, Zn, Ag | Cave et al., 2020 |  | 661-201502192gal13-11.d | 661-201502192gal13-11.d-1 | underground mine, open pit |  |  |  |  | ore material | drill core, polished section | drill core | mineral separate | [5 empty] | mineralisation |  |  |  | chalcopyrite, sphalerite, galena | Cu mineralisation stage, Pb-Zn mineralisation stage | replacement, vein infill, stratabound | coarse-grained, medium-grained, fine-grained, stratabound, discordant veins, replacement, infill |  |  |  | pyrite, pyrrhotite, arsenopyrite, siderite, dolomite, calcite, quartz, chlorite, K-feldspar, biotite, apatite, freibergite, tetrahedrite, cobaltite | Resin blocks containing each sample were produced following standard procedures and used for Mineral Liberation Analysis (MLA) mapping and subsequent LA-ICP-MS analyses | LA-ICPMS, EMPA, SEM-EDS | NWR213 solid state 213 nm laser ablation system coupled with an Agilent 7900 quadrupole ICP-MS; Cameca SXFive Electron Microprobe; Quanta600 SEM | Adelaide Microscopy | Ablation was conducted in an atmosphere of He (0.6 L/min) that was mixed with Ar (0.88 L/min) upon leaving the ablation cell; 70 µm diameter spot size with a 25:2 standard sample bracketing approach (2 standards analysed twice every 25 unknowns); MLA maps were acquired using the raster mode with an X-ray spectra collected every 4 µm | STDGL3 (CODES, University of Tasmania; Danyushevsky et al., 2011); GSD-1G | 649.3 |  | 0.54 |  | 0.099 | [9 empty] | 80.6 | [5 empty] | 4.97 | [5 empty] | 0.023 | [17 empty] | 7.8 | [11 empty] | 0.142 | [29 empty] | 881100 | [15 empty] | 120500 |  | 859 |  |  |  | 37.2 | [5 empty] | 3.34 | [7 empty] | 17 | [5 empty] | 119.8 | [13 empty] | 6.5 |  |  |  |  | 2020 | Cave, B., et al. (2020), Ore Geology Reviews 124, 103647 |  | AUS | Queensland
| Mount Isa Copper Operations, Black Star Mine | No. 5 and No. 9 Pb-Zn orebodies, 650 Cu orebody, 1100 Cu orebody, 3000 Cu orebody | Seafloor hydrothermal | Sedimentary Exhalative (SEDEX) | SEDEX zinc-lead-copper | Cu, Pb, Zn | Ag | Cu, Pb, Zn, Ag | Cave et al., 2020 |  | 662-201502192gal13-12.d | 662-201502192gal13-12.d-1 | underground mine, open pit |  |  |  |  | ore material | drill core, polished section | drill core | mineral separate | [5 empty] | mineralisation |  |  |  | chalcopyrite, sphalerite, galena | Cu mineralisation stage, Pb-Zn mineralisation stage | replacement, vein infill, stratabound | coarse-grained, medium-grained, fine-grained, stratabound, discordant veins, replacement, infill |  |  |  | pyrite, pyrrhotite, arsenopyrite, siderite, dolomite, calcite, quartz, chlorite, K-feldspar, biotite, apatite, freibergite, tetrahedrite, cobaltite | Resin blocks containing each sample were produced following standard procedures and used for Mineral Liberation Analysis (MLA) mapping and subsequent LA-ICP-MS analyses | LA-ICPMS, EMPA, SEM-EDS | NWR213 solid state 213 nm laser ablation system coupled with an Agilent 7900 quadrupole ICP-MS; Cameca SXFive Electron Microprobe; Quanta600 SEM | Adelaide Microscopy | Ablation was conducted in an atmosphere of He (0.6 L/min) that was mixed with Ar (0.88 L/min) upon leaving the ablation cell; 70 µm diameter spot size with a 25:2 standard sample bracketing approach (2 standards analysed twice every 25 unknowns); MLA maps were acquired using the raster mode with an X-ray spectra collected every 4 µm | STDGL3 (CODES, University of Tasmania; Danyushevsky et al., 2011); GSD-1G | 691 |  | 0.54 |  | 0.091 | [9 empty] | 82.32 | [5 empty] | 5.54 | [27 empty] | 0.15 | [7 empty] | 0.199 | [29 empty] | 885500 | [15 empty] | 119900 |  | 920 |  |  |  | 40.3 | [5 empty] | 3.41 | [7 empty] | 18.7 | [5 empty] | 126.4 | [13 empty] | 23 |  |  |  |  | 2020 | Cave, B., et al. (2020), Ore Geology Reviews 124, 103647 |  | AUS | Queensland
| Mount Isa Copper Operations, Black Star Mine | No. 5 and No. 9 Pb-Zn orebodies, 650 Cu orebody, 1100 Cu orebody, 3000 Cu orebody | Seafloor hydrothermal | Sedimentary Exhalative (SEDEX) | SEDEX zinc-lead-copper | Cu, Pb, Zn | Ag | Cu, Pb, Zn, Ag | Cave et al., 2020 |  | 667-201502192gal13-17.d | 667-201502192gal13-17.d-1 | underground mine, open pit |  |  |  |  | ore material | drill core, polished section | drill core | mineral separate | [5 empty] | mineralisation |  |  |  | chalcopyrite, sphalerite, galena | Cu mineralisation stage, Pb-Zn mineralisation stage | replacement, vein infill, stratabound | coarse-grained, medium-grained, fine-grained, stratabound, discordant veins, replacement, infill |  |  |  | pyrite, pyrrhotite, arsenopyrite, siderite, dolomite, calcite, quartz, chlorite, K-feldspar, biotite, apatite, freibergite, tetrahedrite, cobaltite | Resin blocks containing each sample were produced following standard procedures and used for Mineral Liberation Analysis (MLA) mapping and subsequent LA-ICP-MS analyses | LA-ICPMS, EMPA, SEM-EDS | NWR213 solid state 213 nm laser ablation system coupled with an Agilent 7900 quadrupole ICP-MS; Cameca SXFive Electron Microprobe; Quanta600 SEM | Adelaide Microscopy | Ablation was conducted in an atmosphere of He (0.6 L/min) that was mixed with Ar (0.88 L/min) upon leaving the ablation cell; 70 µm diameter spot size with a 25:2 standard sample bracketing approach (2 standards analysed twice every 25 unknowns); MLA maps were acquired using the raster mode with an X-ray spectra collected every 4 µm | STDGL3 (CODES, University of Tasmania; Danyushevsky et al., 2011); GSD-1G | 692 |  | 0.7 | [11 empty] | 80.55 | [5 empty] | 5.1 | [5 empty] | 0.066 | [5 empty] | 0.28 | [9 empty] | 340 |  | 7.6 | [11 empty] | 0.179 | [29 empty] | 887600 | [15 empty] | 119300 |  | 909 |  |  |  | 40.1 | [5 empty] | 3.34 | [7 empty] | 16.4 | [5 empty] | 126.7 | [13 empty] | 8.9 |  |  |  |  | 2020 | Cave, B., et al. (2020), Ore Geology Reviews 124, 103647 |  | AUS | Queensland
| Mount Isa Copper Operations, Black Star Mine | No. 5 and No. 9 Pb-Zn orebodies, 650 Cu orebody, 1100 Cu orebody, 3000 Cu orebody | Seafloor hydrothermal | Sedimentary Exhalative (SEDEX) | SEDEX zinc-lead-copper | Cu, Pb, Zn | Ag | Cu, Pb, Zn, Ag | Cave et al., 2020 |  | 669-201502192gal13-19.d | 669-201502192gal13-19.d-1 | underground mine, open pit |  |  |  |  | ore material | drill core, polished section | drill core | mineral separate | [5 empty] | mineralisation |  |  |  | chalcopyrite, sphalerite, galena | Cu mineralisation stage, Pb-Zn mineralisation stage | replacement, vein infill, stratabound | coarse-grained, medium-grained, fine-grained, stratabound, discordant veins, replacement, infill |  |  |  | pyrite, pyrrhotite, arsenopyrite, siderite, dolomite, calcite, quartz, chlorite, K-feldspar, biotite, apatite, freibergite, tetrahedrite, cobaltite | Resin blocks containing each sample were produced following standard procedures and used for Mineral Liberation Analysis (MLA) mapping and subsequent LA-ICP-MS analyses | LA-ICPMS, EMPA, SEM-EDS | NWR213 solid state 213 nm laser ablation system coupled with an Agilent 7900 quadrupole ICP-MS; Cameca SXFive Electron Microprobe; Quanta600 SEM | Adelaide Microscopy | Ablation was conducted in an atmosphere of He (0.6 L/min) that was mixed with Ar (0.88 L/min) upon leaving the ablation cell; 70 µm diameter spot size with a 25:2 standard sample bracketing approach (2 standards analysed twice every 25 unknowns); MLA maps were acquired using the raster mode with an X-ray spectra collected every 4 µm | STDGL3 (CODES, University of Tasmania; Danyushevsky et al., 2011); GSD-1G | 628 | [13 empty] | 78.6 | [5 empty] | 5.03 | [5 empty] | 0.021 | [15 empty] | 2.7 | [13 empty] | 0.146 | [29 empty] | 899400 | [15 empty] | 120800 |  | 836 |  |  |  | 43.2 | [5 empty] | 2.94 | [7 empty] | 15.4 | [5 empty] | 119.8 | [18 empty] | 2020 | Cave, B., et al. (2020), Ore Geology Reviews 124, 103647 |  | AUS | Queensland
| Mount Isa Copper Operations, Black Star Mine | No. 5 and No. 9 Pb-Zn orebodies, 650 Cu orebody, 1100 Cu orebody, 3000 Cu orebody | Seafloor hydrothermal | Sedimentary Exhalative (SEDEX) | SEDEX zinc-lead-copper | Cu, Pb, Zn | Ag | Cu, Pb, Zn, Ag | Cave et al., 2020 |  | 670-201502192gal13-20.d | 670-201502192gal13-20.d-1 | underground mine, open pit |  |  |  |  | ore material | drill core, polished section | drill core | mineral separate | [5 empty] | mineralisation |  |  |  | chalcopyrite, sphalerite, galena | Cu mineralisation stage, Pb-Zn mineralisation stage | replacement, vein infill, stratabound | coarse-grained, medium-grained, fine-grained, stratabound, discordant veins, replacement, infill |  |  |  | pyrite, pyrrhotite, arsenopyrite, siderite, dolomite, calcite, quartz, chlorite, K-feldspar, biotite, apatite, freibergite, tetrahedrite, cobaltite | Resin blocks containing each sample were produced following standard procedures and used for Mineral Liberation Analysis (MLA) mapping and subsequent LA-ICP-MS analyses | LA-ICPMS, EMPA, SEM-EDS | NWR213 solid state 213 nm laser ablation system coupled with an Agilent 7900 quadrupole ICP-MS; Cameca SXFive Electron Microprobe; Quanta600 SEM | Adelaide Microscopy | Ablation was conducted in an atmosphere of He (0.6 L/min) that was mixed with Ar (0.88 L/min) upon leaving the ablation cell; 70 µm diameter spot size with a 25:2 standard sample bracketing approach (2 standards analysed twice every 25 unknowns); MLA maps were acquired using the raster mode with an X-ray spectra collected every 4 µm | STDGL3 (CODES, University of Tasmania; Danyushevsky et al., 2011); GSD-1G | 627 | [13 empty] | 79.85 | [5 empty] | 5.08 | [5 empty] | 0.06 | [15 empty] | 490 |  | 7.5 | [11 empty] | 0.135 | [23 empty] | 0.24 | [5 empty] | 885400 | [15 empty] | 121200 |  | 848 |  |  |  | 39.8 | [5 empty] | 2.99 | [7 empty] | 15.2 | [5 empty] | 118.2 | [13 empty] | 1.9 |  |  |  |  | 2020 | Cave, B., et al. (2020), Ore Geology Reviews 124, 103647 |  | AUS | Queensland
| Mount Isa Copper Operations, Black Star Mine | No. 5 and No. 9 Pb-Zn orebodies, 650 Cu orebody, 1100 Cu orebody, 3000 Cu orebody | Seafloor hydrothermal | Sedimentary Exhalative (SEDEX) | SEDEX zinc-lead-copper | Cu, Pb, Zn | Ag | Cu, Pb, Zn, Ag | Cave et al., 2020 |  | 671-201502192gal13-21.d | 671-201502192gal13-21.d-1 | underground mine, open pit |  |  |  |  | ore material | drill core, polished section | drill core | mineral separate | [5 empty] | mineralisation |  |  |  | chalcopyrite, sphalerite, galena | Cu mineralisation stage, Pb-Zn mineralisation stage | replacement, vein infill, stratabound | coarse-grained, medium-grained, fine-grained, stratabound, discordant veins, replacement, infill |  |  |  | pyrite, pyrrhotite, arsenopyrite, siderite, dolomite, calcite, quartz, chlorite, K-feldspar, biotite, apatite, freibergite, tetrahedrite, cobaltite | Resin blocks containing each sample were produced following standard procedures and used for Mineral Liberation Analysis (MLA) mapping and subsequent LA-ICP-MS analyses | LA-ICPMS, EMPA, SEM-EDS | NWR213 solid state 213 nm laser ablation system coupled with an Agilent 7900 quadrupole ICP-MS; Cameca SXFive Electron Microprobe; Quanta600 SEM | Adelaide Microscopy | Ablation was conducted in an atmosphere of He (0.6 L/min) that was mixed with Ar (0.88 L/min) upon leaving the ablation cell; 70 µm diameter spot size with a 25:2 standard sample bracketing approach (2 standards analysed twice every 25 unknowns); MLA maps were acquired using the raster mode with an X-ray spectra collected every 4 µm | STDGL3 (CODES, University of Tasmania; Danyushevsky et al., 2011); GSD-1G | 700 |  | 0.78 | [11 empty] | 79.7 | [5 empty] | 5.47 | [5 empty] | 0.109 | [15 empty] | 450 |  | 8.2 | [11 empty] | 0.142 | [23 empty] | 0.154 | [5 empty] | 886600 | [15 empty] | 122100 |  | 908 |  |  |  | 40.4 | [5 empty] | 3.29 | [7 empty] | 16 | [5 empty] | 129.4 | [18 empty] | 2020 | Cave, B., et al. (2020), Ore Geology Reviews 124, 103647 |  | AUS | Queensland
| Mount Isa Copper Operations, Black Star Mine | No. 5 and No. 9 Pb-Zn orebodies, 650 Cu orebody, 1100 Cu orebody, 3000 Cu orebody | Seafloor hydrothermal | Sedimentary Exhalative (SEDEX) | SEDEX zinc-lead-copper | Cu, Pb, Zn | Ag | Cu, Pb, Zn, Ag | Cave et al., 2020 |  | 672-201502192gal13-22.d | 672-201502192gal13-22.d-1 | underground mine, open pit |  |  |  |  | ore material | drill core, polished section | drill core | mineral separate | [5 empty] | mineralisation |  |  |  | chalcopyrite, sphalerite, galena | Cu mineralisation stage, Pb-Zn mineralisation stage | replacement, vein infill, stratabound | coarse-grained, medium-grained, fine-grained, stratabound, discordant veins, replacement, infill |  |  |  | pyrite, pyrrhotite, arsenopyrite, siderite, dolomite, calcite, quartz, chlorite, K-feldspar, biotite, apatite, freibergite, tetrahedrite, cobaltite | Resin blocks containing each sample were produced following standard procedures and used for Mineral Liberation Analysis (MLA) mapping and subsequent LA-ICP-MS analyses | LA-ICPMS, EMPA, SEM-EDS | NWR213 solid state 213 nm laser ablation system coupled with an Agilent 7900 quadrupole ICP-MS; Cameca SXFive Electron Microprobe; Quanta600 SEM | Adelaide Microscopy | Ablation was conducted in an atmosphere of He (0.6 L/min) that was mixed with Ar (0.88 L/min) upon leaving the ablation cell; 70 µm diameter spot size with a 25:2 standard sample bracketing approach (2 standards analysed twice every 25 unknowns); MLA maps were acquired using the raster mode with an X-ray spectra collected every 4 µm | STDGL3 (CODES, University of Tasmania; Danyushevsky et al., 2011); GSD-1G | 499 |  | 0.71 |  | 0.17 | [9 empty] | 81.8 | [5 empty] | 6.42 | [5 empty] | 0.016 | [15 empty] | 7370 |  | 6.6 | [11 empty] | 0.116 | [13 empty] | 855 | [9 empty] | 0.093 | [5 empty] | 887500 | [15 empty] | 121700 |  | 673 |  |  |  | 74.4 | [5 empty] | 1.73 | [7 empty] | 12.4 | [5 empty] | 100.5 | [13 empty] | 0.58 |  |  |  |  | 2020 | Cave, B., et al. (2020), Ore Geology Reviews 124, 103647 |  | AUS | Queensland
| Mount Isa Copper Operations, Black Star Mine | No. 5 and No. 9 Pb-Zn orebodies, 650 Cu orebody, 1100 Cu orebody, 3000 Cu orebody | Seafloor hydrothermal | Sedimentary Exhalative (SEDEX) | SEDEX zinc-lead-copper | Cu, Pb, Zn | Ag | Cu, Pb, Zn, Ag | Cave et al., 2020 |  | 673-201502192gal13-23.d | 673-201502192gal13-23.d-1 | underground mine, open pit |  |  |  |  | ore material | drill core, polished section | drill core | mineral separate | [5 empty] | mineralisation |  |  |  | chalcopyrite, sphalerite, galena | Cu mineralisation stage, Pb-Zn mineralisation stage | replacement, vein infill, stratabound | coarse-grained, medium-grained, fine-grained, stratabound, discordant veins, replacement, infill |  |  |  | pyrite, pyrrhotite, arsenopyrite, siderite, dolomite, calcite, quartz, chlorite, K-feldspar, biotite, apatite, freibergite, tetrahedrite, cobaltite | Resin blocks containing each sample were produced following standard procedures and used for Mineral Liberation Analysis (MLA) mapping and subsequent LA-ICP-MS analyses | LA-ICPMS, EMPA, SEM-EDS | NWR213 solid state 213 nm laser ablation system coupled with an Agilent 7900 quadrupole ICP-MS; Cameca SXFive Electron Microprobe; Quanta600 SEM | Adelaide Microscopy | Ablation was conducted in an atmosphere of He (0.6 L/min) that was mixed with Ar (0.88 L/min) upon leaving the ablation cell; 70 µm diameter spot size with a 25:2 standard sample bracketing approach (2 standards analysed twice every 25 unknowns); MLA maps were acquired using the raster mode with an X-ray spectra collected every 4 µm | STDGL3 (CODES, University of Tasmania; Danyushevsky et al., 2011); GSD-1G | 515 |  | 0.72 |  | 0.11 | [9 empty] | 79.43 | [5 empty] | 6.46 | [5 empty] | 4.4 | [5 empty] | 0.38 | [9 empty] | 23500 |  | 8 | [11 empty] | 0.071 | [23 empty] | 1.49 | [5 empty] | 884600 | [15 empty] | 134600 |  | 686 |  |  |  | 78.1 | [5 empty] | 2.09 | [7 empty] | 20.4 | [5 empty] | 105.13 | [18 empty] | 2020 | Cave, B., et al. (2020), Ore Geology Reviews 124, 103647 |  | AUS | Queensland
| Mount Isa Copper Operations, Black Star Mine | No. 5 and No. 9 Pb-Zn orebodies, 650 Cu orebody, 1100 Cu orebody, 3000 Cu orebody | Seafloor hydrothermal | Sedimentary Exhalative (SEDEX) | SEDEX zinc-lead-copper | Cu, Pb, Zn | Ag | Cu, Pb, Zn, Ag | Cave et al., 2020 |  | 674-201502192gal13-24.d | 674-201502192gal13-24.d-1 | underground mine, open pit |  |  |  |  | ore material | drill core, polished section | drill core | mineral separate | [5 empty] | mineralisation |  |  |  | chalcopyrite, sphalerite, galena | Cu mineralisation stage, Pb-Zn mineralisation stage | replacement, vein infill, stratabound | coarse-grained, medium-grained, fine-grained, stratabound, discordant veins, replacement, infill |  |  |  | pyrite, pyrrhotite, arsenopyrite, siderite, dolomite, calcite, quartz, chlorite, K-feldspar, biotite, apatite, freibergite, tetrahedrite, cobaltite | Resin blocks containing each sample were produced following standard procedures and used for Mineral Liberation Analysis (MLA) mapping and subsequent LA-ICP-MS analyses | LA-ICPMS, EMPA, SEM-EDS | NWR213 solid state 213 nm laser ablation system coupled with an Agilent 7900 quadrupole ICP-MS; Cameca SXFive Electron Microprobe; Quanta600 SEM | Adelaide Microscopy | Ablation was conducted in an atmosphere of He (0.6 L/min) that was mixed with Ar (0.88 L/min) upon leaving the ablation cell; 70 µm diameter spot size with a 25:2 standard sample bracketing approach (2 standards analysed twice every 25 unknowns); MLA maps were acquired using the raster mode with an X-ray spectra collected every 4 µm | STDGL3 (CODES, University of Tasmania; Danyushevsky et al., 2011); GSD-1G | 497 | [13 empty] | 79.26 | [5 empty] | 6.56 | [5 empty] | 1.55 | [5 empty] | 0.36 | [9 empty] | 10300 |  | 7.4 | [11 empty] | 0.068 | [13 empty] | 0.47 | [9 empty] | 0.92 | [5 empty] | 886800 | [15 empty] | 130300 |  | 674 |  |  |  | 80.4 | [5 empty] | 1.91 | [7 empty] | 16.4 | [5 empty] | 106 | [18 empty] | 2020 | Cave, B., et al. (2020), Ore Geology Reviews 124, 103647 |  | AUS | Queensland
| Mount Isa Copper Operations, Black Star Mine | No. 5 and No. 9 Pb-Zn orebodies, 650 Cu orebody, 1100 Cu orebody, 3000 Cu orebody | Seafloor hydrothermal | Sedimentary Exhalative (SEDEX) | SEDEX zinc-lead-copper | Cu, Pb, Zn | Ag | Cu, Pb, Zn, Ag | Cave et al., 2020 |  | 680-201208592gal2-1.d | 680-201208592gal2-1.d-1 | underground mine, open pit |  |  |  |  | ore material | drill core, polished section | drill core | mineral separate | [5 empty] | mineralisation |  |  |  | chalcopyrite, sphalerite, galena | Cu mineralisation stage, Pb-Zn mineralisation stage | replacement, vein infill, stratabound | coarse-grained, medium-grained, fine-grained, stratabound, discordant veins, replacement, infill |  |  |  | pyrite, pyrrhotite, arsenopyrite, siderite, dolomite, calcite, quartz, chlorite, K-feldspar, biotite, apatite, freibergite, tetrahedrite, cobaltite | Resin blocks containing each sample were produced following standard procedures and used for Mineral Liberation Analysis (MLA) mapping and subsequent LA-ICP-MS analyses | LA-ICPMS, EMPA, SEM-EDS | NWR213 solid state 213 nm laser ablation system coupled with an Agilent 7900 quadrupole ICP-MS; Cameca SXFive Electron Microprobe; Quanta600 SEM | Adelaide Microscopy | Ablation was conducted in an atmosphere of He (0.6 L/min) that was mixed with Ar (0.88 L/min) upon leaving the ablation cell; 70 µm diameter spot size with a 25:2 standard sample bracketing approach (2 standards analysed twice every 25 unknowns); MLA maps were acquired using the raster mode with an X-ray spectra collected every 4 µm | STDGL3 (CODES, University of Tasmania; Danyushevsky et al., 2011); GSD-1G | 347.2 |  | 2.28 |  | 16.6 | [9 empty] | 157.2 | [5 empty] | 5.63 | [5 empty] | 4.2 | [5 empty] | 3.37 | [9 empty] | 2840 |  | 8.1 |  |  |  | 0.14 | [7 empty] | 1.013 | [13 empty] | 0.5 | [9 empty] | 1.96 | [5 empty] | 883800 | [15 empty] | 125700 |  | 632 |  |  |  | 14.4 | [5 empty] | 0.284 | [7 empty] | 1.39 | [5 empty] | 46.6 | [13 empty] | 450 |  |  |  |  | 2020 | Cave, B., et al. (2020), Ore Geology Reviews 124, 103647 |  | AUS | Queensland
| Mount Isa Copper Operations, Black Star Mine | No. 5 and No. 9 Pb-Zn orebodies, 650 Cu orebody, 1100 Cu orebody, 3000 Cu orebody | Seafloor hydrothermal | Sedimentary Exhalative (SEDEX) | SEDEX zinc-lead-copper | Cu, Pb, Zn | Ag | Cu, Pb, Zn, Ag | Cave et al., 2020 |  | 681-201208592gal2-2.d | 681-201208592gal2-2.d-1 | underground mine, open pit |  |  |  |  | ore material | drill core, polished section | drill core | mineral separate | [5 empty] | mineralisation |  |  |  | chalcopyrite, sphalerite, galena | Cu mineralisation stage, Pb-Zn mineralisation stage | replacement, vein infill, stratabound | coarse-grained, medium-grained, fine-grained, stratabound, discordant veins, replacement, infill |  |  |  | pyrite, pyrrhotite, arsenopyrite, siderite, dolomite, calcite, quartz, chlorite, K-feldspar, biotite, apatite, freibergite, tetrahedrite, cobaltite | Resin blocks containing each sample were produced following standard procedures and used for Mineral Liberation Analysis (MLA) mapping and subsequent LA-ICP-MS analyses | LA-ICPMS, EMPA, SEM-EDS | NWR213 solid state 213 nm laser ablation system coupled with an Agilent 7900 quadrupole ICP-MS; Cameca SXFive Electron Microprobe; Quanta600 SEM | Adelaide Microscopy | Ablation was conducted in an atmosphere of He (0.6 L/min) that was mixed with Ar (0.88 L/min) upon leaving the ablation cell; 70 µm diameter spot size with a 25:2 standard sample bracketing approach (2 standards analysed twice every 25 unknowns); MLA maps were acquired using the raster mode with an X-ray spectra collected every 4 µm | STDGL3 (CODES, University of Tasmania; Danyushevsky et al., 2011); GSD-1G | 345.9 |  |  |  | 4.1 | [9 empty] | 155.1 | [5 empty] | 4.69 | [5 empty] | 0.72 | [5 empty] | 1.57 | [9 empty] | 355 |  | 12.9 | [11 empty] | 0.79 | [13 empty] | 0.15 | [9 empty] | 0.36 | [5 empty] | 876000 | [15 empty] | 123300 |  | 660 |  |  |  | 11.8 | [5 empty] | 0.195 | [7 empty] | 1.58 | [5 empty] | 42.14 | [18 empty] | 2020 | Cave, B., et al. (2020), Ore Geology Reviews 124, 103647 |  | AUS | Queensland
| Mount Isa Copper Operations, Black Star Mine | No. 5 and No. 9 Pb-Zn orebodies, 650 Cu orebody, 1100 Cu orebody, 3000 Cu orebody | Seafloor hydrothermal | Sedimentary Exhalative (SEDEX) | SEDEX zinc-lead-copper | Cu, Pb, Zn | Ag | Cu, Pb, Zn, Ag | Cave et al., 2020 |  | 682-201208592gal2-3.d | 682-201208592gal2-3.d-1 | underground mine, open pit |  |  |  |  | ore material | drill core, polished section | drill core | mineral separate | [5 empty] | mineralisation |  |  |  | chalcopyrite, sphalerite, galena | Cu mineralisation stage, Pb-Zn mineralisation stage | replacement, vein infill, stratabound | coarse-grained, medium-grained, fine-grained, stratabound, discordant veins, replacement, infill |  |  |  | pyrite, pyrrhotite, arsenopyrite, siderite, dolomite, calcite, quartz, chlorite, K-feldspar, biotite, apatite, freibergite, tetrahedrite, cobaltite | Resin blocks containing each sample were produced following standard procedures and used for Mineral Liberation Analysis (MLA) mapping and subsequent LA-ICP-MS analyses | LA-ICPMS, EMPA, SEM-EDS | NWR213 solid state 213 nm laser ablation system coupled with an Agilent 7900 quadrupole ICP-MS; Cameca SXFive Electron Microprobe; Quanta600 SEM | Adelaide Microscopy | Ablation was conducted in an atmosphere of He (0.6 L/min) that was mixed with Ar (0.88 L/min) upon leaving the ablation cell; 70 µm diameter spot size with a 25:2 standard sample bracketing approach (2 standards analysed twice every 25 unknowns); MLA maps were acquired using the raster mode with an X-ray spectra collected every 4 µm | STDGL3 (CODES, University of Tasmania; Danyushevsky et al., 2011); GSD-1G | 309.7 |  | 2.87 |  | 46.4 | [9 empty] | 164.5 | [5 empty] | 9.5 | [5 empty] | 3.94 | [5 empty] | 8.4 | [9 empty] | 3420 |  | 9.5 | [11 empty] | 2.48 | [13 empty] | 0.86 | [9 empty] | 2.55 | [5 empty] | 885400 | [15 empty] | 127800 |  | 588.2 |  |  |  | 14.7 | [5 empty] | 0.129 | [7 empty] | 3.28 | [5 empty] | 47.5 | [13 empty] | 1770 |  |  |  |  | 2020 | Cave, B., et al. (2020), Ore Geology Reviews 124, 103647 |  | AUS | Queensland
| Mount Isa Copper Operations, Black Star Mine | No. 5 and No. 9 Pb-Zn orebodies, 650 Cu orebody, 1100 Cu orebody, 3000 Cu orebody | Seafloor hydrothermal | Sedimentary Exhalative (SEDEX) | SEDEX zinc-lead-copper | Cu, Pb, Zn | Ag | Cu, Pb, Zn, Ag | Cave et al., 2020 |  | 689-201208592gal2-10.d | 689-201208592gal2-10.d-1 | underground mine, open pit |  |  |  |  | ore material | drill core, polished section | drill core | mineral separate | [5 empty] | mineralisation |  |  |  | chalcopyrite, sphalerite, galena | Cu mineralisation stage, Pb-Zn mineralisation stage | replacement, vein infill, stratabound | coarse-grained, medium-grained, fine-grained, stratabound, discordant veins, replacement, infill |  |  |  | pyrite, pyrrhotite, arsenopyrite, siderite, dolomite, calcite, quartz, chlorite, K-feldspar, biotite, apatite, freibergite, tetrahedrite, cobaltite | Resin blocks containing each sample were produced following standard procedures and used for Mineral Liberation Analysis (MLA) mapping and subsequent LA-ICP-MS analyses | LA-ICPMS, EMPA, SEM-EDS | NWR213 solid state 213 nm laser ablation system coupled with an Agilent 7900 quadrupole ICP-MS; Cameca SXFive Electron Microprobe; Quanta600 SEM | Adelaide Microscopy | Ablation was conducted in an atmosphere of He (0.6 L/min) that was mixed with Ar (0.88 L/min) upon leaving the ablation cell; 70 µm diameter spot size with a 25:2 standard sample bracketing approach (2 standards analysed twice every 25 unknowns); MLA maps were acquired using the raster mode with an X-ray spectra collected every 4 µm | STDGL3 (CODES, University of Tasmania; Danyushevsky et al., 2011); GSD-1G | 425.5 |  | 1.15 |  | 86 | [9 empty] | 130.4 | [5 empty] | 45.3 | [5 empty] | 27.4 | [5 empty] | 31.3 | [9 empty] | 16000 |  | 8.5 | [11 empty] | 13.99 | [13 empty] | 82 | [9 empty] | 10.6 | [5 empty] | 876000 | [15 empty] | 147200 |  | 591 |  |  |  | 14.2 | [5 empty] | 0.149 | [7 empty] | 2.32 | [5 empty] | 84.7 | [13 empty] | 13380 |  |  |  |  | 2020 | Cave, B., et al. (2020), Ore Geology Reviews 124, 103647 |  | AUS | Queensland
| Mount Isa Copper Operations, Black Star Mine | No. 5 and No. 9 Pb-Zn orebodies, 650 Cu orebody, 1100 Cu orebody, 3000 Cu orebody | Seafloor hydrothermal | Sedimentary Exhalative (SEDEX) | SEDEX zinc-lead-copper | Cu, Pb, Zn | Ag | Cu, Pb, Zn, Ag | Cave et al., 2020 |  | 692-201208592gal4-1.d | 692-201208592gal4-1.d-1 | underground mine, open pit |  |  |  |  | ore material | drill core, polished section | drill core | mineral separate | [5 empty] | mineralisation |  |  |  | chalcopyrite, sphalerite, galena | Cu mineralisation stage, Pb-Zn mineralisation stage | replacement, vein infill, stratabound | coarse-grained, medium-grained, fine-grained, stratabound, discordant veins, replacement, infill |  |  |  | pyrite, pyrrhotite, arsenopyrite, siderite, dolomite, calcite, quartz, chlorite, K-feldspar, biotite, apatite, freibergite, tetrahedrite, cobaltite | Resin blocks containing each sample were produced following standard procedures and used for Mineral Liberation Analysis (MLA) mapping and subsequent LA-ICP-MS analyses | LA-ICPMS, EMPA, SEM-EDS | NWR213 solid state 213 nm laser ablation system coupled with an Agilent 7900 quadrupole ICP-MS; Cameca SXFive Electron Microprobe; Quanta600 SEM | Adelaide Microscopy | Ablation was conducted in an atmosphere of He (0.6 L/min) that was mixed with Ar (0.88 L/min) upon leaving the ablation cell; 70 µm diameter spot size with a 25:2 standard sample bracketing approach (2 standards analysed twice every 25 unknowns); MLA maps were acquired using the raster mode with an X-ray spectra collected every 4 µm | STDGL3 (CODES, University of Tasmania; Danyushevsky et al., 2011); GSD-1G | 831 |  | 0.78 |  | 0.17 | [9 empty] | 12.17 | [5 empty] | 11 | [5 empty] | 0.053 | [5 empty] | 300 | [9 empty] | 380 |  | 5.7 | [11 empty] | 0.098 | [23 empty] | 0.075 | [5 empty] | 881300 | [15 empty] | 123300 |  | 1195 |  |  |  | 1.75 | [5 empty] | 4.9 | [7 empty] | 0.31 | [5 empty] | 182.8 | [13 empty] | 880 |  |  |  |  | 2020 | Cave, B., et al. (2020), Ore Geology Reviews 124, 103647 |  | AUS | Queensland
| Mount Isa Copper Operations, Black Star Mine | No. 5 and No. 9 Pb-Zn orebodies, 650 Cu orebody, 1100 Cu orebody, 3000 Cu orebody | Seafloor hydrothermal | Sedimentary Exhalative (SEDEX) | SEDEX zinc-lead-copper | Cu, Pb, Zn | Ag | Cu, Pb, Zn, Ag | Cave et al., 2020 |  | 694-201208592gal4-3.d | 694-201208592gal4-3.d-1 | underground mine, open pit |  |  |  |  | ore material | drill core, polished section | drill core | mineral separate | [5 empty] | mineralisation |  |  |  | chalcopyrite, sphalerite, galena | Cu mineralisation stage, Pb-Zn mineralisation stage | replacement, vein infill, stratabound | coarse-grained, medium-grained, fine-grained, stratabound, discordant veins, replacement, infill |  |  |  | pyrite, pyrrhotite, arsenopyrite, siderite, dolomite, calcite, quartz, chlorite, K-feldspar, biotite, apatite, freibergite, tetrahedrite, cobaltite | Resin blocks containing each sample were produced following standard procedures and used for Mineral Liberation Analysis (MLA) mapping and subsequent LA-ICP-MS analyses | LA-ICPMS, EMPA, SEM-EDS | NWR213 solid state 213 nm laser ablation system coupled with an Agilent 7900 quadrupole ICP-MS; Cameca SXFive Electron Microprobe; Quanta600 SEM | Adelaide Microscopy | Ablation was conducted in an atmosphere of He (0.6 L/min) that was mixed with Ar (0.88 L/min) upon leaving the ablation cell; 70 µm diameter spot size with a 25:2 standard sample bracketing approach (2 standards analysed twice every 25 unknowns); MLA maps were acquired using the raster mode with an X-ray spectra collected every 4 µm | STDGL3 (CODES, University of Tasmania; Danyushevsky et al., 2011); GSD-1G | 788 |  | 1.82 |  | 0.28 | [9 empty] | 12.27 | [5 empty] | 8.08 | [5 empty] | 0.041 | [5 empty] | 118 | [9 empty] | 151 |  | 9.2 |  |  |  | 0.16 | [31 empty] | 0.046 | [5 empty] | 883500 | [15 empty] | 124600 |  | 1140 |  |  |  | 2.17 | [5 empty] | 5.3 | [7 empty] | 0.13 | [5 empty] | 175.4 | [13 empty] | 470 |  |  |  |  | 2020 | Cave, B., et al. (2020), Ore Geology Reviews 124, 103647 |  | AUS | Queensland
| Mount Isa Copper Operations, Black Star Mine | No. 5 and No. 9 Pb-Zn orebodies, 650 Cu orebody, 1100 Cu orebody, 3000 Cu orebody | Seafloor hydrothermal | Sedimentary Exhalative (SEDEX) | SEDEX zinc-lead-copper | Cu, Pb, Zn | Ag | Cu, Pb, Zn, Ag | Cave et al., 2020 |  | 697-201208592gal4-6.d | 697-201208592gal4-6.d-1 | underground mine, open pit |  |  |  |  | ore material | drill core, polished section | drill core | mineral separate | [5 empty] | mineralisation |  |  |  | chalcopyrite, sphalerite, galena | Cu mineralisation stage, Pb-Zn mineralisation stage | replacement, vein infill, stratabound | coarse-grained, medium-grained, fine-grained, stratabound, discordant veins, replacement, infill |  |  |  | pyrite, pyrrhotite, arsenopyrite, siderite, dolomite, calcite, quartz, chlorite, K-feldspar, biotite, apatite, freibergite, tetrahedrite, cobaltite | Resin blocks containing each sample were produced following standard procedures and used for Mineral Liberation Analysis (MLA) mapping and subsequent LA-ICP-MS analyses | LA-ICPMS, EMPA, SEM-EDS | NWR213 solid state 213 nm laser ablation system coupled with an Agilent 7900 quadrupole ICP-MS; Cameca SXFive Electron Microprobe; Quanta600 SEM | Adelaide Microscopy | Ablation was conducted in an atmosphere of He (0.6 L/min) that was mixed with Ar (0.88 L/min) upon leaving the ablation cell; 70 µm diameter spot size with a 25:2 standard sample bracketing approach (2 standards analysed twice every 25 unknowns); MLA maps were acquired using the raster mode with an X-ray spectra collected every 4 µm | STDGL3 (CODES, University of Tasmania; Danyushevsky et al., 2011); GSD-1G | 777 |  | 0.46 |  | 0.17 | [9 empty] | 12.3 | [5 empty] | 7.55 | [5 empty] | 0.049 | [5 empty] | 1200 | [9 empty] | 1170 |  | 9 | [11 empty] | 0.086 | [23 empty] | 0.105 | [5 empty] | 881900 | [15 empty] | 124700 |  | 1104 | [9 empty] | 4.94 | [7 empty] | 0.13 | [5 empty] | 139.1 | [13 empty] | 242 |  |  |  |  | 2020 | Cave, B., et al. (2020), Ore Geology Reviews 124, 103647 |  | AUS | Queensland
| Mount Isa Copper Operations, Black Star Mine | No. 5 and No. 9 Pb-Zn orebodies, 650 Cu orebody, 1100 Cu orebody, 3000 Cu orebody | Seafloor hydrothermal | Sedimentary Exhalative (SEDEX) | SEDEX zinc-lead-copper | Cu, Pb, Zn | Ag | Cu, Pb, Zn, Ag | Cave et al., 2020 |  | 698-201208592gal4-7.d | 698-201208592gal4-7.d-1 | underground mine, open pit |  |  |  |  | ore material | drill core, polished section | drill core | mineral separate | [5 empty] | mineralisation |  |  |  | chalcopyrite, sphalerite, galena | Cu mineralisation stage, Pb-Zn mineralisation stage | replacement, vein infill, stratabound | coarse-grained, medium-grained, fine-grained, stratabound, discordant veins, replacement, infill |  |  |  | pyrite, pyrrhotite, arsenopyrite, siderite, dolomite, calcite, quartz, chlorite, K-feldspar, biotite, apatite, freibergite, tetrahedrite, cobaltite | Resin blocks containing each sample were produced following standard procedures and used for Mineral Liberation Analysis (MLA) mapping and subsequent LA-ICP-MS analyses | LA-ICPMS, EMPA, SEM-EDS | NWR213 solid state 213 nm laser ablation system coupled with an Agilent 7900 quadrupole ICP-MS; Cameca SXFive Electron Microprobe; Quanta600 SEM | Adelaide Microscopy | Ablation was conducted in an atmosphere of He (0.6 L/min) that was mixed with Ar (0.88 L/min) upon leaving the ablation cell; 70 µm diameter spot size with a 25:2 standard sample bracketing approach (2 standards analysed twice every 25 unknowns); MLA maps were acquired using the raster mode with an X-ray spectra collected every 4 µm | STDGL3 (CODES, University of Tasmania; Danyushevsky et al., 2011); GSD-1G | 777 |  | 0.46 |  | 0.2 | [9 empty] | 12.18 | [5 empty] | 6.87 | [5 empty] | 0.028 | [5 empty] | 2350 | [9 empty] | 2220 |  | 12.6 |  |  |  | 0.2 | [7 empty] | 0.104 | [23 empty] | 0.108 | [5 empty] | 876000 | [15 empty] | 126800 |  | 1096 |  |  |  | 1.5 | [5 empty] | 5.01 | [7 empty] | 0.46 | [5 empty] | 146 | [13 empty] | 87 |  |  |  |  | 2020 | Cave, B., et al. (2020), Ore Geology Reviews 124, 103647 |  | AUS | Queensland
| Mount Isa Copper Operations, Black Star Mine | No. 5 and No. 9 Pb-Zn orebodies, 650 Cu orebody, 1100 Cu orebody, 3000 Cu orebody | Seafloor hydrothermal | Sedimentary Exhalative (SEDEX) | SEDEX zinc-lead-copper | Cu, Pb, Zn | Ag | Cu, Pb, Zn, Ag | Cave et al., 2020 |  | 699-201208592gal4-8.d | 699-201208592gal4-8.d-1 | underground mine, open pit |  |  |  |  | ore material | drill core, polished section | drill core | mineral separate | [5 empty] | mineralisation |  |  |  | chalcopyrite, sphalerite, galena | Cu mineralisation stage, Pb-Zn mineralisation stage | replacement, vein infill, stratabound | coarse-grained, medium-grained, fine-grained, stratabound, discordant veins, replacement, infill |  |  |  | pyrite, pyrrhotite, arsenopyrite, siderite, dolomite, calcite, quartz, chlorite, K-feldspar, biotite, apatite, freibergite, tetrahedrite, cobaltite | Resin blocks containing each sample were produced following standard procedures and used for Mineral Liberation Analysis (MLA) mapping and subsequent LA-ICP-MS analyses | LA-ICPMS, EMPA, SEM-EDS | NWR213 solid state 213 nm laser ablation system coupled with an Agilent 7900 quadrupole ICP-MS; Cameca SXFive Electron Microprobe; Quanta600 SEM | Adelaide Microscopy | Ablation was conducted in an atmosphere of He (0.6 L/min) that was mixed with Ar (0.88 L/min) upon leaving the ablation cell; 70 µm diameter spot size with a 25:2 standard sample bracketing approach (2 standards analysed twice every 25 unknowns); MLA maps were acquired using the raster mode with an X-ray spectra collected every 4 µm | STDGL3 (CODES, University of Tasmania; Danyushevsky et al., 2011); GSD-1G | 822 |  | 3 |  | 0.13 | [9 empty] | 11.95 | [5 empty] | 8.11 | [5 empty] | 0.016 | [5 empty] | 28 | [9 empty] | 53 |  | 7.8 | [35 empty] | 0.105 | [5 empty] | 879800 | [15 empty] | 122800 |  | 1156 |  |  |  | 1.05 | [5 empty] | 5.19 | [7 empty] | 0.21 | [5 empty] | 186.2 | [13 empty] | 109 |  |  |  |  | 2020 | Cave, B., et al. (2020), Ore Geology Reviews 124, 103647 |  | AUS | Queensland
| Mount Isa Copper Operations, Black Star Mine | No. 5 and No. 9 Pb-Zn orebodies, 650 Cu orebody, 1100 Cu orebody, 3000 Cu orebody | Seafloor hydrothermal | Sedimentary Exhalative (SEDEX) | SEDEX zinc-lead-copper | Cu, Pb, Zn | Ag | Cu, Pb, Zn, Ag | Cave et al., 2020 |  | 700-201208592gal4-9.d | 700-201208592gal4-9.d-1 | underground mine, open pit |  |  |  |  | ore material | drill core, polished section | drill core | mineral separate | [5 empty] | mineralisation |  |  |  | chalcopyrite, sphalerite, galena | Cu mineralisation stage, Pb-Zn mineralisation stage | replacement, vein infill, stratabound | coarse-grained, medium-grained, fine-grained, stratabound, discordant veins, replacement, infill |  |  |  | pyrite, pyrrhotite, arsenopyrite, siderite, dolomite, calcite, quartz, chlorite, K-feldspar, biotite, apatite, freibergite, tetrahedrite, cobaltite | Resin blocks containing each sample were produced following standard procedures and used for Mineral Liberation Analysis (MLA) mapping and subsequent LA-ICP-MS analyses | LA-ICPMS, EMPA, SEM-EDS | NWR213 solid state 213 nm laser ablation system coupled with an Agilent 7900 quadrupole ICP-MS; Cameca SXFive Electron Microprobe; Quanta600 SEM | Adelaide Microscopy | Ablation was conducted in an atmosphere of He (0.6 L/min) that was mixed with Ar (0.88 L/min) upon leaving the ablation cell; 70 µm diameter spot size with a 25:2 standard sample bracketing approach (2 standards analysed twice every 25 unknowns); MLA maps were acquired using the raster mode with an X-ray spectra collected every 4 µm | STDGL3 (CODES, University of Tasmania; Danyushevsky et al., 2011); GSD-1G | 819.1 |  | 2.1 | [11 empty] | 11.93 | [5 empty] | 7.57 | [5 empty] | 0.021 | [5 empty] | 126 | [9 empty] | 129 |  | 20 | [35 empty] | 0.089 | [5 empty] | 877900 | [15 empty] | 122900 |  | 1147 |  |  |  | 1.96 | [5 empty] | 5.15 | [7 empty] | 0.47 | [5 empty] | 159.7 | [13 empty] | 208 |  |  |  |  | 2020 | Cave, B., et al. (2020), Ore Geology Reviews 124, 103647 |  | AUS | Queensland
| Mount Isa Copper Operations, Black Star Mine | No. 5 and No. 9 Pb-Zn orebodies, 650 Cu orebody, 1100 Cu orebody, 3000 Cu orebody | Seafloor hydrothermal | Sedimentary Exhalative (SEDEX) | SEDEX zinc-lead-copper | Cu, Pb, Zn | Ag | Cu, Pb, Zn, Ag | Cave et al., 2020 |  | 702-201208592gal4-11.d | 702-201208592gal4-11.d-1 | underground mine, open pit |  |  |  |  | ore material | drill core, polished section | drill core | mineral separate | [5 empty] | mineralisation |  |  |  | chalcopyrite, sphalerite, galena | Cu mineralisation stage, Pb-Zn mineralisation stage | replacement, vein infill, stratabound | coarse-grained, medium-grained, fine-grained, stratabound, discordant veins, replacement, infill |  |  |  | pyrite, pyrrhotite, arsenopyrite, siderite, dolomite, calcite, quartz, chlorite, K-feldspar, biotite, apatite, freibergite, tetrahedrite, cobaltite | Resin blocks containing each sample were produced following standard procedures and used for Mineral Liberation Analysis (MLA) mapping and subsequent LA-ICP-MS analyses | LA-ICPMS, EMPA, SEM-EDS | NWR213 solid state 213 nm laser ablation system coupled with an Agilent 7900 quadrupole ICP-MS; Cameca SXFive Electron Microprobe; Quanta600 SEM | Adelaide Microscopy | Ablation was conducted in an atmosphere of He (0.6 L/min) that was mixed with Ar (0.88 L/min) upon leaving the ablation cell; 70 µm diameter spot size with a 25:2 standard sample bracketing approach (2 standards analysed twice every 25 unknowns); MLA maps were acquired using the raster mode with an X-ray spectra collected every 4 µm | STDGL3 (CODES, University of Tasmania; Danyushevsky et al., 2011); GSD-1G | 730 |  | 0.73 | [11 empty] | 11.81 | [5 empty] | 6.21 | [11 empty] | 340 | [9 empty] | 390 | [13 empty] | 0.041 | [29 empty] | 870000 | [15 empty] | 120500 |  | 1074 | [9 empty] | 5.65 | [13 empty] | 182 | [13 empty] | 17.5 |  |  |  |  | 2020 | Cave, B., et al. (2020), Ore Geology Reviews 124, 103647 |  | AUS | Queensland
| Mount Isa Copper Operations, Black Star Mine | No. 5 and No. 9 Pb-Zn orebodies, 650 Cu orebody, 1100 Cu orebody, 3000 Cu orebody | Seafloor hydrothermal | Sedimentary Exhalative (SEDEX) | SEDEX zinc-lead-copper | Cu, Pb, Zn | Ag | Cu, Pb, Zn, Ag | Cave et al., 2020 |  | 707-GSD.d | 707-GSD.d-1 | underground mine, open pit |  |  |  |  | ore material | drill core, polished section | drill core | mineral separate | [5 empty] | mineralisation |  |  |  | chalcopyrite, sphalerite, galena | Cu mineralisation stage, Pb-Zn mineralisation stage | replacement, vein infill, stratabound | coarse-grained, medium-grained, fine-grained, stratabound, discordant veins, replacement, infill |  |  |  | pyrite, pyrrhotite, arsenopyrite, siderite, dolomite, calcite, quartz, chlorite, K-feldspar, biotite, apatite, freibergite, tetrahedrite, cobaltite | Resin blocks containing each sample were produced following standard procedures and used for Mineral Liberation Analysis (MLA) mapping and subsequent LA-ICP-MS analyses | LA-ICPMS, EMPA, SEM-EDS | NWR213 solid state 213 nm laser ablation system coupled with an Agilent 7900 quadrupole ICP-MS; Cameca SXFive Electron Microprobe; Quanta600 SEM | Adelaide Microscopy | Ablation was conducted in an atmosphere of He (0.6 L/min) that was mixed with Ar (0.88 L/min) upon leaving the ablation cell; 70 µm diameter spot size with a 25:2 standard sample bracketing approach (2 standards analysed twice every 25 unknowns); MLA maps were acquired using the raster mode with an X-ray spectra collected every 4 µm | STDGL3 (CODES, University of Tasmania; Danyushevsky et al., 2011); GSD-1G | 812 |  | 0.65 | [11 empty] | 12.21 | [5 empty] | 7.57 | [5 empty] | 0.022 | [5 empty] | 1410 | [9 empty] | 1510 | [13 empty] | 0.075 | [29 empty] | 880800 | [15 empty] | 122000 |  | 1163 |  |  |  | 2.7 | [5 empty] | 5.98 | [7 empty] | 0.34 | [5 empty] | 215.6 | [13 empty] | 42 |  |  |  |  | 2020 | Cave, B., et al. (2020), Ore Geology Reviews 124, 103647 |  | AUS | Queensland
| Mount Isa Copper Operations, Black Star Mine | No. 5 and No. 9 Pb-Zn orebodies, 650 Cu orebody, 1100 Cu orebody, 3000 Cu orebody | Seafloor hydrothermal | Sedimentary Exhalative (SEDEX) | SEDEX zinc-lead-copper | Cu, Pb, Zn | Ag | Cu, Pb, Zn, Ag | Cave et al., 2020 |  | 708-201208592gal4-13.d | 708-201208592gal4-13.d-1 | underground mine, open pit |  |  |  |  | ore material | drill core, polished section | drill core | mineral separate | [5 empty] | mineralisation |  |  |  | chalcopyrite, sphalerite, galena | Cu mineralisation stage, Pb-Zn mineralisation stage | replacement, vein infill, stratabound | coarse-grained, medium-grained, fine-grained, stratabound, discordant veins, replacement, infill |  |  |  | pyrite, pyrrhotite, arsenopyrite, siderite, dolomite, calcite, quartz, chlorite, K-feldspar, biotite, apatite, freibergite, tetrahedrite, cobaltite | Resin blocks containing each sample were produced following standard procedures and used for Mineral Liberation Analysis (MLA) mapping and subsequent LA-ICP-MS analyses | LA-ICPMS, EMPA, SEM-EDS | NWR213 solid state 213 nm laser ablation system coupled with an Agilent 7900 quadrupole ICP-MS; Cameca SXFive Electron Microprobe; Quanta600 SEM | Adelaide Microscopy | Ablation was conducted in an atmosphere of He (0.6 L/min) that was mixed with Ar (0.88 L/min) upon leaving the ablation cell; 70 µm diameter spot size with a 25:2 standard sample bracketing approach (2 standards analysed twice every 25 unknowns); MLA maps were acquired using the raster mode with an X-ray spectra collected every 4 µm | STDGL3 (CODES, University of Tasmania; Danyushevsky et al., 2011); GSD-1G | 820 | [13 empty] | 11.93 | [5 empty] | 6.45 | [5 empty] | 0.025 | [5 empty] | 3400 | [9 empty] | 2020 | [13 empty] | 0.107 | [23 empty] | 0.07 | [5 empty] | 876300 | [15 empty] | 124600 |  | 1185 |  |  |  | 2.2 | [5 empty] | 5.97 | [7 empty] | 0.37 | [5 empty] | 222.2 | [13 empty] | 27.7 |  |  |  |  | 2020 | Cave, B., et al. (2020), Ore Geology Reviews 124, 103647 |  | AUS | Queensland
| Mount Isa Copper Operations, Black Star Mine | No. 5 and No. 9 Pb-Zn orebodies, 650 Cu orebody, 1100 Cu orebody, 3000 Cu orebody | Seafloor hydrothermal | Sedimentary Exhalative (SEDEX) | SEDEX zinc-lead-copper | Cu, Pb, Zn | Ag | Cu, Pb, Zn, Ag | Cave et al., 2020 |  | 709-201208592gal4-14.d | 709-201208592gal4-14.d-1 | underground mine, open pit |  |  |  |  | ore material | drill core, polished section | drill core | mineral separate | [5 empty] | mineralisation |  |  |  | chalcopyrite, sphalerite, galena | Cu mineralisation stage, Pb-Zn mineralisation stage | replacement, vein infill, stratabound | coarse-grained, medium-grained, fine-grained, stratabound, discordant veins, replacement, infill |  |  |  | pyrite, pyrrhotite, arsenopyrite, siderite, dolomite, calcite, quartz, chlorite, K-feldspar, biotite, apatite, freibergite, tetrahedrite, cobaltite | Resin blocks containing each sample were produced following standard procedures and used for Mineral Liberation Analysis (MLA) mapping and subsequent LA-ICP-MS analyses | LA-ICPMS, EMPA, SEM-EDS | NWR213 solid state 213 nm laser ablation system coupled with an Agilent 7900 quadrupole ICP-MS; Cameca SXFive Electron Microprobe; Quanta600 SEM | Adelaide Microscopy | Ablation was conducted in an atmosphere of He (0.6 L/min) that was mixed with Ar (0.88 L/min) upon leaving the ablation cell; 70 µm diameter spot size with a 25:2 standard sample bracketing approach (2 standards analysed twice every 25 unknowns); MLA maps were acquired using the raster mode with an X-ray spectra collected every 4 µm | STDGL3 (CODES, University of Tasmania; Danyushevsky et al., 2011); GSD-1G | 796 |  | 0.71 | [11 empty] | 12.12 | [5 empty] | 6.89 | [5 empty] | 0.036 | [5 empty] | 1240 | [9 empty] | 900 | [5 empty] | 0.2 | [31 empty] | 0.075 | [5 empty] | 877200 | [15 empty] | 125100 |  | 1165 |  |  |  | 1.87 | [5 empty] | 6.05 | [7 empty] | 0.44 | [5 empty] | 207.3 | [13 empty] | 6 |  |  |  |  | 2020 | Cave, B., et al. (2020), Ore Geology Reviews 124, 103647 |  | AUS | Queensland
| Mount Isa Copper Operations, Black Star Mine | No. 5 and No. 9 Pb-Zn orebodies, 650 Cu orebody, 1100 Cu orebody, 3000 Cu orebody | Seafloor hydrothermal | Sedimentary Exhalative (SEDEX) | SEDEX zinc-lead-copper | Cu, Pb, Zn | Ag | Cu, Pb, Zn, Ag | Cave et al., 2020 |  | 710-201208592gal4-15.d | 710-201208592gal4-15.d-1 | underground mine, open pit |  |  |  |  | ore material | drill core, polished section | drill core | mineral separate | [5 empty] | mineralisation |  |  |  | chalcopyrite, sphalerite, galena | Cu mineralisation stage, Pb-Zn mineralisation stage | replacement, vein infill, stratabound | coarse-grained, medium-grained, fine-grained, stratabound, discordant veins, replacement, infill |  |  |  | pyrite, pyrrhotite, arsenopyrite, siderite, dolomite, calcite, quartz, chlorite, K-feldspar, biotite, apatite, freibergite, tetrahedrite, cobaltite | Resin blocks containing each sample were produced following standard procedures and used for Mineral Liberation Analysis (MLA) mapping and subsequent LA-ICP-MS analyses | LA-ICPMS, EMPA, SEM-EDS | NWR213 solid state 213 nm laser ablation system coupled with an Agilent 7900 quadrupole ICP-MS; Cameca SXFive Electron Microprobe; Quanta600 SEM | Adelaide Microscopy | Ablation was conducted in an atmosphere of He (0.6 L/min) that was mixed with Ar (0.88 L/min) upon leaving the ablation cell; 70 µm diameter spot size with a 25:2 standard sample bracketing approach (2 standards analysed twice every 25 unknowns); MLA maps were acquired using the raster mode with an X-ray spectra collected every 4 µm | STDGL3 (CODES, University of Tasmania; Danyushevsky et al., 2011); GSD-1G | 754 | [13 empty] | 11.94 | [5 empty] | 7.22 | [11 empty] | 8500 | [9 empty] | 5800 | [5 empty] | 0.15 | [7 empty] | 0.212 | [23 empty] | 0.058 | [5 empty] | 874000 | [15 empty] | 136100 |  | 1119 |  |  |  | 1.89 | [5 empty] | 6.58 | [7 empty] | 0.43 | [5 empty] | 208.4 | [13 empty] | 15.2 |  |  |  |  | 2020 | Cave, B., et al. (2020), Ore Geology Reviews 124, 103647 |  | AUS | Queensland
| Mount Isa Copper Operations, Black Star Mine | No. 5 and No. 9 Pb-Zn orebodies, 650 Cu orebody, 1100 Cu orebody, 3000 Cu orebody | Seafloor hydrothermal | Sedimentary Exhalative (SEDEX) | SEDEX zinc-lead-copper | Cu, Pb, Zn | Ag | Cu, Pb, Zn, Ag | Cave et al., 2020 |  | 712-201208592gal4-17.d | 712-201208592gal4-17.d-1 | underground mine, open pit |  |  |  |  | ore material | drill core, polished section | drill core | mineral separate | [5 empty] | mineralisation |  |  |  | chalcopyrite, sphalerite, galena | Cu mineralisation stage, Pb-Zn mineralisation stage | replacement, vein infill, stratabound | coarse-grained, medium-grained, fine-grained, stratabound, discordant veins, replacement, infill |  |  |  | pyrite, pyrrhotite, arsenopyrite, siderite, dolomite, calcite, quartz, chlorite, K-feldspar, biotite, apatite, freibergite, tetrahedrite, cobaltite | Resin blocks containing each sample were produced following standard procedures and used for Mineral Liberation Analysis (MLA) mapping and subsequent LA-ICP-MS analyses | LA-ICPMS, EMPA, SEM-EDS | NWR213 solid state 213 nm laser ablation system coupled with an Agilent 7900 quadrupole ICP-MS; Cameca SXFive Electron Microprobe; Quanta600 SEM | Adelaide Microscopy | Ablation was conducted in an atmosphere of He (0.6 L/min) that was mixed with Ar (0.88 L/min) upon leaving the ablation cell; 70 µm diameter spot size with a 25:2 standard sample bracketing approach (2 standards analysed twice every 25 unknowns); MLA maps were acquired using the raster mode with an X-ray spectra collected every 4 µm | STDGL3 (CODES, University of Tasmania; Danyushevsky et al., 2011); GSD-1G | 763.7 |  | 1.6 | [11 empty] | 11.59 | [5 empty] | 6.07 | [5 empty] | 0.029 | [5 empty] | 2500 | [9 empty] | 3800 | [13 empty] | 0.114 | [23 empty] | 0.11 | [5 empty] | 882000 | [15 empty] | 128500 |  | 1137 | [9 empty] | 6.35 | [13 empty] | 222.3 | [13 empty] | 9.8 |  |  |  |  | 2020 | Cave, B., et al. (2020), Ore Geology Reviews 124, 103647 |  | AUS | Queensland
| Mount Isa Copper Operations, Black Star Mine | No. 5 and No. 9 Pb-Zn orebodies, 650 Cu orebody, 1100 Cu orebody, 3000 Cu orebody | Seafloor hydrothermal | Sedimentary Exhalative (SEDEX) | SEDEX zinc-lead-copper | Cu, Pb, Zn | Ag | Cu, Pb, Zn, Ag | Cave et al., 2020 |  | 715-201208592gal4-20.d | 715-201208592gal4-20.d-1 | underground mine, open pit |  |  |  |  | ore material | drill core, polished section | drill core | mineral separate | [5 empty] | mineralisation |  |  |  | chalcopyrite, sphalerite, galena | Cu mineralisation stage, Pb-Zn mineralisation stage | replacement, vein infill, stratabound | coarse-grained, medium-grained, fine-grained, stratabound, discordant veins, replacement, infill |  |  |  | pyrite, pyrrhotite, arsenopyrite, siderite, dolomite, calcite, quartz, chlorite, K-feldspar, biotite, apatite, freibergite, tetrahedrite, cobaltite | Resin blocks containing each sample were produced following standard procedures and used for Mineral Liberation Analysis (MLA) mapping and subsequent LA-ICP-MS analyses | LA-ICPMS, EMPA, SEM-EDS | NWR213 solid state 213 nm laser ablation system coupled with an Agilent 7900 quadrupole ICP-MS; Cameca SXFive Electron Microprobe; Quanta600 SEM | Adelaide Microscopy | Ablation was conducted in an atmosphere of He (0.6 L/min) that was mixed with Ar (0.88 L/min) upon leaving the ablation cell; 70 µm diameter spot size with a 25:2 standard sample bracketing approach (2 standards analysed twice every 25 unknowns); MLA maps were acquired using the raster mode with an X-ray spectra collected every 4 µm | STDGL3 (CODES, University of Tasmania; Danyushevsky et al., 2011); GSD-1G | 687.5 | [13 empty] | 11.87 | [5 empty] | 6.24 | [11 empty] | 1050 | [9 empty] | 970 | [13 empty] | 0.073 | [29 empty] | 872200 | [15 empty] | 124900 |  | 1036 |  |  |  | 2.3 | [5 empty] | 5.8 | [7 empty] | 0.35 | [5 empty] | 183.8 | [13 empty] | 6.5 |  |  |  |  | 2020 | Cave, B., et al. (2020), Ore Geology Reviews 124, 103647 |  | AUS | Queensland
| Mount Isa Copper Operations, Black Star Mine | No. 5 and No. 9 Pb-Zn orebodies, 650 Cu orebody, 1100 Cu orebody, 3000 Cu orebody | Seafloor hydrothermal | Sedimentary Exhalative (SEDEX) | SEDEX zinc-lead-copper | Cu, Pb, Zn | Ag | Cu, Pb, Zn, Ag | Cave et al., 2020 |  | 716-201208592gal4-21.d | 716-201208592gal4-21.d-1 | underground mine, open pit |  |  |  |  | ore material | drill core, polished section | drill core | mineral separate | [5 empty] | mineralisation |  |  |  | chalcopyrite, sphalerite, galena | Cu mineralisation stage, Pb-Zn mineralisation stage | replacement, vein infill, stratabound | coarse-grained, medium-grained, fine-grained, stratabound, discordant veins, replacement, infill |  |  |  | pyrite, pyrrhotite, arsenopyrite, siderite, dolomite, calcite, quartz, chlorite, K-feldspar, biotite, apatite, freibergite, tetrahedrite, cobaltite | Resin blocks containing each sample were produced following standard procedures and used for Mineral Liberation Analysis (MLA) mapping and subsequent LA-ICP-MS analyses | LA-ICPMS, EMPA, SEM-EDS | NWR213 solid state 213 nm laser ablation system coupled with an Agilent 7900 quadrupole ICP-MS; Cameca SXFive Electron Microprobe; Quanta600 SEM | Adelaide Microscopy | Ablation was conducted in an atmosphere of He (0.6 L/min) that was mixed with Ar (0.88 L/min) upon leaving the ablation cell; 70 µm diameter spot size with a 25:2 standard sample bracketing approach (2 standards analysed twice every 25 unknowns); MLA maps were acquired using the raster mode with an X-ray spectra collected every 4 µm | STDGL3 (CODES, University of Tasmania; Danyushevsky et al., 2011); GSD-1G | 725 |  | 1.02 | [11 empty] | 11.81 | [5 empty] | 7.27 | [5 empty] | 0.025 | [5 empty] | 5700 | [9 empty] | 5000 | [5 empty] | 0.22 | [7 empty] | 0.148 | [29 empty] | 879900 | [15 empty] | 131900 |  | 1059 |  |  |  | 1.78 | [5 empty] | 6.02 | [7 empty] | 0.31 | [5 empty] | 166.7 | [13 empty] | 27 |  |  |  |  | 2020 | Cave, B., et al. (2020), Ore Geology Reviews 124, 103647 |  | AUS | Queensland
| Mount Isa Copper Operations, Black Star Mine | No. 5 and No. 9 Pb-Zn orebodies, 650 Cu orebody, 1100 Cu orebody, 3000 Cu orebody | Seafloor hydrothermal | Sedimentary Exhalative (SEDEX) | SEDEX zinc-lead-copper | Cu, Pb, Zn | Ag | Cu, Pb, Zn, Ag | Cave et al., 2020 |  | 720-201208592gal4-25.d | 720-201208592gal4-25.d-1 | underground mine, open pit |  |  |  |  | ore material | drill core, polished section | drill core | mineral separate | [5 empty] | mineralisation |  |  |  | chalcopyrite, sphalerite, galena | Cu mineralisation stage, Pb-Zn mineralisation stage | replacement, vein infill, stratabound | coarse-grained, medium-grained, fine-grained, stratabound, discordant veins, replacement, infill |  |  |  | pyrite, pyrrhotite, arsenopyrite, siderite, dolomite, calcite, quartz, chlorite, K-feldspar, biotite, apatite, freibergite, tetrahedrite, cobaltite | Resin blocks containing each sample were produced following standard procedures and used for Mineral Liberation Analysis (MLA) mapping and subsequent LA-ICP-MS analyses | LA-ICPMS, EMPA, SEM-EDS | NWR213 solid state 213 nm laser ablation system coupled with an Agilent 7900 quadrupole ICP-MS; Cameca SXFive Electron Microprobe; Quanta600 SEM | Adelaide Microscopy | Ablation was conducted in an atmosphere of He (0.6 L/min) that was mixed with Ar (0.88 L/min) upon leaving the ablation cell; 70 µm diameter spot size with a 25:2 standard sample bracketing approach (2 standards analysed twice every 25 unknowns); MLA maps were acquired using the raster mode with an X-ray spectra collected every 4 µm | STDGL3 (CODES, University of Tasmania; Danyushevsky et al., 2011); GSD-1G | 746 |  | 0.52 | [11 empty] | 11.88 | [5 empty] | 9.4 | [5 empty] | 0.042 | [5 empty] | 152 | [9 empty] | 230 | [13 empty] | 0.073 | [29 empty] | 875000 | [15 empty] | 124500 |  | 1091 |  |  |  | 3.6 | [5 empty] | 5.41 | [13 empty] | 180.4 | [13 empty] | 390 |  |  |  |  | 2020 | Cave, B., et al. (2020), Ore Geology Reviews 124, 103647 |  | AUS | Queensland
| Mount Isa Copper Operations, Black Star Mine | No. 5 and No. 9 Pb-Zn orebodies, 650 Cu orebody, 1100 Cu orebody, 3000 Cu orebody | Seafloor hydrothermal | Sedimentary Exhalative (SEDEX) | SEDEX zinc-lead-copper | Cu, Pb, Zn | Ag | Cu, Pb, Zn, Ag | Cave et al., 2020 |  | 721-201208592gal4-26.d | 721-201208592gal4-26.d-1 | underground mine, open pit |  |  |  |  | ore material | drill core, polished section | drill core | mineral separate | [5 empty] | mineralisation |  |  |  | chalcopyrite, sphalerite, galena | Cu mineralisation stage, Pb-Zn mineralisation stage | replacement, vein infill, stratabound | coarse-grained, medium-grained, fine-grained, stratabound, discordant veins, replacement, infill |  |  |  | pyrite, pyrrhotite, arsenopyrite, siderite, dolomite, calcite, quartz, chlorite, K-feldspar, biotite, apatite, freibergite, tetrahedrite, cobaltite | Resin blocks containing each sample were produced following standard procedures and used for Mineral Liberation Analysis (MLA) mapping and subsequent LA-ICP-MS analyses | LA-ICPMS, EMPA, SEM-EDS | NWR213 solid state 213 nm laser ablation system coupled with an Agilent 7900 quadrupole ICP-MS; Cameca SXFive Electron Microprobe; Quanta600 SEM | Adelaide Microscopy | Ablation was conducted in an atmosphere of He (0.6 L/min) that was mixed with Ar (0.88 L/min) upon leaving the ablation cell; 70 µm diameter spot size with a 25:2 standard sample bracketing approach (2 standards analysed twice every 25 unknowns); MLA maps were acquired using the raster mode with an X-ray spectra collected every 4 µm | STDGL3 (CODES, University of Tasmania; Danyushevsky et al., 2011); GSD-1G | 755.8 | [13 empty] | 11.91 | [5 empty] | 7.28 | [5 empty] | 0.039 | [5 empty] | 13600 | [9 empty] | 11100 |  | 9.8 |  |  |  | 0.28 | [7 empty] | 0.386 | [23 empty] | 0.105 | [5 empty] | 879500 | [15 empty] | 144100 |  | 1110.6 |  |  |  | 2 | [5 empty] | 6.43 | [13 empty] | 190.4 | [13 empty] | 25.6 |  |  |  |  | 2020 | Cave, B., et al. (2020), Ore Geology Reviews 124, 103647 |  | AUS | Queensland
| Mount Isa Copper Operations, Black Star Mine | No. 5 and No. 9 Pb-Zn orebodies, 650 Cu orebody, 1100 Cu orebody, 3000 Cu orebody | Seafloor hydrothermal | Sedimentary Exhalative (SEDEX) | SEDEX zinc-lead-copper | Cu, Pb, Zn | Ag | Cu, Pb, Zn, Ag | Cave et al., 2020 |  | 722-201208592gal4-27.d | 722-201208592gal4-27.d-1 | underground mine, open pit |  |  |  |  | ore material | drill core, polished section | drill core | mineral separate | [5 empty] | mineralisation |  |  |  | chalcopyrite, sphalerite, galena | Cu mineralisation stage, Pb-Zn mineralisation stage | replacement, vein infill, stratabound | coarse-grained, medium-grained, fine-grained, stratabound, discordant veins, replacement, infill |  |  |  | pyrite, pyrrhotite, arsenopyrite, siderite, dolomite, calcite, quartz, chlorite, K-feldspar, biotite, apatite, freibergite, tetrahedrite, cobaltite | Resin blocks containing each sample were produced following standard procedures and used for Mineral Liberation Analysis (MLA) mapping and subsequent LA-ICP-MS analyses | LA-ICPMS, EMPA, SEM-EDS | NWR213 solid state 213 nm laser ablation system coupled with an Agilent 7900 quadrupole ICP-MS; Cameca SXFive Electron Microprobe; Quanta600 SEM | Adelaide Microscopy | Ablation was conducted in an atmosphere of He (0.6 L/min) that was mixed with Ar (0.88 L/min) upon leaving the ablation cell; 70 µm diameter spot size with a 25:2 standard sample bracketing approach (2 standards analysed twice every 25 unknowns); MLA maps were acquired using the raster mode with an X-ray spectra collected every 4 µm | STDGL3 (CODES, University of Tasmania; Danyushevsky et al., 2011); GSD-1G | 830.9 | [13 empty] | 11.79 | [5 empty] | 7.4 | [11 empty] | 29 | [9 empty] | 12.6 | [37 empty] | 0.112 | [5 empty] | 878700 | [15 empty] | 123700 |  | 1179 |  |  |  | 2.5 | [5 empty] | 4.84 | [7 empty] | 0.5 | [5 empty] | 168.9 | [13 empty] | 31 |  |  |  |  | 2020 | Cave, B., et al. (2020), Ore Geology Reviews 124, 103647 |  | AUS | Queensland
| Mount Isa Copper Operations, Black Star Mine | No. 5 and No. 9 Pb-Zn orebodies, 650 Cu orebody, 1100 Cu orebody, 3000 Cu orebody | Seafloor hydrothermal | Sedimentary Exhalative (SEDEX) | SEDEX zinc-lead-copper | Cu, Pb, Zn | Ag | Cu, Pb, Zn, Ag | Cave et al., 2020 |  | 723-201208592gal4-28.d | 723-201208592gal4-28.d-1 | underground mine, open pit |  |  |  |  | ore material | drill core, polished section | drill core | mineral separate | [5 empty] | mineralisation |  |  |  | chalcopyrite, sphalerite, galena | Cu mineralisation stage, Pb-Zn mineralisation stage | replacement, vein infill, stratabound | coarse-grained, medium-grained, fine-grained, stratabound, discordant veins, replacement, infill |  |  |  | pyrite, pyrrhotite, arsenopyrite, siderite, dolomite, calcite, quartz, chlorite, K-feldspar, biotite, apatite, freibergite, tetrahedrite, cobaltite | Resin blocks containing each sample were produced following standard procedures and used for Mineral Liberation Analysis (MLA) mapping and subsequent LA-ICP-MS analyses | LA-ICPMS, EMPA, SEM-EDS | NWR213 solid state 213 nm laser ablation system coupled with an Agilent 7900 quadrupole ICP-MS; Cameca SXFive Electron Microprobe; Quanta600 SEM | Adelaide Microscopy | Ablation was conducted in an atmosphere of He (0.6 L/min) that was mixed with Ar (0.88 L/min) upon leaving the ablation cell; 70 µm diameter spot size with a 25:2 standard sample bracketing approach (2 standards analysed twice every 25 unknowns); MLA maps were acquired using the raster mode with an X-ray spectra collected every 4 µm | STDGL3 (CODES, University of Tasmania; Danyushevsky et al., 2011); GSD-1G | 732 | [13 empty] | 12.09 | [5 empty] | 6.54 | [11 empty] | 48 | [9 empty] | 59 |  | 5 |  |  |  | 0.12 | [31 empty] | 0.046 | [5 empty] | 879000 | [15 empty] | 123800 |  | 1079 | [9 empty] | 5.86 | [7 empty] | 0.23 | [5 empty] | 181.6 | [13 empty] | 11.6 |  |  |  |  | 2020 | Cave, B., et al. (2020), Ore Geology Reviews 124, 103647 |  | AUS | Queensland
| Mount Isa Copper Operations, Black Star Mine | No. 5 and No. 9 Pb-Zn orebodies, 650 Cu orebody, 1100 Cu orebody, 3000 Cu orebody | Seafloor hydrothermal | Sedimentary Exhalative (SEDEX) | SEDEX zinc-lead-copper | Cu, Pb, Zn | Ag | Cu, Pb, Zn, Ag | Cave et al., 2020 |  | 725-201208592gal4-30.d | 725-201208592gal4-30.d-1 | underground mine, open pit |  |  |  |  | ore material | drill core, polished section | drill core | mineral separate | [5 empty] | mineralisation |  |  |  | chalcopyrite, sphalerite, galena | Cu mineralisation stage, Pb-Zn mineralisation stage | replacement, vein infill, stratabound | coarse-grained, medium-grained, fine-grained, stratabound, discordant veins, replacement, infill |  |  |  | pyrite, pyrrhotite, arsenopyrite, siderite, dolomite, calcite, quartz, chlorite, K-feldspar, biotite, apatite, freibergite, tetrahedrite, cobaltite | Resin blocks containing each sample were produced following standard procedures and used for Mineral Liberation Analysis (MLA) mapping and subsequent LA-ICP-MS analyses | LA-ICPMS, EMPA, SEM-EDS | NWR213 solid state 213 nm laser ablation system coupled with an Agilent 7900 quadrupole ICP-MS; Cameca SXFive Electron Microprobe; Quanta600 SEM | Adelaide Microscopy | Ablation was conducted in an atmosphere of He (0.6 L/min) that was mixed with Ar (0.88 L/min) upon leaving the ablation cell; 70 µm diameter spot size with a 25:2 standard sample bracketing approach (2 standards analysed twice every 25 unknowns); MLA maps were acquired using the raster mode with an X-ray spectra collected every 4 µm | STDGL3 (CODES, University of Tasmania; Danyushevsky et al., 2011); GSD-1G | 705 |  | 2.55 | [11 empty] | 14.16 | [5 empty] | 11.1 | [5 empty] | 0.067 | [5 empty] | 1730 | [9 empty] | 3100 | [13 empty] | 0.223 | [29 empty] | 882000 | [15 empty] | 123100 |  | 1025 |  |  |  | 1.9 | [5 empty] | 4.31 | [7 empty] | 0.65 | [5 empty] | 183.7 | [13 empty] | 1610 |  |  |  |  | 2020 | Cave, B., et al. (2020), Ore Geology Reviews 124, 103647 |  | AUS | Queensland
| Mount Isa Copper Operations, Black Star Mine | No. 5 and No. 9 Pb-Zn orebodies, 650 Cu orebody, 1100 Cu orebody, 3000 Cu orebody | Seafloor hydrothermal | Sedimentary Exhalative (SEDEX) | SEDEX zinc-lead-copper | Cu, Pb, Zn | Ag | Cu, Pb, Zn, Ag | Cave et al., 2020 |  | 734-201208592gal6-5.d | 734-201208592gal6-5.d-1 | underground mine, open pit |  |  |  |  | ore material | drill core, polished section | drill core | mineral separate | [5 empty] | mineralisation |  |  |  | chalcopyrite, sphalerite, galena | Cu mineralisation stage, Pb-Zn mineralisation stage | replacement, vein infill, stratabound | coarse-grained, medium-grained, fine-grained, stratabound, discordant veins, replacement, infill |  |  |  | pyrite, pyrrhotite, arsenopyrite, siderite, dolomite, calcite, quartz, chlorite, K-feldspar, biotite, apatite, freibergite, tetrahedrite, cobaltite | Resin blocks containing each sample were produced following standard procedures and used for Mineral Liberation Analysis (MLA) mapping and subsequent LA-ICP-MS analyses | LA-ICPMS, EMPA, SEM-EDS | NWR213 solid state 213 nm laser ablation system coupled with an Agilent 7900 quadrupole ICP-MS; Cameca SXFive Electron Microprobe; Quanta600 SEM | Adelaide Microscopy | Ablation was conducted in an atmosphere of He (0.6 L/min) that was mixed with Ar (0.88 L/min) upon leaving the ablation cell; 70 µm diameter spot size with a 25:2 standard sample bracketing approach (2 standards analysed twice every 25 unknowns); MLA maps were acquired using the raster mode with an X-ray spectra collected every 4 µm | STDGL3 (CODES, University of Tasmania; Danyushevsky et al., 2011); GSD-1G | 599.1 |  | 92 |  | 0.14 | [9 empty] | 13.65 | [5 empty] | 30.7 | [5 empty] | 0.079 | [5 empty] | 3090 | [9 empty] | 2690 |  | 43 |  |  |  | 0.16 | [7 empty] | 0.46 | [13 empty] | 0.71 | [9 empty] | 0.106 | [5 empty] | 873500 | [15 empty] | 131900 |  | 812 |  |  |  | 1.47 | [5 empty] | 2.43 | [7 empty] | 0.36 | [5 empty] | 46.87 | [13 empty] | 6750 |  |  |  |  | 2020 | Cave, B., et al. (2020), Ore Geology Reviews 124, 103647 |  | AUS | Queensland
| Mount Isa Copper Operations, Black Star Mine | No. 5 and No. 9 Pb-Zn orebodies, 650 Cu orebody, 1100 Cu orebody, 3000 Cu orebody | Seafloor hydrothermal | Sedimentary Exhalative (SEDEX) | SEDEX zinc-lead-copper | Cu, Pb, Zn | Ag | Cu, Pb, Zn, Ag | Cave et al., 2020 |  | 735-201208592gal6-6.d | 735-201208592gal6-6.d-1 | underground mine, open pit |  |  |  |  | ore material | drill core, polished section | drill core | mineral separate | [5 empty] | mineralisation |  |  |  | chalcopyrite, sphalerite, galena | Cu mineralisation stage, Pb-Zn mineralisation stage | replacement, vein infill, stratabound | coarse-grained, medium-grained, fine-grained, stratabound, discordant veins, replacement, infill |  |  |  | pyrite, pyrrhotite, arsenopyrite, siderite, dolomite, calcite, quartz, chlorite, K-feldspar, biotite, apatite, freibergite, tetrahedrite, cobaltite | Resin blocks containing each sample were produced following standard procedures and used for Mineral Liberation Analysis (MLA) mapping and subsequent LA-ICP-MS analyses | LA-ICPMS, EMPA, SEM-EDS | NWR213 solid state 213 nm laser ablation system coupled with an Agilent 7900 quadrupole ICP-MS; Cameca SXFive Electron Microprobe; Quanta600 SEM | Adelaide Microscopy | Ablation was conducted in an atmosphere of He (0.6 L/min) that was mixed with Ar (0.88 L/min) upon leaving the ablation cell; 70 µm diameter spot size with a 25:2 standard sample bracketing approach (2 standards analysed twice every 25 unknowns); MLA maps were acquired using the raster mode with an X-ray spectra collected every 4 µm | STDGL3 (CODES, University of Tasmania; Danyushevsky et al., 2011); GSD-1G | 664.1 |  | 81 | [11 empty] | 14.78 | [5 empty] | 5.58 | [5 empty] | 0.79 | [5 empty] | 17.7 | [9 empty] | 21300 |  | 29 | [25 empty] | 0.29 | [9 empty] | 5.2 | [5 empty] | 873300 | [15 empty] | 147200 |  | 1030 |  |  |  | 3.9 | [5 empty] | 2.98 | [7 empty] | 0.57 | [5 empty] | 230.5 | [13 empty] | 17.8 |  |  |  |  | 2020 | Cave, B., et al. (2020), Ore Geology Reviews 124, 103647 |  | AUS | Queensland
| Mount Isa Copper Operations, Black Star Mine | No. 5 and No. 9 Pb-Zn orebodies, 650 Cu orebody, 1100 Cu orebody, 3000 Cu orebody | Seafloor hydrothermal | Sedimentary Exhalative (SEDEX) | SEDEX zinc-lead-copper | Cu, Pb, Zn | Ag | Cu, Pb, Zn, Ag | Cave et al., 2020 |  | 736-201208592gal6-7.d | 736-201208592gal6-7.d-1 | underground mine, open pit |  |  |  |  | ore material | drill core, polished section | drill core | mineral separate | [5 empty] | mineralisation |  |  |  | chalcopyrite, sphalerite, galena | Cu mineralisation stage, Pb-Zn mineralisation stage | replacement, vein infill, stratabound | coarse-grained, medium-grained, fine-grained, stratabound, discordant veins, replacement, infill |  |  |  | pyrite, pyrrhotite, arsenopyrite, siderite, dolomite, calcite, quartz, chlorite, K-feldspar, biotite, apatite, freibergite, tetrahedrite, cobaltite | Resin blocks containing each sample were produced following standard procedures and used for Mineral Liberation Analysis (MLA) mapping and subsequent LA-ICP-MS analyses | LA-ICPMS, EMPA, SEM-EDS | NWR213 solid state 213 nm laser ablation system coupled with an Agilent 7900 quadrupole ICP-MS; Cameca SXFive Electron Microprobe; Quanta600 SEM | Adelaide Microscopy | Ablation was conducted in an atmosphere of He (0.6 L/min) that was mixed with Ar (0.88 L/min) upon leaving the ablation cell; 70 µm diameter spot size with a 25:2 standard sample bracketing approach (2 standards analysed twice every 25 unknowns); MLA maps were acquired using the raster mode with an X-ray spectra collected every 4 µm | STDGL3 (CODES, University of Tasmania; Danyushevsky et al., 2011); GSD-1G | 686.2 |  | 3.5 |  | 2.4 | [9 empty] | 14.83 | [5 empty] | 5.62 | [5 empty] | 0.97 | [5 empty] | 0.3 | [9 empty] | 300 | [27 empty] | 0.17 | [9 empty] | 0.45 | [5 empty] | 873500 | [15 empty] | 125300 |  | 1052 |  |  |  | 2 | [5 empty] | 3.02 | [7 empty] | 0.29 | [5 empty] | 238.5 | [13 empty] | 19 |  |  |  |  | 2020 | Cave, B., et al. (2020), Ore Geology Reviews 124, 103647 |  | AUS | Queensland
| Mount Isa Copper Operations, Black Star Mine | No. 5 and No. 9 Pb-Zn orebodies, 650 Cu orebody, 1100 Cu orebody, 3000 Cu orebody | Seafloor hydrothermal | Sedimentary Exhalative (SEDEX) | SEDEX zinc-lead-copper | Cu, Pb, Zn | Ag | Cu, Pb, Zn, Ag | Cave et al., 2020 |  | 737-201208592gal6-8.d | 737-201208592gal6-8.d-1 | underground mine, open pit |  |  |  |  | ore material | drill core, polished section | drill core | mineral separate | [5 empty] | mineralisation |  |  |  | chalcopyrite, sphalerite, galena | Cu mineralisation stage, Pb-Zn mineralisation stage | replacement, vein infill, stratabound | coarse-grained, medium-grained, fine-grained, stratabound, discordant veins, replacement, infill |  |  |  | pyrite, pyrrhotite, arsenopyrite, siderite, dolomite, calcite, quartz, chlorite, K-feldspar, biotite, apatite, freibergite, tetrahedrite, cobaltite | Resin blocks containing each sample were produced following standard procedures and used for Mineral Liberation Analysis (MLA) mapping and subsequent LA-ICP-MS analyses | LA-ICPMS, EMPA, SEM-EDS | NWR213 solid state 213 nm laser ablation system coupled with an Agilent 7900 quadrupole ICP-MS; Cameca SXFive Electron Microprobe; Quanta600 SEM | Adelaide Microscopy | Ablation was conducted in an atmosphere of He (0.6 L/min) that was mixed with Ar (0.88 L/min) upon leaving the ablation cell; 70 µm diameter spot size with a 25:2 standard sample bracketing approach (2 standards analysed twice every 25 unknowns); MLA maps were acquired using the raster mode with an X-ray spectra collected every 4 µm | STDGL3 (CODES, University of Tasmania; Danyushevsky et al., 2011); GSD-1G | 669 |  | 3.16 | [11 empty] | 14.61 | [5 empty] | 49 | [5 empty] | 0.134 | [5 empty] | 34 | [9 empty] | 588 |  | 8.1 | [11 empty] | 0.564 | [13 empty] | 0.202 | [15 empty] | 868300 | [15 empty] | 133000 |  | 1030 |  |  |  | 2.9 | [5 empty] | 2.84 | [7 empty] | 0.36 | [5 empty] | 220.9 | [13 empty] | 11840 |  |  |  |  | 2020 | Cave, B., et al. (2020), Ore Geology Reviews 124, 103647 |  | AUS | Queensland
| Mount Isa Copper Operations, Black Star Mine | No. 5 and No. 9 Pb-Zn orebodies, 650 Cu orebody, 1100 Cu orebody, 3000 Cu orebody | Seafloor hydrothermal | Sedimentary Exhalative (SEDEX) | SEDEX zinc-lead-copper | Cu, Pb, Zn | Ag | Cu, Pb, Zn, Ag | Cave et al., 2020 |  | 738-201208592gal6-9.d | 738-201208592gal6-9.d-1 | underground mine, open pit |  |  |  |  | ore material | drill core, polished section | drill core | mineral separate | [5 empty] | mineralisation |  |  |  | chalcopyrite, sphalerite, galena | Cu mineralisation stage, Pb-Zn mineralisation stage | replacement, vein infill, stratabound | coarse-grained, medium-grained, fine-grained, stratabound, discordant veins, replacement, infill |  |  |  | pyrite, pyrrhotite, arsenopyrite, siderite, dolomite, calcite, quartz, chlorite, K-feldspar, biotite, apatite, freibergite, tetrahedrite, cobaltite | Resin blocks containing each sample were produced following standard procedures and used for Mineral Liberation Analysis (MLA) mapping and subsequent LA-ICP-MS analyses | LA-ICPMS, EMPA, SEM-EDS | NWR213 solid state 213 nm laser ablation system coupled with an Agilent 7900 quadrupole ICP-MS; Cameca SXFive Electron Microprobe; Quanta600 SEM | Adelaide Microscopy | Ablation was conducted in an atmosphere of He (0.6 L/min) that was mixed with Ar (0.88 L/min) upon leaving the ablation cell; 70 µm diameter spot size with a 25:2 standard sample bracketing approach (2 standards analysed twice every 25 unknowns); MLA maps were acquired using the raster mode with an X-ray spectra collected every 4 µm | STDGL3 (CODES, University of Tasmania; Danyushevsky et al., 2011); GSD-1G | 657.7 |  | 6.5 |  | 0.36 | [9 empty] | 14.32 | [5 empty] | 9.6 | [5 empty] | 0.061 | [5 empty] | 71 | [9 empty] | 158 |  | 4.4 | [11 empty] | 0.09 | [13 empty] | 0.4 | [9 empty] | 0.07 | [5 empty] | 864000 | [15 empty] | 126400 |  | 1001 |  |  |  | 3.3 | [5 empty] | 2.96 | [7 empty] | 0.5 | [5 empty] | 203.3 | [13 empty] | 1310 |  |  |  |  | 2020 | Cave, B., et al. (2020), Ore Geology Reviews 124, 103647 |  | AUS | Queensland
| Mount Isa Copper Operations, Black Star Mine | No. 5 and No. 9 Pb-Zn orebodies, 650 Cu orebody, 1100 Cu orebody, 3000 Cu orebody | Seafloor hydrothermal | Sedimentary Exhalative (SEDEX) | SEDEX zinc-lead-copper | Cu, Pb, Zn | Ag | Cu, Pb, Zn, Ag | Cave et al., 2020 |  | 741-201208592gal6-12.d | 741-201208592gal6-12.d-1 | underground mine, open pit |  |  |  |  | ore material | drill core, polished section | drill core | mineral separate | [5 empty] | mineralisation |  |  |  | chalcopyrite, sphalerite, galena | Cu mineralisation stage, Pb-Zn mineralisation stage | replacement, vein infill, stratabound | coarse-grained, medium-grained, fine-grained, stratabound, discordant veins, replacement, infill |  |  |  | pyrite, pyrrhotite, arsenopyrite, siderite, dolomite, calcite, quartz, chlorite, K-feldspar, biotite, apatite, freibergite, tetrahedrite, cobaltite | Resin blocks containing each sample were produced following standard procedures and used for Mineral Liberation Analysis (MLA) mapping and subsequent LA-ICP-MS analyses | LA-ICPMS, EMPA, SEM-EDS | NWR213 solid state 213 nm laser ablation system coupled with an Agilent 7900 quadrupole ICP-MS; Cameca SXFive Electron Microprobe; Quanta600 SEM | Adelaide Microscopy | Ablation was conducted in an atmosphere of He (0.6 L/min) that was mixed with Ar (0.88 L/min) upon leaving the ablation cell; 70 µm diameter spot size with a 25:2 standard sample bracketing approach (2 standards analysed twice every 25 unknowns); MLA maps were acquired using the raster mode with an X-ray spectra collected every 4 µm | STDGL3 (CODES, University of Tasmania; Danyushevsky et al., 2011); GSD-1G | 618 |  | 78 | [11 empty] | 16.3 | [5 empty] | 4.21 | [5 empty] | 0.02 | [5 empty] | 0.54 | [9 empty] | 9.4 |  | 10.9 | [35 empty] | 0.123 | [5 empty] | 871000 | [15 empty] | 127300 |  | 865 |  |  |  | 3.8 | [5 empty] | 2.29 | [7 empty] | 0.51 | [5 empty] | 67.7 | [13 empty] | 2 |  |  |  |  | 2020 | Cave, B., et al. (2020), Ore Geology Reviews 124, 103647 |  | AUS | Queensland
| Mount Isa Copper Operations, Black Star Mine | No. 5 and No. 9 Pb-Zn orebodies, 650 Cu orebody, 1100 Cu orebody, 3000 Cu orebody | Seafloor hydrothermal | Sedimentary Exhalative (SEDEX) | SEDEX zinc-lead-copper | Cu, Pb, Zn | Ag | Cu, Pb, Zn, Ag | Cave et al., 2020 |  | 742-201208592gal6-13.d | 742-201208592gal6-13.d-1 | underground mine, open pit |  |  |  |  | ore material | drill core, polished section | drill core | mineral separate | [5 empty] | mineralisation |  |  |  | chalcopyrite, sphalerite, galena | Cu mineralisation stage, Pb-Zn mineralisation stage | replacement, vein infill, stratabound | coarse-grained, medium-grained, fine-grained, stratabound, discordant veins, replacement, infill |  |  |  | pyrite, pyrrhotite, arsenopyrite, siderite, dolomite, calcite, quartz, chlorite, K-feldspar, biotite, apatite, freibergite, tetrahedrite, cobaltite | Resin blocks containing each sample were produced following standard procedures and used for Mineral Liberation Analysis (MLA) mapping and subsequent LA-ICP-MS analyses | LA-ICPMS, EMPA, SEM-EDS | NWR213 solid state 213 nm laser ablation system coupled with an Agilent 7900 quadrupole ICP-MS; Cameca SXFive Electron Microprobe; Quanta600 SEM | Adelaide Microscopy | Ablation was conducted in an atmosphere of He (0.6 L/min) that was mixed with Ar (0.88 L/min) upon leaving the ablation cell; 70 µm diameter spot size with a 25:2 standard sample bracketing approach (2 standards analysed twice every 25 unknowns); MLA maps were acquired using the raster mode with an X-ray spectra collected every 4 µm | STDGL3 (CODES, University of Tasmania; Danyushevsky et al., 2011); GSD-1G | 709 |  | 11.1 | [11 empty] | 16.15 | [5 empty] | 4.74 | [5 empty] | 0.026 | [15 empty] | 4.1 |  | 20.5 | [35 empty] | 0.037 | [5 empty] | 872300 | [15 empty] | 128900 |  | 990 |  |  |  | 2.99 | [5 empty] | 2.7 | [7 empty] | 0.49 | [5 empty] | 118.9 | [13 empty] | 1.03 |  |  |  |  | 2020 | Cave, B., et al. (2020), Ore Geology Reviews 124, 103647 |  | AUS | Queensland
| Mount Isa Copper Operations, Black Star Mine | No. 5 and No. 9 Pb-Zn orebodies, 650 Cu orebody, 1100 Cu orebody, 3000 Cu orebody | Seafloor hydrothermal | Sedimentary Exhalative (SEDEX) | SEDEX zinc-lead-copper | Cu, Pb, Zn | Ag | Cu, Pb, Zn, Ag | Cave et al., 2020 |  | 743-201208592gal6-14.d | 743-201208592gal6-14.d-1 | underground mine, open pit |  |  |  |  | ore material | drill core, polished section | drill core | mineral separate | [5 empty] | mineralisation |  |  |  | chalcopyrite, sphalerite, galena | Cu mineralisation stage, Pb-Zn mineralisation stage | replacement, vein infill, stratabound | coarse-grained, medium-grained, fine-grained, stratabound, discordant veins, replacement, infill |  |  |  | pyrite, pyrrhotite, arsenopyrite, siderite, dolomite, calcite, quartz, chlorite, K-feldspar, biotite, apatite, freibergite, tetrahedrite, cobaltite | Resin blocks containing each sample were produced following standard procedures and used for Mineral Liberation Analysis (MLA) mapping and subsequent LA-ICP-MS analyses | LA-ICPMS, EMPA, SEM-EDS | NWR213 solid state 213 nm laser ablation system coupled with an Agilent 7900 quadrupole ICP-MS; Cameca SXFive Electron Microprobe; Quanta600 SEM | Adelaide Microscopy | Ablation was conducted in an atmosphere of He (0.6 L/min) that was mixed with Ar (0.88 L/min) upon leaving the ablation cell; 70 µm diameter spot size with a 25:2 standard sample bracketing approach (2 standards analysed twice every 25 unknowns); MLA maps were acquired using the raster mode with an X-ray spectra collected every 4 µm | STDGL3 (CODES, University of Tasmania; Danyushevsky et al., 2011); GSD-1G | 678 |  | 223 | [11 empty] | 16.22 | [5 empty] | 4.86 | [5 empty] | 0.017 | [5 empty] | 0.28 | [9 empty] | 60 |  | 61 | [35 empty] | 0.073 | [5 empty] | 873800 | [15 empty] | 125000 |  | 951 |  |  |  | 1.5 | [5 empty] | 2.31 | [7 empty] | 0.43 | [5 empty] | 101 | [18 empty] | 2020 | Cave, B., et al. (2020), Ore Geology Reviews 124, 103647 |  | AUS | Queensland
| Mount Isa Copper Operations, Black Star Mine | No. 5 and No. 9 Pb-Zn orebodies, 650 Cu orebody, 1100 Cu orebody, 3000 Cu orebody | Seafloor hydrothermal | Sedimentary Exhalative (SEDEX) | SEDEX zinc-lead-copper | Cu, Pb, Zn | Ag | Cu, Pb, Zn, Ag | Cave et al., 2020 |  | 744-201208592gal6-15.d | 744-201208592gal6-15.d-1 | underground mine, open pit |  |  |  |  | ore material | drill core, polished section | drill core | mineral separate | [5 empty] | mineralisation |  |  |  | chalcopyrite, sphalerite, galena | Cu mineralisation stage, Pb-Zn mineralisation stage | replacement, vein infill, stratabound | coarse-grained, medium-grained, fine-grained, stratabound, discordant veins, replacement, infill |  |  |  | pyrite, pyrrhotite, arsenopyrite, siderite, dolomite, calcite, quartz, chlorite, K-feldspar, biotite, apatite, freibergite, tetrahedrite, cobaltite | Resin blocks containing each sample were produced following standard procedures and used for Mineral Liberation Analysis (MLA) mapping and subsequent LA-ICP-MS analyses | LA-ICPMS, EMPA, SEM-EDS | NWR213 solid state 213 nm laser ablation system coupled with an Agilent 7900 quadrupole ICP-MS; Cameca SXFive Electron Microprobe; Quanta600 SEM | Adelaide Microscopy | Ablation was conducted in an atmosphere of He (0.6 L/min) that was mixed with Ar (0.88 L/min) upon leaving the ablation cell; 70 µm diameter spot size with a 25:2 standard sample bracketing approach (2 standards analysed twice every 25 unknowns); MLA maps were acquired using the raster mode with an X-ray spectra collected every 4 µm | STDGL3 (CODES, University of Tasmania; Danyushevsky et al., 2011); GSD-1G | 659 |  | 23 |  | 0.46 | [9 empty] | 16.05 | [5 empty] | 5.71 | [5 empty] | 0.24 | [5 empty] | 0.81 | [9 empty] | 3200 |  | 15 | [25 empty] | 69 | [9 empty] | 0.24 | [5 empty] | 876000 | [15 empty] | 133700 |  | 971 |  |  |  | 1.9 | [5 empty] | 2.63 | [13 empty] | 100 | [13 empty] | 2 |  |  |  |  | 2020 | Cave, B., et al. (2020), Ore Geology Reviews 124, 103647 |  | AUS | Queensland
| Mount Isa Copper Operations, Black Star Mine | No. 5 and No. 9 Pb-Zn orebodies, 650 Cu orebody, 1100 Cu orebody, 3000 Cu orebody | Seafloor hydrothermal | Sedimentary Exhalative (SEDEX) | SEDEX zinc-lead-copper | Cu, Pb, Zn | Ag | Cu, Pb, Zn, Ag | Cave et al., 2020 |  | 745-201208592gal6-16.d | 745-201208592gal6-16.d-1 | underground mine, open pit |  |  |  |  | ore material | drill core, polished section | drill core | mineral separate | [5 empty] | mineralisation |  |  |  | chalcopyrite, sphalerite, galena | Cu mineralisation stage, Pb-Zn mineralisation stage | replacement, vein infill, stratabound | coarse-grained, medium-grained, fine-grained, stratabound, discordant veins, replacement, infill |  |  |  | pyrite, pyrrhotite, arsenopyrite, siderite, dolomite, calcite, quartz, chlorite, K-feldspar, biotite, apatite, freibergite, tetrahedrite, cobaltite | Resin blocks containing each sample were produced following standard procedures and used for Mineral Liberation Analysis (MLA) mapping and subsequent LA-ICP-MS analyses | LA-ICPMS, EMPA, SEM-EDS | NWR213 solid state 213 nm laser ablation system coupled with an Agilent 7900 quadrupole ICP-MS; Cameca SXFive Electron Microprobe; Quanta600 SEM | Adelaide Microscopy | Ablation was conducted in an atmosphere of He (0.6 L/min) that was mixed with Ar (0.88 L/min) upon leaving the ablation cell; 70 µm diameter spot size with a 25:2 standard sample bracketing approach (2 standards analysed twice every 25 unknowns); MLA maps were acquired using the raster mode with an X-ray spectra collected every 4 µm | STDGL3 (CODES, University of Tasmania; Danyushevsky et al., 2011); GSD-1G | 673.4 |  | 300 |  | 0.18 | [9 empty] | 15.89 | [5 empty] | 5.07 | [5 empty] | 0.054 | [5 empty] | 1.17 | [9 empty] | 57 |  | 64 | [25 empty] | 0.091 | [9 empty] | 0.163 | [5 empty] | 871100 | [15 empty] | 127300 |  | 945 |  |  |  | 2.19 | [5 empty] | 2.38 | [7 empty] | 0.28 | [5 empty] | 85.5 | [13 empty] | 1.6 |  |  |  |  | 2020 | Cave, B., et al. (2020), Ore Geology Reviews 124, 103647 |  | AUS | Queensland
| Mount Isa Copper Operations, Black Star Mine | No. 5 and No. 9 Pb-Zn orebodies, 650 Cu orebody, 1100 Cu orebody, 3000 Cu orebody | Seafloor hydrothermal | Sedimentary Exhalative (SEDEX) | SEDEX zinc-lead-copper | Cu, Pb, Zn | Ag | Cu, Pb, Zn, Ag | Cave et al., 2020 |  | 746-201208592gal6-17.d | 746-201208592gal6-17.d-1 | underground mine, open pit |  |  |  |  | ore material | drill core, polished section | drill core | mineral separate | [5 empty] | mineralisation |  |  |  | chalcopyrite, sphalerite, galena | Cu mineralisation stage, Pb-Zn mineralisation stage | replacement, vein infill, stratabound | coarse-grained, medium-grained, fine-grained, stratabound, discordant veins, replacement, infill |  |  |  | pyrite, pyrrhotite, arsenopyrite, siderite, dolomite, calcite, quartz, chlorite, K-feldspar, biotite, apatite, freibergite, tetrahedrite, cobaltite | Resin blocks containing each sample were produced following standard procedures and used for Mineral Liberation Analysis (MLA) mapping and subsequent LA-ICP-MS analyses | LA-ICPMS, EMPA, SEM-EDS | NWR213 solid state 213 nm laser ablation system coupled with an Agilent 7900 quadrupole ICP-MS; Cameca SXFive Electron Microprobe; Quanta600 SEM | Adelaide Microscopy | Ablation was conducted in an atmosphere of He (0.6 L/min) that was mixed with Ar (0.88 L/min) upon leaving the ablation cell; 70 µm diameter spot size with a 25:2 standard sample bracketing approach (2 standards analysed twice every 25 unknowns); MLA maps were acquired using the raster mode with an X-ray spectra collected every 4 µm | STDGL3 (CODES, University of Tasmania; Danyushevsky et al., 2011); GSD-1G | 597 |  | 47 |  | 1.8 | [9 empty] | 16.37 | [5 empty] | 4.79 | [5 empty] | 1.47 | [5 empty] | 19.8 | [9 empty] | 15000 |  | 20.9 |  |  |  | 0.16 | [21 empty] | 0.65 | [9 empty] | 9.3 | [5 empty] | 868700 | [15 empty] | 146500 |  | 826 |  |  |  | 2.45 | [5 empty] | 2.14 | [7 empty] | 0.54 | [5 empty] | 57.7 | [18 empty] | 2020 | Cave, B., et al. (2020), Ore Geology Reviews 124, 103647 |  | AUS | Queensland
| Mount Isa Copper Operations, Black Star Mine | No. 5 and No. 9 Pb-Zn orebodies, 650 Cu orebody, 1100 Cu orebody, 3000 Cu orebody | Seafloor hydrothermal | Sedimentary Exhalative (SEDEX) | SEDEX zinc-lead-copper | Cu, Pb, Zn | Ag | Cu, Pb, Zn, Ag | Cave et al., 2020 |  | 752-201208592gal6-23.d | 752-201208592gal6-23.d-1 | underground mine, open pit |  |  |  |  | ore material | drill core, polished section | drill core | mineral separate | [5 empty] | mineralisation |  |  |  | chalcopyrite, sphalerite, galena | Cu mineralisation stage, Pb-Zn mineralisation stage | replacement, vein infill, stratabound | coarse-grained, medium-grained, fine-grained, stratabound, discordant veins, replacement, infill |  |  |  | pyrite, pyrrhotite, arsenopyrite, siderite, dolomite, calcite, quartz, chlorite, K-feldspar, biotite, apatite, freibergite, tetrahedrite, cobaltite | Resin blocks containing each sample were produced following standard procedures and used for Mineral Liberation Analysis (MLA) mapping and subsequent LA-ICP-MS analyses | LA-ICPMS, EMPA, SEM-EDS | NWR213 solid state 213 nm laser ablation system coupled with an Agilent 7900 quadrupole ICP-MS; Cameca SXFive Electron Microprobe; Quanta600 SEM | Adelaide Microscopy | Ablation was conducted in an atmosphere of He (0.6 L/min) that was mixed with Ar (0.88 L/min) upon leaving the ablation cell; 70 µm diameter spot size with a 25:2 standard sample bracketing approach (2 standards analysed twice every 25 unknowns); MLA maps were acquired using the raster mode with an X-ray spectra collected every 4 µm | STDGL3 (CODES, University of Tasmania; Danyushevsky et al., 2011); GSD-1G | 673.3 |  | 6 | [11 empty] | 17.06 | [5 empty] | 4.55 | [11 empty] | 0.27 | [9 empty] | 6.4 |  | 9.5 | [25 empty] | 0.084 | [9 empty] | 0.047 | [5 empty] | 867900 | [15 empty] | 129200 |  | 935 |  |  |  | 3.2 | [5 empty] | 2.31 | [7 empty] | 0.3 | [5 empty] | 87.4 | [13 empty] | 2.5 |  |  |  |  | 2020 | Cave, B., et al. (2020), Ore Geology Reviews 124, 103647 |  | AUS | Queensland
| Mount Isa Copper Operations, Black Star Mine | No. 5 and No. 9 Pb-Zn orebodies, 650 Cu orebody, 1100 Cu orebody, 3000 Cu orebody | Seafloor hydrothermal | Sedimentary Exhalative (SEDEX) | SEDEX zinc-lead-copper | Cu, Pb, Zn | Ag | Cu, Pb, Zn, Ag | Cave et al., 2020 |  | 218-BASEMENTGAL-1.d | 218-BASEMENTGAL-1.d-1 | underground mine, open pit |  |  |  |  | ore material | drill core, polished section | drill core | mineral separate | [5 empty] | mineralisation |  |  |  | chalcopyrite, sphalerite, galena | Cu mineralisation stage, Pb-Zn mineralisation stage | replacement, vein infill, stratabound | coarse-grained, medium-grained, fine-grained, stratabound, discordant veins, replacement, infill |  |  |  | pyrite, pyrrhotite, arsenopyrite, siderite, dolomite, calcite, quartz, chlorite, K-feldspar, biotite, apatite, freibergite, tetrahedrite, cobaltite | Resin blocks containing each sample were produced following standard procedures and used for Mineral Liberation Analysis (MLA) mapping and subsequent LA-ICP-MS analyses | LA-ICPMS, EMPA, SEM-EDS | NWR213 solid state 213 nm laser ablation system coupled with an Agilent 7900 quadrupole ICP-MS; Cameca SXFive Electron Microprobe; Quanta600 SEM | Adelaide Microscopy | Ablation was conducted in an atmosphere of He (0.6 L/min) that was mixed with Ar (0.88 L/min) upon leaving the ablation cell; 70 µm diameter spot size with a 25:2 standard sample bracketing approach (2 standards analysed twice every 25 unknowns); MLA maps were acquired using the raster mode with an X-ray spectra collected every 4 µm | STDGL3 (CODES, University of Tasmania; Danyushevsky et al., 2011); GSD-1G | 814 |  |  |  | 0.34 | [9 empty] | 1100 | [5 empty] | 210.8 | [5 empty] | 0.023 | [5 empty] | 2.4 | [47 empty] | 0.05 | [5 empty] | 902000 | [15 empty] | 120400 |  | 384 |  |  |  | 87 | [5 empty] | 13.53 | [7 empty] | 18.7 | [5 empty] | 16.01 | [13 empty] | 0.23 |  |  |  |  | 2020 | Cave, B., et al. (2020), Ore Geology Reviews 124, 103647 |  | AUS | Queensland
| Mount Isa Copper Operations, Black Star Mine | No. 5 and No. 9 Pb-Zn orebodies, 650 Cu orebody, 1100 Cu orebody, 3000 Cu orebody | Seafloor hydrothermal | Sedimentary Exhalative (SEDEX) | SEDEX zinc-lead-copper | Cu, Pb, Zn | Ag | Cu, Pb, Zn, Ag | Cave et al., 2020 |  | 220-BASEMENTGAL-3.d | 220-BASEMENTGAL-3.d-1 | underground mine, open pit |  |  |  |  | ore material | drill core, polished section | drill core | mineral separate | [5 empty] | mineralisation |  |  |  | chalcopyrite, sphalerite, galena | Cu mineralisation stage, Pb-Zn mineralisation stage | replacement, vein infill, stratabound | coarse-grained, medium-grained, fine-grained, stratabound, discordant veins, replacement, infill |  |  |  | pyrite, pyrrhotite, arsenopyrite, siderite, dolomite, calcite, quartz, chlorite, K-feldspar, biotite, apatite, freibergite, tetrahedrite, cobaltite | Resin blocks containing each sample were produced following standard procedures and used for Mineral Liberation Analysis (MLA) mapping and subsequent LA-ICP-MS analyses | LA-ICPMS, EMPA, SEM-EDS | NWR213 solid state 213 nm laser ablation system coupled with an Agilent 7900 quadrupole ICP-MS; Cameca SXFive Electron Microprobe; Quanta600 SEM | Adelaide Microscopy | Ablation was conducted in an atmosphere of He (0.6 L/min) that was mixed with Ar (0.88 L/min) upon leaving the ablation cell; 70 µm diameter spot size with a 25:2 standard sample bracketing approach (2 standards analysed twice every 25 unknowns); MLA maps were acquired using the raster mode with an X-ray spectra collected every 4 µm | STDGL3 (CODES, University of Tasmania; Danyushevsky et al., 2011); GSD-1G | 1006 |  |  |  | 0.27 | [9 empty] | 1100.6 | [5 empty] | 278.5 | [11 empty] | 0.47 | [47 empty] | 0.087 | [5 empty] | 913000 | [15 empty] | 120600 |  | 657.6 |  |  |  | 87.7 | [5 empty] | 13.63 | [7 empty] | 21.9 | [5 empty] | 66.7 | [13 empty] | 0.3 |  |  |  |  | 2020 | Cave, B., et al. (2020), Ore Geology Reviews 124, 103647 |  | AUS | Queensland
| Mount Isa Copper Operations, Black Star Mine | No. 5 and No. 9 Pb-Zn orebodies, 650 Cu orebody, 1100 Cu orebody, 3000 Cu orebody | Seafloor hydrothermal | Sedimentary Exhalative (SEDEX) | SEDEX zinc-lead-copper | Cu, Pb, Zn | Ag | Cu, Pb, Zn, Ag | Cave et al., 2020 |  | 221-BASEMENTGAL-4.d | 221-BASEMENTGAL-4.d-1 | underground mine, open pit |  |  |  |  | ore material | drill core, polished section | drill core | mineral separate | [5 empty] | mineralisation |  |  |  | chalcopyrite, sphalerite, galena | Cu mineralisation stage, Pb-Zn mineralisation stage | replacement, vein infill, stratabound | coarse-grained, medium-grained, fine-grained, stratabound, discordant veins, replacement, infill |  |  |  | pyrite, pyrrhotite, arsenopyrite, siderite, dolomite, calcite, quartz, chlorite, K-feldspar, biotite, apatite, freibergite, tetrahedrite, cobaltite | Resin blocks containing each sample were produced following standard procedures and used for Mineral Liberation Analysis (MLA) mapping and subsequent LA-ICP-MS analyses | LA-ICPMS, EMPA, SEM-EDS | NWR213 solid state 213 nm laser ablation system coupled with an Agilent 7900 quadrupole ICP-MS; Cameca SXFive Electron Microprobe; Quanta600 SEM | Adelaide Microscopy | Ablation was conducted in an atmosphere of He (0.6 L/min) that was mixed with Ar (0.88 L/min) upon leaving the ablation cell; 70 µm diameter spot size with a 25:2 standard sample bracketing approach (2 standards analysed twice every 25 unknowns); MLA maps were acquired using the raster mode with an X-ray spectra collected every 4 µm | STDGL3 (CODES, University of Tasmania; Danyushevsky et al., 2011); GSD-1G | 989 | [13 empty] | 1146 | [5 empty] | 266.9 | [5 empty] | 0.026 | [5 empty] | 0.34 | [15 empty] | 0.096 | [31 empty] | 0.056 | [5 empty] | 891000 | [15 empty] | 118700 |  | 603.6 |  |  |  | 86 | [5 empty] | 13.53 | [7 empty] | 20.3 | [5 empty] | 40.52 | [13 empty] | 0.28 |  |  |  |  | 2020 | Cave, B., et al. (2020), Ore Geology Reviews 124, 103647 |  | AUS | Queensland
| Mount Isa Copper Operations, Black Star Mine | No. 5 and No. 9 Pb-Zn orebodies, 650 Cu orebody, 1100 Cu orebody, 3000 Cu orebody | Seafloor hydrothermal | Sedimentary Exhalative (SEDEX) | SEDEX zinc-lead-copper | Cu, Pb, Zn | Ag | Cu, Pb, Zn, Ag | Cave et al., 2020 |  | 222-BASEMENTGAL-5.d | 222-BASEMENTGAL-5.d-1 | underground mine, open pit |  |  |  |  | ore material | drill core, polished section | drill core | mineral separate | [5 empty] | mineralisation |  |  |  | chalcopyrite, sphalerite, galena | Cu mineralisation stage, Pb-Zn mineralisation stage | replacement, vein infill, stratabound | coarse-grained, medium-grained, fine-grained, stratabound, discordant veins, replacement, infill |  |  |  | pyrite, pyrrhotite, arsenopyrite, siderite, dolomite, calcite, quartz, chlorite, K-feldspar, biotite, apatite, freibergite, tetrahedrite, cobaltite | Resin blocks containing each sample were produced following standard procedures and used for Mineral Liberation Analysis (MLA) mapping and subsequent LA-ICP-MS analyses | LA-ICPMS, EMPA, SEM-EDS | NWR213 solid state 213 nm laser ablation system coupled with an Agilent 7900 quadrupole ICP-MS; Cameca SXFive Electron Microprobe; Quanta600 SEM | Adelaide Microscopy | Ablation was conducted in an atmosphere of He (0.6 L/min) that was mixed with Ar (0.88 L/min) upon leaving the ablation cell; 70 µm diameter spot size with a 25:2 standard sample bracketing approach (2 standards analysed twice every 25 unknowns); MLA maps were acquired using the raster mode with an X-ray spectra collected every 4 µm | STDGL3 (CODES, University of Tasmania; Danyushevsky et al., 2011); GSD-1G | 912 |  |  |  | 0.2 | [9 empty] | 1162 | [5 empty] | 201.1 | [11 empty] | 0.57 | [47 empty] | 0.044 | [5 empty] | 906000 | [15 empty] | 123000 |  | 471.5 |  |  |  | 87.8 | [5 empty] | 13.28 | [7 empty] | 21.1 | [5 empty] | 16.28 | [13 empty] | 0.31 |  |  |  |  | 2020 | Cave, B., et al. (2020), Ore Geology Reviews 124, 103647 |  | AUS | Queensland
| Mount Isa Copper Operations, Black Star Mine | No. 5 and No. 9 Pb-Zn orebodies, 650 Cu orebody, 1100 Cu orebody, 3000 Cu orebody | Seafloor hydrothermal | Sedimentary Exhalative (SEDEX) | SEDEX zinc-lead-copper | Cu, Pb, Zn | Ag | Cu, Pb, Zn, Ag | Cave et al., 2020 |  | 223-BASEMENTGAL-6.d | 223-BASEMENTGAL-6.d-1 | underground mine, open pit |  |  |  |  | ore material | drill core, polished section | drill core | mineral separate | [5 empty] | mineralisation |  |  |  | chalcopyrite, sphalerite, galena | Cu mineralisation stage, Pb-Zn mineralisation stage | replacement, vein infill, stratabound | coarse-grained, medium-grained, fine-grained, stratabound, discordant veins, replacement, infill |  |  |  | pyrite, pyrrhotite, arsenopyrite, siderite, dolomite, calcite, quartz, chlorite, K-feldspar, biotite, apatite, freibergite, tetrahedrite, cobaltite | Resin blocks containing each sample were produced following standard procedures and used for Mineral Liberation Analysis (MLA) mapping and subsequent LA-ICP-MS analyses | LA-ICPMS, EMPA, SEM-EDS | NWR213 solid state 213 nm laser ablation system coupled with an Agilent 7900 quadrupole ICP-MS; Cameca SXFive Electron Microprobe; Quanta600 SEM | Adelaide Microscopy | Ablation was conducted in an atmosphere of He (0.6 L/min) that was mixed with Ar (0.88 L/min) upon leaving the ablation cell; 70 µm diameter spot size with a 25:2 standard sample bracketing approach (2 standards analysed twice every 25 unknowns); MLA maps were acquired using the raster mode with an X-ray spectra collected every 4 µm | STDGL3 (CODES, University of Tasmania; Danyushevsky et al., 2011); GSD-1G | 967 | [13 empty] | 1169 | [5 empty] | 254.3 | [5 empty] | 0.03 | [15 empty] | 1.7 | [43 empty] | 919800 | [15 empty] | 120900 |  | 550.8 |  |  |  | 89.6 | [5 empty] | 13.86 | [7 empty] | 18.8 | [5 empty] | 22.05 | [13 empty] | 0.45 |  |  |  |  | 2020 | Cave, B., et al. (2020), Ore Geology Reviews 124, 103647 |  | AUS | Queensland
| Mount Isa Copper Operations, Black Star Mine | No. 5 and No. 9 Pb-Zn orebodies, 650 Cu orebody, 1100 Cu orebody, 3000 Cu orebody | Seafloor hydrothermal | Sedimentary Exhalative (SEDEX) | SEDEX zinc-lead-copper | Cu, Pb, Zn | Ag | Cu, Pb, Zn, Ag | Cave et al., 2020 |  | 224-BASEMENTGAL-7.d | 224-BASEMENTGAL-7.d-1 | underground mine, open pit |  |  |  |  | ore material | drill core, polished section | drill core | mineral separate | [5 empty] | mineralisation |  |  |  | chalcopyrite, sphalerite, galena | Cu mineralisation stage, Pb-Zn mineralisation stage | replacement, vein infill, stratabound | coarse-grained, medium-grained, fine-grained, stratabound, discordant veins, replacement, infill |  |  |  | pyrite, pyrrhotite, arsenopyrite, siderite, dolomite, calcite, quartz, chlorite, K-feldspar, biotite, apatite, freibergite, tetrahedrite, cobaltite | Resin blocks containing each sample were produced following standard procedures and used for Mineral Liberation Analysis (MLA) mapping and subsequent LA-ICP-MS analyses | LA-ICPMS, EMPA, SEM-EDS | NWR213 solid state 213 nm laser ablation system coupled with an Agilent 7900 quadrupole ICP-MS; Cameca SXFive Electron Microprobe; Quanta600 SEM | Adelaide Microscopy | Ablation was conducted in an atmosphere of He (0.6 L/min) that was mixed with Ar (0.88 L/min) upon leaving the ablation cell; 70 µm diameter spot size with a 25:2 standard sample bracketing approach (2 standards analysed twice every 25 unknowns); MLA maps were acquired using the raster mode with an X-ray spectra collected every 4 µm | STDGL3 (CODES, University of Tasmania; Danyushevsky et al., 2011); GSD-1G | 1001 | [13 empty] | 797 | [5 empty] | 282.2 | [11 empty] | 0.18 | [9 empty] | 2.1 | [37 empty] | 0.082 | [5 empty] | 910100 | [15 empty] | 120900 |  | 879 |  |  |  | 85 | [5 empty] | 14.19 | [7 empty] | 20.6 | [5 empty] | 108.7 | [13 empty] | 0.3 |  |  |  |  | 2020 | Cave, B., et al. (2020), Ore Geology Reviews 124, 103647 |  | AUS | Queensland
| Mount Isa Copper Operations, Black Star Mine | No. 5 and No. 9 Pb-Zn orebodies, 650 Cu orebody, 1100 Cu orebody, 3000 Cu orebody | Seafloor hydrothermal | Sedimentary Exhalative (SEDEX) | SEDEX zinc-lead-copper | Cu, Pb, Zn | Ag | Cu, Pb, Zn, Ag | Cave et al., 2020 |  | 225-BASEMENTGAL-8.d | 225-BASEMENTGAL-8.d-1 | underground mine, open pit |  |  |  |  | ore material | drill core, polished section | drill core | mineral separate | [5 empty] | mineralisation |  |  |  | chalcopyrite, sphalerite, galena | Cu mineralisation stage, Pb-Zn mineralisation stage | replacement, vein infill, stratabound | coarse-grained, medium-grained, fine-grained, stratabound, discordant veins, replacement, infill |  |  |  | pyrite, pyrrhotite, arsenopyrite, siderite, dolomite, calcite, quartz, chlorite, K-feldspar, biotite, apatite, freibergite, tetrahedrite, cobaltite | Resin blocks containing each sample were produced following standard procedures and used for Mineral Liberation Analysis (MLA) mapping and subsequent LA-ICP-MS analyses | LA-ICPMS, EMPA, SEM-EDS | NWR213 solid state 213 nm laser ablation system coupled with an Agilent 7900 quadrupole ICP-MS; Cameca SXFive Electron Microprobe; Quanta600 SEM | Adelaide Microscopy | Ablation was conducted in an atmosphere of He (0.6 L/min) that was mixed with Ar (0.88 L/min) upon leaving the ablation cell; 70 µm diameter spot size with a 25:2 standard sample bracketing approach (2 standards analysed twice every 25 unknowns); MLA maps were acquired using the raster mode with an X-ray spectra collected every 4 µm | STDGL3 (CODES, University of Tasmania; Danyushevsky et al., 2011); GSD-1G | 978 | [13 empty] | 786.5 | [5 empty] | 276.4 | [59 empty] | 0.091 | [5 empty] | 914500 | [15 empty] | 120800 |  | 814 |  |  |  | 92.4 | [5 empty] | 13.75 | [7 empty] | 20.4 | [5 empty] | 61.87 | [13 empty] | 0.18 |  |  |  |  | 2020 | Cave, B., et al. (2020), Ore Geology Reviews 124, 103647 |  | AUS | Queensland
| Mount Isa Copper Operations, Black Star Mine | No. 5 and No. 9 Pb-Zn orebodies, 650 Cu orebody, 1100 Cu orebody, 3000 Cu orebody | Seafloor hydrothermal | Sedimentary Exhalative (SEDEX) | SEDEX zinc-lead-copper | Cu, Pb, Zn | Ag | Cu, Pb, Zn, Ag | Cave et al., 2020 |  | 226-BASEMENTGAL-9.d | 226-BASEMENTGAL-9.d-1 | underground mine, open pit |  |  |  |  | ore material | drill core, polished section | drill core | mineral separate | [5 empty] | mineralisation |  |  |  | chalcopyrite, sphalerite, galena | Cu mineralisation stage, Pb-Zn mineralisation stage | replacement, vein infill, stratabound | coarse-grained, medium-grained, fine-grained, stratabound, discordant veins, replacement, infill |  |  |  | pyrite, pyrrhotite, arsenopyrite, siderite, dolomite, calcite, quartz, chlorite, K-feldspar, biotite, apatite, freibergite, tetrahedrite, cobaltite | Resin blocks containing each sample were produced following standard procedures and used for Mineral Liberation Analysis (MLA) mapping and subsequent LA-ICP-MS analyses | LA-ICPMS, EMPA, SEM-EDS | NWR213 solid state 213 nm laser ablation system coupled with an Agilent 7900 quadrupole ICP-MS; Cameca SXFive Electron Microprobe; Quanta600 SEM | Adelaide Microscopy | Ablation was conducted in an atmosphere of He (0.6 L/min) that was mixed with Ar (0.88 L/min) upon leaving the ablation cell; 70 µm diameter spot size with a 25:2 standard sample bracketing approach (2 standards analysed twice every 25 unknowns); MLA maps were acquired using the raster mode with an X-ray spectra collected every 4 µm | STDGL3 (CODES, University of Tasmania; Danyushevsky et al., 2011); GSD-1G | 642.8 |  |  |  | 0.16 | [9 empty] | 776.5 | [5 empty] | 166.4 | [11 empty] | 0.3 | [9 empty] | 1.7 | [37 empty] | 0.084 | [5 empty] | 909700 | [15 empty] | 120100 |  | 412.5 |  |  |  | 86.9 | [5 empty] | 11.96 | [7 empty] | 15.1 | [5 empty] | 17.38 | [13 empty] | 0.64 |  |  |  |  | 2020 | Cave, B., et al. (2020), Ore Geology Reviews 124, 103647 |  | AUS | Queensland
| Mount Isa Copper Operations, Black Star Mine | No. 5 and No. 9 Pb-Zn orebodies, 650 Cu orebody, 1100 Cu orebody, 3000 Cu orebody | Seafloor hydrothermal | Sedimentary Exhalative (SEDEX) | SEDEX zinc-lead-copper | Cu, Pb, Zn | Ag | Cu, Pb, Zn, Ag | Cave et al., 2020 |  | 227-BASEMENTGAL-10.d | 227-BASEMENTGAL-10.d-1 | underground mine, open pit |  |  |  |  | ore material | drill core, polished section | drill core | mineral separate | [5 empty] | mineralisation |  |  |  | chalcopyrite, sphalerite, galena | Cu mineralisation stage, Pb-Zn mineralisation stage | replacement, vein infill, stratabound | coarse-grained, medium-grained, fine-grained, stratabound, discordant veins, replacement, infill |  |  |  | pyrite, pyrrhotite, arsenopyrite, siderite, dolomite, calcite, quartz, chlorite, K-feldspar, biotite, apatite, freibergite, tetrahedrite, cobaltite | Resin blocks containing each sample were produced following standard procedures and used for Mineral Liberation Analysis (MLA) mapping and subsequent LA-ICP-MS analyses | LA-ICPMS, EMPA, SEM-EDS | NWR213 solid state 213 nm laser ablation system coupled with an Agilent 7900 quadrupole ICP-MS; Cameca SXFive Electron Microprobe; Quanta600 SEM | Adelaide Microscopy | Ablation was conducted in an atmosphere of He (0.6 L/min) that was mixed with Ar (0.88 L/min) upon leaving the ablation cell; 70 µm diameter spot size with a 25:2 standard sample bracketing approach (2 standards analysed twice every 25 unknowns); MLA maps were acquired using the raster mode with an X-ray spectra collected every 4 µm | STDGL3 (CODES, University of Tasmania; Danyushevsky et al., 2011); GSD-1G | 757 | [13 empty] | 756.8 | [5 empty] | 217.1 | [11 empty] | 0.32 | [53 empty] | 902000 | [15 empty] | 119700 |  | 523.5 |  |  |  | 89 | [5 empty] | 13.21 | [7 empty] | 18.1 | [5 empty] | 13.55 | [13 empty] | 0.48 |  |  |  |  | 2020 | Cave, B., et al. (2020), Ore Geology Reviews 124, 103647 |  | AUS | Queensland
| Mount Isa Copper Operations, Black Star Mine | No. 5 and No. 9 Pb-Zn orebodies, 650 Cu orebody, 1100 Cu orebody, 3000 Cu orebody | Seafloor hydrothermal | Sedimentary Exhalative (SEDEX) | SEDEX zinc-lead-copper | Cu, Pb, Zn | Ag | Cu, Pb, Zn, Ag | Cave et al., 2020 |  | 228-BASEMENTGAL-11.d | 228-BASEMENTGAL-11.d-1 | underground mine, open pit |  |  |  |  | ore material | drill core, polished section | drill core | mineral separate | [5 empty] | mineralisation |  |  |  | chalcopyrite, sphalerite, galena | Cu mineralisation stage, Pb-Zn mineralisation stage | replacement, vein infill, stratabound | coarse-grained, medium-grained, fine-grained, stratabound, discordant veins, replacement, infill |  |  |  | pyrite, pyrrhotite, arsenopyrite, siderite, dolomite, calcite, quartz, chlorite, K-feldspar, biotite, apatite, freibergite, tetrahedrite, cobaltite | Resin blocks containing each sample were produced following standard procedures and used for Mineral Liberation Analysis (MLA) mapping and subsequent LA-ICP-MS analyses | LA-ICPMS, EMPA, SEM-EDS | NWR213 solid state 213 nm laser ablation system coupled with an Agilent 7900 quadrupole ICP-MS; Cameca SXFive Electron Microprobe; Quanta600 SEM | Adelaide Microscopy | Ablation was conducted in an atmosphere of He (0.6 L/min) that was mixed with Ar (0.88 L/min) upon leaving the ablation cell; 70 µm diameter spot size with a 25:2 standard sample bracketing approach (2 standards analysed twice every 25 unknowns); MLA maps were acquired using the raster mode with an X-ray spectra collected every 4 µm | STDGL3 (CODES, University of Tasmania; Danyushevsky et al., 2011); GSD-1G | 581 | [13 empty] | 763.1 | [5 empty] | 150.1 | [11 empty] | 0.34 | [47 empty] | 0.069 | [5 empty] | 912500 | [15 empty] | 121400 |  | 325 |  |  |  | 82.5 | [5 empty] | 11.99 | [7 empty] | 16.7 | [5 empty] | 7.87 | [18 empty] | 2020 | Cave, B., et al. (2020), Ore Geology Reviews 124, 103647 |  | AUS | Queensland
| Mount Isa Copper Operations, Black Star Mine | No. 5 and No. 9 Pb-Zn orebodies, 650 Cu orebody, 1100 Cu orebody, 3000 Cu orebody | Seafloor hydrothermal | Sedimentary Exhalative (SEDEX) | SEDEX zinc-lead-copper | Cu, Pb, Zn | Ag | Cu, Pb, Zn, Ag | Cave et al., 2020 |  | 229-BASEMENTGAL-12.d | 229-BASEMENTGAL-12.d-1 | underground mine, open pit |  |  |  |  | ore material | drill core, polished section | drill core | mineral separate | [5 empty] | mineralisation |  |  |  | chalcopyrite, sphalerite, galena | Cu mineralisation stage, Pb-Zn mineralisation stage | replacement, vein infill, stratabound | coarse-grained, medium-grained, fine-grained, stratabound, discordant veins, replacement, infill |  |  |  | pyrite, pyrrhotite, arsenopyrite, siderite, dolomite, calcite, quartz, chlorite, K-feldspar, biotite, apatite, freibergite, tetrahedrite, cobaltite | Resin blocks containing each sample were produced following standard procedures and used for Mineral Liberation Analysis (MLA) mapping and subsequent LA-ICP-MS analyses | LA-ICPMS, EMPA, SEM-EDS | NWR213 solid state 213 nm laser ablation system coupled with an Agilent 7900 quadrupole ICP-MS; Cameca SXFive Electron Microprobe; Quanta600 SEM | Adelaide Microscopy | Ablation was conducted in an atmosphere of He (0.6 L/min) that was mixed with Ar (0.88 L/min) upon leaving the ablation cell; 70 µm diameter spot size with a 25:2 standard sample bracketing approach (2 standards analysed twice every 25 unknowns); MLA maps were acquired using the raster mode with an X-ray spectra collected every 4 µm | STDGL3 (CODES, University of Tasmania; Danyushevsky et al., 2011); GSD-1G | 642.7 | [13 empty] | 771.3 | [5 empty] | 193.3 | [11 empty] | 0.32 | [53 empty] | 910200 | [15 empty] | 121700 |  | 387.3 |  |  |  | 87.9 | [5 empty] | 12.71 | [7 empty] | 16.3 | [5 empty] | 9.09 | [13 empty] | 0.34 |  |  |  |  | 2020 | Cave, B., et al. (2020), Ore Geology Reviews 124, 103647 |  | AUS | Queensland
| Mount Isa Copper Operations, Black Star Mine | No. 5 and No. 9 Pb-Zn orebodies, 650 Cu orebody, 1100 Cu orebody, 3000 Cu orebody | Seafloor hydrothermal | Sedimentary Exhalative (SEDEX) | SEDEX zinc-lead-copper | Cu, Pb, Zn | Ag | Cu, Pb, Zn, Ag | Cave et al., 2020 |  | 230-BASEMENTGAL-13.d | 230-BASEMENTGAL-13.d-1 | underground mine, open pit |  |  |  |  | ore material | drill core, polished section | drill core | mineral separate | [5 empty] | mineralisation |  |  |  | chalcopyrite, sphalerite, galena | Cu mineralisation stage, Pb-Zn mineralisation stage | replacement, vein infill, stratabound | coarse-grained, medium-grained, fine-grained, stratabound, discordant veins, replacement, infill |  |  |  | pyrite, pyrrhotite, arsenopyrite, siderite, dolomite, calcite, quartz, chlorite, K-feldspar, biotite, apatite, freibergite, tetrahedrite, cobaltite | Resin blocks containing each sample were produced following standard procedures and used for Mineral Liberation Analysis (MLA) mapping and subsequent LA-ICP-MS analyses | LA-ICPMS, EMPA, SEM-EDS | NWR213 solid state 213 nm laser ablation system coupled with an Agilent 7900 quadrupole ICP-MS; Cameca SXFive Electron Microprobe; Quanta600 SEM | Adelaide Microscopy | Ablation was conducted in an atmosphere of He (0.6 L/min) that was mixed with Ar (0.88 L/min) upon leaving the ablation cell; 70 µm diameter spot size with a 25:2 standard sample bracketing approach (2 standards analysed twice every 25 unknowns); MLA maps were acquired using the raster mode with an X-ray spectra collected every 4 µm | STDGL3 (CODES, University of Tasmania; Danyushevsky et al., 2011); GSD-1G | 646.7 | [13 empty] | 792.9 | [5 empty] | 209.7 | [5 empty] | 0.035 | [5 empty] | 0.55 | [47 empty] | 0.09 | [5 empty] | 921200 | [15 empty] | 122600 |  | 374.6 |  |  |  | 93.6 | [5 empty] | 12.94 | [7 empty] | 19.5 | [5 empty] | 10.11 | [13 empty] | 0.19 |  |  |  |  | 2020 | Cave, B., et al. (2020), Ore Geology Reviews 124, 103647 |  | AUS | Queensland
| Mount Isa Copper Operations, Black Star Mine | No. 5 and No. 9 Pb-Zn orebodies, 650 Cu orebody, 1100 Cu orebody, 3000 Cu orebody | Seafloor hydrothermal | Sedimentary Exhalative (SEDEX) | SEDEX zinc-lead-copper | Cu, Pb, Zn | Ag | Cu, Pb, Zn, Ag | Cave et al., 2020 |  | 231-BASEMENTGAL-14.d | 231-BASEMENTGAL-14.d-1 | underground mine, open pit |  |  |  |  | ore material | drill core, polished section | drill core | mineral separate | [5 empty] | mineralisation |  |  |  | chalcopyrite, sphalerite, galena | Cu mineralisation stage, Pb-Zn mineralisation stage | replacement, vein infill, stratabound | coarse-grained, medium-grained, fine-grained, stratabound, discordant veins, replacement, infill |  |  |  | pyrite, pyrrhotite, arsenopyrite, siderite, dolomite, calcite, quartz, chlorite, K-feldspar, biotite, apatite, freibergite, tetrahedrite, cobaltite | Resin blocks containing each sample were produced following standard procedures and used for Mineral Liberation Analysis (MLA) mapping and subsequent LA-ICP-MS analyses | LA-ICPMS, EMPA, SEM-EDS | NWR213 solid state 213 nm laser ablation system coupled with an Agilent 7900 quadrupole ICP-MS; Cameca SXFive Electron Microprobe; Quanta600 SEM | Adelaide Microscopy | Ablation was conducted in an atmosphere of He (0.6 L/min) that was mixed with Ar (0.88 L/min) upon leaving the ablation cell; 70 µm diameter spot size with a 25:2 standard sample bracketing approach (2 standards analysed twice every 25 unknowns); MLA maps were acquired using the raster mode with an X-ray spectra collected every 4 µm | STDGL3 (CODES, University of Tasmania; Danyushevsky et al., 2011); GSD-1G | 759 | [13 empty] | 760.1 | [5 empty] | 222.8 | [59 empty] | 0.062 | [5 empty] | 907900 | [15 empty] | 120000 |  | 549 |  |  |  | 83.8 | [5 empty] | 13.86 | [7 empty] | 18.4 | [5 empty] | 22.62 | [13 empty] | 0.27 |  |  |  |  | 2020 | Cave, B., et al. (2020), Ore Geology Reviews 124, 103647 |  | AUS | Queensland
| Mount Isa Copper Operations, Black Star Mine | No. 5 and No. 9 Pb-Zn orebodies, 650 Cu orebody, 1100 Cu orebody, 3000 Cu orebody | Seafloor hydrothermal | Sedimentary Exhalative (SEDEX) | SEDEX zinc-lead-copper | Cu, Pb, Zn | Ag | Cu, Pb, Zn, Ag | Cave et al., 2020 |  | 232-BASEMENTGAL-15.d | 232-BASEMENTGAL-15.d-1 | underground mine, open pit |  |  |  |  | ore material | drill core, polished section | drill core | mineral separate | [5 empty] | mineralisation |  |  |  | chalcopyrite, sphalerite, galena | Cu mineralisation stage, Pb-Zn mineralisation stage | replacement, vein infill, stratabound | coarse-grained, medium-grained, fine-grained, stratabound, discordant veins, replacement, infill |  |  |  | pyrite, pyrrhotite, arsenopyrite, siderite, dolomite, calcite, quartz, chlorite, K-feldspar, biotite, apatite, freibergite, tetrahedrite, cobaltite | Resin blocks containing each sample were produced following standard procedures and used for Mineral Liberation Analysis (MLA) mapping and subsequent LA-ICP-MS analyses | LA-ICPMS, EMPA, SEM-EDS | NWR213 solid state 213 nm laser ablation system coupled with an Agilent 7900 quadrupole ICP-MS; Cameca SXFive Electron Microprobe; Quanta600 SEM | Adelaide Microscopy | Ablation was conducted in an atmosphere of He (0.6 L/min) that was mixed with Ar (0.88 L/min) upon leaving the ablation cell; 70 µm diameter spot size with a 25:2 standard sample bracketing approach (2 standards analysed twice every 25 unknowns); MLA maps were acquired using the raster mode with an X-ray spectra collected every 4 µm | STDGL3 (CODES, University of Tasmania; Danyushevsky et al., 2011); GSD-1G | 1011 |  |  |  | 0.14 | [9 empty] | 867 | [5 empty] | 262.5 | [11 empty] | 0.22 | [47 empty] | 0.028 | [5 empty] | 910900 | [15 empty] | 118600 |  | 863 |  |  |  | 88.7 | [5 empty] | 14.26 | [7 empty] | 21.3 | [5 empty] | 130.5 | [13 empty] | 0.19 |  |  |  |  | 2020 | Cave, B., et al. (2020), Ore Geology Reviews 124, 103647 |  | AUS | Queensland
| Mount Isa Copper Operations, Black Star Mine | No. 5 and No. 9 Pb-Zn orebodies, 650 Cu orebody, 1100 Cu orebody, 3000 Cu orebody | Seafloor hydrothermal | Sedimentary Exhalative (SEDEX) | SEDEX zinc-lead-copper | Cu, Pb, Zn | Ag | Cu, Pb, Zn, Ag | Cave et al., 2020 |  | 233-BASEMENTGAL-16.d | 233-BASEMENTGAL-16.d-1 | underground mine, open pit |  |  |  |  | ore material | drill core, polished section | drill core | mineral separate | [5 empty] | mineralisation |  |  |  | chalcopyrite, sphalerite, galena | Cu mineralisation stage, Pb-Zn mineralisation stage | replacement, vein infill, stratabound | coarse-grained, medium-grained, fine-grained, stratabound, discordant veins, replacement, infill |  |  |  | pyrite, pyrrhotite, arsenopyrite, siderite, dolomite, calcite, quartz, chlorite, K-feldspar, biotite, apatite, freibergite, tetrahedrite, cobaltite | Resin blocks containing each sample were produced following standard procedures and used for Mineral Liberation Analysis (MLA) mapping and subsequent LA-ICP-MS analyses | LA-ICPMS, EMPA, SEM-EDS | NWR213 solid state 213 nm laser ablation system coupled with an Agilent 7900 quadrupole ICP-MS; Cameca SXFive Electron Microprobe; Quanta600 SEM | Adelaide Microscopy | Ablation was conducted in an atmosphere of He (0.6 L/min) that was mixed with Ar (0.88 L/min) upon leaving the ablation cell; 70 µm diameter spot size with a 25:2 standard sample bracketing approach (2 standards analysed twice every 25 unknowns); MLA maps were acquired using the raster mode with an X-ray spectra collected every 4 µm | STDGL3 (CODES, University of Tasmania; Danyushevsky et al., 2011); GSD-1G | 901 | [13 empty] | 864.5 | [5 empty] | 239.2 | [59 empty] | 0.056 | [5 empty] | 916100 | [15 empty] | 121700 |  | 671.5 |  |  |  | 92.6 | [5 empty] | 13.56 | [7 empty] | 20.8 | [5 empty] | 47.82 | [18 empty] | 2020 | Cave, B., et al. (2020), Ore Geology Reviews 124, 103647 |  | AUS | Queensland
| Mount Isa Copper Operations, Black Star Mine | No. 5 and No. 9 Pb-Zn orebodies, 650 Cu orebody, 1100 Cu orebody, 3000 Cu orebody | Seafloor hydrothermal | Sedimentary Exhalative (SEDEX) | SEDEX zinc-lead-copper | Cu, Pb, Zn | Ag | Cu, Pb, Zn, Ag | Cave et al., 2020 |  | 234-BASEMENTGAL-17.d | 234-BASEMENTGAL-17.d-1 | underground mine, open pit |  |  |  |  | ore material | drill core, polished section | drill core | mineral separate | [5 empty] | mineralisation |  |  |  | chalcopyrite, sphalerite, galena | Cu mineralisation stage, Pb-Zn mineralisation stage | replacement, vein infill, stratabound | coarse-grained, medium-grained, fine-grained, stratabound, discordant veins, replacement, infill |  |  |  | pyrite, pyrrhotite, arsenopyrite, siderite, dolomite, calcite, quartz, chlorite, K-feldspar, biotite, apatite, freibergite, tetrahedrite, cobaltite | Resin blocks containing each sample were produced following standard procedures and used for Mineral Liberation Analysis (MLA) mapping and subsequent LA-ICP-MS analyses | LA-ICPMS, EMPA, SEM-EDS | NWR213 solid state 213 nm laser ablation system coupled with an Agilent 7900 quadrupole ICP-MS; Cameca SXFive Electron Microprobe; Quanta600 SEM | Adelaide Microscopy | Ablation was conducted in an atmosphere of He (0.6 L/min) that was mixed with Ar (0.88 L/min) upon leaving the ablation cell; 70 µm diameter spot size with a 25:2 standard sample bracketing approach (2 standards analysed twice every 25 unknowns); MLA maps were acquired using the raster mode with an X-ray spectra collected every 4 µm | STDGL3 (CODES, University of Tasmania; Danyushevsky et al., 2011); GSD-1G | 781 | [13 empty] | 871.9 | [5 empty] | 210.3 | [11 empty] | 0.19 | [47 empty] | 0.051 | [5 empty] | 924100 | [15 empty] | 121100 |  | 546 |  |  |  | 86.7 | [5 empty] | 13.66 | [7 empty] | 19.4 | [5 empty] | 64.88 | [13 empty] | 0.14 |  |  |  |  | 2020 | Cave, B., et al. (2020), Ore Geology Reviews 124, 103647 |  | AUS | Queensland
| Mount Isa Copper Operations, Black Star Mine | No. 5 and No. 9 Pb-Zn orebodies, 650 Cu orebody, 1100 Cu orebody, 3000 Cu orebody | Seafloor hydrothermal | Sedimentary Exhalative (SEDEX) | SEDEX zinc-lead-copper | Cu, Pb, Zn | Ag | Cu, Pb, Zn, Ag | Cave et al., 2020 |  | 235-BASEMENTGAL-18.d | 235-BASEMENTGAL-18.d-1 | underground mine, open pit |  |  |  |  | ore material | drill core, polished section | drill core | mineral separate | [5 empty] | mineralisation |  |  |  | chalcopyrite, sphalerite, galena | Cu mineralisation stage, Pb-Zn mineralisation stage | replacement, vein infill, stratabound | coarse-grained, medium-grained, fine-grained, stratabound, discordant veins, replacement, infill |  |  |  | pyrite, pyrrhotite, arsenopyrite, siderite, dolomite, calcite, quartz, chlorite, K-feldspar, biotite, apatite, freibergite, tetrahedrite, cobaltite | Resin blocks containing each sample were produced following standard procedures and used for Mineral Liberation Analysis (MLA) mapping and subsequent LA-ICP-MS analyses | LA-ICPMS, EMPA, SEM-EDS | NWR213 solid state 213 nm laser ablation system coupled with an Agilent 7900 quadrupole ICP-MS; Cameca SXFive Electron Microprobe; Quanta600 SEM | Adelaide Microscopy | Ablation was conducted in an atmosphere of He (0.6 L/min) that was mixed with Ar (0.88 L/min) upon leaving the ablation cell; 70 µm diameter spot size with a 25:2 standard sample bracketing approach (2 standards analysed twice every 25 unknowns); MLA maps were acquired using the raster mode with an X-ray spectra collected every 4 µm | STDGL3 (CODES, University of Tasmania; Danyushevsky et al., 2011); GSD-1G | 915 | [13 empty] | 869.7 | [5 empty] | 256.8 | [11 empty] | 0.23 | [47 empty] | 0.044 | [5 empty] | 920000 | [15 empty] | 122100 |  | 706.2 |  |  |  | 89 | [5 empty] | 13.88 | [7 empty] | 20.2 | [5 empty] | 58.9 | [18 empty] | 2020 | Cave, B., et al. (2020), Ore Geology Reviews 124, 103647 |  | AUS | Queensland
| Mount Isa Copper Operations, Black Star Mine | No. 5 and No. 9 Pb-Zn orebodies, 650 Cu orebody, 1100 Cu orebody, 3000 Cu orebody | Seafloor hydrothermal | Sedimentary Exhalative (SEDEX) | SEDEX zinc-lead-copper | Cu, Pb, Zn | Ag | Cu, Pb, Zn, Ag | Cave et al., 2020 |  | 236-BASEMENTGAL-19.d | 236-BASEMENTGAL-19.d-1 | underground mine, open pit |  |  |  |  | ore material | drill core, polished section | drill core | mineral separate | [5 empty] | mineralisation |  |  |  | chalcopyrite, sphalerite, galena | Cu mineralisation stage, Pb-Zn mineralisation stage | replacement, vein infill, stratabound | coarse-grained, medium-grained, fine-grained, stratabound, discordant veins, replacement, infill |  |  |  | pyrite, pyrrhotite, arsenopyrite, siderite, dolomite, calcite, quartz, chlorite, K-feldspar, biotite, apatite, freibergite, tetrahedrite, cobaltite | Resin blocks containing each sample were produced following standard procedures and used for Mineral Liberation Analysis (MLA) mapping and subsequent LA-ICP-MS analyses | LA-ICPMS, EMPA, SEM-EDS | NWR213 solid state 213 nm laser ablation system coupled with an Agilent 7900 quadrupole ICP-MS; Cameca SXFive Electron Microprobe; Quanta600 SEM | Adelaide Microscopy | Ablation was conducted in an atmosphere of He (0.6 L/min) that was mixed with Ar (0.88 L/min) upon leaving the ablation cell; 70 µm diameter spot size with a 25:2 standard sample bracketing approach (2 standards analysed twice every 25 unknowns); MLA maps were acquired using the raster mode with an X-ray spectra collected every 4 µm | STDGL3 (CODES, University of Tasmania; Danyushevsky et al., 2011); GSD-1G | 752 | [13 empty] | 893.5 | [5 empty] | 208.1 | [11 empty] | 0.2 | [47 empty] | 0.033 | [5 empty] | 924700 | [15 empty] | 119900 |  | 520 |  |  |  | 86.7 | [5 empty] | 12.26 | [7 empty] | 20 | [5 empty] | 102.9 | [13 empty] | 0.21 |  |  |  |  | 2020 | Cave, B., et al. (2020), Ore Geology Reviews 124, 103647 |  | AUS | Queensland
| Mount Isa Copper Operations, Black Star Mine | No. 5 and No. 9 Pb-Zn orebodies, 650 Cu orebody, 1100 Cu orebody, 3000 Cu orebody | Seafloor hydrothermal | Sedimentary Exhalative (SEDEX) | SEDEX zinc-lead-copper | Cu, Pb, Zn | Ag | Cu, Pb, Zn, Ag | Cave et al., 2020 |  | 237-BASEMENTGAL-20.d | 237-BASEMENTGAL-20.d-1 | underground mine, open pit |  |  |  |  | ore material | drill core, polished section | drill core | mineral separate | [5 empty] | mineralisation |  |  |  | chalcopyrite, sphalerite, galena | Cu mineralisation stage, Pb-Zn mineralisation stage | replacement, vein infill, stratabound | coarse-grained, medium-grained, fine-grained, stratabound, discordant veins, replacement, infill |  |  |  | pyrite, pyrrhotite, arsenopyrite, siderite, dolomite, calcite, quartz, chlorite, K-feldspar, biotite, apatite, freibergite, tetrahedrite, cobaltite | Resin blocks containing each sample were produced following standard procedures and used for Mineral Liberation Analysis (MLA) mapping and subsequent LA-ICP-MS analyses | LA-ICPMS, EMPA, SEM-EDS | NWR213 solid state 213 nm laser ablation system coupled with an Agilent 7900 quadrupole ICP-MS; Cameca SXFive Electron Microprobe; Quanta600 SEM | Adelaide Microscopy | Ablation was conducted in an atmosphere of He (0.6 L/min) that was mixed with Ar (0.88 L/min) upon leaving the ablation cell; 70 µm diameter spot size with a 25:2 standard sample bracketing approach (2 standards analysed twice every 25 unknowns); MLA maps were acquired using the raster mode with an X-ray spectra collected every 4 µm | STDGL3 (CODES, University of Tasmania; Danyushevsky et al., 2011); GSD-1G | 762 | [13 empty] | 887.3 | [5 empty] | 189.1 | [11 empty] | 0.4 | [47 empty] | 0.105 | [5 empty] | 905000 | [15 empty] | 118800 |  | 458.5 |  |  |  | 89.1 | [5 empty] | 12.69 | [7 empty] | 19.3 | [5 empty] | 18 | [13 empty] | 0.5 |  |  |  |  | 2020 | Cave, B., et al. (2020), Ore Geology Reviews 124, 103647 |  | AUS | Queensland
| Mount Isa Copper Operations, Black Star Mine | No. 5 and No. 9 Pb-Zn orebodies, 650 Cu orebody, 1100 Cu orebody, 3000 Cu orebody | Seafloor hydrothermal | Sedimentary Exhalative (SEDEX) | SEDEX zinc-lead-copper | Cu, Pb, Zn | Ag | Cu, Pb, Zn, Ag | Cave et al., 2020 |  | 238-BASEMENTGAL-21.d | 238-BASEMENTGAL-21.d-1 | underground mine, open pit |  |  |  |  | ore material | drill core, polished section | drill core | mineral separate | [5 empty] | mineralisation |  |  |  | chalcopyrite, sphalerite, galena | Cu mineralisation stage, Pb-Zn mineralisation stage | replacement, vein infill, stratabound | coarse-grained, medium-grained, fine-grained, stratabound, discordant veins, replacement, infill |  |  |  | pyrite, pyrrhotite, arsenopyrite, siderite, dolomite, calcite, quartz, chlorite, K-feldspar, biotite, apatite, freibergite, tetrahedrite, cobaltite | Resin blocks containing each sample were produced following standard procedures and used for Mineral Liberation Analysis (MLA) mapping and subsequent LA-ICP-MS analyses | LA-ICPMS, EMPA, SEM-EDS | NWR213 solid state 213 nm laser ablation system coupled with an Agilent 7900 quadrupole ICP-MS; Cameca SXFive Electron Microprobe; Quanta600 SEM | Adelaide Microscopy | Ablation was conducted in an atmosphere of He (0.6 L/min) that was mixed with Ar (0.88 L/min) upon leaving the ablation cell; 70 µm diameter spot size with a 25:2 standard sample bracketing approach (2 standards analysed twice every 25 unknowns); MLA maps were acquired using the raster mode with an X-ray spectra collected every 4 µm | STDGL3 (CODES, University of Tasmania; Danyushevsky et al., 2011); GSD-1G | 902 |  |  |  | 0.21 | [9 empty] | 891.3 | [5 empty] | 246.4 | [11 empty] | 0.37 | [53 empty] | 917000 | [15 empty] | 121000 |  | 662.3 |  |  |  | 92.1 | [5 empty] | 13.9 | [7 empty] | 21.5 | [5 empty] | 49.77 | [13 empty] | 0.35 |  |  |  |  | 2020 | Cave, B., et al. (2020), Ore Geology Reviews 124, 103647 |  | AUS | Queensland
| Mount Isa Copper Operations, Black Star Mine | No. 5 and No. 9 Pb-Zn orebodies, 650 Cu orebody, 1100 Cu orebody, 3000 Cu orebody | Seafloor hydrothermal | Sedimentary Exhalative (SEDEX) | SEDEX zinc-lead-copper | Cu, Pb, Zn | Ag | Cu, Pb, Zn, Ag | Cave et al., 2020 |  | 239-BASEMENTGAL-22.d | 239-BASEMENTGAL-22.d-1 | underground mine, open pit |  |  |  |  | ore material | drill core, polished section | drill core | mineral separate | [5 empty] | mineralisation |  |  |  | chalcopyrite, sphalerite, galena | Cu mineralisation stage, Pb-Zn mineralisation stage | replacement, vein infill, stratabound | coarse-grained, medium-grained, fine-grained, stratabound, discordant veins, replacement, infill |  |  |  | pyrite, pyrrhotite, arsenopyrite, siderite, dolomite, calcite, quartz, chlorite, K-feldspar, biotite, apatite, freibergite, tetrahedrite, cobaltite | Resin blocks containing each sample were produced following standard procedures and used for Mineral Liberation Analysis (MLA) mapping and subsequent LA-ICP-MS analyses | LA-ICPMS, EMPA, SEM-EDS | NWR213 solid state 213 nm laser ablation system coupled with an Agilent 7900 quadrupole ICP-MS; Cameca SXFive Electron Microprobe; Quanta600 SEM | Adelaide Microscopy | Ablation was conducted in an atmosphere of He (0.6 L/min) that was mixed with Ar (0.88 L/min) upon leaving the ablation cell; 70 µm diameter spot size with a 25:2 standard sample bracketing approach (2 standards analysed twice every 25 unknowns); MLA maps were acquired using the raster mode with an X-ray spectra collected every 4 µm | STDGL3 (CODES, University of Tasmania; Danyushevsky et al., 2011); GSD-1G | 947 | [13 empty] | 875.5 | [5 empty] | 265.4 | [11 empty] | 0.14 | [47 empty] | 0.087 | [5 empty] | 919700 | [15 empty] | 121100 |  | 742.6 |  |  |  | 85.3 | [5 empty] | 14.01 | [7 empty] | 20.7 | [5 empty] | 73.03 | [13 empty] | 0.33 |  |  |  |  | 2020 | Cave, B., et al. (2020), Ore Geology Reviews 124, 103647 |  | AUS | Queensland
| Mount Isa Copper Operations, Black Star Mine | No. 5 and No. 9 Pb-Zn orebodies, 650 Cu orebody, 1100 Cu orebody, 3000 Cu orebody | Seafloor hydrothermal | Sedimentary Exhalative (SEDEX) | SEDEX zinc-lead-copper | Cu, Pb, Zn | Ag | Cu, Pb, Zn, Ag | Cave et al., 2020 |  | 240-BASEMENTGAL-23.d | 240-BASEMENTGAL-23.d-1 | underground mine, open pit |  |  |  |  | ore material | drill core, polished section | drill core | mineral separate | [5 empty] | mineralisation |  |  |  | chalcopyrite, sphalerite, galena | Cu mineralisation stage, Pb-Zn mineralisation stage | replacement, vein infill, stratabound | coarse-grained, medium-grained, fine-grained, stratabound, discordant veins, replacement, infill |  |  |  | pyrite, pyrrhotite, arsenopyrite, siderite, dolomite, calcite, quartz, chlorite, K-feldspar, biotite, apatite, freibergite, tetrahedrite, cobaltite | Resin blocks containing each sample were produced following standard procedures and used for Mineral Liberation Analysis (MLA) mapping and subsequent LA-ICP-MS analyses | LA-ICPMS, EMPA, SEM-EDS | NWR213 solid state 213 nm laser ablation system coupled with an Agilent 7900 quadrupole ICP-MS; Cameca SXFive Electron Microprobe; Quanta600 SEM | Adelaide Microscopy | Ablation was conducted in an atmosphere of He (0.6 L/min) that was mixed with Ar (0.88 L/min) upon leaving the ablation cell; 70 µm diameter spot size with a 25:2 standard sample bracketing approach (2 standards analysed twice every 25 unknowns); MLA maps were acquired using the raster mode with an X-ray spectra collected every 4 µm | STDGL3 (CODES, University of Tasmania; Danyushevsky et al., 2011); GSD-1G | 806 | [13 empty] | 938 | [5 empty] | 208.5 | [11 empty] | 0.32 | [47 empty] | 0.05 | [5 empty] | 908400 | [15 empty] | 121100 |  | 492.1 |  |  |  | 92.3 | [5 empty] | 13.09 | [7 empty] | 18.7 | [5 empty] | 19.04 | [18 empty] | 2020 | Cave, B., et al. (2020), Ore Geology Reviews 124, 103647 |  | AUS | Queensland
| Mount Isa Copper Operations, Black Star Mine | No. 5 and No. 9 Pb-Zn orebodies, 650 Cu orebody, 1100 Cu orebody, 3000 Cu orebody | Seafloor hydrothermal | Sedimentary Exhalative (SEDEX) | SEDEX zinc-lead-copper | Cu, Pb, Zn | Ag | Cu, Pb, Zn, Ag | Cave et al., 2020 |  | 241-BASEMENTGAL-24.d | 241-BASEMENTGAL-24.d-1 | underground mine, open pit |  |  |  |  | ore material | drill core, polished section | drill core | mineral separate | [5 empty] | mineralisation |  |  |  | chalcopyrite, sphalerite, galena | Cu mineralisation stage, Pb-Zn mineralisation stage | replacement, vein infill, stratabound | coarse-grained, medium-grained, fine-grained, stratabound, discordant veins, replacement, infill |  |  |  | pyrite, pyrrhotite, arsenopyrite, siderite, dolomite, calcite, quartz, chlorite, K-feldspar, biotite, apatite, freibergite, tetrahedrite, cobaltite | Resin blocks containing each sample were produced following standard procedures and used for Mineral Liberation Analysis (MLA) mapping and subsequent LA-ICP-MS analyses | LA-ICPMS, EMPA, SEM-EDS | NWR213 solid state 213 nm laser ablation system coupled with an Agilent 7900 quadrupole ICP-MS; Cameca SXFive Electron Microprobe; Quanta600 SEM | Adelaide Microscopy | Ablation was conducted in an atmosphere of He (0.6 L/min) that was mixed with Ar (0.88 L/min) upon leaving the ablation cell; 70 µm diameter spot size with a 25:2 standard sample bracketing approach (2 standards analysed twice every 25 unknowns); MLA maps were acquired using the raster mode with an X-ray spectra collected every 4 µm | STDGL3 (CODES, University of Tasmania; Danyushevsky et al., 2011); GSD-1G | 713.6 | [13 empty] | 923.6 | [5 empty] | 198.7 | [11 empty] | 0.91 | [47 empty] | 0.057 | [5 empty] | 924600 | [15 empty] | 121700 |  | 414.4 |  |  |  | 84.6 | [5 empty] | 11.56 | [7 empty] | 19.8 | [5 empty] | 44.16 | [13 empty] | 0.31 |  |  |  |  | 2020 | Cave, B., et al. (2020), Ore Geology Reviews 124, 103647 |  | AUS | Queensland
| Mount Isa Copper Operations, Black Star Mine | No. 5 and No. 9 Pb-Zn orebodies, 650 Cu orebody, 1100 Cu orebody, 3000 Cu orebody | Seafloor hydrothermal | Sedimentary Exhalative (SEDEX) | SEDEX zinc-lead-copper | Cu, Pb, Zn | Ag | Cu, Pb, Zn, Ag | Cave et al., 2020 |  | 242-BASEMENTGAL-25.d | 242-BASEMENTGAL-25.d-1 | underground mine, open pit |  |  |  |  | ore material | drill core, polished section | drill core | mineral separate | [5 empty] | mineralisation |  |  |  | chalcopyrite, sphalerite, galena | Cu mineralisation stage, Pb-Zn mineralisation stage | replacement, vein infill, stratabound | coarse-grained, medium-grained, fine-grained, stratabound, discordant veins, replacement, infill |  |  |  | pyrite, pyrrhotite, arsenopyrite, siderite, dolomite, calcite, quartz, chlorite, K-feldspar, biotite, apatite, freibergite, tetrahedrite, cobaltite | Resin blocks containing each sample were produced following standard procedures and used for Mineral Liberation Analysis (MLA) mapping and subsequent LA-ICP-MS analyses | LA-ICPMS, EMPA, SEM-EDS | NWR213 solid state 213 nm laser ablation system coupled with an Agilent 7900 quadrupole ICP-MS; Cameca SXFive Electron Microprobe; Quanta600 SEM | Adelaide Microscopy | Ablation was conducted in an atmosphere of He (0.6 L/min) that was mixed with Ar (0.88 L/min) upon leaving the ablation cell; 70 µm diameter spot size with a 25:2 standard sample bracketing approach (2 standards analysed twice every 25 unknowns); MLA maps were acquired using the raster mode with an X-ray spectra collected every 4 µm | STDGL3 (CODES, University of Tasmania; Danyushevsky et al., 2011); GSD-1G | 686.9 |  |  |  | 0.19 | [9 empty] | 910.9 | [5 empty] | 171.4 | [11 empty] | 0.47 | [47 empty] | 0.046 | [5 empty] | 905300 | [15 empty] | 119900 |  | 364.6 |  |  |  | 88.6 | [5 empty] | 12.24 | [7 empty] | 18.9 | [5 empty] | 10.82 | [18 empty] | 2020 | Cave, B., et al. (2020), Ore Geology Reviews 124, 103647 |  | AUS | Queensland
| Mount Isa Copper Operations, Black Star Mine | No. 5 and No. 9 Pb-Zn orebodies, 650 Cu orebody, 1100 Cu orebody, 3000 Cu orebody | Seafloor hydrothermal | Sedimentary Exhalative (SEDEX) | SEDEX zinc-lead-copper | Cu, Pb, Zn | Ag | Cu, Pb, Zn, Ag | Cave et al., 2020 |  | 220-NO9OREGAL-1.d | 220-NO9OREGAL-1.d-1 | underground mine, open pit |  |  |  |  | ore material | drill core, polished section | drill core | mineral separate | [5 empty] | mineralisation |  |  |  | chalcopyrite, sphalerite, galena | Cu mineralisation stage, Pb-Zn mineralisation stage | replacement, vein infill, stratabound | coarse-grained, medium-grained, fine-grained, stratabound, discordant veins, replacement, infill |  |  |  | pyrite, pyrrhotite, arsenopyrite, siderite, dolomite, calcite, quartz, chlorite, K-feldspar, biotite, apatite, freibergite, tetrahedrite, cobaltite | Resin blocks containing each sample were produced following standard procedures and used for Mineral Liberation Analysis (MLA) mapping and subsequent LA-ICP-MS analyses | LA-ICPMS, EMPA, SEM-EDS | NWR213 solid state 213 nm laser ablation system coupled with an Agilent 7900 quadrupole ICP-MS; Cameca SXFive Electron Microprobe; Quanta600 SEM | Adelaide Microscopy | Ablation was conducted in an atmosphere of He (0.6 L/min) that was mixed with Ar (0.88 L/min) upon leaving the ablation cell; 70 µm diameter spot size with a 25:2 standard sample bracketing approach (2 standards analysed twice every 25 unknowns); MLA maps were acquired using the raster mode with an X-ray spectra collected every 4 µm | STDGL3 (CODES, University of Tasmania; Danyushevsky et al., 2011); GSD-1G | 1272 |  | 0.5 |  | 0.28 | [9 empty] | 7.44 | [5 empty] | 7.45 | [11 empty] | 0.24 | [47 empty] | 0.092 | [5 empty] | 900300 | [15 empty] | 123400 |  | 1629 |  |  |  | 3.5 | [5 empty] | 2.63 | [7 empty] | 0.56 | [5 empty] | 38.58 | [13 empty] | 6.7 |  |  |  |  | 2020 | Cave, B., et al. (2020), Ore Geology Reviews 124, 103647 |  | AUS | Queensland
| Mount Isa Copper Operations, Black Star Mine | No. 5 and No. 9 Pb-Zn orebodies, 650 Cu orebody, 1100 Cu orebody, 3000 Cu orebody | Seafloor hydrothermal | Sedimentary Exhalative (SEDEX) | SEDEX zinc-lead-copper | Cu, Pb, Zn | Ag | Cu, Pb, Zn, Ag | Cave et al., 2020 |  | 221-NO9OREGAL-2.d | 221-NO9OREGAL-2.d-1 | underground mine, open pit |  |  |  |  | ore material | drill core, polished section | drill core | mineral separate | [5 empty] | mineralisation |  |  |  | chalcopyrite, sphalerite, galena | Cu mineralisation stage, Pb-Zn mineralisation stage | replacement, vein infill, stratabound | coarse-grained, medium-grained, fine-grained, stratabound, discordant veins, replacement, infill |  |  |  | pyrite, pyrrhotite, arsenopyrite, siderite, dolomite, calcite, quartz, chlorite, K-feldspar, biotite, apatite, freibergite, tetrahedrite, cobaltite | Resin blocks containing each sample were produced following standard procedures and used for Mineral Liberation Analysis (MLA) mapping and subsequent LA-ICP-MS analyses | LA-ICPMS, EMPA, SEM-EDS | NWR213 solid state 213 nm laser ablation system coupled with an Agilent 7900 quadrupole ICP-MS; Cameca SXFive Electron Microprobe; Quanta600 SEM | Adelaide Microscopy | Ablation was conducted in an atmosphere of He (0.6 L/min) that was mixed with Ar (0.88 L/min) upon leaving the ablation cell; 70 µm diameter spot size with a 25:2 standard sample bracketing approach (2 standards analysed twice every 25 unknowns); MLA maps were acquired using the raster mode with an X-ray spectra collected every 4 µm | STDGL3 (CODES, University of Tasmania; Danyushevsky et al., 2011); GSD-1G | 1203 | [13 empty] | 7.6 | [5 empty] | 7.1 | [5 empty] | 0.034 | [15 empty] | 13.5 | [43 empty] | 897000 | [15 empty] | 127200 |  | 1542 |  |  |  | 1.8 | [5 empty] | 2.78 | [7 empty] | 0.63 | [5 empty] | 37.73 | [13 empty] | 4.63 |  |  |  |  | 2020 | Cave, B., et al. (2020), Ore Geology Reviews 124, 103647 |  | AUS | Queensland
| Mount Isa Copper Operations, Black Star Mine | No. 5 and No. 9 Pb-Zn orebodies, 650 Cu orebody, 1100 Cu orebody, 3000 Cu orebody | Seafloor hydrothermal | Sedimentary Exhalative (SEDEX) | SEDEX zinc-lead-copper | Cu, Pb, Zn | Ag | Cu, Pb, Zn, Ag | Cave et al., 2020 |  | 223-NO9OREGAL-4.d | 223-NO9OREGAL-4.d-1 | underground mine, open pit |  |  |  |  | ore material | drill core, polished section | drill core | mineral separate | [5 empty] | mineralisation |  |  |  | chalcopyrite, sphalerite, galena | Cu mineralisation stage, Pb-Zn mineralisation stage | replacement, vein infill, stratabound | coarse-grained, medium-grained, fine-grained, stratabound, discordant veins, replacement, infill |  |  |  | pyrite, pyrrhotite, arsenopyrite, siderite, dolomite, calcite, quartz, chlorite, K-feldspar, biotite, apatite, freibergite, tetrahedrite, cobaltite | Resin blocks containing each sample were produced following standard procedures and used for Mineral Liberation Analysis (MLA) mapping and subsequent LA-ICP-MS analyses | LA-ICPMS, EMPA, SEM-EDS | NWR213 solid state 213 nm laser ablation system coupled with an Agilent 7900 quadrupole ICP-MS; Cameca SXFive Electron Microprobe; Quanta600 SEM | Adelaide Microscopy | Ablation was conducted in an atmosphere of He (0.6 L/min) that was mixed with Ar (0.88 L/min) upon leaving the ablation cell; 70 µm diameter spot size with a 25:2 standard sample bracketing approach (2 standards analysed twice every 25 unknowns); MLA maps were acquired using the raster mode with an X-ray spectra collected every 4 µm | STDGL3 (CODES, University of Tasmania; Danyushevsky et al., 2011); GSD-1G | 1263 |  | 0.48 | [11 empty] | 7.62 | [5 empty] | 11.1 | [5 empty] | 0.025 | [5 empty] | 0.48 | [9 empty] | 88 | [5 empty] | 0.11 | [7 empty] | 0.107 | [13 empty] | 0.17 | [9 empty] | 0.096 | [5 empty] | 903000 | [15 empty] | 125300 |  | 1634 |  |  |  | 1.5 | [5 empty] | 2.91 | [7 empty] | 1.17 | [5 empty] | 34.37 | [13 empty] | 970 |  |  |  |  | 2020 | Cave, B., et al. (2020), Ore Geology Reviews 124, 103647 |  | AUS | Queensland
| Mount Isa Copper Operations, Black Star Mine | No. 5 and No. 9 Pb-Zn orebodies, 650 Cu orebody, 1100 Cu orebody, 3000 Cu orebody | Seafloor hydrothermal | Sedimentary Exhalative (SEDEX) | SEDEX zinc-lead-copper | Cu, Pb, Zn | Ag | Cu, Pb, Zn, Ag | Cave et al., 2020 |  | 225-NO9OREGAL-6.d | 225-NO9OREGAL-6.d-1 | underground mine, open pit |  |  |  |  | ore material | drill core, polished section | drill core | mineral separate | [5 empty] | mineralisation |  |  |  | chalcopyrite, sphalerite, galena | Cu mineralisation stage, Pb-Zn mineralisation stage | replacement, vein infill, stratabound | coarse-grained, medium-grained, fine-grained, stratabound, discordant veins, replacement, infill |  |  |  | pyrite, pyrrhotite, arsenopyrite, siderite, dolomite, calcite, quartz, chlorite, K-feldspar, biotite, apatite, freibergite, tetrahedrite, cobaltite | Resin blocks containing each sample were produced following standard procedures and used for Mineral Liberation Analysis (MLA) mapping and subsequent LA-ICP-MS analyses | LA-ICPMS, EMPA, SEM-EDS | NWR213 solid state 213 nm laser ablation system coupled with an Agilent 7900 quadrupole ICP-MS; Cameca SXFive Electron Microprobe; Quanta600 SEM | Adelaide Microscopy | Ablation was conducted in an atmosphere of He (0.6 L/min) that was mixed with Ar (0.88 L/min) upon leaving the ablation cell; 70 µm diameter spot size with a 25:2 standard sample bracketing approach (2 standards analysed twice every 25 unknowns); MLA maps were acquired using the raster mode with an X-ray spectra collected every 4 µm | STDGL3 (CODES, University of Tasmania; Danyushevsky et al., 2011); GSD-1G | 856 |  | 33 |  | 1.16 | [9 empty] | 7.51 | [5 empty] | 8.2 | [5 empty] | 0.64 | [5 empty] | 6.02 | [9 empty] | 68 | [13 empty] | 0.1 | [13 empty] | 0.9 | [9 empty] | 0.18 | [5 empty] | 899200 | [15 empty] | 131000 |  | 2427 |  |  |  | 6.4 | [5 empty] | 1.87 | [7 empty] | 0.81 | [5 empty] | 93.3 | [18 empty] | 2020 | Cave, B., et al. (2020), Ore Geology Reviews 124, 103647 |  | AUS | Queensland
| Mount Isa Copper Operations, Black Star Mine | No. 5 and No. 9 Pb-Zn orebodies, 650 Cu orebody, 1100 Cu orebody, 3000 Cu orebody | Seafloor hydrothermal | Sedimentary Exhalative (SEDEX) | SEDEX zinc-lead-copper | Cu, Pb, Zn | Ag | Cu, Pb, Zn, Ag | Cave et al., 2020 |  | 228-NO9OREGAL-9.d | 228-NO9OREGAL-9.d-1 | underground mine, open pit |  |  |  |  | ore material | drill core, polished section | drill core | mineral separate | [5 empty] | mineralisation |  |  |  | chalcopyrite, sphalerite, galena | Cu mineralisation stage, Pb-Zn mineralisation stage | replacement, vein infill, stratabound | coarse-grained, medium-grained, fine-grained, stratabound, discordant veins, replacement, infill |  |  |  | pyrite, pyrrhotite, arsenopyrite, siderite, dolomite, calcite, quartz, chlorite, K-feldspar, biotite, apatite, freibergite, tetrahedrite, cobaltite | Resin blocks containing each sample were produced following standard procedures and used for Mineral Liberation Analysis (MLA) mapping and subsequent LA-ICP-MS analyses | LA-ICPMS, EMPA, SEM-EDS | NWR213 solid state 213 nm laser ablation system coupled with an Agilent 7900 quadrupole ICP-MS; Cameca SXFive Electron Microprobe; Quanta600 SEM | Adelaide Microscopy | Ablation was conducted in an atmosphere of He (0.6 L/min) that was mixed with Ar (0.88 L/min) upon leaving the ablation cell; 70 µm diameter spot size with a 25:2 standard sample bracketing approach (2 standards analysed twice every 25 unknowns); MLA maps were acquired using the raster mode with an X-ray spectra collected every 4 µm | STDGL3 (CODES, University of Tasmania; Danyushevsky et al., 2011); GSD-1G | 861 |  | 0.65 |  | 0.2 | [9 empty] | 7.1 | [5 empty] | 7.05 | [11 empty] | 5.55 | [9 empty] | 18.9 | [13 empty] | 0.06 | [13 empty] | 0.64 | [9 empty] | 0.097 | [5 empty] | 906000 | [15 empty] | 129500 |  | 2583 |  |  |  | 7.4 | [5 empty] | 1.62 | [7 empty] | 1.13 | [5 empty] | 112.7 | [18 empty] | 2020 | Cave, B., et al. (2020), Ore Geology Reviews 124, 103647 |  | AUS | Queensland
| Mount Isa Copper Operations, Black Star Mine | No. 5 and No. 9 Pb-Zn orebodies, 650 Cu orebody, 1100 Cu orebody, 3000 Cu orebody | Seafloor hydrothermal | Sedimentary Exhalative (SEDEX) | SEDEX zinc-lead-copper | Cu, Pb, Zn | Ag | Cu, Pb, Zn, Ag | Cave et al., 2020 |  | 232-NO9OREGAL-13.d | 232-NO9OREGAL-13.d-1 | underground mine, open pit |  |  |  |  | ore material | drill core, polished section | drill core | mineral separate | [5 empty] | mineralisation |  |  |  | chalcopyrite, sphalerite, galena | Cu mineralisation stage, Pb-Zn mineralisation stage | replacement, vein infill, stratabound | coarse-grained, medium-grained, fine-grained, stratabound, discordant veins, replacement, infill |  |  |  | pyrite, pyrrhotite, arsenopyrite, siderite, dolomite, calcite, quartz, chlorite, K-feldspar, biotite, apatite, freibergite, tetrahedrite, cobaltite | Resin blocks containing each sample were produced following standard procedures and used for Mineral Liberation Analysis (MLA) mapping and subsequent LA-ICP-MS analyses | LA-ICPMS, EMPA, SEM-EDS | NWR213 solid state 213 nm laser ablation system coupled with an Agilent 7900 quadrupole ICP-MS; Cameca SXFive Electron Microprobe; Quanta600 SEM | Adelaide Microscopy | Ablation was conducted in an atmosphere of He (0.6 L/min) that was mixed with Ar (0.88 L/min) upon leaving the ablation cell; 70 µm diameter spot size with a 25:2 standard sample bracketing approach (2 standards analysed twice every 25 unknowns); MLA maps were acquired using the raster mode with an X-ray spectra collected every 4 µm | STDGL3 (CODES, University of Tasmania; Danyushevsky et al., 2011); GSD-1G | 1254 |  | 16.6 |  | 0.37 | [9 empty] | 7.72 | [5 empty] | 7.03 | [5 empty] | 0.36 | [5 empty] | 2.55 | [9 empty] | 350 |  | 0.036 |  |  |  | 0.098 | [21 empty] | 0.22 | [9 empty] | 0.142 | [5 empty] | 892000 | [15 empty] | 131100 |  | 1836 |  |  |  | 3.9 | [5 empty] | 2.71 | [7 empty] | 0.79 | [5 empty] | 36.1 | [13 empty] | 11.9 |  |  |  |  | 2020 | Cave, B., et al. (2020), Ore Geology Reviews 124, 103647 |  | AUS | Queensland
| Mount Isa Copper Operations, Black Star Mine | No. 5 and No. 9 Pb-Zn orebodies, 650 Cu orebody, 1100 Cu orebody, 3000 Cu orebody | Seafloor hydrothermal | Sedimentary Exhalative (SEDEX) | SEDEX zinc-lead-copper | Cu, Pb, Zn | Ag | Cu, Pb, Zn, Ag | Cave et al., 2020 |  | 234-NO9OREGAL-15.d | 234-NO9OREGAL-15.d-1 | underground mine, open pit |  |  |  |  | ore material | drill core, polished section | drill core | mineral separate | [5 empty] | mineralisation |  |  |  | chalcopyrite, sphalerite, galena | Cu mineralisation stage, Pb-Zn mineralisation stage | replacement, vein infill, stratabound | coarse-grained, medium-grained, fine-grained, stratabound, discordant veins, replacement, infill |  |  |  | pyrite, pyrrhotite, arsenopyrite, siderite, dolomite, calcite, quartz, chlorite, K-feldspar, biotite, apatite, freibergite, tetrahedrite, cobaltite | Resin blocks containing each sample were produced following standard procedures and used for Mineral Liberation Analysis (MLA) mapping and subsequent LA-ICP-MS analyses | LA-ICPMS, EMPA, SEM-EDS | NWR213 solid state 213 nm laser ablation system coupled with an Agilent 7900 quadrupole ICP-MS; Cameca SXFive Electron Microprobe; Quanta600 SEM | Adelaide Microscopy | Ablation was conducted in an atmosphere of He (0.6 L/min) that was mixed with Ar (0.88 L/min) upon leaving the ablation cell; 70 µm diameter spot size with a 25:2 standard sample bracketing approach (2 standards analysed twice every 25 unknowns); MLA maps were acquired using the raster mode with an X-ray spectra collected every 4 µm | STDGL3 (CODES, University of Tasmania; Danyushevsky et al., 2011); GSD-1G | 808 |  | 1.49 |  | 0.39 | [9 empty] | 7.33 | [5 empty] | 6.14 | [5 empty] | 0.15 | [5 empty] | 5.03 | [9 empty] | 32 |  | 0.017 | [11 empty] | 0.07 | [13 empty] | 0.42 | [15 empty] | 894000 | [15 empty] | 130200 |  | 2191 |  |  |  | 7.9 | [5 empty] | 2 | [13 empty] | 82.6 | [13 empty] | 65.9 |  |  |  |  | 2020 | Cave, B., et al. (2020), Ore Geology Reviews 124, 103647 |  | AUS | Queensland
| Mount Isa Copper Operations, Black Star Mine | No. 5 and No. 9 Pb-Zn orebodies, 650 Cu orebody, 1100 Cu orebody, 3000 Cu orebody | Seafloor hydrothermal | Sedimentary Exhalative (SEDEX) | SEDEX zinc-lead-copper | Cu, Pb, Zn | Ag | Cu, Pb, Zn, Ag | Cave et al., 2020 |  | 236-NO9OREGAL-17.d | 236-NO9OREGAL-17.d-1 | underground mine, open pit |  |  |  |  | ore material | drill core, polished section | drill core | mineral separate | [5 empty] | mineralisation |  |  |  | chalcopyrite, sphalerite, galena | Cu mineralisation stage, Pb-Zn mineralisation stage | replacement, vein infill, stratabound | coarse-grained, medium-grained, fine-grained, stratabound, discordant veins, replacement, infill |  |  |  | pyrite, pyrrhotite, arsenopyrite, siderite, dolomite, calcite, quartz, chlorite, K-feldspar, biotite, apatite, freibergite, tetrahedrite, cobaltite | Resin blocks containing each sample were produced following standard procedures and used for Mineral Liberation Analysis (MLA) mapping and subsequent LA-ICP-MS analyses | LA-ICPMS, EMPA, SEM-EDS | NWR213 solid state 213 nm laser ablation system coupled with an Agilent 7900 quadrupole ICP-MS; Cameca SXFive Electron Microprobe; Quanta600 SEM | Adelaide Microscopy | Ablation was conducted in an atmosphere of He (0.6 L/min) that was mixed with Ar (0.88 L/min) upon leaving the ablation cell; 70 µm diameter spot size with a 25:2 standard sample bracketing approach (2 standards analysed twice every 25 unknowns); MLA maps were acquired using the raster mode with an X-ray spectra collected every 4 µm | STDGL3 (CODES, University of Tasmania; Danyushevsky et al., 2011); GSD-1G | 1369 |  |  |  | 0.23 | [9 empty] | 7.285 | [5 empty] | 6.94 | [5 empty] | 0.053 | [5 empty] | 0.38 | [9 empty] | 232 | [43 empty] | 903700 | [15 empty] | 125900 |  | 1737 |  |  |  | 2.5 | [5 empty] | 2.96 | [7 empty] | 0.55 | [5 empty] | 33.71 | [13 empty] | 43 |  |  |  |  | 2020 | Cave, B., et al. (2020), Ore Geology Reviews 124, 103647 |  | AUS | Queensland
| Mount Isa Copper Operations, Black Star Mine | No. 5 and No. 9 Pb-Zn orebodies, 650 Cu orebody, 1100 Cu orebody, 3000 Cu orebody | Seafloor hydrothermal | Sedimentary Exhalative (SEDEX) | SEDEX zinc-lead-copper | Cu, Pb, Zn | Ag | Cu, Pb, Zn, Ag | Cave et al., 2020 |  | 241-NO9OREGAL-22.d | 241-NO9OREGAL-22.d-1 | underground mine, open pit |  |  |  |  | ore material | drill core, polished section | drill core | mineral separate | [5 empty] | mineralisation |  |  |  | chalcopyrite, sphalerite, galena | Cu mineralisation stage, Pb-Zn mineralisation stage | replacement, vein infill, stratabound | coarse-grained, medium-grained, fine-grained, stratabound, discordant veins, replacement, infill |  |  |  | pyrite, pyrrhotite, arsenopyrite, siderite, dolomite, calcite, quartz, chlorite, K-feldspar, biotite, apatite, freibergite, tetrahedrite, cobaltite | Resin blocks containing each sample were produced following standard procedures and used for Mineral Liberation Analysis (MLA) mapping and subsequent LA-ICP-MS analyses | LA-ICPMS, EMPA, SEM-EDS | NWR213 solid state 213 nm laser ablation system coupled with an Agilent 7900 quadrupole ICP-MS; Cameca SXFive Electron Microprobe; Quanta600 SEM | Adelaide Microscopy | Ablation was conducted in an atmosphere of He (0.6 L/min) that was mixed with Ar (0.88 L/min) upon leaving the ablation cell; 70 µm diameter spot size with a 25:2 standard sample bracketing approach (2 standards analysed twice every 25 unknowns); MLA maps were acquired using the raster mode with an X-ray spectra collected every 4 µm | STDGL3 (CODES, University of Tasmania; Danyushevsky et al., 2011); GSD-1G | 1192 |  | 14.2 |  | 0.35 | [9 empty] | 7.87 | [5 empty] | 21.3 | [5 empty] | 0.14 | [5 empty] | 22.7 | [9 empty] | 111 |  | 0.012 | [11 empty] | 0.357 | [13 empty] | 0.39 | [9 empty] | 0.14 | [5 empty] | 906000 | [15 empty] | 150100 |  | 5910 |  |  |  | 31.4 | [5 empty] | 1.69 | [7 empty] | 3.05 | [5 empty] | 226 | [13 empty] | 1320 |  |  |  |  | 2020 | Cave, B., et al. (2020), Ore Geology Reviews 124, 103647 |  | AUS | Queensland
| Mount Isa Copper Operations, Black Star Mine | No. 5 and No. 9 Pb-Zn orebodies, 650 Cu orebody, 1100 Cu orebody, 3000 Cu orebody | Seafloor hydrothermal | Sedimentary Exhalative (SEDEX) | SEDEX zinc-lead-copper | Cu, Pb, Zn | Ag | Cu, Pb, Zn, Ag | Cave et al., 2020 |  | 244-NO9OREGAL-25.d | 244-NO9OREGAL-25.d-1 | underground mine, open pit |  |  |  |  | ore material | drill core, polished section | drill core | mineral separate | [5 empty] | mineralisation |  |  |  | chalcopyrite, sphalerite, galena | Cu mineralisation stage, Pb-Zn mineralisation stage | replacement, vein infill, stratabound | coarse-grained, medium-grained, fine-grained, stratabound, discordant veins, replacement, infill |  |  |  | pyrite, pyrrhotite, arsenopyrite, siderite, dolomite, calcite, quartz, chlorite, K-feldspar, biotite, apatite, freibergite, tetrahedrite, cobaltite | Resin blocks containing each sample were produced following standard procedures and used for Mineral Liberation Analysis (MLA) mapping and subsequent LA-ICP-MS analyses | LA-ICPMS, EMPA, SEM-EDS | NWR213 solid state 213 nm laser ablation system coupled with an Agilent 7900 quadrupole ICP-MS; Cameca SXFive Electron Microprobe; Quanta600 SEM | Adelaide Microscopy | Ablation was conducted in an atmosphere of He (0.6 L/min) that was mixed with Ar (0.88 L/min) upon leaving the ablation cell; 70 µm diameter spot size with a 25:2 standard sample bracketing approach (2 standards analysed twice every 25 unknowns); MLA maps were acquired using the raster mode with an X-ray spectra collected every 4 µm | STDGL3 (CODES, University of Tasmania; Danyushevsky et al., 2011); GSD-1G | 1017 |  | 59 |  | 6.6 | [9 empty] | 7.77 | [5 empty] | 110 | [5 empty] | 5.2 | [5 empty] | 17.1 | [9 empty] | 1630 | [13 empty] | 1.3 | [13 empty] | 1.19 | [9 empty] | 0.35 | [5 empty] | 898000 | [15 empty] | 149500 |  | 4360 |  |  |  | 13.2 | [5 empty] | 1.7 | [7 empty] | 1.73 | [5 empty] | 171.7 | [13 empty] | 18000 |  |  |  |  | 2020 | Cave, B., et al. (2020), Ore Geology Reviews 124, 103647 |  | AUS | Queensland
| Mount Isa Copper Operations, Black Star Mine | No. 5 and No. 9 Pb-Zn orebodies, 650 Cu orebody, 1100 Cu orebody, 3000 Cu orebody | Seafloor hydrothermal | Sedimentary Exhalative (SEDEX) | SEDEX zinc-lead-copper | Cu, Pb, Zn | Ag | Cu, Pb, Zn, Ag | Cave et al., 2020 |  | 251-NO5OREGAL-2.d | 251-NO5OREGAL-2.d-1 | underground mine, open pit |  |  |  |  | ore material | drill core, polished section | drill core | mineral separate | [5 empty] | mineralisation |  |  |  | chalcopyrite, sphalerite, galena | Cu mineralisation stage, Pb-Zn mineralisation stage | replacement, vein infill, stratabound | coarse-grained, medium-grained, fine-grained, stratabound, discordant veins, replacement, infill |  |  |  | pyrite, pyrrhotite, arsenopyrite, siderite, dolomite, calcite, quartz, chlorite, K-feldspar, biotite, apatite, freibergite, tetrahedrite, cobaltite | Resin blocks containing each sample were produced following standard procedures and used for Mineral Liberation Analysis (MLA) mapping and subsequent LA-ICP-MS analyses | LA-ICPMS, EMPA, SEM-EDS | NWR213 solid state 213 nm laser ablation system coupled with an Agilent 7900 quadrupole ICP-MS; Cameca SXFive Electron Microprobe; Quanta600 SEM | Adelaide Microscopy | Ablation was conducted in an atmosphere of He (0.6 L/min) that was mixed with Ar (0.88 L/min) upon leaving the ablation cell; 70 µm diameter spot size with a 25:2 standard sample bracketing approach (2 standards analysed twice every 25 unknowns); MLA maps were acquired using the raster mode with an X-ray spectra collected every 4 µm | STDGL3 (CODES, University of Tasmania; Danyushevsky et al., 2011); GSD-1G | 705 |  | 74 |  | 0.103 | [9 empty] | 12.68 | [5 empty] | 6.05 | [5 empty] | 0.018 | [5 empty] | 3.4 | [9 empty] | 15.5 |  | 0.03 |  |  |  | 0.18 | [31 empty] | 0.037 | [5 empty] | 900500 | [15 empty] | 126300 |  | 942 |  |  |  | 4.8 | [5 empty] | 1.194 | [7 empty] | 1.17 | [5 empty] | 24.67 | [13 empty] | 1.56 |  |  |  |  | 2020 | Cave, B., et al. (2020), Ore Geology Reviews 124, 103647 |  | AUS | Queensland
| Mount Isa Copper Operations, Black Star Mine | No. 5 and No. 9 Pb-Zn orebodies, 650 Cu orebody, 1100 Cu orebody, 3000 Cu orebody | Seafloor hydrothermal | Sedimentary Exhalative (SEDEX) | SEDEX zinc-lead-copper | Cu, Pb, Zn | Ag | Cu, Pb, Zn, Ag | Cave et al., 2020 |  | 260-NO5OREGAL-10.d | 260-NO5OREGAL-10.d-1 | underground mine, open pit |  |  |  |  | ore material | drill core, polished section | drill core | mineral separate | [5 empty] | mineralisation |  |  |  | chalcopyrite, sphalerite, galena | Cu mineralisation stage, Pb-Zn mineralisation stage | replacement, vein infill, stratabound | coarse-grained, medium-grained, fine-grained, stratabound, discordant veins, replacement, infill |  |  |  | pyrite, pyrrhotite, arsenopyrite, siderite, dolomite, calcite, quartz, chlorite, K-feldspar, biotite, apatite, freibergite, tetrahedrite, cobaltite | Resin blocks containing each sample were produced following standard procedures and used for Mineral Liberation Analysis (MLA) mapping and subsequent LA-ICP-MS analyses | LA-ICPMS, EMPA, SEM-EDS | NWR213 solid state 213 nm laser ablation system coupled with an Agilent 7900 quadrupole ICP-MS; Cameca SXFive Electron Microprobe; Quanta600 SEM | Adelaide Microscopy | Ablation was conducted in an atmosphere of He (0.6 L/min) that was mixed with Ar (0.88 L/min) upon leaving the ablation cell; 70 µm diameter spot size with a 25:2 standard sample bracketing approach (2 standards analysed twice every 25 unknowns); MLA maps were acquired using the raster mode with an X-ray spectra collected every 4 µm | STDGL3 (CODES, University of Tasmania; Danyushevsky et al., 2011); GSD-1G | 664 | [13 empty] | 12.26 | [5 empty] | 6.17 | [5 empty] | 0.02 | [5 empty] | 0.38 | [9 empty] | 24.5 | [37 empty] | 0.139 | [5 empty] | 902000 | [15 empty] | 130200 |  | 874 |  |  |  | 4.7 | [5 empty] | 1.12 | [7 empty] | 1.16 | [5 empty] | 22.61 | [13 empty] | 0.72 |  |  |  |  | 2020 | Cave, B., et al. (2020), Ore Geology Reviews 124, 103647 |  | AUS | Queensland
| Mount Isa Copper Operations, Black Star Mine | No. 5 and No. 9 Pb-Zn orebodies, 650 Cu orebody, 1100 Cu orebody, 3000 Cu orebody | Seafloor hydrothermal | Sedimentary Exhalative (SEDEX) | SEDEX zinc-lead-copper | Cu, Pb, Zn | Ag | Cu, Pb, Zn, Ag | Cave et al., 2020 |  | 262-NO5OREGAL-11.d | 262-NO5OREGAL-11.d-1 | underground mine, open pit |  |  |  |  | ore material | drill core, polished section | drill core | mineral separate | [5 empty] | mineralisation |  |  |  | chalcopyrite, sphalerite, galena | Cu mineralisation stage, Pb-Zn mineralisation stage | replacement, vein infill, stratabound | coarse-grained, medium-grained, fine-grained, stratabound, discordant veins, replacement, infill |  |  |  | pyrite, pyrrhotite, arsenopyrite, siderite, dolomite, calcite, quartz, chlorite, K-feldspar, biotite, apatite, freibergite, tetrahedrite, cobaltite | Resin blocks containing each sample were produced following standard procedures and used for Mineral Liberation Analysis (MLA) mapping and subsequent LA-ICP-MS analyses | LA-ICPMS, EMPA, SEM-EDS | NWR213 solid state 213 nm laser ablation system coupled with an Agilent 7900 quadrupole ICP-MS; Cameca SXFive Electron Microprobe; Quanta600 SEM | Adelaide Microscopy | Ablation was conducted in an atmosphere of He (0.6 L/min) that was mixed with Ar (0.88 L/min) upon leaving the ablation cell; 70 µm diameter spot size with a 25:2 standard sample bracketing approach (2 standards analysed twice every 25 unknowns); MLA maps were acquired using the raster mode with an X-ray spectra collected every 4 µm | STDGL3 (CODES, University of Tasmania; Danyushevsky et al., 2011); GSD-1G | 527 |  | 22.8 | [11 empty] | 12.76 | [5 empty] | 5.13 | [5 empty] | 0.039 | [5 empty] | 0.43 | [9 empty] | 11.8 |  | 0.028 | [25 empty] | 0.34 | [9 empty] | 0.26 | [5 empty] | 885000 | [15 empty] | 130200 |  | 730 |  |  |  | 3.8 | [5 empty] | 1.23 | [7 empty] | 1.41 | [5 empty] | 18.23 | [18 empty] | 2020 | Cave, B., et al. (2020), Ore Geology Reviews 124, 103647 |  | AUS | Queensland
| Mount Isa Copper Operations, Black Star Mine | No. 5 and No. 9 Pb-Zn orebodies, 650 Cu orebody, 1100 Cu orebody, 3000 Cu orebody | Seafloor hydrothermal | Sedimentary Exhalative (SEDEX) | SEDEX zinc-lead-copper | Cu, Pb, Zn | Ag | Cu, Pb, Zn, Ag | Cave et al., 2020 |  | 264-NO5OREGAL-13.d | 264-NO5OREGAL-13.d-1 | underground mine, open pit |  |  |  |  | ore material | drill core, polished section | drill core | mineral separate | [5 empty] | mineralisation |  |  |  | chalcopyrite, sphalerite, galena | Cu mineralisation stage, Pb-Zn mineralisation stage | replacement, vein infill, stratabound | coarse-grained, medium-grained, fine-grained, stratabound, discordant veins, replacement, infill |  |  |  | pyrite, pyrrhotite, arsenopyrite, siderite, dolomite, calcite, quartz, chlorite, K-feldspar, biotite, apatite, freibergite, tetrahedrite, cobaltite | Resin blocks containing each sample were produced following standard procedures and used for Mineral Liberation Analysis (MLA) mapping and subsequent LA-ICP-MS analyses | LA-ICPMS, EMPA, SEM-EDS | NWR213 solid state 213 nm laser ablation system coupled with an Agilent 7900 quadrupole ICP-MS; Cameca SXFive Electron Microprobe; Quanta600 SEM | Adelaide Microscopy | Ablation was conducted in an atmosphere of He (0.6 L/min) that was mixed with Ar (0.88 L/min) upon leaving the ablation cell; 70 µm diameter spot size with a 25:2 standard sample bracketing approach (2 standards analysed twice every 25 unknowns); MLA maps were acquired using the raster mode with an X-ray spectra collected every 4 µm | STDGL3 (CODES, University of Tasmania; Danyushevsky et al., 2011); GSD-1G | 636 |  | 99 | [11 empty] | 12.07 | [5 empty] | 5.9 | [11 empty] | 0.29 | [9 empty] | 71 |  | 0.053 |  |  |  | 0.2 | [31 empty] | 0.121 | [5 empty] | 899900 | [15 empty] | 128500 |  | 879 |  |  |  | 5.7 | [5 empty] | 1.233 | [7 empty] | 1.43 | [5 empty] | 22.4 | [18 empty] | 2020 | Cave, B., et al. (2020), Ore Geology Reviews 124, 103647 |  | AUS | Queensland
| Mount Isa Copper Operations, Black Star Mine | No. 5 and No. 9 Pb-Zn orebodies, 650 Cu orebody, 1100 Cu orebody, 3000 Cu orebody | Seafloor hydrothermal | Sedimentary Exhalative (SEDEX) | SEDEX zinc-lead-copper | Cu, Pb, Zn | Ag | Cu, Pb, Zn, Ag | Cave et al., 2020 |  | 265-NO5OREGAL-14.d | 265-NO5OREGAL-14.d-1 | underground mine, open pit |  |  |  |  | ore material | drill core, polished section | drill core | mineral separate | [5 empty] | mineralisation |  |  |  | chalcopyrite, sphalerite, galena | Cu mineralisation stage, Pb-Zn mineralisation stage | replacement, vein infill, stratabound | coarse-grained, medium-grained, fine-grained, stratabound, discordant veins, replacement, infill |  |  |  | pyrite, pyrrhotite, arsenopyrite, siderite, dolomite, calcite, quartz, chlorite, K-feldspar, biotite, apatite, freibergite, tetrahedrite, cobaltite | Resin blocks containing each sample were produced following standard procedures and used for Mineral Liberation Analysis (MLA) mapping and subsequent LA-ICP-MS analyses | LA-ICPMS, EMPA, SEM-EDS | NWR213 solid state 213 nm laser ablation system coupled with an Agilent 7900 quadrupole ICP-MS; Cameca SXFive Electron Microprobe; Quanta600 SEM | Adelaide Microscopy | Ablation was conducted in an atmosphere of He (0.6 L/min) that was mixed with Ar (0.88 L/min) upon leaving the ablation cell; 70 µm diameter spot size with a 25:2 standard sample bracketing approach (2 standards analysed twice every 25 unknowns); MLA maps were acquired using the raster mode with an X-ray spectra collected every 4 µm | STDGL3 (CODES, University of Tasmania; Danyushevsky et al., 2011); GSD-1G | 574 |  | 129 | [11 empty] | 11.71 | [5 empty] | 6.44 | [5 empty] | 0.051 | [5 empty] | 0.38 | [9 empty] | 2570 |  | 0.063 | [35 empty] | 0.2 | [5 empty] | 905500 | [15 empty] | 133600 |  | 776 |  |  |  | 6 | [5 empty] | 1.112 | [7 empty] | 1.07 | [5 empty] | 18.77 | [18 empty] | 2020 | Cave, B., et al. (2020), Ore Geology Reviews 124, 103647 |  | AUS | Queensland
| Mount Isa Copper Operations, Black Star Mine | No. 5 and No. 9 Pb-Zn orebodies, 650 Cu orebody, 1100 Cu orebody, 3000 Cu orebody | Seafloor hydrothermal | Sedimentary Exhalative (SEDEX) | SEDEX zinc-lead-copper | Cu, Pb, Zn | Ag | Cu, Pb, Zn, Ag | Cave et al., 2020 |  | 267-NO5OREGAL-16.d | 267-NO5OREGAL-16.d-1 | underground mine, open pit |  |  |  |  | ore material | drill core, polished section | drill core | mineral separate | [5 empty] | mineralisation |  |  |  | chalcopyrite, sphalerite, galena | Cu mineralisation stage, Pb-Zn mineralisation stage | replacement, vein infill, stratabound | coarse-grained, medium-grained, fine-grained, stratabound, discordant veins, replacement, infill |  |  |  | pyrite, pyrrhotite, arsenopyrite, siderite, dolomite, calcite, quartz, chlorite, K-feldspar, biotite, apatite, freibergite, tetrahedrite, cobaltite | Resin blocks containing each sample were produced following standard procedures and used for Mineral Liberation Analysis (MLA) mapping and subsequent LA-ICP-MS analyses | LA-ICPMS, EMPA, SEM-EDS | NWR213 solid state 213 nm laser ablation system coupled with an Agilent 7900 quadrupole ICP-MS; Cameca SXFive Electron Microprobe; Quanta600 SEM | Adelaide Microscopy | Ablation was conducted in an atmosphere of He (0.6 L/min) that was mixed with Ar (0.88 L/min) upon leaving the ablation cell; 70 µm diameter spot size with a 25:2 standard sample bracketing approach (2 standards analysed twice every 25 unknowns); MLA maps were acquired using the raster mode with an X-ray spectra collected every 4 µm | STDGL3 (CODES, University of Tasmania; Danyushevsky et al., 2011); GSD-1G | 554 |  | 64 |  | 0.3 | [9 empty] | 12 | [5 empty] | 5.88 | [5 empty] | 0.031 | [5 empty] | 6.6 | [9 empty] | 820 |  | 0.026 |  |  |  | 0.27 | [21 empty] | 0.36 | [9 empty] | 0.69 | [5 empty] | 898000 | [15 empty] | 127000 |  | 747 |  |  |  | 5.2 | [5 empty] | 2.7 | [7 empty] | 0.93 | [5 empty] | 19.66 | [13 empty] | 9.1 |  |  |  |  | 2020 | Cave, B., et al. (2020), Ore Geology Reviews 124, 103647 |  | AUS | Queensland
| Mount Isa Copper Operations, Black Star Mine | No. 5 and No. 9 Pb-Zn orebodies, 650 Cu orebody, 1100 Cu orebody, 3000 Cu orebody | Seafloor hydrothermal | Sedimentary Exhalative (SEDEX) | SEDEX zinc-lead-copper | Cu, Pb, Zn | Ag | Cu, Pb, Zn, Ag | Cave et al., 2020 |  | 278-R25ED113GAL-1.d | 278-R25ED113GAL-1.d-1 | underground mine, open pit |  |  |  |  | ore material | drill core, polished section | drill core | mineral separate | [5 empty] | mineralisation |  |  |  | chalcopyrite, sphalerite, galena | Cu mineralisation stage, Pb-Zn mineralisation stage | replacement, vein infill, stratabound | coarse-grained, medium-grained, fine-grained, stratabound, discordant veins, replacement, infill |  |  |  | pyrite, pyrrhotite, arsenopyrite, siderite, dolomite, calcite, quartz, chlorite, K-feldspar, biotite, apatite, freibergite, tetrahedrite, cobaltite | Resin blocks containing each sample were produced following standard procedures and used for Mineral Liberation Analysis (MLA) mapping and subsequent LA-ICP-MS analyses | LA-ICPMS, EMPA, SEM-EDS | NWR213 solid state 213 nm laser ablation system coupled with an Agilent 7900 quadrupole ICP-MS; Cameca SXFive Electron Microprobe; Quanta600 SEM | Adelaide Microscopy | Ablation was conducted in an atmosphere of He (0.6 L/min) that was mixed with Ar (0.88 L/min) upon leaving the ablation cell; 70 µm diameter spot size with a 25:2 standard sample bracketing approach (2 standards analysed twice every 25 unknowns); MLA maps were acquired using the raster mode with an X-ray spectra collected every 4 µm | STDGL3 (CODES, University of Tasmania; Danyushevsky et al., 2011); GSD-1G | 406.8 |  | 11.1 |  | 0.16 | [9 empty] | 6.47 | [5 empty] | 18.1 | [11 empty] | 0.43 | [9 empty] | 357 | [13 empty] | 0.182 | [13 empty] | 0.23 | [9 empty] | 0.044 | [5 empty] | 912000 | [15 empty] | 125200 |  | 539.5 |  |  |  | 3.59 | [5 empty] | 1.64 | [7 empty] | 0.27 | [5 empty] | 5.93 | [13 empty] | 4440 |  |  |  |  | 2020 | Cave, B., et al. (2020), Ore Geology Reviews 124, 103647 |  | AUS | Queensland
| Mount Isa Copper Operations, Black Star Mine | No. 5 and No. 9 Pb-Zn orebodies, 650 Cu orebody, 1100 Cu orebody, 3000 Cu orebody | Seafloor hydrothermal | Sedimentary Exhalative (SEDEX) | SEDEX zinc-lead-copper | Cu, Pb, Zn | Ag | Cu, Pb, Zn, Ag | Cave et al., 2020 |  | 280-R25ED113GAL-3.d | 280-R25ED113GAL-3.d-1 | underground mine, open pit |  |  |  |  | ore material | drill core, polished section | drill core | mineral separate | [5 empty] | mineralisation |  |  |  | chalcopyrite, sphalerite, galena | Cu mineralisation stage, Pb-Zn mineralisation stage | replacement, vein infill, stratabound | coarse-grained, medium-grained, fine-grained, stratabound, discordant veins, replacement, infill |  |  |  | pyrite, pyrrhotite, arsenopyrite, siderite, dolomite, calcite, quartz, chlorite, K-feldspar, biotite, apatite, freibergite, tetrahedrite, cobaltite | Resin blocks containing each sample were produced following standard procedures and used for Mineral Liberation Analysis (MLA) mapping and subsequent LA-ICP-MS analyses | LA-ICPMS, EMPA, SEM-EDS | NWR213 solid state 213 nm laser ablation system coupled with an Agilent 7900 quadrupole ICP-MS; Cameca SXFive Electron Microprobe; Quanta600 SEM | Adelaide Microscopy | Ablation was conducted in an atmosphere of He (0.6 L/min) that was mixed with Ar (0.88 L/min) upon leaving the ablation cell; 70 µm diameter spot size with a 25:2 standard sample bracketing approach (2 standards analysed twice every 25 unknowns); MLA maps were acquired using the raster mode with an X-ray spectra collected every 4 µm | STDGL3 (CODES, University of Tasmania; Danyushevsky et al., 2011); GSD-1G | 302 |  | 94 |  | 0.32 | [9 empty] | 6.24 | [5 empty] | 34.7 | [5 empty] | 0.021 | [5 empty] | 1.19 | [9 empty] | 1120 |  | 0.024 |  |  |  | 0.25 | [7 empty] | 0.37 | [13 empty] | 1.38 | [15 empty] | 905900 | [15 empty] | 127200 |  | 421.8 |  |  |  | 2 | [5 empty] | 1.33 | [7 empty] | 0.92 | [5 empty] | 5.74 | [13 empty] | 8270 |  |  |  |  | 2020 | Cave, B., et al. (2020), Ore Geology Reviews 124, 103647 |  | AUS | Queensland
| Mount Isa Copper Operations, Black Star Mine | No. 5 and No. 9 Pb-Zn orebodies, 650 Cu orebody, 1100 Cu orebody, 3000 Cu orebody | Seafloor hydrothermal | Sedimentary Exhalative (SEDEX) | SEDEX zinc-lead-copper | Cu, Pb, Zn | Ag | Cu, Pb, Zn, Ag | Cave et al., 2020 |  | 281-R25ED113GAL-4.d | 281-R25ED113GAL-4.d-1 | underground mine, open pit |  |  |  |  | ore material | drill core, polished section | drill core | mineral separate | [5 empty] | mineralisation |  |  |  | chalcopyrite, sphalerite, galena | Cu mineralisation stage, Pb-Zn mineralisation stage | replacement, vein infill, stratabound | coarse-grained, medium-grained, fine-grained, stratabound, discordant veins, replacement, infill |  |  |  | pyrite, pyrrhotite, arsenopyrite, siderite, dolomite, calcite, quartz, chlorite, K-feldspar, biotite, apatite, freibergite, tetrahedrite, cobaltite | Resin blocks containing each sample were produced following standard procedures and used for Mineral Liberation Analysis (MLA) mapping and subsequent LA-ICP-MS analyses | LA-ICPMS, EMPA, SEM-EDS | NWR213 solid state 213 nm laser ablation system coupled with an Agilent 7900 quadrupole ICP-MS; Cameca SXFive Electron Microprobe; Quanta600 SEM | Adelaide Microscopy | Ablation was conducted in an atmosphere of He (0.6 L/min) that was mixed with Ar (0.88 L/min) upon leaving the ablation cell; 70 µm diameter spot size with a 25:2 standard sample bracketing approach (2 standards analysed twice every 25 unknowns); MLA maps were acquired using the raster mode with an X-ray spectra collected every 4 µm | STDGL3 (CODES, University of Tasmania; Danyushevsky et al., 2011); GSD-1G | 390.7 |  |  |  | 0.2 | [9 empty] | 6.8 | [5 empty] | 4.86 | [11 empty] | 0.095 | [37 empty] | 0.099 | [15 empty] | 901400 | [15 empty] | 125100 |  | 513.8 |  |  |  | 3.7 | [5 empty] | 1.68 | [7 empty] | 0.76 | [5 empty] | 5.493 | [13 empty] | 1.02 |  |  |  |  | 2020 | Cave, B., et al. (2020), Ore Geology Reviews 124, 103647 |  | AUS | Queensland
| Mount Isa Copper Operations, Black Star Mine | No. 5 and No. 9 Pb-Zn orebodies, 650 Cu orebody, 1100 Cu orebody, 3000 Cu orebody | Seafloor hydrothermal | Sedimentary Exhalative (SEDEX) | SEDEX zinc-lead-copper | Cu, Pb, Zn | Ag | Cu, Pb, Zn, Ag | Cave et al., 2020 |  | 283-R25ED113GAL-6.d | 283-R25ED113GAL-6.d-1 | underground mine, open pit |  |  |  |  | ore material | drill core, polished section | drill core | mineral separate | [5 empty] | mineralisation |  |  |  | chalcopyrite, sphalerite, galena | Cu mineralisation stage, Pb-Zn mineralisation stage | replacement, vein infill, stratabound | coarse-grained, medium-grained, fine-grained, stratabound, discordant veins, replacement, infill |  |  |  | pyrite, pyrrhotite, arsenopyrite, siderite, dolomite, calcite, quartz, chlorite, K-feldspar, biotite, apatite, freibergite, tetrahedrite, cobaltite | Resin blocks containing each sample were produced following standard procedures and used for Mineral Liberation Analysis (MLA) mapping and subsequent LA-ICP-MS analyses | LA-ICPMS, EMPA, SEM-EDS | NWR213 solid state 213 nm laser ablation system coupled with an Agilent 7900 quadrupole ICP-MS; Cameca SXFive Electron Microprobe; Quanta600 SEM | Adelaide Microscopy | Ablation was conducted in an atmosphere of He (0.6 L/min) that was mixed with Ar (0.88 L/min) upon leaving the ablation cell; 70 µm diameter spot size with a 25:2 standard sample bracketing approach (2 standards analysed twice every 25 unknowns); MLA maps were acquired using the raster mode with an X-ray spectra collected every 4 µm | STDGL3 (CODES, University of Tasmania; Danyushevsky et al., 2011); GSD-1G | 373.6 |  | 2.9 | [11 empty] | 6.64 | [5 empty] | 11.9 | [5 empty] | 0.026 | [5 empty] | 0.29 | [9 empty] | 122 | [13 empty] | 0.103 | [13 empty] | 0.257 | [15 empty] | 904000 | [15 empty] | 125400 |  | 505.8 |  |  |  | 2.53 | [5 empty] | 1.638 | [7 empty] | 0.76 | [5 empty] | 5.721 | [13 empty] | 1990 |  |  |  |  | 2020 | Cave, B., et al. (2020), Ore Geology Reviews 124, 103647 |  | AUS | Queensland
| Mount Isa Copper Operations, Black Star Mine | No. 5 and No. 9 Pb-Zn orebodies, 650 Cu orebody, 1100 Cu orebody, 3000 Cu orebody | Seafloor hydrothermal | Sedimentary Exhalative (SEDEX) | SEDEX zinc-lead-copper | Cu, Pb, Zn | Ag | Cu, Pb, Zn, Ag | Cave et al., 2020 |  | 284-R25ED113GAL-7.d | 284-R25ED113GAL-7.d-1 | underground mine, open pit |  |  |  |  | ore material | drill core, polished section | drill core | mineral separate | [5 empty] | mineralisation |  |  |  | chalcopyrite, sphalerite, galena | Cu mineralisation stage, Pb-Zn mineralisation stage | replacement, vein infill, stratabound | coarse-grained, medium-grained, fine-grained, stratabound, discordant veins, replacement, infill |  |  |  | pyrite, pyrrhotite, arsenopyrite, siderite, dolomite, calcite, quartz, chlorite, K-feldspar, biotite, apatite, freibergite, tetrahedrite, cobaltite | Resin blocks containing each sample were produced following standard procedures and used for Mineral Liberation Analysis (MLA) mapping and subsequent LA-ICP-MS analyses | LA-ICPMS, EMPA, SEM-EDS | NWR213 solid state 213 nm laser ablation system coupled with an Agilent 7900 quadrupole ICP-MS; Cameca SXFive Electron Microprobe; Quanta600 SEM | Adelaide Microscopy | Ablation was conducted in an atmosphere of He (0.6 L/min) that was mixed with Ar (0.88 L/min) upon leaving the ablation cell; 70 µm diameter spot size with a 25:2 standard sample bracketing approach (2 standards analysed twice every 25 unknowns); MLA maps were acquired using the raster mode with an X-ray spectra collected every 4 µm | STDGL3 (CODES, University of Tasmania; Danyushevsky et al., 2011); GSD-1G | 341.7 |  | 64 |  | 0.15 | [9 empty] | 6.72 | [5 empty] | 66.6 | [11 empty] | 1.16 | [9 empty] | 1310 |  | 0.062 | [11 empty] | 0.523 | [13 empty] | 0.77 | [15 empty] | 910100 | [15 empty] | 134200 |  | 472.9 |  |  |  | 3.3 | [5 empty] | 1.618 | [7 empty] | 1.08 | [5 empty] | 5.644 | [13 empty] | 18400 |  |  |  |  | 2020 | Cave, B., et al. (2020), Ore Geology Reviews 124, 103647 |  | AUS | Queensland
| Mount Isa Copper Operations, Black Star Mine | No. 5 and No. 9 Pb-Zn orebodies, 650 Cu orebody, 1100 Cu orebody, 3000 Cu orebody | Seafloor hydrothermal | Sedimentary Exhalative (SEDEX) | SEDEX zinc-lead-copper | Cu, Pb, Zn | Ag | Cu, Pb, Zn, Ag | Cave et al., 2020 |  | 286-R25ED113GAL-9.d | 286-R25ED113GAL-9.d-1 | underground mine, open pit |  |  |  |  | ore material | drill core, polished section | drill core | mineral separate | [5 empty] | mineralisation |  |  |  | chalcopyrite, sphalerite, galena | Cu mineralisation stage, Pb-Zn mineralisation stage | replacement, vein infill, stratabound | coarse-grained, medium-grained, fine-grained, stratabound, discordant veins, replacement, infill |  |  |  | pyrite, pyrrhotite, arsenopyrite, siderite, dolomite, calcite, quartz, chlorite, K-feldspar, biotite, apatite, freibergite, tetrahedrite, cobaltite | Resin blocks containing each sample were produced following standard procedures and used for Mineral Liberation Analysis (MLA) mapping and subsequent LA-ICP-MS analyses | LA-ICPMS, EMPA, SEM-EDS | NWR213 solid state 213 nm laser ablation system coupled with an Agilent 7900 quadrupole ICP-MS; Cameca SXFive Electron Microprobe; Quanta600 SEM | Adelaide Microscopy | Ablation was conducted in an atmosphere of He (0.6 L/min) that was mixed with Ar (0.88 L/min) upon leaving the ablation cell; 70 µm diameter spot size with a 25:2 standard sample bracketing approach (2 standards analysed twice every 25 unknowns); MLA maps were acquired using the raster mode with an X-ray spectra collected every 4 µm | STDGL3 (CODES, University of Tasmania; Danyushevsky et al., 2011); GSD-1G | 429.2 |  | 2.5 | [11 empty] | 6.88 | [5 empty] | 7.4 | [11 empty] | 0.41 | [9 empty] | 76 | [13 empty] | 0.043 | [23 empty] | 0.026 | [5 empty] | 899500 | [15 empty] | 125000 |  | 572.1 |  |  |  | 4.1 | [5 empty] | 1.66 | [7 empty] | 0.82 | [5 empty] | 5.9 | [13 empty] | 950 |  |  |  |  | 2020 | Cave, B., et al. (2020), Ore Geology Reviews 124, 103647 |  | AUS | Queensland
| Mount Isa Copper Operations, Black Star Mine | No. 5 and No. 9 Pb-Zn orebodies, 650 Cu orebody, 1100 Cu orebody, 3000 Cu orebody | Seafloor hydrothermal | Sedimentary Exhalative (SEDEX) | SEDEX zinc-lead-copper | Cu, Pb, Zn | Ag | Cu, Pb, Zn, Ag | Cave et al., 2020 |  | 289-R25ED113GAL-12.d | 289-R25ED113GAL-12.d-1 | underground mine, open pit |  |  |  |  | ore material | drill core, polished section | drill core | mineral separate | [5 empty] | mineralisation |  |  |  | chalcopyrite, sphalerite, galena | Cu mineralisation stage, Pb-Zn mineralisation stage | replacement, vein infill, stratabound | coarse-grained, medium-grained, fine-grained, stratabound, discordant veins, replacement, infill |  |  |  | pyrite, pyrrhotite, arsenopyrite, siderite, dolomite, calcite, quartz, chlorite, K-feldspar, biotite, apatite, freibergite, tetrahedrite, cobaltite | Resin blocks containing each sample were produced following standard procedures and used for Mineral Liberation Analysis (MLA) mapping and subsequent LA-ICP-MS analyses | LA-ICPMS, EMPA, SEM-EDS | NWR213 solid state 213 nm laser ablation system coupled with an Agilent 7900 quadrupole ICP-MS; Cameca SXFive Electron Microprobe; Quanta600 SEM | Adelaide Microscopy | Ablation was conducted in an atmosphere of He (0.6 L/min) that was mixed with Ar (0.88 L/min) upon leaving the ablation cell; 70 µm diameter spot size with a 25:2 standard sample bracketing approach (2 standards analysed twice every 25 unknowns); MLA maps were acquired using the raster mode with an X-ray spectra collected every 4 µm | STDGL3 (CODES, University of Tasmania; Danyushevsky et al., 2011); GSD-1G | 422.2 |  | 1.16 |  | 0.13 | [9 empty] | 6.822 | [5 empty] | 4.87 | [11 empty] | 0.125 | [9 empty] | 18 | [43 empty] | 898800 | [15 empty] | 121900 |  | 554.1 |  |  |  | 2.4 | [5 empty] | 1.66 | [7 empty] | 0.53 | [5 empty] | 5.36 | [18 empty] | 2020 | Cave, B., et al. (2020), Ore Geology Reviews 124, 103647 |  | AUS | Queensland
| Mount Isa Copper Operations, Black Star Mine | No. 5 and No. 9 Pb-Zn orebodies, 650 Cu orebody, 1100 Cu orebody, 3000 Cu orebody | Seafloor hydrothermal | Sedimentary Exhalative (SEDEX) | SEDEX zinc-lead-copper | Cu, Pb, Zn | Ag | Cu, Pb, Zn, Ag | Cave et al., 2020 |  | 291-R25ED113GAL-14.d | 291-R25ED113GAL-14.d-1 | underground mine, open pit |  |  |  |  | ore material | drill core, polished section | drill core | mineral separate | [5 empty] | mineralisation |  |  |  | chalcopyrite, sphalerite, galena | Cu mineralisation stage, Pb-Zn mineralisation stage | replacement, vein infill, stratabound | coarse-grained, medium-grained, fine-grained, stratabound, discordant veins, replacement, infill |  |  |  | pyrite, pyrrhotite, arsenopyrite, siderite, dolomite, calcite, quartz, chlorite, K-feldspar, biotite, apatite, freibergite, tetrahedrite, cobaltite | Resin blocks containing each sample were produced following standard procedures and used for Mineral Liberation Analysis (MLA) mapping and subsequent LA-ICP-MS analyses | LA-ICPMS, EMPA, SEM-EDS | NWR213 solid state 213 nm laser ablation system coupled with an Agilent 7900 quadrupole ICP-MS; Cameca SXFive Electron Microprobe; Quanta600 SEM | Adelaide Microscopy | Ablation was conducted in an atmosphere of He (0.6 L/min) that was mixed with Ar (0.88 L/min) upon leaving the ablation cell; 70 µm diameter spot size with a 25:2 standard sample bracketing approach (2 standards analysed twice every 25 unknowns); MLA maps were acquired using the raster mode with an X-ray spectra collected every 4 µm | STDGL3 (CODES, University of Tasmania; Danyushevsky et al., 2011); GSD-1G | 401.7 |  | 7.5 |  | 0.12 | [9 empty] | 6.87 | [5 empty] | 4.31 | [11 empty] | 0.217 | [9 empty] | 11.5 | [43 empty] | 911300 | [15 empty] | 124700 |  | 534.4 |  |  |  | 3.12 | [5 empty] | 1.733 | [7 empty] | 0.94 | [5 empty] | 5.649 | [18 empty] | 2020 | Cave, B., et al. (2020), Ore Geology Reviews 124, 103647 |  | AUS | Queensland
| Mount Isa Copper Operations, Black Star Mine | No. 5 and No. 9 Pb-Zn orebodies, 650 Cu orebody, 1100 Cu orebody, 3000 Cu orebody | Seafloor hydrothermal | Sedimentary Exhalative (SEDEX) | SEDEX zinc-lead-copper | Cu, Pb, Zn | Ag | Cu, Pb, Zn, Ag | Cave et al., 2020 |  | 292-R25ED113GAL-15.d | 292-R25ED113GAL-15.d-1 | underground mine, open pit |  |  |  |  | ore material | drill core, polished section | drill core | mineral separate | [5 empty] | mineralisation |  |  |  | chalcopyrite, sphalerite, galena | Cu mineralisation stage, Pb-Zn mineralisation stage | replacement, vein infill, stratabound | coarse-grained, medium-grained, fine-grained, stratabound, discordant veins, replacement, infill |  |  |  | pyrite, pyrrhotite, arsenopyrite, siderite, dolomite, calcite, quartz, chlorite, K-feldspar, biotite, apatite, freibergite, tetrahedrite, cobaltite | Resin blocks containing each sample were produced following standard procedures and used for Mineral Liberation Analysis (MLA) mapping and subsequent LA-ICP-MS analyses | LA-ICPMS, EMPA, SEM-EDS | NWR213 solid state 213 nm laser ablation system coupled with an Agilent 7900 quadrupole ICP-MS; Cameca SXFive Electron Microprobe; Quanta600 SEM | Adelaide Microscopy | Ablation was conducted in an atmosphere of He (0.6 L/min) that was mixed with Ar (0.88 L/min) upon leaving the ablation cell; 70 µm diameter spot size with a 25:2 standard sample bracketing approach (2 standards analysed twice every 25 unknowns); MLA maps were acquired using the raster mode with an X-ray spectra collected every 4 µm | STDGL3 (CODES, University of Tasmania; Danyushevsky et al., 2011); GSD-1G | 368 |  | 0.31 |  | 0.13 | [9 empty] | 8.2 | [5 empty] | 4.19 | [65 empty] | 902000 | [15 empty] | 122000 |  | 490.7 |  |  |  | 5.3 | [5 empty] | 1.4 | [7 empty] | 0.48 | [5 empty] | 5.25 | [13 empty] | 0.75 |  |  |  |  | 2020 | Cave, B., et al. (2020), Ore Geology Reviews 124, 103647 |  | AUS | Queensland
| Mount Isa Copper Operations, Black Star Mine | No. 5 and No. 9 Pb-Zn orebodies, 650 Cu orebody, 1100 Cu orebody, 3000 Cu orebody | Seafloor hydrothermal | Sedimentary Exhalative (SEDEX) | SEDEX zinc-lead-copper | Cu, Pb, Zn | Ag | Cu, Pb, Zn, Ag | Cave et al., 2020 |  | 293-R25ED113GAL-16.d | 293-R25ED113GAL-16.d-1 | underground mine, open pit |  |  |  |  | ore material | drill core, polished section | drill core | mineral separate | [5 empty] | mineralisation |  |  |  | chalcopyrite, sphalerite, galena | Cu mineralisation stage, Pb-Zn mineralisation stage | replacement, vein infill, stratabound | coarse-grained, medium-grained, fine-grained, stratabound, discordant veins, replacement, infill |  |  |  | pyrite, pyrrhotite, arsenopyrite, siderite, dolomite, calcite, quartz, chlorite, K-feldspar, biotite, apatite, freibergite, tetrahedrite, cobaltite | Resin blocks containing each sample were produced following standard procedures and used for Mineral Liberation Analysis (MLA) mapping and subsequent LA-ICP-MS analyses | LA-ICPMS, EMPA, SEM-EDS | NWR213 solid state 213 nm laser ablation system coupled with an Agilent 7900 quadrupole ICP-MS; Cameca SXFive Electron Microprobe; Quanta600 SEM | Adelaide Microscopy | Ablation was conducted in an atmosphere of He (0.6 L/min) that was mixed with Ar (0.88 L/min) upon leaving the ablation cell; 70 µm diameter spot size with a 25:2 standard sample bracketing approach (2 standards analysed twice every 25 unknowns); MLA maps were acquired using the raster mode with an X-ray spectra collected every 4 µm | STDGL3 (CODES, University of Tasmania; Danyushevsky et al., 2011); GSD-1G | 318 | [13 empty] | 8.13 | [5 empty] | 5.55 | [11 empty] | 0.2 | [11 empty] | 0.014 | [41 empty] | 907000 | [15 empty] | 121900 |  | 419.8 |  |  |  | 5 | [5 empty] | 1.22 | [7 empty] | 1.59 | [5 empty] | 4.71 | [13 empty] | 210 |  |  |  |  | 2020 | Cave, B., et al. (2020), Ore Geology Reviews 124, 103647 |  | AUS | Queensland
| Mount Isa Copper Operations, Black Star Mine | No. 5 and No. 9 Pb-Zn orebodies, 650 Cu orebody, 1100 Cu orebody, 3000 Cu orebody | Seafloor hydrothermal | Sedimentary Exhalative (SEDEX) | SEDEX zinc-lead-copper | Cu, Pb, Zn | Ag | Cu, Pb, Zn, Ag | Cave et al., 2020 |  | 295-R25ED113GAL-18.d | 295-R25ED113GAL-18.d-1 | underground mine, open pit |  |  |  |  | ore material | drill core, polished section | drill core | mineral separate | [5 empty] | mineralisation |  |  |  | chalcopyrite, sphalerite, galena | Cu mineralisation stage, Pb-Zn mineralisation stage | replacement, vein infill, stratabound | coarse-grained, medium-grained, fine-grained, stratabound, discordant veins, replacement, infill |  |  |  | pyrite, pyrrhotite, arsenopyrite, siderite, dolomite, calcite, quartz, chlorite, K-feldspar, biotite, apatite, freibergite, tetrahedrite, cobaltite | Resin blocks containing each sample were produced following standard procedures and used for Mineral Liberation Analysis (MLA) mapping and subsequent LA-ICP-MS analyses | LA-ICPMS, EMPA, SEM-EDS | NWR213 solid state 213 nm laser ablation system coupled with an Agilent 7900 quadrupole ICP-MS; Cameca SXFive Electron Microprobe; Quanta600 SEM | Adelaide Microscopy | Ablation was conducted in an atmosphere of He (0.6 L/min) that was mixed with Ar (0.88 L/min) upon leaving the ablation cell; 70 µm diameter spot size with a 25:2 standard sample bracketing approach (2 standards analysed twice every 25 unknowns); MLA maps were acquired using the raster mode with an X-ray spectra collected every 4 µm | STDGL3 (CODES, University of Tasmania; Danyushevsky et al., 2011); GSD-1G | 353 |  | 0.36 | [11 empty] | 8.91 | [5 empty] | 7.1 | [11 empty] | 0.12 | [9 empty] | 44 | [13 empty] | 0.04 | [29 empty] | 900000 | [15 empty] | 124500 |  | 462.8 |  |  |  | 4.2 | [5 empty] | 1.297 | [7 empty] | 0.56 | [5 empty] | 4.924 | [13 empty] | 690 |  |  |  |  | 2020 | Cave, B., et al. (2020), Ore Geology Reviews 124, 103647 |  | AUS | Queensland
| Mount Isa Copper Operations, Black Star Mine | No. 5 and No. 9 Pb-Zn orebodies, 650 Cu orebody, 1100 Cu orebody, 3000 Cu orebody | Seafloor hydrothermal | Sedimentary Exhalative (SEDEX) | SEDEX zinc-lead-copper | Cu, Pb, Zn | Ag | Cu, Pb, Zn, Ag | Cave et al., 2020 |  | 297-R25ED113GAL-20.d | 297-R25ED113GAL-20.d-1 | underground mine, open pit |  |  |  |  | ore material | drill core, polished section | drill core | mineral separate | [5 empty] | mineralisation |  |  |  | chalcopyrite, sphalerite, galena | Cu mineralisation stage, Pb-Zn mineralisation stage | replacement, vein infill, stratabound | coarse-grained, medium-grained, fine-grained, stratabound, discordant veins, replacement, infill |  |  |  | pyrite, pyrrhotite, arsenopyrite, siderite, dolomite, calcite, quartz, chlorite, K-feldspar, biotite, apatite, freibergite, tetrahedrite, cobaltite | Resin blocks containing each sample were produced following standard procedures and used for Mineral Liberation Analysis (MLA) mapping and subsequent LA-ICP-MS analyses | LA-ICPMS, EMPA, SEM-EDS | NWR213 solid state 213 nm laser ablation system coupled with an Agilent 7900 quadrupole ICP-MS; Cameca SXFive Electron Microprobe; Quanta600 SEM | Adelaide Microscopy | Ablation was conducted in an atmosphere of He (0.6 L/min) that was mixed with Ar (0.88 L/min) upon leaving the ablation cell; 70 µm diameter spot size with a 25:2 standard sample bracketing approach (2 standards analysed twice every 25 unknowns); MLA maps were acquired using the raster mode with an X-ray spectra collected every 4 µm | STDGL3 (CODES, University of Tasmania; Danyushevsky et al., 2011); GSD-1G | 405.2 |  |  |  | 0.1 | [9 empty] | 9.49 | [5 empty] | 5.15 | [21 empty] | 14.8 | [43 empty] | 903700 | [15 empty] | 123000 |  | 520.4 |  |  |  | 5.1 | [5 empty] | 1.426 | [7 empty] | 0.21 | [5 empty] | 5.46 | [13 empty] | 1.4 |  |  |  |  | 2020 | Cave, B., et al. (2020), Ore Geology Reviews 124, 103647 |  | AUS | Queensland
| Mount Isa Copper Operations, Black Star Mine | No. 5 and No. 9 Pb-Zn orebodies, 650 Cu orebody, 1100 Cu orebody, 3000 Cu orebody | Seafloor hydrothermal | Sedimentary Exhalative (SEDEX) | SEDEX zinc-lead-copper | Cu, Pb, Zn | Ag | Cu, Pb, Zn, Ag | Cave et al., 2020 |  | 298-R25ED113GAL-21.d | 298-R25ED113GAL-21.d-1 | underground mine, open pit |  |  |  |  | ore material | drill core, polished section | drill core | mineral separate | [5 empty] | mineralisation |  |  |  | chalcopyrite, sphalerite, galena | Cu mineralisation stage, Pb-Zn mineralisation stage | replacement, vein infill, stratabound | coarse-grained, medium-grained, fine-grained, stratabound, discordant veins, replacement, infill |  |  |  | pyrite, pyrrhotite, arsenopyrite, siderite, dolomite, calcite, quartz, chlorite, K-feldspar, biotite, apatite, freibergite, tetrahedrite, cobaltite | Resin blocks containing each sample were produced following standard procedures and used for Mineral Liberation Analysis (MLA) mapping and subsequent LA-ICP-MS analyses | LA-ICPMS, EMPA, SEM-EDS | NWR213 solid state 213 nm laser ablation system coupled with an Agilent 7900 quadrupole ICP-MS; Cameca SXFive Electron Microprobe; Quanta600 SEM | Adelaide Microscopy | Ablation was conducted in an atmosphere of He (0.6 L/min) that was mixed with Ar (0.88 L/min) upon leaving the ablation cell; 70 µm diameter spot size with a 25:2 standard sample bracketing approach (2 standards analysed twice every 25 unknowns); MLA maps were acquired using the raster mode with an X-ray spectra collected every 4 µm | STDGL3 (CODES, University of Tasmania; Danyushevsky et al., 2011); GSD-1G | 427.3 |  |  |  | 0.17 | [9 empty] | 9.24 | [5 empty] | 4.84 | [5 empty] | 0.018 | [53 empty] | 0.041 | [5 empty] | 905800 | [15 empty] | 121400 |  | 559.2 |  |  |  | 5.9 | [5 empty] | 1.502 | [7 empty] | 0.32 | [5 empty] | 5.72 | [13 empty] | 1.08 |  |  |  |  | 2020 | Cave, B., et al. (2020), Ore Geology Reviews 124, 103647 |  | AUS | Queensland
| Mount Isa Copper Operations, Black Star Mine | No. 5 and No. 9 Pb-Zn orebodies, 650 Cu orebody, 1100 Cu orebody, 3000 Cu orebody | Seafloor hydrothermal | Sedimentary Exhalative (SEDEX) | SEDEX zinc-lead-copper | Cu, Pb, Zn | Ag | Cu, Pb, Zn, Ag | Cave et al., 2020 |  | 299-R25ED113GAL-22.d | 299-R25ED113GAL-22.d-1 | underground mine, open pit |  |  |  |  | ore material | drill core, polished section | drill core | mineral separate | [5 empty] | mineralisation |  |  |  | chalcopyrite, sphalerite, galena | Cu mineralisation stage, Pb-Zn mineralisation stage | replacement, vein infill, stratabound | coarse-grained, medium-grained, fine-grained, stratabound, discordant veins, replacement, infill |  |  |  | pyrite, pyrrhotite, arsenopyrite, siderite, dolomite, calcite, quartz, chlorite, K-feldspar, biotite, apatite, freibergite, tetrahedrite, cobaltite | Resin blocks containing each sample were produced following standard procedures and used for Mineral Liberation Analysis (MLA) mapping and subsequent LA-ICP-MS analyses | LA-ICPMS, EMPA, SEM-EDS | NWR213 solid state 213 nm laser ablation system coupled with an Agilent 7900 quadrupole ICP-MS; Cameca SXFive Electron Microprobe; Quanta600 SEM | Adelaide Microscopy | Ablation was conducted in an atmosphere of He (0.6 L/min) that was mixed with Ar (0.88 L/min) upon leaving the ablation cell; 70 µm diameter spot size with a 25:2 standard sample bracketing approach (2 standards analysed twice every 25 unknowns); MLA maps were acquired using the raster mode with an X-ray spectra collected every 4 µm | STDGL3 (CODES, University of Tasmania; Danyushevsky et al., 2011); GSD-1G | 494.7 |  |  |  | 0.15 | [9 empty] | 8.11 | [5 empty] | 5.1 | [21 empty] | 2.7 | [37 empty] | 0.044 | [5 empty] | 905300 | [15 empty] | 123700 |  | 643.5 |  |  |  | 3.8 | [5 empty] | 1.69 | [7 empty] | 0.33 | [5 empty] | 6.91 | [18 empty] | 2020 | Cave, B., et al. (2020), Ore Geology Reviews 124, 103647 |  | AUS | Queensland
| Mount Isa Copper Operations, Black Star Mine | No. 5 and No. 9 Pb-Zn orebodies, 650 Cu orebody, 1100 Cu orebody, 3000 Cu orebody | Seafloor hydrothermal | Sedimentary Exhalative (SEDEX) | SEDEX zinc-lead-copper | Cu, Pb, Zn | Ag | Cu, Pb, Zn, Ag | Cave et al., 2020 |  | 300-R25ED113GAL-23.d | 300-R25ED113GAL-23.d-1 | underground mine, open pit |  |  |  |  | ore material | drill core, polished section | drill core | mineral separate | [5 empty] | mineralisation |  |  |  | chalcopyrite, sphalerite, galena | Cu mineralisation stage, Pb-Zn mineralisation stage | replacement, vein infill, stratabound | coarse-grained, medium-grained, fine-grained, stratabound, discordant veins, replacement, infill |  |  |  | pyrite, pyrrhotite, arsenopyrite, siderite, dolomite, calcite, quartz, chlorite, K-feldspar, biotite, apatite, freibergite, tetrahedrite, cobaltite | Resin blocks containing each sample were produced following standard procedures and used for Mineral Liberation Analysis (MLA) mapping and subsequent LA-ICP-MS analyses | LA-ICPMS, EMPA, SEM-EDS | NWR213 solid state 213 nm laser ablation system coupled with an Agilent 7900 quadrupole ICP-MS; Cameca SXFive Electron Microprobe; Quanta600 SEM | Adelaide Microscopy | Ablation was conducted in an atmosphere of He (0.6 L/min) that was mixed with Ar (0.88 L/min) upon leaving the ablation cell; 70 µm diameter spot size with a 25:2 standard sample bracketing approach (2 standards analysed twice every 25 unknowns); MLA maps were acquired using the raster mode with an X-ray spectra collected every 4 µm | STDGL3 (CODES, University of Tasmania; Danyushevsky et al., 2011); GSD-1G | 456.1 | [13 empty] | 7.83 | [5 empty] | 5.04 | [59 empty] | 0.053 | [5 empty] | 903000 | [15 empty] | 117900 |  | 591.9 |  |  |  | 5 | [5 empty] | 1.76 | [7 empty] | 0.47 | [5 empty] | 6.4 | [18 empty] | 2020 | Cave, B., et al. (2020), Ore Geology Reviews 124, 103647 |  | AUS | Queensland
| Mount Isa Copper Operations, Black Star Mine | No. 5 and No. 9 Pb-Zn orebodies, 650 Cu orebody, 1100 Cu orebody, 3000 Cu orebody | Seafloor hydrothermal | Sedimentary Exhalative (SEDEX) | SEDEX zinc-lead-copper | Cu, Pb, Zn | Ag | Cu, Pb, Zn, Ag | Cave et al., 2020 |  | 301-R25ED113GAL-24.d | 301-R25ED113GAL-24.d-1 | underground mine, open pit |  |  |  |  | ore material | drill core, polished section | drill core | mineral separate | [5 empty] | mineralisation |  |  |  | chalcopyrite, sphalerite, galena | Cu mineralisation stage, Pb-Zn mineralisation stage | replacement, vein infill, stratabound | coarse-grained, medium-grained, fine-grained, stratabound, discordant veins, replacement, infill |  |  |  | pyrite, pyrrhotite, arsenopyrite, siderite, dolomite, calcite, quartz, chlorite, K-feldspar, biotite, apatite, freibergite, tetrahedrite, cobaltite | Resin blocks containing each sample were produced following standard procedures and used for Mineral Liberation Analysis (MLA) mapping and subsequent LA-ICP-MS analyses | LA-ICPMS, EMPA, SEM-EDS | NWR213 solid state 213 nm laser ablation system coupled with an Agilent 7900 quadrupole ICP-MS; Cameca SXFive Electron Microprobe; Quanta600 SEM | Adelaide Microscopy | Ablation was conducted in an atmosphere of He (0.6 L/min) that was mixed with Ar (0.88 L/min) upon leaving the ablation cell; 70 µm diameter spot size with a 25:2 standard sample bracketing approach (2 standards analysed twice every 25 unknowns); MLA maps were acquired using the raster mode with an X-ray spectra collected every 4 µm | STDGL3 (CODES, University of Tasmania; Danyushevsky et al., 2011); GSD-1G | 448.5 | [13 empty] | 7.86 | [5 empty] | 5.2 | [59 empty] | 0.05 | [5 empty] | 900000 | [15 empty] | 121000 |  | 580.4 |  |  |  | 3.27 | [5 empty] | 1.515 | [7 empty] | 0.44 | [5 empty] | 6.03 | [18 empty] | 2020 | Cave, B., et al. (2020), Ore Geology Reviews 124, 103647 |  | AUS | Queensland
| Mount Isa Copper Operations, Black Star Mine | No. 5 and No. 9 Pb-Zn orebodies, 650 Cu orebody, 1100 Cu orebody, 3000 Cu orebody | Seafloor hydrothermal | Sedimentary Exhalative (SEDEX) | SEDEX zinc-lead-copper | Cu, Pb, Zn | Ag | Cu, Pb, Zn, Ag | Cave et al., 2020 |  | 302-R25ED113GAL-25.d | 302-R25ED113GAL-25.d-1 | underground mine, open pit |  |  |  |  | ore material | drill core, polished section | drill core | mineral separate | [5 empty] | mineralisation |  |  |  | chalcopyrite, sphalerite, galena | Cu mineralisation stage, Pb-Zn mineralisation stage | replacement, vein infill, stratabound | coarse-grained, medium-grained, fine-grained, stratabound, discordant veins, replacement, infill |  |  |  | pyrite, pyrrhotite, arsenopyrite, siderite, dolomite, calcite, quartz, chlorite, K-feldspar, biotite, apatite, freibergite, tetrahedrite, cobaltite | Resin blocks containing each sample were produced following standard procedures and used for Mineral Liberation Analysis (MLA) mapping and subsequent LA-ICP-MS analyses | LA-ICPMS, EMPA, SEM-EDS | NWR213 solid state 213 nm laser ablation system coupled with an Agilent 7900 quadrupole ICP-MS; Cameca SXFive Electron Microprobe; Quanta600 SEM | Adelaide Microscopy | Ablation was conducted in an atmosphere of He (0.6 L/min) that was mixed with Ar (0.88 L/min) upon leaving the ablation cell; 70 µm diameter spot size with a 25:2 standard sample bracketing approach (2 standards analysed twice every 25 unknowns); MLA maps were acquired using the raster mode with an X-ray spectra collected every 4 µm | STDGL3 (CODES, University of Tasmania; Danyushevsky et al., 2011); GSD-1G | 331.6 | [13 empty] | 6.72 | [5 empty] | 3.86 | [5 empty] | 0.015 | [59 empty] | 908300 | [15 empty] | 121600 |  | 435.9 |  |  |  | 2 | [5 empty] | 1.219 | [13 empty] | 4.951 | [18 empty] | 2020 | Cave, B., et al. (2020), Ore Geology Reviews 124, 103647 |  | AUS | Queensland
| Mount Isa Copper Operations, Black Star Mine | No. 5 and No. 9 Pb-Zn orebodies, 650 Cu orebody, 1100 Cu orebody, 3000 Cu orebody | Seafloor hydrothermal | Sedimentary Exhalative (SEDEX) | SEDEX zinc-lead-copper | Cu, Pb, Zn | Ag | Cu, Pb, Zn, Ag | Cave et al., 2020 |  | 310-ISA53GAL-4.d | 310-ISA53GAL-4.d-1 | underground mine, open pit |  |  |  |  | ore material | drill core, polished section | drill core | mineral separate | [5 empty] | mineralisation |  |  |  | chalcopyrite, sphalerite, galena | Cu mineralisation stage, Pb-Zn mineralisation stage | replacement, vein infill, stratabound | coarse-grained, medium-grained, fine-grained, stratabound, discordant veins, replacement, infill |  |  |  | pyrite, pyrrhotite, arsenopyrite, siderite, dolomite, calcite, quartz, chlorite, K-feldspar, biotite, apatite, freibergite, tetrahedrite, cobaltite | Resin blocks containing each sample were produced following standard procedures and used for Mineral Liberation Analysis (MLA) mapping and subsequent LA-ICP-MS analyses | LA-ICPMS, EMPA, SEM-EDS | NWR213 solid state 213 nm laser ablation system coupled with an Agilent 7900 quadrupole ICP-MS; Cameca SXFive Electron Microprobe; Quanta600 SEM | Adelaide Microscopy | Ablation was conducted in an atmosphere of He (0.6 L/min) that was mixed with Ar (0.88 L/min) upon leaving the ablation cell; 70 µm diameter spot size with a 25:2 standard sample bracketing approach (2 standards analysed twice every 25 unknowns); MLA maps were acquired using the raster mode with an X-ray spectra collected every 4 µm | STDGL3 (CODES, University of Tasmania; Danyushevsky et al., 2011); GSD-1G | 1505 | [13 empty] | 12.01 | [5 empty] | 7.36 | [11 empty] | 0.23 | [53 empty] | 906000 | [15 empty] | 120800 |  | 1898 | [9 empty] | 2.23 | [13 empty] | 35.95 | [13 empty] | 11.2 |  |  |  |  | 2020 | Cave, B., et al. (2020), Ore Geology Reviews 124, 103647 |  | AUS | Queensland
| Mount Isa Copper Operations, Black Star Mine | No. 5 and No. 9 Pb-Zn orebodies, 650 Cu orebody, 1100 Cu orebody, 3000 Cu orebody | Seafloor hydrothermal | Sedimentary Exhalative (SEDEX) | SEDEX zinc-lead-copper | Cu, Pb, Zn | Ag | Cu, Pb, Zn, Ag | Cave et al., 2020 |  | 311-ISA53GAL-5.d | 311-ISA53GAL-5.d-1 | underground mine, open pit |  |  |  |  | ore material | drill core, polished section | drill core | mineral separate | [5 empty] | mineralisation |  |  |  | chalcopyrite, sphalerite, galena | Cu mineralisation stage, Pb-Zn mineralisation stage | replacement, vein infill, stratabound | coarse-grained, medium-grained, fine-grained, stratabound, discordant veins, replacement, infill |  |  |  | pyrite, pyrrhotite, arsenopyrite, siderite, dolomite, calcite, quartz, chlorite, K-feldspar, biotite, apatite, freibergite, tetrahedrite, cobaltite | Resin blocks containing each sample were produced following standard procedures and used for Mineral Liberation Analysis (MLA) mapping and subsequent LA-ICP-MS analyses | LA-ICPMS, EMPA, SEM-EDS | NWR213 solid state 213 nm laser ablation system coupled with an Agilent 7900 quadrupole ICP-MS; Cameca SXFive Electron Microprobe; Quanta600 SEM | Adelaide Microscopy | Ablation was conducted in an atmosphere of He (0.6 L/min) that was mixed with Ar (0.88 L/min) upon leaving the ablation cell; 70 µm diameter spot size with a 25:2 standard sample bracketing approach (2 standards analysed twice every 25 unknowns); MLA maps were acquired using the raster mode with an X-ray spectra collected every 4 µm | STDGL3 (CODES, University of Tasmania; Danyushevsky et al., 2011); GSD-1G | 1403 | [13 empty] | 12 | [5 empty] | 6.77 | [11 empty] | 0.59 | [47 empty] | 0.095 | [5 empty] | 904400 | [15 empty] | 122800 |  | 1911 | [9 empty] | 2.07 | [13 empty] | 36.42 | [18 empty] | 2020 | Cave, B., et al. (2020), Ore Geology Reviews 124, 103647 |  | AUS | Queensland
| Mount Isa Copper Operations, Black Star Mine | No. 5 and No. 9 Pb-Zn orebodies, 650 Cu orebody, 1100 Cu orebody, 3000 Cu orebody | Seafloor hydrothermal | Sedimentary Exhalative (SEDEX) | SEDEX zinc-lead-copper | Cu, Pb, Zn | Ag | Cu, Pb, Zn, Ag | Cave et al., 2020 |  | 312-ISA53GAL-6.d | 312-ISA53GAL-6.d-1 | underground mine, open pit |  |  |  |  | ore material | drill core, polished section | drill core | mineral separate | [5 empty] | mineralisation |  |  |  | chalcopyrite, sphalerite, galena | Cu mineralisation stage, Pb-Zn mineralisation stage | replacement, vein infill, stratabound | coarse-grained, medium-grained, fine-grained, stratabound, discordant veins, replacement, infill |  |  |  | pyrite, pyrrhotite, arsenopyrite, siderite, dolomite, calcite, quartz, chlorite, K-feldspar, biotite, apatite, freibergite, tetrahedrite, cobaltite | Resin blocks containing each sample were produced following standard procedures and used for Mineral Liberation Analysis (MLA) mapping and subsequent LA-ICP-MS analyses | LA-ICPMS, EMPA, SEM-EDS | NWR213 solid state 213 nm laser ablation system coupled with an Agilent 7900 quadrupole ICP-MS; Cameca SXFive Electron Microprobe; Quanta600 SEM | Adelaide Microscopy | Ablation was conducted in an atmosphere of He (0.6 L/min) that was mixed with Ar (0.88 L/min) upon leaving the ablation cell; 70 µm diameter spot size with a 25:2 standard sample bracketing approach (2 standards analysed twice every 25 unknowns); MLA maps were acquired using the raster mode with an X-ray spectra collected every 4 µm | STDGL3 (CODES, University of Tasmania; Danyushevsky et al., 2011); GSD-1G | 1797 | [13 empty] | 11.9 | [5 empty] | 8.9 | [11 empty] | 0.47 | [23 empty] | 0.103 | [29 empty] | 899000 | [15 empty] | 124500 |  | 2291 |  |  |  | 1.5 | [5 empty] | 2.25 | [13 empty] | 36.64 | [13 empty] | 120 |  |  |  |  | 2020 | Cave, B., et al. (2020), Ore Geology Reviews 124, 103647 |  | AUS | Queensland
| Mount Isa Copper Operations, Black Star Mine | No. 5 and No. 9 Pb-Zn orebodies, 650 Cu orebody, 1100 Cu orebody, 3000 Cu orebody | Seafloor hydrothermal | Sedimentary Exhalative (SEDEX) | SEDEX zinc-lead-copper | Cu, Pb, Zn | Ag | Cu, Pb, Zn, Ag | Cave et al., 2020 |  | 314-ISA53GAL-8.d | 314-ISA53GAL-8.d-1 | underground mine, open pit |  |  |  |  | ore material | drill core, polished section | drill core | mineral separate | [5 empty] | mineralisation |  |  |  | chalcopyrite, sphalerite, galena | Cu mineralisation stage, Pb-Zn mineralisation stage | replacement, vein infill, stratabound | coarse-grained, medium-grained, fine-grained, stratabound, discordant veins, replacement, infill |  |  |  | pyrite, pyrrhotite, arsenopyrite, siderite, dolomite, calcite, quartz, chlorite, K-feldspar, biotite, apatite, freibergite, tetrahedrite, cobaltite | Resin blocks containing each sample were produced following standard procedures and used for Mineral Liberation Analysis (MLA) mapping and subsequent LA-ICP-MS analyses | LA-ICPMS, EMPA, SEM-EDS | NWR213 solid state 213 nm laser ablation system coupled with an Agilent 7900 quadrupole ICP-MS; Cameca SXFive Electron Microprobe; Quanta600 SEM | Adelaide Microscopy | Ablation was conducted in an atmosphere of He (0.6 L/min) that was mixed with Ar (0.88 L/min) upon leaving the ablation cell; 70 µm diameter spot size with a 25:2 standard sample bracketing approach (2 standards analysed twice every 25 unknowns); MLA maps were acquired using the raster mode with an X-ray spectra collected every 4 µm | STDGL3 (CODES, University of Tasmania; Danyushevsky et al., 2011); GSD-1G | 1718 | [13 empty] | 11.7 | [5 empty] | 6.11 | [11 empty] | 0.23 | [23 empty] | 0.031 | [29 empty] | 910600 | [15 empty] | 122800 |  | 2180 |  |  |  | 1.5 | [5 empty] | 2.215 | [13 empty] | 36.3 | [18 empty] | 2020 | Cave, B., et al. (2020), Ore Geology Reviews 124, 103647 |  | AUS | Queensland
| Mount Isa Copper Operations, Black Star Mine | No. 5 and No. 9 Pb-Zn orebodies, 650 Cu orebody, 1100 Cu orebody, 3000 Cu orebody | Seafloor hydrothermal | Sedimentary Exhalative (SEDEX) | SEDEX zinc-lead-copper | Cu, Pb, Zn | Ag | Cu, Pb, Zn, Ag | Cave et al., 2020 |  | 315-ISA53GAL-9.d | 315-ISA53GAL-9.d-1 | underground mine, open pit |  |  |  |  | ore material | drill core, polished section | drill core | mineral separate | [5 empty] | mineralisation |  |  |  | chalcopyrite, sphalerite, galena | Cu mineralisation stage, Pb-Zn mineralisation stage | replacement, vein infill, stratabound | coarse-grained, medium-grained, fine-grained, stratabound, discordant veins, replacement, infill |  |  |  | pyrite, pyrrhotite, arsenopyrite, siderite, dolomite, calcite, quartz, chlorite, K-feldspar, biotite, apatite, freibergite, tetrahedrite, cobaltite | Resin blocks containing each sample were produced following standard procedures and used for Mineral Liberation Analysis (MLA) mapping and subsequent LA-ICP-MS analyses | LA-ICPMS, EMPA, SEM-EDS | NWR213 solid state 213 nm laser ablation system coupled with an Agilent 7900 quadrupole ICP-MS; Cameca SXFive Electron Microprobe; Quanta600 SEM | Adelaide Microscopy | Ablation was conducted in an atmosphere of He (0.6 L/min) that was mixed with Ar (0.88 L/min) upon leaving the ablation cell; 70 µm diameter spot size with a 25:2 standard sample bracketing approach (2 standards analysed twice every 25 unknowns); MLA maps were acquired using the raster mode with an X-ray spectra collected every 4 µm | STDGL3 (CODES, University of Tasmania; Danyushevsky et al., 2011); GSD-1G | 1843 | [13 empty] | 12.12 | [5 empty] | 6.76 | [11 empty] | 0.3 | [47 empty] | 0.059 | [5 empty] | 910000 | [15 empty] | 124500 |  | 2384 |  |  |  | 2.4 | [5 empty] | 2.24 | [13 empty] | 38.17 | [13 empty] | 24 |  |  |  |  | 2020 | Cave, B., et al. (2020), Ore Geology Reviews 124, 103647 |  | AUS | Queensland
| Mount Isa Copper Operations, Black Star Mine | No. 5 and No. 9 Pb-Zn orebodies, 650 Cu orebody, 1100 Cu orebody, 3000 Cu orebody | Seafloor hydrothermal | Sedimentary Exhalative (SEDEX) | SEDEX zinc-lead-copper | Cu, Pb, Zn | Ag | Cu, Pb, Zn, Ag | Cave et al., 2020 |  | 316-ISA53GAL-10.d | 316-ISA53GAL-10.d-1 | underground mine, open pit |  |  |  |  | ore material | drill core, polished section | drill core | mineral separate | [5 empty] | mineralisation |  |  |  | chalcopyrite, sphalerite, galena | Cu mineralisation stage, Pb-Zn mineralisation stage | replacement, vein infill, stratabound | coarse-grained, medium-grained, fine-grained, stratabound, discordant veins, replacement, infill |  |  |  | pyrite, pyrrhotite, arsenopyrite, siderite, dolomite, calcite, quartz, chlorite, K-feldspar, biotite, apatite, freibergite, tetrahedrite, cobaltite | Resin blocks containing each sample were produced following standard procedures and used for Mineral Liberation Analysis (MLA) mapping and subsequent LA-ICP-MS analyses | LA-ICPMS, EMPA, SEM-EDS | NWR213 solid state 213 nm laser ablation system coupled with an Agilent 7900 quadrupole ICP-MS; Cameca SXFive Electron Microprobe; Quanta600 SEM | Adelaide Microscopy | Ablation was conducted in an atmosphere of He (0.6 L/min) that was mixed with Ar (0.88 L/min) upon leaving the ablation cell; 70 µm diameter spot size with a 25:2 standard sample bracketing approach (2 standards analysed twice every 25 unknowns); MLA maps were acquired using the raster mode with an X-ray spectra collected every 4 µm | STDGL3 (CODES, University of Tasmania; Danyushevsky et al., 2011); GSD-1G | 1688 |  | 0.43 |  | 0.14 | [9 empty] | 12.2 | [5 empty] | 7.94 | [11 empty] | 0.58 | [9 empty] | 4.8 | [43 empty] | 899800 | [15 empty] | 123200 |  | 2151 |  |  |  | 2.81 | [5 empty] | 1.97 | [7 empty] | 0.18 | [5 empty] | 35.54 | [13 empty] | 72 |  |  |  |  | 2020 | Cave, B., et al. (2020), Ore Geology Reviews 124, 103647 |  | AUS | Queensland
| Mount Isa Copper Operations, Black Star Mine | No. 5 and No. 9 Pb-Zn orebodies, 650 Cu orebody, 1100 Cu orebody, 3000 Cu orebody | Seafloor hydrothermal | Sedimentary Exhalative (SEDEX) | SEDEX zinc-lead-copper | Cu, Pb, Zn | Ag | Cu, Pb, Zn, Ag | Cave et al., 2020 |  | 317-ISA53GAL-11.d | 317-ISA53GAL-11.d-1 | underground mine, open pit |  |  |  |  | ore material | drill core, polished section | drill core | mineral separate | [5 empty] | mineralisation |  |  |  | chalcopyrite, sphalerite, galena | Cu mineralisation stage, Pb-Zn mineralisation stage | replacement, vein infill, stratabound | coarse-grained, medium-grained, fine-grained, stratabound, discordant veins, replacement, infill |  |  |  | pyrite, pyrrhotite, arsenopyrite, siderite, dolomite, calcite, quartz, chlorite, K-feldspar, biotite, apatite, freibergite, tetrahedrite, cobaltite | Resin blocks containing each sample were produced following standard procedures and used for Mineral Liberation Analysis (MLA) mapping and subsequent LA-ICP-MS analyses | LA-ICPMS, EMPA, SEM-EDS | NWR213 solid state 213 nm laser ablation system coupled with an Agilent 7900 quadrupole ICP-MS; Cameca SXFive Electron Microprobe; Quanta600 SEM | Adelaide Microscopy | Ablation was conducted in an atmosphere of He (0.6 L/min) that was mixed with Ar (0.88 L/min) upon leaving the ablation cell; 70 µm diameter spot size with a 25:2 standard sample bracketing approach (2 standards analysed twice every 25 unknowns); MLA maps were acquired using the raster mode with an X-ray spectra collected every 4 µm | STDGL3 (CODES, University of Tasmania; Danyushevsky et al., 2011); GSD-1G | 1606 | [13 empty] | 12.12 | [5 empty] | 5.66 | [11 empty] | 0.181 | [53 empty] | 913900 | [15 empty] | 123600 |  | 2069 |  |  |  | 1.61 | [5 empty] | 2.01 | [13 empty] | 37.75 | [18 empty] | 2020 | Cave, B., et al. (2020), Ore Geology Reviews 124, 103647 |  | AUS | Queensland
| Mount Isa Copper Operations, Black Star Mine | No. 5 and No. 9 Pb-Zn orebodies, 650 Cu orebody, 1100 Cu orebody, 3000 Cu orebody | Seafloor hydrothermal | Sedimentary Exhalative (SEDEX) | SEDEX zinc-lead-copper | Cu, Pb, Zn | Ag | Cu, Pb, Zn, Ag | Cave et al., 2020 |  | 318-ISA53GAL-12.d | 318-ISA53GAL-12.d-1 | underground mine, open pit |  |  |  |  | ore material | drill core, polished section | drill core | mineral separate | [5 empty] | mineralisation |  |  |  | chalcopyrite, sphalerite, galena | Cu mineralisation stage, Pb-Zn mineralisation stage | replacement, vein infill, stratabound | coarse-grained, medium-grained, fine-grained, stratabound, discordant veins, replacement, infill |  |  |  | pyrite, pyrrhotite, arsenopyrite, siderite, dolomite, calcite, quartz, chlorite, K-feldspar, biotite, apatite, freibergite, tetrahedrite, cobaltite | Resin blocks containing each sample were produced following standard procedures and used for Mineral Liberation Analysis (MLA) mapping and subsequent LA-ICP-MS analyses | LA-ICPMS, EMPA, SEM-EDS | NWR213 solid state 213 nm laser ablation system coupled with an Agilent 7900 quadrupole ICP-MS; Cameca SXFive Electron Microprobe; Quanta600 SEM | Adelaide Microscopy | Ablation was conducted in an atmosphere of He (0.6 L/min) that was mixed with Ar (0.88 L/min) upon leaving the ablation cell; 70 µm diameter spot size with a 25:2 standard sample bracketing approach (2 standards analysed twice every 25 unknowns); MLA maps were acquired using the raster mode with an X-ray spectra collected every 4 µm | STDGL3 (CODES, University of Tasmania; Danyushevsky et al., 2011); GSD-1G | 1782 | [13 empty] | 11.89 | [5 empty] | 6.23 | [11 empty] | 0.32 | [53 empty] | 901000 | [15 empty] | 120700 |  | 2276 |  |  |  | 1.64 | [5 empty] | 2.19 | [13 empty] | 37.67 | [13 empty] | 0.94 |  |  |  |  | 2020 | Cave, B., et al. (2020), Ore Geology Reviews 124, 103647 |  | AUS | Queensland
| Mount Isa Copper Operations, Black Star Mine | No. 5 and No. 9 Pb-Zn orebodies, 650 Cu orebody, 1100 Cu orebody, 3000 Cu orebody | Seafloor hydrothermal | Sedimentary Exhalative (SEDEX) | SEDEX zinc-lead-copper | Cu, Pb, Zn | Ag | Cu, Pb, Zn, Ag | Cave et al., 2020 |  | 321-ISA53GAL-15.d | 321-ISA53GAL-15.d-1 | underground mine, open pit |  |  |  |  | ore material | drill core, polished section | drill core | mineral separate | [5 empty] | mineralisation |  |  |  | chalcopyrite, sphalerite, galena | Cu mineralisation stage, Pb-Zn mineralisation stage | replacement, vein infill, stratabound | coarse-grained, medium-grained, fine-grained, stratabound, discordant veins, replacement, infill |  |  |  | pyrite, pyrrhotite, arsenopyrite, siderite, dolomite, calcite, quartz, chlorite, K-feldspar, biotite, apatite, freibergite, tetrahedrite, cobaltite | Resin blocks containing each sample were produced following standard procedures and used for Mineral Liberation Analysis (MLA) mapping and subsequent LA-ICP-MS analyses | LA-ICPMS, EMPA, SEM-EDS | NWR213 solid state 213 nm laser ablation system coupled with an Agilent 7900 quadrupole ICP-MS; Cameca SXFive Electron Microprobe; Quanta600 SEM | Adelaide Microscopy | Ablation was conducted in an atmosphere of He (0.6 L/min) that was mixed with Ar (0.88 L/min) upon leaving the ablation cell; 70 µm diameter spot size with a 25:2 standard sample bracketing approach (2 standards analysed twice every 25 unknowns); MLA maps were acquired using the raster mode with an X-ray spectra collected every 4 µm | STDGL3 (CODES, University of Tasmania; Danyushevsky et al., 2011); GSD-1G | 1577 |  | 31 | [11 empty] | 12.94 | [5 empty] | 6.16 | [11 empty] | 0.45 | [9 empty] | 5.1 |  | 0.027 |  |  |  | 0.15 | [37 empty] | 912000 | [15 empty] | 120700 |  | 2034 |  |  |  | 2.51 | [5 empty] | 1.861 | [7 empty] | 0.26 | [5 empty] | 35.29 | [13 empty] | 4.6 |  |  |  |  | 2020 | Cave, B., et al. (2020), Ore Geology Reviews 124, 103647 |  | AUS | Queensland
| Mount Isa Copper Operations, Black Star Mine | No. 5 and No. 9 Pb-Zn orebodies, 650 Cu orebody, 1100 Cu orebody, 3000 Cu orebody | Seafloor hydrothermal | Sedimentary Exhalative (SEDEX) | SEDEX zinc-lead-copper | Cu, Pb, Zn | Ag | Cu, Pb, Zn, Ag | Cave et al., 2020 |  | 322-ISA53GAL-16.d | 322-ISA53GAL-16.d-1 | underground mine, open pit |  |  |  |  | ore material | drill core, polished section | drill core | mineral separate | [5 empty] | mineralisation |  |  |  | chalcopyrite, sphalerite, galena | Cu mineralisation stage, Pb-Zn mineralisation stage | replacement, vein infill, stratabound | coarse-grained, medium-grained, fine-grained, stratabound, discordant veins, replacement, infill |  |  |  | pyrite, pyrrhotite, arsenopyrite, siderite, dolomite, calcite, quartz, chlorite, K-feldspar, biotite, apatite, freibergite, tetrahedrite, cobaltite | Resin blocks containing each sample were produced following standard procedures and used for Mineral Liberation Analysis (MLA) mapping and subsequent LA-ICP-MS analyses | LA-ICPMS, EMPA, SEM-EDS | NWR213 solid state 213 nm laser ablation system coupled with an Agilent 7900 quadrupole ICP-MS; Cameca SXFive Electron Microprobe; Quanta600 SEM | Adelaide Microscopy | Ablation was conducted in an atmosphere of He (0.6 L/min) that was mixed with Ar (0.88 L/min) upon leaving the ablation cell; 70 µm diameter spot size with a 25:2 standard sample bracketing approach (2 standards analysed twice every 25 unknowns); MLA maps were acquired using the raster mode with an X-ray spectra collected every 4 µm | STDGL3 (CODES, University of Tasmania; Danyushevsky et al., 2011); GSD-1G | 1536 | [13 empty] | 13.13 | [5 empty] | 6.53 | [11 empty] | 0.29 | [47 empty] | 0.07 | [5 empty] | 906000 | [15 empty] | 124500 |  | 1965 |  |  |  | 1.93 | [5 empty] | 2.04 | [7 empty] | 0.2 | [5 empty] | 36.87 | [13 empty] | 0.36 |  |  |  |  | 2020 | Cave, B., et al. (2020), Ore Geology Reviews 124, 103647 |  | AUS | Queensland
| Mount Isa Copper Operations, Black Star Mine | No. 5 and No. 9 Pb-Zn orebodies, 650 Cu orebody, 1100 Cu orebody, 3000 Cu orebody | Seafloor hydrothermal | Sedimentary Exhalative (SEDEX) | SEDEX zinc-lead-copper | Cu, Pb, Zn | Ag | Cu, Pb, Zn, Ag | Cave et al., 2020 |  | 323-ISA53GAL-17.d | 323-ISA53GAL-17.d-1 | underground mine, open pit |  |  |  |  | ore material | drill core, polished section | drill core | mineral separate | [5 empty] | mineralisation |  |  |  | chalcopyrite, sphalerite, galena | Cu mineralisation stage, Pb-Zn mineralisation stage | replacement, vein infill, stratabound | coarse-grained, medium-grained, fine-grained, stratabound, discordant veins, replacement, infill |  |  |  | pyrite, pyrrhotite, arsenopyrite, siderite, dolomite, calcite, quartz, chlorite, K-feldspar, biotite, apatite, freibergite, tetrahedrite, cobaltite | Resin blocks containing each sample were produced following standard procedures and used for Mineral Liberation Analysis (MLA) mapping and subsequent LA-ICP-MS analyses | LA-ICPMS, EMPA, SEM-EDS | NWR213 solid state 213 nm laser ablation system coupled with an Agilent 7900 quadrupole ICP-MS; Cameca SXFive Electron Microprobe; Quanta600 SEM | Adelaide Microscopy | Ablation was conducted in an atmosphere of He (0.6 L/min) that was mixed with Ar (0.88 L/min) upon leaving the ablation cell; 70 µm diameter spot size with a 25:2 standard sample bracketing approach (2 standards analysed twice every 25 unknowns); MLA maps were acquired using the raster mode with an X-ray spectra collected every 4 µm | STDGL3 (CODES, University of Tasmania; Danyushevsky et al., 2011); GSD-1G | 1455 |  | 71 | [11 empty] | 7.54 | [5 empty] | 7.37 | [5 empty] | 0.022 | [5 empty] | 0.11 | [53 empty] | 912000 | [15 empty] | 121600 |  | 1891 |  |  |  | 1.86 | [5 empty] | 1.69 | [7 empty] | 0.46 | [5 empty] | 36.45 | [18 empty] | 2020 | Cave, B., et al. (2020), Ore Geology Reviews 124, 103647 |  | AUS | Queensland
| Mount Isa Copper Operations, Black Star Mine | No. 5 and No. 9 Pb-Zn orebodies, 650 Cu orebody, 1100 Cu orebody, 3000 Cu orebody | Seafloor hydrothermal | Sedimentary Exhalative (SEDEX) | SEDEX zinc-lead-copper | Cu, Pb, Zn | Ag | Cu, Pb, Zn, Ag | Cave et al., 2020 |  | 324-ISA53GAL-18.d | 324-ISA53GAL-18.d-1 | underground mine, open pit |  |  |  |  | ore material | drill core, polished section | drill core | mineral separate | [5 empty] | mineralisation |  |  |  | chalcopyrite, sphalerite, galena | Cu mineralisation stage, Pb-Zn mineralisation stage | replacement, vein infill, stratabound | coarse-grained, medium-grained, fine-grained, stratabound, discordant veins, replacement, infill |  |  |  | pyrite, pyrrhotite, arsenopyrite, siderite, dolomite, calcite, quartz, chlorite, K-feldspar, biotite, apatite, freibergite, tetrahedrite, cobaltite | Resin blocks containing each sample were produced following standard procedures and used for Mineral Liberation Analysis (MLA) mapping and subsequent LA-ICP-MS analyses | LA-ICPMS, EMPA, SEM-EDS | NWR213 solid state 213 nm laser ablation system coupled with an Agilent 7900 quadrupole ICP-MS; Cameca SXFive Electron Microprobe; Quanta600 SEM | Adelaide Microscopy | Ablation was conducted in an atmosphere of He (0.6 L/min) that was mixed with Ar (0.88 L/min) upon leaving the ablation cell; 70 µm diameter spot size with a 25:2 standard sample bracketing approach (2 standards analysed twice every 25 unknowns); MLA maps were acquired using the raster mode with an X-ray spectra collected every 4 µm | STDGL3 (CODES, University of Tasmania; Danyushevsky et al., 2011); GSD-1G | 1772 |  | 1.37 | [11 empty] | 12.49 | [5 empty] | 6.92 | [11 empty] | 0.79 | [53 empty] | 913000 | [15 empty] | 122000 |  | 2285 |  |  |  | 2.35 | [5 empty] | 2.11 | [13 empty] | 37.57 | [18 empty] | 2020 | Cave, B., et al. (2020), Ore Geology Reviews 124, 103647 |  | AUS | Queensland
| Mount Isa Copper Operations, Black Star Mine | No. 5 and No. 9 Pb-Zn orebodies, 650 Cu orebody, 1100 Cu orebody, 3000 Cu orebody | Seafloor hydrothermal | Sedimentary Exhalative (SEDEX) | SEDEX zinc-lead-copper | Cu, Pb, Zn | Ag | Cu, Pb, Zn, Ag | Cave et al., 2020 |  | 325-ISA53GAL-19.d | 325-ISA53GAL-19.d-1 | underground mine, open pit |  |  |  |  | ore material | drill core, polished section | drill core | mineral separate | [5 empty] | mineralisation |  |  |  | chalcopyrite, sphalerite, galena | Cu mineralisation stage, Pb-Zn mineralisation stage | replacement, vein infill, stratabound | coarse-grained, medium-grained, fine-grained, stratabound, discordant veins, replacement, infill |  |  |  | pyrite, pyrrhotite, arsenopyrite, siderite, dolomite, calcite, quartz, chlorite, K-feldspar, biotite, apatite, freibergite, tetrahedrite, cobaltite | Resin blocks containing each sample were produced following standard procedures and used for Mineral Liberation Analysis (MLA) mapping and subsequent LA-ICP-MS analyses | LA-ICPMS, EMPA, SEM-EDS | NWR213 solid state 213 nm laser ablation system coupled with an Agilent 7900 quadrupole ICP-MS; Cameca SXFive Electron Microprobe; Quanta600 SEM | Adelaide Microscopy | Ablation was conducted in an atmosphere of He (0.6 L/min) that was mixed with Ar (0.88 L/min) upon leaving the ablation cell; 70 µm diameter spot size with a 25:2 standard sample bracketing approach (2 standards analysed twice every 25 unknowns); MLA maps were acquired using the raster mode with an X-ray spectra collected every 4 µm | STDGL3 (CODES, University of Tasmania; Danyushevsky et al., 2011); GSD-1G | 1728 |  | 3.4 | [11 empty] | 12.73 | [5 empty] | 7.44 | [11 empty] | 0.79 | [47 empty] | 0.079 | [5 empty] | 905400 | [15 empty] | 122400 |  | 2237 |  |  |  | 1.97 | [5 empty] | 2.12 | [7 empty] | 0.23 | [5 empty] | 36.09 | [18 empty] | 2020 | Cave, B., et al. (2020), Ore Geology Reviews 124, 103647 |  | AUS | Queensland
| Mount Isa Copper Operations, Black Star Mine | No. 5 and No. 9 Pb-Zn orebodies, 650 Cu orebody, 1100 Cu orebody, 3000 Cu orebody | Seafloor hydrothermal | Sedimentary Exhalative (SEDEX) | SEDEX zinc-lead-copper | Cu, Pb, Zn | Ag | Cu, Pb, Zn, Ag | Cave et al., 2020 |  | 326-ISA53GAL-20.d | 326-ISA53GAL-20.d-1 | underground mine, open pit |  |  |  |  | ore material | drill core, polished section | drill core | mineral separate | [5 empty] | mineralisation |  |  |  | chalcopyrite, sphalerite, galena | Cu mineralisation stage, Pb-Zn mineralisation stage | replacement, vein infill, stratabound | coarse-grained, medium-grained, fine-grained, stratabound, discordant veins, replacement, infill |  |  |  | pyrite, pyrrhotite, arsenopyrite, siderite, dolomite, calcite, quartz, chlorite, K-feldspar, biotite, apatite, freibergite, tetrahedrite, cobaltite | Resin blocks containing each sample were produced following standard procedures and used for Mineral Liberation Analysis (MLA) mapping and subsequent LA-ICP-MS analyses | LA-ICPMS, EMPA, SEM-EDS | NWR213 solid state 213 nm laser ablation system coupled with an Agilent 7900 quadrupole ICP-MS; Cameca SXFive Electron Microprobe; Quanta600 SEM | Adelaide Microscopy | Ablation was conducted in an atmosphere of He (0.6 L/min) that was mixed with Ar (0.88 L/min) upon leaving the ablation cell; 70 µm diameter spot size with a 25:2 standard sample bracketing approach (2 standards analysed twice every 25 unknowns); MLA maps were acquired using the raster mode with an X-ray spectra collected every 4 µm | STDGL3 (CODES, University of Tasmania; Danyushevsky et al., 2011); GSD-1G | 1362 |  | 55 | [11 empty] | 12.79 | [5 empty] | 6.27 | [5 empty] | 0.014 | [5 empty] | 0.8 | [9 empty] | 50 |  | 0.02 |  |  |  | 0.12 | [31 empty] | 0.073 | [5 empty] | 904000 | [15 empty] | 121300 |  | 1902 |  |  |  | 2.9 | [5 empty] | 1.95 | [7 empty] | 0.33 | [5 empty] | 38.6 | [13 empty] | 12 |  |  |  |  | 2020 | Cave, B., et al. (2020), Ore Geology Reviews 124, 103647 |  | AUS | Queensland
| Mount Isa Copper Operations, Black Star Mine | No. 5 and No. 9 Pb-Zn orebodies, 650 Cu orebody, 1100 Cu orebody, 3000 Cu orebody | Seafloor hydrothermal | Sedimentary Exhalative (SEDEX) | SEDEX zinc-lead-copper | Cu, Pb, Zn | Ag | Cu, Pb, Zn, Ag | Cave et al., 2020 |  | 327-ISA53GAL-21.d | 327-ISA53GAL-21.d-1 | underground mine, open pit |  |  |  |  | ore material | drill core, polished section | drill core | mineral separate | [5 empty] | mineralisation |  |  |  | chalcopyrite, sphalerite, galena | Cu mineralisation stage, Pb-Zn mineralisation stage | replacement, vein infill, stratabound | coarse-grained, medium-grained, fine-grained, stratabound, discordant veins, replacement, infill |  |  |  | pyrite, pyrrhotite, arsenopyrite, siderite, dolomite, calcite, quartz, chlorite, K-feldspar, biotite, apatite, freibergite, tetrahedrite, cobaltite | Resin blocks containing each sample were produced following standard procedures and used for Mineral Liberation Analysis (MLA) mapping and subsequent LA-ICP-MS analyses | LA-ICPMS, EMPA, SEM-EDS | NWR213 solid state 213 nm laser ablation system coupled with an Agilent 7900 quadrupole ICP-MS; Cameca SXFive Electron Microprobe; Quanta600 SEM | Adelaide Microscopy | Ablation was conducted in an atmosphere of He (0.6 L/min) that was mixed with Ar (0.88 L/min) upon leaving the ablation cell; 70 µm diameter spot size with a 25:2 standard sample bracketing approach (2 standards analysed twice every 25 unknowns); MLA maps were acquired using the raster mode with an X-ray spectra collected every 4 µm | STDGL3 (CODES, University of Tasmania; Danyushevsky et al., 2011); GSD-1G | 1487 |  |  |  | 0.2 | [9 empty] | 13.07 | [5 empty] | 6.3 | [11 empty] | 0.45 | [11 empty] | 0.029 | [35 empty] | 0.083 | [5 empty] | 922000 | [15 empty] | 121600 |  | 1950 |  |  |  | 2.7 | [5 empty] | 1.89 | [7 empty] | 0.41 | [5 empty] | 33.36 | [18 empty] | 2020 | Cave, B., et al. (2020), Ore Geology Reviews 124, 103647 |  | AUS | Queensland
| Mount Isa Copper Operations, Black Star Mine | No. 5 and No. 9 Pb-Zn orebodies, 650 Cu orebody, 1100 Cu orebody, 3000 Cu orebody | Seafloor hydrothermal | Sedimentary Exhalative (SEDEX) | SEDEX zinc-lead-copper | Cu, Pb, Zn | Ag | Cu, Pb, Zn, Ag | Cave et al., 2020 |  | 328-ISA53GAL-22.d | 328-ISA53GAL-22.d-1 | underground mine, open pit |  |  |  |  | ore material | drill core, polished section | drill core | mineral separate | [5 empty] | mineralisation |  |  |  | chalcopyrite, sphalerite, galena | Cu mineralisation stage, Pb-Zn mineralisation stage | replacement, vein infill, stratabound | coarse-grained, medium-grained, fine-grained, stratabound, discordant veins, replacement, infill |  |  |  | pyrite, pyrrhotite, arsenopyrite, siderite, dolomite, calcite, quartz, chlorite, K-feldspar, biotite, apatite, freibergite, tetrahedrite, cobaltite | Resin blocks containing each sample were produced following standard procedures and used for Mineral Liberation Analysis (MLA) mapping and subsequent LA-ICP-MS analyses | LA-ICPMS, EMPA, SEM-EDS | NWR213 solid state 213 nm laser ablation system coupled with an Agilent 7900 quadrupole ICP-MS; Cameca SXFive Electron Microprobe; Quanta600 SEM | Adelaide Microscopy | Ablation was conducted in an atmosphere of He (0.6 L/min) that was mixed with Ar (0.88 L/min) upon leaving the ablation cell; 70 µm diameter spot size with a 25:2 standard sample bracketing approach (2 standards analysed twice every 25 unknowns); MLA maps were acquired using the raster mode with an X-ray spectra collected every 4 µm | STDGL3 (CODES, University of Tasmania; Danyushevsky et al., 2011); GSD-1G | 1890 |  | 1.61 | [11 empty] | 13.16 | [5 empty] | 8.9 | [11 empty] | 0.8 | [9 empty] | 9.5 | [13 empty] | 0.052 | [23 empty] | 0.036 | [5 empty] | 905000 | [15 empty] | 121200 |  | 2410 |  |  |  | 2.14 | [5 empty] | 2.139 | [7 empty] | 0.39 | [5 empty] | 36.38 | [13 empty] | 98 |  |  |  |  | 2020 | Cave, B., et al. (2020), Ore Geology Reviews 124, 103647 |  | AUS | Queensland
| Mount Isa Copper Operations, Black Star Mine | No. 5 and No. 9 Pb-Zn orebodies, 650 Cu orebody, 1100 Cu orebody, 3000 Cu orebody | Seafloor hydrothermal | Sedimentary Exhalative (SEDEX) | SEDEX zinc-lead-copper | Cu, Pb, Zn | Ag | Cu, Pb, Zn, Ag | Cave et al., 2020 |  | 329-ISA53GAL-23.d | 329-ISA53GAL-23.d-1 | underground mine, open pit |  |  |  |  | ore material | drill core, polished section | drill core | mineral separate | [5 empty] | mineralisation |  |  |  | chalcopyrite, sphalerite, galena | Cu mineralisation stage, Pb-Zn mineralisation stage | replacement, vein infill, stratabound | coarse-grained, medium-grained, fine-grained, stratabound, discordant veins, replacement, infill |  |  |  | pyrite, pyrrhotite, arsenopyrite, siderite, dolomite, calcite, quartz, chlorite, K-feldspar, biotite, apatite, freibergite, tetrahedrite, cobaltite | Resin blocks containing each sample were produced following standard procedures and used for Mineral Liberation Analysis (MLA) mapping and subsequent LA-ICP-MS analyses | LA-ICPMS, EMPA, SEM-EDS | NWR213 solid state 213 nm laser ablation system coupled with an Agilent 7900 quadrupole ICP-MS; Cameca SXFive Electron Microprobe; Quanta600 SEM | Adelaide Microscopy | Ablation was conducted in an atmosphere of He (0.6 L/min) that was mixed with Ar (0.88 L/min) upon leaving the ablation cell; 70 µm diameter spot size with a 25:2 standard sample bracketing approach (2 standards analysed twice every 25 unknowns); MLA maps were acquired using the raster mode with an X-ray spectra collected every 4 µm | STDGL3 (CODES, University of Tasmania; Danyushevsky et al., 2011); GSD-1G | 1860 |  | 0.42 | [11 empty] | 12.44 | [5 empty] | 8.8 | [11 empty] | 0.72 | [53 empty] | 902000 | [15 empty] | 125200 |  | 2460 |  |  |  | 2.6 | [5 empty] | 2.3 | [13 empty] | 35.9 | [18 empty] | 2020 | Cave, B., et al. (2020), Ore Geology Reviews 124, 103647 |  | AUS | Queensland
| Mount Isa Copper Operations, Black Star Mine | No. 5 and No. 9 Pb-Zn orebodies, 650 Cu orebody, 1100 Cu orebody, 3000 Cu orebody | Seafloor hydrothermal | Sedimentary Exhalative (SEDEX) | SEDEX zinc-lead-copper | Cu, Pb, Zn | Ag | Cu, Pb, Zn, Ag | Cave et al., 2020 |  | 330-ISA53GAL-24.d | 330-ISA53GAL-24.d-1 | underground mine, open pit |  |  |  |  | ore material | drill core, polished section | drill core | mineral separate | [5 empty] | mineralisation |  |  |  | chalcopyrite, sphalerite, galena | Cu mineralisation stage, Pb-Zn mineralisation stage | replacement, vein infill, stratabound | coarse-grained, medium-grained, fine-grained, stratabound, discordant veins, replacement, infill |  |  |  | pyrite, pyrrhotite, arsenopyrite, siderite, dolomite, calcite, quartz, chlorite, K-feldspar, biotite, apatite, freibergite, tetrahedrite, cobaltite | Resin blocks containing each sample were produced following standard procedures and used for Mineral Liberation Analysis (MLA) mapping and subsequent LA-ICP-MS analyses | LA-ICPMS, EMPA, SEM-EDS | NWR213 solid state 213 nm laser ablation system coupled with an Agilent 7900 quadrupole ICP-MS; Cameca SXFive Electron Microprobe; Quanta600 SEM | Adelaide Microscopy | Ablation was conducted in an atmosphere of He (0.6 L/min) that was mixed with Ar (0.88 L/min) upon leaving the ablation cell; 70 µm diameter spot size with a 25:2 standard sample bracketing approach (2 standards analysed twice every 25 unknowns); MLA maps were acquired using the raster mode with an X-ray spectra collected every 4 µm | STDGL3 (CODES, University of Tasmania; Danyushevsky et al., 2011); GSD-1G | 1554 |  | 4.6 | [11 empty] | 12.06 | [5 empty] | 34.4 | [5 empty] | 0.376 | [5 empty] | 1.23 | [9 empty] | 370 | [13 empty] | 0.54 | [29 empty] | 908000 | [15 empty] | 122900 |  | 2034 |  |  |  | 1.42 | [5 empty] | 2.02 | [7 empty] | 0.22 | [5 empty] | 32.48 | [13 empty] | 5700 |  |  |  |  | 2020 | Cave, B., et al. (2020), Ore Geology Reviews 124, 103647 |  | AUS | Queensland
| Mount Isa Copper Operations, Black Star Mine | No. 5 and No. 9 Pb-Zn orebodies, 650 Cu orebody, 1100 Cu orebody, 3000 Cu orebody | Seafloor hydrothermal | Sedimentary Exhalative (SEDEX) | SEDEX zinc-lead-copper | Cu, Pb, Zn | Ag | Cu, Pb, Zn, Ag | Cave et al., 2020 |  | 331-ISA53GAL-25.d | 331-ISA53GAL-25.d-1 | underground mine, open pit |  |  |  |  | ore material | drill core, polished section | drill core | mineral separate | [5 empty] | mineralisation |  |  |  | chalcopyrite, sphalerite, galena | Cu mineralisation stage, Pb-Zn mineralisation stage | replacement, vein infill, stratabound | coarse-grained, medium-grained, fine-grained, stratabound, discordant veins, replacement, infill |  |  |  | pyrite, pyrrhotite, arsenopyrite, siderite, dolomite, calcite, quartz, chlorite, K-feldspar, biotite, apatite, freibergite, tetrahedrite, cobaltite | Resin blocks containing each sample were produced following standard procedures and used for Mineral Liberation Analysis (MLA) mapping and subsequent LA-ICP-MS analyses | LA-ICPMS, EMPA, SEM-EDS | NWR213 solid state 213 nm laser ablation system coupled with an Agilent 7900 quadrupole ICP-MS; Cameca SXFive Electron Microprobe; Quanta600 SEM | Adelaide Microscopy | Ablation was conducted in an atmosphere of He (0.6 L/min) that was mixed with Ar (0.88 L/min) upon leaving the ablation cell; 70 µm diameter spot size with a 25:2 standard sample bracketing approach (2 standards analysed twice every 25 unknowns); MLA maps were acquired using the raster mode with an X-ray spectra collected every 4 µm | STDGL3 (CODES, University of Tasmania; Danyushevsky et al., 2011); GSD-1G | 1199 |  | 10 | [11 empty] | 12.02 | [5 empty] | 7.08 | [11 empty] | 0.15 | [9 empty] | 48 | [5 empty] | 0.18 | [31 empty] | 0.044 | [5 empty] | 905100 | [15 empty] | 121500 |  | 1599 |  |  |  | 0.95 | [5 empty] | 1.758 | [13 empty] | 33.85 | [13 empty] | 244 |  |  |  |  | 2020 | Cave, B., et al. (2020), Ore Geology Reviews 124, 103647 |  | AUS | Queensland
| Mount Isa Copper Operations, Black Star Mine | No. 5 and No. 9 Pb-Zn orebodies, 650 Cu orebody, 1100 Cu orebody, 3000 Cu orebody | Seafloor hydrothermal | Sedimentary Exhalative (SEDEX) | SEDEX zinc-lead-copper | Cu, Pb, Zn | Ag | Cu, Pb, Zn, Ag | Cave et al., 2020 |  | 332-ISA53GAL-26.d | 332-ISA53GAL-26.d-1 | underground mine, open pit |  |  |  |  | ore material | drill core, polished section | drill core | mineral separate | [5 empty] | mineralisation |  |  |  | chalcopyrite, sphalerite, galena | Cu mineralisation stage, Pb-Zn mineralisation stage | replacement, vein infill, stratabound | coarse-grained, medium-grained, fine-grained, stratabound, discordant veins, replacement, infill |  |  |  | pyrite, pyrrhotite, arsenopyrite, siderite, dolomite, calcite, quartz, chlorite, K-feldspar, biotite, apatite, freibergite, tetrahedrite, cobaltite | Resin blocks containing each sample were produced following standard procedures and used for Mineral Liberation Analysis (MLA) mapping and subsequent LA-ICP-MS analyses | LA-ICPMS, EMPA, SEM-EDS | NWR213 solid state 213 nm laser ablation system coupled with an Agilent 7900 quadrupole ICP-MS; Cameca SXFive Electron Microprobe; Quanta600 SEM | Adelaide Microscopy | Ablation was conducted in an atmosphere of He (0.6 L/min) that was mixed with Ar (0.88 L/min) upon leaving the ablation cell; 70 µm diameter spot size with a 25:2 standard sample bracketing approach (2 standards analysed twice every 25 unknowns); MLA maps were acquired using the raster mode with an X-ray spectra collected every 4 µm | STDGL3 (CODES, University of Tasmania; Danyushevsky et al., 2011); GSD-1G | 1481 |  | 19.2 | [11 empty] | 12.66 | [5 empty] | 6.91 | [11 empty] | 0.47 | [9 empty] | 29 | [43 empty] | 899000 | [15 empty] | 122200 |  | 1938 |  |  |  | 2.4 | [5 empty] | 1.95 | [7 empty] | 0.18 | [5 empty] | 32.6 | [18 empty] | 2020 | Cave, B., et al. (2020), Ore Geology Reviews 124, 103647 |  | AUS | Queensland
| Mount Isa Copper Operations, Black Star Mine | No. 5 and No. 9 Pb-Zn orebodies, 650 Cu orebody, 1100 Cu orebody, 3000 Cu orebody | Seafloor hydrothermal | Sedimentary Exhalative (SEDEX) | SEDEX zinc-lead-copper | Cu, Pb, Zn | Ag | Cu, Pb, Zn, Ag | Cave et al., 2020 |  | 337-R25ED15GAL-1.d | 337-R25ED15GAL-1.d-1 | underground mine, open pit |  |  |  |  | ore material | drill core, polished section | drill core | mineral separate | [5 empty] | mineralisation |  |  |  | chalcopyrite, sphalerite, galena | Cu mineralisation stage, Pb-Zn mineralisation stage | replacement, vein infill, stratabound | coarse-grained, medium-grained, fine-grained, stratabound, discordant veins, replacement, infill |  |  |  | pyrite, pyrrhotite, arsenopyrite, siderite, dolomite, calcite, quartz, chlorite, K-feldspar, biotite, apatite, freibergite, tetrahedrite, cobaltite | Resin blocks containing each sample were produced following standard procedures and used for Mineral Liberation Analysis (MLA) mapping and subsequent LA-ICP-MS analyses | LA-ICPMS, EMPA, SEM-EDS | NWR213 solid state 213 nm laser ablation system coupled with an Agilent 7900 quadrupole ICP-MS; Cameca SXFive Electron Microprobe; Quanta600 SEM | Adelaide Microscopy | Ablation was conducted in an atmosphere of He (0.6 L/min) that was mixed with Ar (0.88 L/min) upon leaving the ablation cell; 70 µm diameter spot size with a 25:2 standard sample bracketing approach (2 standards analysed twice every 25 unknowns); MLA maps were acquired using the raster mode with an X-ray spectra collected every 4 µm | STDGL3 (CODES, University of Tasmania; Danyushevsky et al., 2011); GSD-1G | 1236 |  |  |  | 0.15 | [9 empty] | 3.785 | [5 empty] | 15.5 | [11 empty] | 1.25 | [23 empty] | 0.087 | [23 empty] | 0.047 | [5 empty] | 906000 | [15 empty] | 122400 |  | 1855 |  |  |  | 1.2 | [5 empty] | 5.57 | [7 empty] | 0.24 | [5 empty] | 97.5 | [18 empty] | 2020 | Cave, B., et al. (2020), Ore Geology Reviews 124, 103647 |  | AUS | Queensland
| Mount Isa Copper Operations, Black Star Mine | No. 5 and No. 9 Pb-Zn orebodies, 650 Cu orebody, 1100 Cu orebody, 3000 Cu orebody | Seafloor hydrothermal | Sedimentary Exhalative (SEDEX) | SEDEX zinc-lead-copper | Cu, Pb, Zn | Ag | Cu, Pb, Zn, Ag | Cave et al., 2020 |  | 338-R25ED15GAL-2.d | 338-R25ED15GAL-2.d-1 | underground mine, open pit |  |  |  |  | ore material | drill core, polished section | drill core | mineral separate | [5 empty] | mineralisation |  |  |  | chalcopyrite, sphalerite, galena | Cu mineralisation stage, Pb-Zn mineralisation stage | replacement, vein infill, stratabound | coarse-grained, medium-grained, fine-grained, stratabound, discordant veins, replacement, infill |  |  |  | pyrite, pyrrhotite, arsenopyrite, siderite, dolomite, calcite, quartz, chlorite, K-feldspar, biotite, apatite, freibergite, tetrahedrite, cobaltite | Resin blocks containing each sample were produced following standard procedures and used for Mineral Liberation Analysis (MLA) mapping and subsequent LA-ICP-MS analyses | LA-ICPMS, EMPA, SEM-EDS | NWR213 solid state 213 nm laser ablation system coupled with an Agilent 7900 quadrupole ICP-MS; Cameca SXFive Electron Microprobe; Quanta600 SEM | Adelaide Microscopy | Ablation was conducted in an atmosphere of He (0.6 L/min) that was mixed with Ar (0.88 L/min) upon leaving the ablation cell; 70 µm diameter spot size with a 25:2 standard sample bracketing approach (2 standards analysed twice every 25 unknowns); MLA maps were acquired using the raster mode with an X-ray spectra collected every 4 µm | STDGL3 (CODES, University of Tasmania; Danyushevsky et al., 2011); GSD-1G | 1140 |  | 2.5 | [11 empty] | 3.85 | [5 empty] | 13.35 | [11 empty] | 0.64 | [9 empty] | 1.4 |  | 0.014 | [11 empty] | 0.077 | [29 empty] | 905000 | [15 empty] | 123600 |  | 1618 |  |  |  | 1.33 | [5 empty] | 5.5 | [7 empty] | 0.24 | [5 empty] | 89.3 | [18 empty] | 2020 | Cave, B., et al. (2020), Ore Geology Reviews 124, 103647 |  | AUS | Queensland
| Mount Isa Copper Operations, Black Star Mine | No. 5 and No. 9 Pb-Zn orebodies, 650 Cu orebody, 1100 Cu orebody, 3000 Cu orebody | Seafloor hydrothermal | Sedimentary Exhalative (SEDEX) | SEDEX zinc-lead-copper | Cu, Pb, Zn | Ag | Cu, Pb, Zn, Ag | Cave et al., 2020 |  | 339-R25ED15GAL-3.d | 339-R25ED15GAL-3.d-1 | underground mine, open pit |  |  |  |  | ore material | drill core, polished section | drill core | mineral separate | [5 empty] | mineralisation |  |  |  | chalcopyrite, sphalerite, galena | Cu mineralisation stage, Pb-Zn mineralisation stage | replacement, vein infill, stratabound | coarse-grained, medium-grained, fine-grained, stratabound, discordant veins, replacement, infill |  |  |  | pyrite, pyrrhotite, arsenopyrite, siderite, dolomite, calcite, quartz, chlorite, K-feldspar, biotite, apatite, freibergite, tetrahedrite, cobaltite | Resin blocks containing each sample were produced following standard procedures and used for Mineral Liberation Analysis (MLA) mapping and subsequent LA-ICP-MS analyses | LA-ICPMS, EMPA, SEM-EDS | NWR213 solid state 213 nm laser ablation system coupled with an Agilent 7900 quadrupole ICP-MS; Cameca SXFive Electron Microprobe; Quanta600 SEM | Adelaide Microscopy | Ablation was conducted in an atmosphere of He (0.6 L/min) that was mixed with Ar (0.88 L/min) upon leaving the ablation cell; 70 µm diameter spot size with a 25:2 standard sample bracketing approach (2 standards analysed twice every 25 unknowns); MLA maps were acquired using the raster mode with an X-ray spectra collected every 4 µm | STDGL3 (CODES, University of Tasmania; Danyushevsky et al., 2011); GSD-1G | 1067 |  | 0.49 |  | 0.21 | [9 empty] | 3.737 | [5 empty] | 12.92 | [11 empty] | 0.251 | [53 empty] | 906000 | [15 empty] | 122000 |  | 1471 |  |  |  | 0.61 | [5 empty] | 5.32 | [13 empty] | 84.5 | [18 empty] | 2020 | Cave, B., et al. (2020), Ore Geology Reviews 124, 103647 |  | AUS | Queensland
| Mount Isa Copper Operations, Black Star Mine | No. 5 and No. 9 Pb-Zn orebodies, 650 Cu orebody, 1100 Cu orebody, 3000 Cu orebody | Seafloor hydrothermal | Sedimentary Exhalative (SEDEX) | SEDEX zinc-lead-copper | Cu, Pb, Zn | Ag | Cu, Pb, Zn, Ag | Cave et al., 2020 |  | 340-R25ED15GAL-4.d | 340-R25ED15GAL-4.d-1 | underground mine, open pit |  |  |  |  | ore material | drill core, polished section | drill core | mineral separate | [5 empty] | mineralisation |  |  |  | chalcopyrite, sphalerite, galena | Cu mineralisation stage, Pb-Zn mineralisation stage | replacement, vein infill, stratabound | coarse-grained, medium-grained, fine-grained, stratabound, discordant veins, replacement, infill |  |  |  | pyrite, pyrrhotite, arsenopyrite, siderite, dolomite, calcite, quartz, chlorite, K-feldspar, biotite, apatite, freibergite, tetrahedrite, cobaltite | Resin blocks containing each sample were produced following standard procedures and used for Mineral Liberation Analysis (MLA) mapping and subsequent LA-ICP-MS analyses | LA-ICPMS, EMPA, SEM-EDS | NWR213 solid state 213 nm laser ablation system coupled with an Agilent 7900 quadrupole ICP-MS; Cameca SXFive Electron Microprobe; Quanta600 SEM | Adelaide Microscopy | Ablation was conducted in an atmosphere of He (0.6 L/min) that was mixed with Ar (0.88 L/min) upon leaving the ablation cell; 70 µm diameter spot size with a 25:2 standard sample bracketing approach (2 standards analysed twice every 25 unknowns); MLA maps were acquired using the raster mode with an X-ray spectra collected every 4 µm | STDGL3 (CODES, University of Tasmania; Danyushevsky et al., 2011); GSD-1G | 971 | [13 empty] | 3.816 | [5 empty] | 11.45 | [59 empty] | 0.111 | [5 empty] | 893100 | [15 empty] | 121500 |  | 1349 |  |  |  | 1.62 | [5 empty] | 5.86 | [13 empty] | 80.2 | [18 empty] | 2020 | Cave, B., et al. (2020), Ore Geology Reviews 124, 103647 |  | AUS | Queensland
| Mount Isa Copper Operations, Black Star Mine | No. 5 and No. 9 Pb-Zn orebodies, 650 Cu orebody, 1100 Cu orebody, 3000 Cu orebody | Seafloor hydrothermal | Sedimentary Exhalative (SEDEX) | SEDEX zinc-lead-copper | Cu, Pb, Zn | Ag | Cu, Pb, Zn, Ag | Cave et al., 2020 |  | 341-R25ED15GAL-5.d | 341-R25ED15GAL-5.d-1 | underground mine, open pit |  |  |  |  | ore material | drill core, polished section | drill core | mineral separate | [5 empty] | mineralisation |  |  |  | chalcopyrite, sphalerite, galena | Cu mineralisation stage, Pb-Zn mineralisation stage | replacement, vein infill, stratabound | coarse-grained, medium-grained, fine-grained, stratabound, discordant veins, replacement, infill |  |  |  | pyrite, pyrrhotite, arsenopyrite, siderite, dolomite, calcite, quartz, chlorite, K-feldspar, biotite, apatite, freibergite, tetrahedrite, cobaltite | Resin blocks containing each sample were produced following standard procedures and used for Mineral Liberation Analysis (MLA) mapping and subsequent LA-ICP-MS analyses | LA-ICPMS, EMPA, SEM-EDS | NWR213 solid state 213 nm laser ablation system coupled with an Agilent 7900 quadrupole ICP-MS; Cameca SXFive Electron Microprobe; Quanta600 SEM | Adelaide Microscopy | Ablation was conducted in an atmosphere of He (0.6 L/min) that was mixed with Ar (0.88 L/min) upon leaving the ablation cell; 70 µm diameter spot size with a 25:2 standard sample bracketing approach (2 standards analysed twice every 25 unknowns); MLA maps were acquired using the raster mode with an X-ray spectra collected every 4 µm | STDGL3 (CODES, University of Tasmania; Danyushevsky et al., 2011); GSD-1G | 1055 |  | 0.42 | [11 empty] | 3.813 | [5 empty] | 10.53 | [11 empty] | 0.53 | [9 empty] | 2.6 | [27 empty] | 0.152 | [15 empty] | 910000 | [15 empty] | 121800 |  | 1522 |  |  |  | 1.3 | [5 empty] | 5.48 | [7 empty] | 0.29 | [5 empty] | 85.8 | [13 empty] | 0.63 |  |  |  |  | 2020 | Cave, B., et al. (2020), Ore Geology Reviews 124, 103647 |  | AUS | Queensland
| Mount Isa Copper Operations, Black Star Mine | No. 5 and No. 9 Pb-Zn orebodies, 650 Cu orebody, 1100 Cu orebody, 3000 Cu orebody | Seafloor hydrothermal | Sedimentary Exhalative (SEDEX) | SEDEX zinc-lead-copper | Cu, Pb, Zn | Ag | Cu, Pb, Zn, Ag | Cave et al., 2020 |  | 342-R25ED15GAL-6.d | 342-R25ED15GAL-6.d-1 | underground mine, open pit |  |  |  |  | ore material | drill core, polished section | drill core | mineral separate | [5 empty] | mineralisation |  |  |  | chalcopyrite, sphalerite, galena | Cu mineralisation stage, Pb-Zn mineralisation stage | replacement, vein infill, stratabound | coarse-grained, medium-grained, fine-grained, stratabound, discordant veins, replacement, infill |  |  |  | pyrite, pyrrhotite, arsenopyrite, siderite, dolomite, calcite, quartz, chlorite, K-feldspar, biotite, apatite, freibergite, tetrahedrite, cobaltite | Resin blocks containing each sample were produced following standard procedures and used for Mineral Liberation Analysis (MLA) mapping and subsequent LA-ICP-MS analyses | LA-ICPMS, EMPA, SEM-EDS | NWR213 solid state 213 nm laser ablation system coupled with an Agilent 7900 quadrupole ICP-MS; Cameca SXFive Electron Microprobe; Quanta600 SEM | Adelaide Microscopy | Ablation was conducted in an atmosphere of He (0.6 L/min) that was mixed with Ar (0.88 L/min) upon leaving the ablation cell; 70 µm diameter spot size with a 25:2 standard sample bracketing approach (2 standards analysed twice every 25 unknowns); MLA maps were acquired using the raster mode with an X-ray spectra collected every 4 µm | STDGL3 (CODES, University of Tasmania; Danyushevsky et al., 2011); GSD-1G | 975 |  | 4.2 | [11 empty] | 3.857 | [5 empty] | 10.21 | [11 empty] | 0.27 | [11 empty] | 0.035 |  |  |  | 0.15 | [37 empty] | 908000 | [15 empty] | 122000 |  | 1397 |  |  |  | 1.21 | [5 empty] | 5.76 | [13 empty] | 81.2 | [18 empty] | 2020 | Cave, B., et al. (2020), Ore Geology Reviews 124, 103647 |  | AUS | Queensland
| Mount Isa Copper Operations, Black Star Mine | No. 5 and No. 9 Pb-Zn orebodies, 650 Cu orebody, 1100 Cu orebody, 3000 Cu orebody | Seafloor hydrothermal | Sedimentary Exhalative (SEDEX) | SEDEX zinc-lead-copper | Cu, Pb, Zn | Ag | Cu, Pb, Zn, Ag | Cave et al., 2020 |  | 343-R25ED15GAL-7.d | 343-R25ED15GAL-7.d-1 | underground mine, open pit |  |  |  |  | ore material | drill core, polished section | drill core | mineral separate | [5 empty] | mineralisation |  |  |  | chalcopyrite, sphalerite, galena | Cu mineralisation stage, Pb-Zn mineralisation stage | replacement, vein infill, stratabound | coarse-grained, medium-grained, fine-grained, stratabound, discordant veins, replacement, infill |  |  |  | pyrite, pyrrhotite, arsenopyrite, siderite, dolomite, calcite, quartz, chlorite, K-feldspar, biotite, apatite, freibergite, tetrahedrite, cobaltite | Resin blocks containing each sample were produced following standard procedures and used for Mineral Liberation Analysis (MLA) mapping and subsequent LA-ICP-MS analyses | LA-ICPMS, EMPA, SEM-EDS | NWR213 solid state 213 nm laser ablation system coupled with an Agilent 7900 quadrupole ICP-MS; Cameca SXFive Electron Microprobe; Quanta600 SEM | Adelaide Microscopy | Ablation was conducted in an atmosphere of He (0.6 L/min) that was mixed with Ar (0.88 L/min) upon leaving the ablation cell; 70 µm diameter spot size with a 25:2 standard sample bracketing approach (2 standards analysed twice every 25 unknowns); MLA maps were acquired using the raster mode with an X-ray spectra collected every 4 µm | STDGL3 (CODES, University of Tasmania; Danyushevsky et al., 2011); GSD-1G | 995 |  |  |  | 0.12 | [9 empty] | 3.551 | [5 empty] | 10.55 | [27 empty] | 0.106 | [37 empty] | 899000 | [15 empty] | 122000 |  | 1357 |  |  |  | 1.24 | [5 empty] | 5.5 | [7 empty] | 0.61 | [5 empty] | 81.9 | [18 empty] | 2020 | Cave, B., et al. (2020), Ore Geology Reviews 124, 103647 |  | AUS | Queensland
| Mount Isa Copper Operations, Black Star Mine | No. 5 and No. 9 Pb-Zn orebodies, 650 Cu orebody, 1100 Cu orebody, 3000 Cu orebody | Seafloor hydrothermal | Sedimentary Exhalative (SEDEX) | SEDEX zinc-lead-copper | Cu, Pb, Zn | Ag | Cu, Pb, Zn, Ag | Cave et al., 2020 |  | 344-R25ED15GAL-8.d | 344-R25ED15GAL-8.d-1 | underground mine, open pit |  |  |  |  | ore material | drill core, polished section | drill core | mineral separate | [5 empty] | mineralisation |  |  |  | chalcopyrite, sphalerite, galena | Cu mineralisation stage, Pb-Zn mineralisation stage | replacement, vein infill, stratabound | coarse-grained, medium-grained, fine-grained, stratabound, discordant veins, replacement, infill |  |  |  | pyrite, pyrrhotite, arsenopyrite, siderite, dolomite, calcite, quartz, chlorite, K-feldspar, biotite, apatite, freibergite, tetrahedrite, cobaltite | Resin blocks containing each sample were produced following standard procedures and used for Mineral Liberation Analysis (MLA) mapping and subsequent LA-ICP-MS analyses | LA-ICPMS, EMPA, SEM-EDS | NWR213 solid state 213 nm laser ablation system coupled with an Agilent 7900 quadrupole ICP-MS; Cameca SXFive Electron Microprobe; Quanta600 SEM | Adelaide Microscopy | Ablation was conducted in an atmosphere of He (0.6 L/min) that was mixed with Ar (0.88 L/min) upon leaving the ablation cell; 70 µm diameter spot size with a 25:2 standard sample bracketing approach (2 standards analysed twice every 25 unknowns); MLA maps were acquired using the raster mode with an X-ray spectra collected every 4 µm | STDGL3 (CODES, University of Tasmania; Danyushevsky et al., 2011); GSD-1G | 1060 |  |  |  | 0.19 | [9 empty] | 3.67 | [5 empty] | 10.06 | [11 empty] | 0.2 | [9 empty] | 2 | [5 empty] | 0.099 | [37 empty] | 909000 | [15 empty] | 120700 |  | 1448 |  |  |  | 2.01 | [5 empty] | 5.5 | [7 empty] | 0.37 | [5 empty] | 76.4 | [18 empty] | 2020 | Cave, B., et al. (2020), Ore Geology Reviews 124, 103647 |  | AUS | Queensland
| Mount Isa Copper Operations, Black Star Mine | No. 5 and No. 9 Pb-Zn orebodies, 650 Cu orebody, 1100 Cu orebody, 3000 Cu orebody | Seafloor hydrothermal | Sedimentary Exhalative (SEDEX) | SEDEX zinc-lead-copper | Cu, Pb, Zn | Ag | Cu, Pb, Zn, Ag | Cave et al., 2020 |  | 345-R25ED15GAL-9.d | 345-R25ED15GAL-9.d-1 | underground mine, open pit |  |  |  |  | ore material | drill core, polished section | drill core | mineral separate | [5 empty] | mineralisation |  |  |  | chalcopyrite, sphalerite, galena | Cu mineralisation stage, Pb-Zn mineralisation stage | replacement, vein infill, stratabound | coarse-grained, medium-grained, fine-grained, stratabound, discordant veins, replacement, infill |  |  |  | pyrite, pyrrhotite, arsenopyrite, siderite, dolomite, calcite, quartz, chlorite, K-feldspar, biotite, apatite, freibergite, tetrahedrite, cobaltite | Resin blocks containing each sample were produced following standard procedures and used for Mineral Liberation Analysis (MLA) mapping and subsequent LA-ICP-MS analyses | LA-ICPMS, EMPA, SEM-EDS | NWR213 solid state 213 nm laser ablation system coupled with an Agilent 7900 quadrupole ICP-MS; Cameca SXFive Electron Microprobe; Quanta600 SEM | Adelaide Microscopy | Ablation was conducted in an atmosphere of He (0.6 L/min) that was mixed with Ar (0.88 L/min) upon leaving the ablation cell; 70 µm diameter spot size with a 25:2 standard sample bracketing approach (2 standards analysed twice every 25 unknowns); MLA maps were acquired using the raster mode with an X-ray spectra collected every 4 µm | STDGL3 (CODES, University of Tasmania; Danyushevsky et al., 2011); GSD-1G | 795 |  | 32.5 | [11 empty] | 3.666 | [5 empty] | 8.97 | [11 empty] | 0.28 | [9 empty] | 8 |  | 0.031 | [25 empty] | 0.13 | [9 empty] | 0.066 | [5 empty] | 913000 | [15 empty] | 120500 |  | 1136 |  |  |  | 1.87 | [5 empty] | 5.19 | [7 empty] | 0.5 | [5 empty] | 68.75 | [18 empty] | 2020 | Cave, B., et al. (2020), Ore Geology Reviews 124, 103647 |  | AUS | Queensland
| Mount Isa Copper Operations, Black Star Mine | No. 5 and No. 9 Pb-Zn orebodies, 650 Cu orebody, 1100 Cu orebody, 3000 Cu orebody | Seafloor hydrothermal | Sedimentary Exhalative (SEDEX) | SEDEX zinc-lead-copper | Cu, Pb, Zn | Ag | Cu, Pb, Zn, Ag | Cave et al., 2020 |  | 347-R25ED15GAL-11.d | 347-R25ED15GAL-11.d-1 | underground mine, open pit |  |  |  |  | ore material | drill core, polished section | drill core | mineral separate | [5 empty] | mineralisation |  |  |  | chalcopyrite, sphalerite, galena | Cu mineralisation stage, Pb-Zn mineralisation stage | replacement, vein infill, stratabound | coarse-grained, medium-grained, fine-grained, stratabound, discordant veins, replacement, infill |  |  |  | pyrite, pyrrhotite, arsenopyrite, siderite, dolomite, calcite, quartz, chlorite, K-feldspar, biotite, apatite, freibergite, tetrahedrite, cobaltite | Resin blocks containing each sample were produced following standard procedures and used for Mineral Liberation Analysis (MLA) mapping and subsequent LA-ICP-MS analyses | LA-ICPMS, EMPA, SEM-EDS | NWR213 solid state 213 nm laser ablation system coupled with an Agilent 7900 quadrupole ICP-MS; Cameca SXFive Electron Microprobe; Quanta600 SEM | Adelaide Microscopy | Ablation was conducted in an atmosphere of He (0.6 L/min) that was mixed with Ar (0.88 L/min) upon leaving the ablation cell; 70 µm diameter spot size with a 25:2 standard sample bracketing approach (2 standards analysed twice every 25 unknowns); MLA maps were acquired using the raster mode with an X-ray spectra collected every 4 µm | STDGL3 (CODES, University of Tasmania; Danyushevsky et al., 2011); GSD-1G | 930 |  | 0.85 | [11 empty] | 3.728 | [5 empty] | 26.5 | [11 empty] | 120 | [9 empty] | 267 | [5 empty] | 0.11 | [7 empty] | 0.75 | [13 empty] | 0.31 | [9 empty] | 0.049 | [5 empty] | 908000 | [15 empty] | 124600 |  | 1259 |  |  |  | 1.47 | [5 empty] | 4.55 | [7 empty] | 0.48 | [5 empty] | 60.3 | [13 empty] | 3690 |  |  |  |  | 2020 | Cave, B., et al. (2020), Ore Geology Reviews 124, 103647 |  | AUS | Queensland
| Mount Isa Copper Operations, Black Star Mine | No. 5 and No. 9 Pb-Zn orebodies, 650 Cu orebody, 1100 Cu orebody, 3000 Cu orebody | Seafloor hydrothermal | Sedimentary Exhalative (SEDEX) | SEDEX zinc-lead-copper | Cu, Pb, Zn | Ag | Cu, Pb, Zn, Ag | Cave et al., 2020 |  | 349-R25ED15GAL-13.d | 349-R25ED15GAL-13.d-1 | underground mine, open pit |  |  |  |  | ore material | drill core, polished section | drill core | mineral separate | [5 empty] | mineralisation |  |  |  | chalcopyrite, sphalerite, galena | Cu mineralisation stage, Pb-Zn mineralisation stage | replacement, vein infill, stratabound | coarse-grained, medium-grained, fine-grained, stratabound, discordant veins, replacement, infill |  |  |  | pyrite, pyrrhotite, arsenopyrite, siderite, dolomite, calcite, quartz, chlorite, K-feldspar, biotite, apatite, freibergite, tetrahedrite, cobaltite | Resin blocks containing each sample were produced following standard procedures and used for Mineral Liberation Analysis (MLA) mapping and subsequent LA-ICP-MS analyses | LA-ICPMS, EMPA, SEM-EDS | NWR213 solid state 213 nm laser ablation system coupled with an Agilent 7900 quadrupole ICP-MS; Cameca SXFive Electron Microprobe; Quanta600 SEM | Adelaide Microscopy | Ablation was conducted in an atmosphere of He (0.6 L/min) that was mixed with Ar (0.88 L/min) upon leaving the ablation cell; 70 µm diameter spot size with a 25:2 standard sample bracketing approach (2 standards analysed twice every 25 unknowns); MLA maps were acquired using the raster mode with an X-ray spectra collected every 4 µm | STDGL3 (CODES, University of Tasmania; Danyushevsky et al., 2011); GSD-1G | 950 |  | 1.07 | [11 empty] | 3.74 | [5 empty] | 19.7 | [11 empty] | 124 | [9 empty] | 147 | [13 empty] | 0.362 | [13 empty] | 0.106 | [15 empty] | 909000 | [15 empty] | 120700 |  | 1250 |  |  |  | 0.93 | [5 empty] | 4.32 | [7 empty] | 0.51 | [5 empty] | 68.4 | [13 empty] | 2200 |  |  |  |  | 2020 | Cave, B., et al. (2020), Ore Geology Reviews 124, 103647 |  | AUS | Queensland
| Mount Isa Copper Operations, Black Star Mine | No. 5 and No. 9 Pb-Zn orebodies, 650 Cu orebody, 1100 Cu orebody, 3000 Cu orebody | Seafloor hydrothermal | Sedimentary Exhalative (SEDEX) | SEDEX zinc-lead-copper | Cu, Pb, Zn | Ag | Cu, Pb, Zn, Ag | Cave et al., 2020 |  | 350-R25ED15GAL-14.d | 350-R25ED15GAL-14.d-1 | underground mine, open pit |  |  |  |  | ore material | drill core, polished section | drill core | mineral separate | [5 empty] | mineralisation |  |  |  | chalcopyrite, sphalerite, galena | Cu mineralisation stage, Pb-Zn mineralisation stage | replacement, vein infill, stratabound | coarse-grained, medium-grained, fine-grained, stratabound, discordant veins, replacement, infill |  |  |  | pyrite, pyrrhotite, arsenopyrite, siderite, dolomite, calcite, quartz, chlorite, K-feldspar, biotite, apatite, freibergite, tetrahedrite, cobaltite | Resin blocks containing each sample were produced following standard procedures and used for Mineral Liberation Analysis (MLA) mapping and subsequent LA-ICP-MS analyses | LA-ICPMS, EMPA, SEM-EDS | NWR213 solid state 213 nm laser ablation system coupled with an Agilent 7900 quadrupole ICP-MS; Cameca SXFive Electron Microprobe; Quanta600 SEM | Adelaide Microscopy | Ablation was conducted in an atmosphere of He (0.6 L/min) that was mixed with Ar (0.88 L/min) upon leaving the ablation cell; 70 µm diameter spot size with a 25:2 standard sample bracketing approach (2 standards analysed twice every 25 unknowns); MLA maps were acquired using the raster mode with an X-ray spectra collected every 4 µm | STDGL3 (CODES, University of Tasmania; Danyushevsky et al., 2011); GSD-1G | 633 |  | 64 | [11 empty] | 3.61 | [5 empty] | 86 | [5 empty] | 0.039 | [5 empty] | 51 | [9 empty] | 1040 |  | 0.059 | [11 empty] | 2.99 | [13 empty] | 0.53 | [15 empty] | 894000 | [15 empty] | 126300 |  | 900 | [9 empty] | 4.16 | [13 empty] | 40.39 | [13 empty] | 15200 |  |  |  |  | 2020 | Cave, B., et al. (2020), Ore Geology Reviews 124, 103647 |  | AUS | Queensland
| Mount Isa Copper Operations, Black Star Mine | No. 5 and No. 9 Pb-Zn orebodies, 650 Cu orebody, 1100 Cu orebody, 3000 Cu orebody | Seafloor hydrothermal | Sedimentary Exhalative (SEDEX) | SEDEX zinc-lead-copper | Cu, Pb, Zn | Ag | Cu, Pb, Zn, Ag | Cave et al., 2020 |  | 351-R25ED15GAL-15.d | 351-R25ED15GAL-15.d-1 | underground mine, open pit |  |  |  |  | ore material | drill core, polished section | drill core | mineral separate | [5 empty] | mineralisation |  |  |  | chalcopyrite, sphalerite, galena | Cu mineralisation stage, Pb-Zn mineralisation stage | replacement, vein infill, stratabound | coarse-grained, medium-grained, fine-grained, stratabound, discordant veins, replacement, infill |  |  |  | pyrite, pyrrhotite, arsenopyrite, siderite, dolomite, calcite, quartz, chlorite, K-feldspar, biotite, apatite, freibergite, tetrahedrite, cobaltite | Resin blocks containing each sample were produced following standard procedures and used for Mineral Liberation Analysis (MLA) mapping and subsequent LA-ICP-MS analyses | LA-ICPMS, EMPA, SEM-EDS | NWR213 solid state 213 nm laser ablation system coupled with an Agilent 7900 quadrupole ICP-MS; Cameca SXFive Electron Microprobe; Quanta600 SEM | Adelaide Microscopy | Ablation was conducted in an atmosphere of He (0.6 L/min) that was mixed with Ar (0.88 L/min) upon leaving the ablation cell; 70 µm diameter spot size with a 25:2 standard sample bracketing approach (2 standards analysed twice every 25 unknowns); MLA maps were acquired using the raster mode with an X-ray spectra collected every 4 µm | STDGL3 (CODES, University of Tasmania; Danyushevsky et al., 2011); GSD-1G | 1079 |  |  |  | 0.22 | [9 empty] | 3.64 | [5 empty] | 8.18 | [65 empty] | 890000 | [15 empty] | 118900 |  | 1434 |  |  |  | 1.1 | [5 empty] | 4.53 | [7 empty] | 0.28 | [5 empty] | 70.6 | [18 empty] | 2020 | Cave, B., et al. (2020), Ore Geology Reviews 124, 103647 |  | AUS | Queensland
| Mount Isa Copper Operations, Black Star Mine | No. 5 and No. 9 Pb-Zn orebodies, 650 Cu orebody, 1100 Cu orebody, 3000 Cu orebody | Seafloor hydrothermal | Sedimentary Exhalative (SEDEX) | SEDEX zinc-lead-copper | Cu, Pb, Zn | Ag | Cu, Pb, Zn, Ag | Cave et al., 2020 |  | 352-R25ED15GAL-16.d | 352-R25ED15GAL-16.d-1 | underground mine, open pit |  |  |  |  | ore material | drill core, polished section | drill core | mineral separate | [5 empty] | mineralisation |  |  |  | chalcopyrite, sphalerite, galena | Cu mineralisation stage, Pb-Zn mineralisation stage | replacement, vein infill, stratabound | coarse-grained, medium-grained, fine-grained, stratabound, discordant veins, replacement, infill |  |  |  | pyrite, pyrrhotite, arsenopyrite, siderite, dolomite, calcite, quartz, chlorite, K-feldspar, biotite, apatite, freibergite, tetrahedrite, cobaltite | Resin blocks containing each sample were produced following standard procedures and used for Mineral Liberation Analysis (MLA) mapping and subsequent LA-ICP-MS analyses | LA-ICPMS, EMPA, SEM-EDS | NWR213 solid state 213 nm laser ablation system coupled with an Agilent 7900 quadrupole ICP-MS; Cameca SXFive Electron Microprobe; Quanta600 SEM | Adelaide Microscopy | Ablation was conducted in an atmosphere of He (0.6 L/min) that was mixed with Ar (0.88 L/min) upon leaving the ablation cell; 70 µm diameter spot size with a 25:2 standard sample bracketing approach (2 standards analysed twice every 25 unknowns); MLA maps were acquired using the raster mode with an X-ray spectra collected every 4 µm | STDGL3 (CODES, University of Tasmania; Danyushevsky et al., 2011); GSD-1G | 791 | [13 empty] | 3.69 | [5 empty] | 8.33 | [5 empty] | 0.033 | [15 empty] | 66 | [13 empty] | 0.063 | [23 empty] | 0.095 | [5 empty] | 902000 | [15 empty] | 121000 |  | 1086 | [9 empty] | 4.45 | [7 empty] | 0.4 | [5 empty] | 49.5 | [13 empty] | 1.9 |  |  |  |  | 2020 | Cave, B., et al. (2020), Ore Geology Reviews 124, 103647 |  | AUS | Queensland
| Mount Isa Copper Operations, Black Star Mine | No. 5 and No. 9 Pb-Zn orebodies, 650 Cu orebody, 1100 Cu orebody, 3000 Cu orebody | Seafloor hydrothermal | Sedimentary Exhalative (SEDEX) | SEDEX zinc-lead-copper | Cu, Pb, Zn | Ag | Cu, Pb, Zn, Ag | Cave et al., 2020 |  | 353-R25ED15GAL-17.d | 353-R25ED15GAL-17.d-1 | underground mine, open pit |  |  |  |  | ore material | drill core, polished section | drill core | mineral separate | [5 empty] | mineralisation |  |  |  | chalcopyrite, sphalerite, galena | Cu mineralisation stage, Pb-Zn mineralisation stage | replacement, vein infill, stratabound | coarse-grained, medium-grained, fine-grained, stratabound, discordant veins, replacement, infill |  |  |  | pyrite, pyrrhotite, arsenopyrite, siderite, dolomite, calcite, quartz, chlorite, K-feldspar, biotite, apatite, freibergite, tetrahedrite, cobaltite | Resin blocks containing each sample were produced following standard procedures and used for Mineral Liberation Analysis (MLA) mapping and subsequent LA-ICP-MS analyses | LA-ICPMS, EMPA, SEM-EDS | NWR213 solid state 213 nm laser ablation system coupled with an Agilent 7900 quadrupole ICP-MS; Cameca SXFive Electron Microprobe; Quanta600 SEM | Adelaide Microscopy | Ablation was conducted in an atmosphere of He (0.6 L/min) that was mixed with Ar (0.88 L/min) upon leaving the ablation cell; 70 µm diameter spot size with a 25:2 standard sample bracketing approach (2 standards analysed twice every 25 unknowns); MLA maps were acquired using the raster mode with an X-ray spectra collected every 4 µm | STDGL3 (CODES, University of Tasmania; Danyushevsky et al., 2011); GSD-1G | 880 |  |  |  | 0.15 | [9 empty] | 3.611 | [5 empty] | 9.44 | [11 empty] | 0.206 | [15 empty] | 0.099 | [37 empty] | 892000 | [15 empty] | 120400 |  | 1191 |  |  |  | 1.53 | [5 empty] | 4.14 | [7 empty] | 0.3 | [5 empty] | 45.91 | [13 empty] | 0.51 |  |  |  |  | 2020 | Cave, B., et al. (2020), Ore Geology Reviews 124, 103647 |  | AUS | Queensland
| Mount Isa Copper Operations, Black Star Mine | No. 5 and No. 9 Pb-Zn orebodies, 650 Cu orebody, 1100 Cu orebody, 3000 Cu orebody | Seafloor hydrothermal | Sedimentary Exhalative (SEDEX) | SEDEX zinc-lead-copper | Cu, Pb, Zn | Ag | Cu, Pb, Zn, Ag | Cave et al., 2020 |  | 354-R25ED15GAL-18.d | 354-R25ED15GAL-18.d-1 | underground mine, open pit |  |  |  |  | ore material | drill core, polished section | drill core | mineral separate | [5 empty] | mineralisation |  |  |  | chalcopyrite, sphalerite, galena | Cu mineralisation stage, Pb-Zn mineralisation stage | replacement, vein infill, stratabound | coarse-grained, medium-grained, fine-grained, stratabound, discordant veins, replacement, infill |  |  |  | pyrite, pyrrhotite, arsenopyrite, siderite, dolomite, calcite, quartz, chlorite, K-feldspar, biotite, apatite, freibergite, tetrahedrite, cobaltite | Resin blocks containing each sample were produced following standard procedures and used for Mineral Liberation Analysis (MLA) mapping and subsequent LA-ICP-MS analyses | LA-ICPMS, EMPA, SEM-EDS | NWR213 solid state 213 nm laser ablation system coupled with an Agilent 7900 quadrupole ICP-MS; Cameca SXFive Electron Microprobe; Quanta600 SEM | Adelaide Microscopy | Ablation was conducted in an atmosphere of He (0.6 L/min) that was mixed with Ar (0.88 L/min) upon leaving the ablation cell; 70 µm diameter spot size with a 25:2 standard sample bracketing approach (2 standards analysed twice every 25 unknowns); MLA maps were acquired using the raster mode with an X-ray spectra collected every 4 µm | STDGL3 (CODES, University of Tasmania; Danyushevsky et al., 2011); GSD-1G | 691 |  | 12.7 |  | 0.13 | [9 empty] | 3.567 | [5 empty] | 7.73 | [11 empty] | 0.34 | [9 empty] | 5.7 | [43 empty] | 899000 | [15 empty] | 119700 |  | 992 |  |  |  | 1.19 | [5 empty] | 3.88 | [7 empty] | 0.34 | [5 empty] | 32.39 | [13 empty] | 0.42 |  |  |  |  | 2020 | Cave, B., et al. (2020), Ore Geology Reviews 124, 103647 |  | AUS | Queensland
| Mount Isa Copper Operations, Black Star Mine | No. 5 and No. 9 Pb-Zn orebodies, 650 Cu orebody, 1100 Cu orebody, 3000 Cu orebody | Seafloor hydrothermal | Sedimentary Exhalative (SEDEX) | SEDEX zinc-lead-copper | Cu, Pb, Zn | Ag | Cu, Pb, Zn, Ag | Cave et al., 2020 |  | 355-R25ED15GAL-19.d | 355-R25ED15GAL-19.d-1 | underground mine, open pit |  |  |  |  | ore material | drill core, polished section | drill core | mineral separate | [5 empty] | mineralisation |  |  |  | chalcopyrite, sphalerite, galena | Cu mineralisation stage, Pb-Zn mineralisation stage | replacement, vein infill, stratabound | coarse-grained, medium-grained, fine-grained, stratabound, discordant veins, replacement, infill |  |  |  | pyrite, pyrrhotite, arsenopyrite, siderite, dolomite, calcite, quartz, chlorite, K-feldspar, biotite, apatite, freibergite, tetrahedrite, cobaltite | Resin blocks containing each sample were produced following standard procedures and used for Mineral Liberation Analysis (MLA) mapping and subsequent LA-ICP-MS analyses | LA-ICPMS, EMPA, SEM-EDS | NWR213 solid state 213 nm laser ablation system coupled with an Agilent 7900 quadrupole ICP-MS; Cameca SXFive Electron Microprobe; Quanta600 SEM | Adelaide Microscopy | Ablation was conducted in an atmosphere of He (0.6 L/min) that was mixed with Ar (0.88 L/min) upon leaving the ablation cell; 70 µm diameter spot size with a 25:2 standard sample bracketing approach (2 standards analysed twice every 25 unknowns); MLA maps were acquired using the raster mode with an X-ray spectra collected every 4 µm | STDGL3 (CODES, University of Tasmania; Danyushevsky et al., 2011); GSD-1G | 782 | [13 empty] | 3.626 | [5 empty] | 8.57 | [65 empty] | 908000 | [15 empty] | 123500 |  | 1084 |  |  |  | 0.98 | [5 empty] | 4.07 | [7 empty] | 0.34 | [5 empty] | 34.52 | [18 empty] | 2020 | Cave, B., et al. (2020), Ore Geology Reviews 124, 103647 |  | AUS | Queensland
| Mount Isa Copper Operations, Black Star Mine | No. 5 and No. 9 Pb-Zn orebodies, 650 Cu orebody, 1100 Cu orebody, 3000 Cu orebody | Seafloor hydrothermal | Sedimentary Exhalative (SEDEX) | SEDEX zinc-lead-copper | Cu, Pb, Zn | Ag | Cu, Pb, Zn, Ag | Cave et al., 2020 |  | 356-R25ED15GAL-20.d | 356-R25ED15GAL-20.d-1 | underground mine, open pit |  |  |  |  | ore material | drill core, polished section | drill core | mineral separate | [5 empty] | mineralisation |  |  |  | chalcopyrite, sphalerite, galena | Cu mineralisation stage, Pb-Zn mineralisation stage | replacement, vein infill, stratabound | coarse-grained, medium-grained, fine-grained, stratabound, discordant veins, replacement, infill |  |  |  | pyrite, pyrrhotite, arsenopyrite, siderite, dolomite, calcite, quartz, chlorite, K-feldspar, biotite, apatite, freibergite, tetrahedrite, cobaltite | Resin blocks containing each sample were produced following standard procedures and used for Mineral Liberation Analysis (MLA) mapping and subsequent LA-ICP-MS analyses | LA-ICPMS, EMPA, SEM-EDS | NWR213 solid state 213 nm laser ablation system coupled with an Agilent 7900 quadrupole ICP-MS; Cameca SXFive Electron Microprobe; Quanta600 SEM | Adelaide Microscopy | Ablation was conducted in an atmosphere of He (0.6 L/min) that was mixed with Ar (0.88 L/min) upon leaving the ablation cell; 70 µm diameter spot size with a 25:2 standard sample bracketing approach (2 standards analysed twice every 25 unknowns); MLA maps were acquired using the raster mode with an X-ray spectra collected every 4 µm | STDGL3 (CODES, University of Tasmania; Danyushevsky et al., 2011); GSD-1G | 726 | [13 empty] | 3.76 | [5 empty] | 8.19 | [11 empty] | 0.086 | [47 empty] | 0.053 | [5 empty] | 916000 | [15 empty] | 117900 |  | 988 |  |  |  | 1.32 | [5 empty] | 4.08 | [7 empty] | 0.28 | [5 empty] | 32.06 | [18 empty] | 2020 | Cave, B., et al. (2020), Ore Geology Reviews 124, 103647 |  | AUS | Queensland
| Mount Isa Copper Operations, Black Star Mine | No. 5 and No. 9 Pb-Zn orebodies, 650 Cu orebody, 1100 Cu orebody, 3000 Cu orebody | Seafloor hydrothermal | Sedimentary Exhalative (SEDEX) | SEDEX zinc-lead-copper | Cu, Pb, Zn | Ag | Cu, Pb, Zn, Ag | Cave et al., 2020 |  | 357-R25ED15GAL-21.d | 357-R25ED15GAL-21.d-1 | underground mine, open pit |  |  |  |  | ore material | drill core, polished section | drill core | mineral separate | [5 empty] | mineralisation |  |  |  | chalcopyrite, sphalerite, galena | Cu mineralisation stage, Pb-Zn mineralisation stage | replacement, vein infill, stratabound | coarse-grained, medium-grained, fine-grained, stratabound, discordant veins, replacement, infill |  |  |  | pyrite, pyrrhotite, arsenopyrite, siderite, dolomite, calcite, quartz, chlorite, K-feldspar, biotite, apatite, freibergite, tetrahedrite, cobaltite | Resin blocks containing each sample were produced following standard procedures and used for Mineral Liberation Analysis (MLA) mapping and subsequent LA-ICP-MS analyses | LA-ICPMS, EMPA, SEM-EDS | NWR213 solid state 213 nm laser ablation system coupled with an Agilent 7900 quadrupole ICP-MS; Cameca SXFive Electron Microprobe; Quanta600 SEM | Adelaide Microscopy | Ablation was conducted in an atmosphere of He (0.6 L/min) that was mixed with Ar (0.88 L/min) upon leaving the ablation cell; 70 µm diameter spot size with a 25:2 standard sample bracketing approach (2 standards analysed twice every 25 unknowns); MLA maps were acquired using the raster mode with an X-ray spectra collected every 4 µm | STDGL3 (CODES, University of Tasmania; Danyushevsky et al., 2011); GSD-1G | 900 |  | 2.13 |  | 0.12 | [9 empty] | 3.737 | [5 empty] | 9.68 | [11 empty] | 0.28 | [9 empty] | 2.6 | [37 empty] | 0.04 | [5 empty] | 898000 | [15 empty] | 120200 |  | 1247 |  |  |  | 1.58 | [5 empty] | 4.44 | [7 empty] | 0.16 | [5 empty] | 52.1 | [18 empty] | 2020 | Cave, B., et al. (2020), Ore Geology Reviews 124, 103647 |  | AUS | Queensland
| Mount Isa Copper Operations, Black Star Mine | No. 5 and No. 9 Pb-Zn orebodies, 650 Cu orebody, 1100 Cu orebody, 3000 Cu orebody | Seafloor hydrothermal | Sedimentary Exhalative (SEDEX) | SEDEX zinc-lead-copper | Cu, Pb, Zn | Ag | Cu, Pb, Zn, Ag | Cave et al., 2020 |  | 358-R25ED15GAL-22.d | 358-R25ED15GAL-22.d-1 | underground mine, open pit |  |  |  |  | ore material | drill core, polished section | drill core | mineral separate | [5 empty] | mineralisation |  |  |  | chalcopyrite, sphalerite, galena | Cu mineralisation stage, Pb-Zn mineralisation stage | replacement, vein infill, stratabound | coarse-grained, medium-grained, fine-grained, stratabound, discordant veins, replacement, infill |  |  |  | pyrite, pyrrhotite, arsenopyrite, siderite, dolomite, calcite, quartz, chlorite, K-feldspar, biotite, apatite, freibergite, tetrahedrite, cobaltite | Resin blocks containing each sample were produced following standard procedures and used for Mineral Liberation Analysis (MLA) mapping and subsequent LA-ICP-MS analyses | LA-ICPMS, EMPA, SEM-EDS | NWR213 solid state 213 nm laser ablation system coupled with an Agilent 7900 quadrupole ICP-MS; Cameca SXFive Electron Microprobe; Quanta600 SEM | Adelaide Microscopy | Ablation was conducted in an atmosphere of He (0.6 L/min) that was mixed with Ar (0.88 L/min) upon leaving the ablation cell; 70 µm diameter spot size with a 25:2 standard sample bracketing approach (2 standards analysed twice every 25 unknowns); MLA maps were acquired using the raster mode with an X-ray spectra collected every 4 µm | STDGL3 (CODES, University of Tasmania; Danyushevsky et al., 2011); GSD-1G | 886 |  | 0.74 | [11 empty] | 3.683 | [5 empty] | 8.83 | [11 empty] | 0.87 | [37 empty] | 0.103 | [9 empty] | 0.07 | [5 empty] | 893000 | [15 empty] | 120300 |  | 1286 |  |  |  | 0.69 | [5 empty] | 4.28 | [7 empty] | 0.33 | [5 empty] | 49.26 | [13 empty] | 0.54 |  |  |  |  | 2020 | Cave, B., et al. (2020), Ore Geology Reviews 124, 103647 |  | AUS | Queensland
| Mount Isa Copper Operations, Black Star Mine | No. 5 and No. 9 Pb-Zn orebodies, 650 Cu orebody, 1100 Cu orebody, 3000 Cu orebody | Seafloor hydrothermal | Sedimentary Exhalative (SEDEX) | SEDEX zinc-lead-copper | Cu, Pb, Zn | Ag | Cu, Pb, Zn, Ag | Cave et al., 2020 |  | 359-R25ED15GAL-23.d | 359-R25ED15GAL-23.d-1 | underground mine, open pit |  |  |  |  | ore material | drill core, polished section | drill core | mineral separate | [5 empty] | mineralisation |  |  |  | chalcopyrite, sphalerite, galena | Cu mineralisation stage, Pb-Zn mineralisation stage | replacement, vein infill, stratabound | coarse-grained, medium-grained, fine-grained, stratabound, discordant veins, replacement, infill |  |  |  | pyrite, pyrrhotite, arsenopyrite, siderite, dolomite, calcite, quartz, chlorite, K-feldspar, biotite, apatite, freibergite, tetrahedrite, cobaltite | Resin blocks containing each sample were produced following standard procedures and used for Mineral Liberation Analysis (MLA) mapping and subsequent LA-ICP-MS analyses | LA-ICPMS, EMPA, SEM-EDS | NWR213 solid state 213 nm laser ablation system coupled with an Agilent 7900 quadrupole ICP-MS; Cameca SXFive Electron Microprobe; Quanta600 SEM | Adelaide Microscopy | Ablation was conducted in an atmosphere of He (0.6 L/min) that was mixed with Ar (0.88 L/min) upon leaving the ablation cell; 70 µm diameter spot size with a 25:2 standard sample bracketing approach (2 standards analysed twice every 25 unknowns); MLA maps were acquired using the raster mode with an X-ray spectra collected every 4 µm | STDGL3 (CODES, University of Tasmania; Danyushevsky et al., 2011); GSD-1G | 846 |  | 3.7 | [11 empty] | 3.531 | [5 empty] | 8.11 | [21 empty] | 7.5 | [43 empty] | 908000 | [15 empty] | 120100 |  | 1160 |  |  |  | 0.7 | [5 empty] | 3.99 | [7 empty] | 0.39 | [5 empty] | 39.72 | [18 empty] | 2020 | Cave, B., et al. (2020), Ore Geology Reviews 124, 103647 |  | AUS | Queensland
| Mount Isa Copper Operations, Black Star Mine | No. 5 and No. 9 Pb-Zn orebodies, 650 Cu orebody, 1100 Cu orebody, 3000 Cu orebody | Seafloor hydrothermal | Sedimentary Exhalative (SEDEX) | SEDEX zinc-lead-copper | Cu, Pb, Zn | Ag | Cu, Pb, Zn, Ag | Cave et al., 2020 |  | 360-R25ED15GAL-24.d | 360-R25ED15GAL-24.d-1 | underground mine, open pit |  |  |  |  | ore material | drill core, polished section | drill core | mineral separate | [5 empty] | mineralisation |  |  |  | chalcopyrite, sphalerite, galena | Cu mineralisation stage, Pb-Zn mineralisation stage | replacement, vein infill, stratabound | coarse-grained, medium-grained, fine-grained, stratabound, discordant veins, replacement, infill |  |  |  | pyrite, pyrrhotite, arsenopyrite, siderite, dolomite, calcite, quartz, chlorite, K-feldspar, biotite, apatite, freibergite, tetrahedrite, cobaltite | Resin blocks containing each sample were produced following standard procedures and used for Mineral Liberation Analysis (MLA) mapping and subsequent LA-ICP-MS analyses | LA-ICPMS, EMPA, SEM-EDS | NWR213 solid state 213 nm laser ablation system coupled with an Agilent 7900 quadrupole ICP-MS; Cameca SXFive Electron Microprobe; Quanta600 SEM | Adelaide Microscopy | Ablation was conducted in an atmosphere of He (0.6 L/min) that was mixed with Ar (0.88 L/min) upon leaving the ablation cell; 70 µm diameter spot size with a 25:2 standard sample bracketing approach (2 standards analysed twice every 25 unknowns); MLA maps were acquired using the raster mode with an X-ray spectra collected every 4 µm | STDGL3 (CODES, University of Tasmania; Danyushevsky et al., 2011); GSD-1G | 645 |  | 7.6 |  | 0.29 | [9 empty] | 3.679 | [5 empty] | 7.23 | [5 empty] | 0.14 | [5 empty] | 0.59 | [9 empty] | 61 | [27 empty] | 0.13 | [9 empty] | 0.108 | [5 empty] | 912000 | [15 empty] | 121900 |  | 958 |  |  |  | 1.61 | [5 empty] | 3.34 | [7 empty] | 0.43 | [5 empty] | 29.86 | [13 empty] | 0.36 |  |  |  |  | 2020 | Cave, B., et al. (2020), Ore Geology Reviews 124, 103647 |  | AUS | Queensland
| Mount Isa Copper Operations, Black Star Mine | No. 5 and No. 9 Pb-Zn orebodies, 650 Cu orebody, 1100 Cu orebody, 3000 Cu orebody | Seafloor hydrothermal | Sedimentary Exhalative (SEDEX) | SEDEX zinc-lead-copper | Cu, Pb, Zn | Ag | Cu, Pb, Zn, Ag | Cave et al., 2020 |  | 361-R25ED15GAL-25.d | 361-R25ED15GAL-25.d-1 | underground mine, open pit |  |  |  |  | ore material | drill core, polished section | drill core | mineral separate | [5 empty] | mineralisation |  |  |  | chalcopyrite, sphalerite, galena | Cu mineralisation stage, Pb-Zn mineralisation stage | replacement, vein infill, stratabound | coarse-grained, medium-grained, fine-grained, stratabound, discordant veins, replacement, infill |  |  |  | pyrite, pyrrhotite, arsenopyrite, siderite, dolomite, calcite, quartz, chlorite, K-feldspar, biotite, apatite, freibergite, tetrahedrite, cobaltite | Resin blocks containing each sample were produced following standard procedures and used for Mineral Liberation Analysis (MLA) mapping and subsequent LA-ICP-MS analyses | LA-ICPMS, EMPA, SEM-EDS | NWR213 solid state 213 nm laser ablation system coupled with an Agilent 7900 quadrupole ICP-MS; Cameca SXFive Electron Microprobe; Quanta600 SEM | Adelaide Microscopy | Ablation was conducted in an atmosphere of He (0.6 L/min) that was mixed with Ar (0.88 L/min) upon leaving the ablation cell; 70 µm diameter spot size with a 25:2 standard sample bracketing approach (2 standards analysed twice every 25 unknowns); MLA maps were acquired using the raster mode with an X-ray spectra collected every 4 µm | STDGL3 (CODES, University of Tasmania; Danyushevsky et al., 2011); GSD-1G | 732 |  | 8.8 | [11 empty] | 3.683 | [5 empty] | 7.97 | [5 empty] | 0.081 | [5 empty] | 0.51 | [9 empty] | 91 | [37 empty] | 0.074 | [5 empty] | 904000 | [15 empty] | 122800 |  | 1075 |  |  |  | 1.18 | [5 empty] | 3.75 | [7 empty] | 0.47 | [5 empty] | 34.22 | [13 empty] | 0.61 |  |  |  |  | 2020 | Cave, B., et al. (2020), Ore Geology Reviews 124, 103647 |  | AUS | Queensland
| Mount Isa Copper Operations, Black Star Mine | No. 5 and No. 9 Pb-Zn orebodies, 650 Cu orebody, 1100 Cu orebody, 3000 Cu orebody | Seafloor hydrothermal | Sedimentary Exhalative (SEDEX) | SEDEX zinc-lead-copper | Cu, Pb, Zn | Ag | Cu, Pb, Zn, Ag | Cave et al., 2020 |  | 362-R25ED15GAL-26.d | 362-R25ED15GAL-26.d-1 | underground mine, open pit |  |  |  |  | ore material | drill core, polished section | drill core | mineral separate | [5 empty] | mineralisation |  |  |  | chalcopyrite, sphalerite, galena | Cu mineralisation stage, Pb-Zn mineralisation stage | replacement, vein infill, stratabound | coarse-grained, medium-grained, fine-grained, stratabound, discordant veins, replacement, infill |  |  |  | pyrite, pyrrhotite, arsenopyrite, siderite, dolomite, calcite, quartz, chlorite, K-feldspar, biotite, apatite, freibergite, tetrahedrite, cobaltite | Resin blocks containing each sample were produced following standard procedures and used for Mineral Liberation Analysis (MLA) mapping and subsequent LA-ICP-MS analyses | LA-ICPMS, EMPA, SEM-EDS | NWR213 solid state 213 nm laser ablation system coupled with an Agilent 7900 quadrupole ICP-MS; Cameca SXFive Electron Microprobe; Quanta600 SEM | Adelaide Microscopy | Ablation was conducted in an atmosphere of He (0.6 L/min) that was mixed with Ar (0.88 L/min) upon leaving the ablation cell; 70 µm diameter spot size with a 25:2 standard sample bracketing approach (2 standards analysed twice every 25 unknowns); MLA maps were acquired using the raster mode with an X-ray spectra collected every 4 µm | STDGL3 (CODES, University of Tasmania; Danyushevsky et al., 2011); GSD-1G | 1034 | [13 empty] | 3.619 | [5 empty] | 8.74 | [65 empty] | 902600 | [15 empty] | 121200 |  | 1412 | [9 empty] | 4.18 | [7 empty] | 0.45 | [5 empty] | 60.52 | [18 empty] | 2020 | Cave, B., et al. (2020), Ore Geology Reviews 124, 103647 |  | AUS | Queensland
| Mount Isa Copper Operations, Black Star Mine | No. 5 and No. 9 Pb-Zn orebodies, 650 Cu orebody, 1100 Cu orebody, 3000 Cu orebody | Seafloor hydrothermal | Sedimentary Exhalative (SEDEX) | SEDEX zinc-lead-copper | Cu, Pb, Zn | Ag | Cu, Pb, Zn, Ag | Cave et al., 2020 |  | 363-R25ED15GAL-27.d | 363-R25ED15GAL-27.d-1 | underground mine, open pit |  |  |  |  | ore material | drill core, polished section | drill core | mineral separate | [5 empty] | mineralisation |  |  |  | chalcopyrite, sphalerite, galena | Cu mineralisation stage, Pb-Zn mineralisation stage | replacement, vein infill, stratabound | coarse-grained, medium-grained, fine-grained, stratabound, discordant veins, replacement, infill |  |  |  | pyrite, pyrrhotite, arsenopyrite, siderite, dolomite, calcite, quartz, chlorite, K-feldspar, biotite, apatite, freibergite, tetrahedrite, cobaltite | Resin blocks containing each sample were produced following standard procedures and used for Mineral Liberation Analysis (MLA) mapping and subsequent LA-ICP-MS analyses | LA-ICPMS, EMPA, SEM-EDS | NWR213 solid state 213 nm laser ablation system coupled with an Agilent 7900 quadrupole ICP-MS; Cameca SXFive Electron Microprobe; Quanta600 SEM | Adelaide Microscopy | Ablation was conducted in an atmosphere of He (0.6 L/min) that was mixed with Ar (0.88 L/min) upon leaving the ablation cell; 70 µm diameter spot size with a 25:2 standard sample bracketing approach (2 standards analysed twice every 25 unknowns); MLA maps were acquired using the raster mode with an X-ray spectra collected every 4 µm | STDGL3 (CODES, University of Tasmania; Danyushevsky et al., 2011); GSD-1G | 1037 | [13 empty] | 3.638 | [5 empty] | 8.32 | [65 empty] | 915000 | [15 empty] | 120300 |  | 1387 |  |  |  | 1.09 | [5 empty] | 4.32 | [7 empty] | 0.35 | [5 empty] | 60.13 | [18 empty] | 2020 | Cave, B., et al. (2020), Ore Geology Reviews 124, 103647 |  | AUS | Queensland
| Mount Isa Copper Operations, Black Star Mine | No. 5 and No. 9 Pb-Zn orebodies, 650 Cu orebody, 1100 Cu orebody, 3000 Cu orebody | Seafloor hydrothermal | Sedimentary Exhalative (SEDEX) | SEDEX zinc-lead-copper | Cu, Pb, Zn | Ag | Cu, Pb, Zn, Ag | Cave et al., 2020 |  | 364-R25ED15GAL-28.d | 364-R25ED15GAL-28.d-1 | underground mine, open pit |  |  |  |  | ore material | drill core, polished section | drill core | mineral separate | [5 empty] | mineralisation |  |  |  | chalcopyrite, sphalerite, galena | Cu mineralisation stage, Pb-Zn mineralisation stage | replacement, vein infill, stratabound | coarse-grained, medium-grained, fine-grained, stratabound, discordant veins, replacement, infill |  |  |  | pyrite, pyrrhotite, arsenopyrite, siderite, dolomite, calcite, quartz, chlorite, K-feldspar, biotite, apatite, freibergite, tetrahedrite, cobaltite | Resin blocks containing each sample were produced following standard procedures and used for Mineral Liberation Analysis (MLA) mapping and subsequent LA-ICP-MS analyses | LA-ICPMS, EMPA, SEM-EDS | NWR213 solid state 213 nm laser ablation system coupled with an Agilent 7900 quadrupole ICP-MS; Cameca SXFive Electron Microprobe; Quanta600 SEM | Adelaide Microscopy | Ablation was conducted in an atmosphere of He (0.6 L/min) that was mixed with Ar (0.88 L/min) upon leaving the ablation cell; 70 µm diameter spot size with a 25:2 standard sample bracketing approach (2 standards analysed twice every 25 unknowns); MLA maps were acquired using the raster mode with an X-ray spectra collected every 4 µm | STDGL3 (CODES, University of Tasmania; Danyushevsky et al., 2011); GSD-1G | 900 | [13 empty] | 3.934 | [5 empty] | 8.6 | [11 empty] | 0.34 | [47 empty] | 0.072 | [5 empty] | 898100 | [15 empty] | 119300 |  | 1249 | [9 empty] | 4.02 | [7 empty] | 0.38 | [5 empty] | 46.8 | [13 empty] | 2.91 |  |  |  |  | 2020 | Cave, B., et al. (2020), Ore Geology Reviews 124, 103647 |  | AUS | Queensland
| Mount Isa Copper Operations, Black Star Mine | No. 5 and No. 9 Pb-Zn orebodies, 650 Cu orebody, 1100 Cu orebody, 3000 Cu orebody | Seafloor hydrothermal | Sedimentary Exhalative (SEDEX) | SEDEX zinc-lead-copper | Cu, Pb, Zn | Ag | Cu, Pb, Zn, Ag | Cave et al., 2020 |  | 115-200501422sph6-1 | 115-200501422sph6-1-1 | underground mine, open pit |  |  |  |  | ore material | drill core, polished section | drill core | mineral separate | [5 empty] | mineralisation |  |  |  | chalcopyrite, sphalerite, galena | Cu mineralisation stage, Pb-Zn mineralisation stage | replacement, vein infill, stratabound | coarse-grained, medium-grained, fine-grained, stratabound, discordant veins, replacement, infill |  |  |  | pyrite, pyrrhotite, arsenopyrite, siderite, dolomite, calcite, quartz, chlorite, K-feldspar, biotite, apatite, freibergite, tetrahedrite, cobaltite | Resin blocks containing each sample were produced following standard procedures and used for Mineral Liberation Analysis (MLA) mapping and subsequent LA-ICP-MS analyses | LA-ICPMS, EMPA, SEM-EDS | NWR213 solid state 213 nm laser ablation system coupled with an Agilent 7900 quadrupole ICP-MS; Cameca SXFive Electron Microprobe; Quanta600 SEM | Adelaide Microscopy | Ablation was conducted in an atmosphere of He (0.6 L/min) that was mixed with Ar (0.88 L/min) upon leaving the ablation cell; 70 µm diameter spot size with a 25:2 standard sample bracketing approach (2 standards analysed twice every 25 unknowns); MLA maps were acquired using the raster mode with an X-ray spectra collected every 4 µm | STDGL3 (CODES, University of Tasmania; Danyushevsky et al., 2011); GSD-1G | 24.7711 | [13 empty] | 0.45408 | [5 empty] | 1955.8551 | [5 empty] | 0.41985 | [5 empty] | 1773.7048 | [9 empty] | 32296.154 | [13 empty] | 1082.5671 | [13 empty] | 100.5056 | [15 empty] | 6.4076 | [15 empty] | 348023.3554 |  | 3.5978 |  |  |  | 5.8133 | [5 empty] | 0.25901 | [13 empty] | 0.62138 | [13 empty] | 636830.4703 |  |  |  |  | 2020 | Cave, B., et al. (2020), Ore Geology Reviews 124, 103647 |  | AUS | Queensland
| Mount Isa Copper Operations, Black Star Mine | No. 5 and No. 9 Pb-Zn orebodies, 650 Cu orebody, 1100 Cu orebody, 3000 Cu orebody | Seafloor hydrothermal | Sedimentary Exhalative (SEDEX) | SEDEX zinc-lead-copper | Cu, Pb, Zn | Ag | Cu, Pb, Zn, Ag | Cave et al., 2020 |  | 116-200501422sph6-2 | 116-200501422sph6-2-1 | underground mine, open pit |  |  |  |  | ore material | drill core, polished section | drill core | mineral separate | [5 empty] | mineralisation |  |  |  | chalcopyrite, sphalerite, galena | Cu mineralisation stage, Pb-Zn mineralisation stage | replacement, vein infill, stratabound | coarse-grained, medium-grained, fine-grained, stratabound, discordant veins, replacement, infill |  |  |  | pyrite, pyrrhotite, arsenopyrite, siderite, dolomite, calcite, quartz, chlorite, K-feldspar, biotite, apatite, freibergite, tetrahedrite, cobaltite | Resin blocks containing each sample were produced following standard procedures and used for Mineral Liberation Analysis (MLA) mapping and subsequent LA-ICP-MS analyses | LA-ICPMS, EMPA, SEM-EDS | NWR213 solid state 213 nm laser ablation system coupled with an Agilent 7900 quadrupole ICP-MS; Cameca SXFive Electron Microprobe; Quanta600 SEM | Adelaide Microscopy | Ablation was conducted in an atmosphere of He (0.6 L/min) that was mixed with Ar (0.88 L/min) upon leaving the ablation cell; 70 µm diameter spot size with a 25:2 standard sample bracketing approach (2 standards analysed twice every 25 unknowns); MLA maps were acquired using the raster mode with an X-ray spectra collected every 4 µm | STDGL3 (CODES, University of Tasmania; Danyushevsky et al., 2011); GSD-1G | 27.4695 |  | 2.2295 | [17 empty] | 1886.9265 | [5 empty] | 0.38711 | [5 empty] | 1178.2312 | [9 empty] | 33779.5642 | [13 empty] | 1091.0799 | [13 empty] | 112.5535 | [15 empty] | 5.1345 | [15 empty] | 344483.9954 |  | 2.0808 |  |  |  | 3.378 | [5 empty] | 0.16484 | [13 empty] | 0.28172 | [13 empty] | 635263.6806 |  |  |  |  | 2020 | Cave, B., et al. (2020), Ore Geology Reviews 124, 103647 |  | AUS | Queensland
| Mount Isa Copper Operations, Black Star Mine | No. 5 and No. 9 Pb-Zn orebodies, 650 Cu orebody, 1100 Cu orebody, 3000 Cu orebody | Seafloor hydrothermal | Sedimentary Exhalative (SEDEX) | SEDEX zinc-lead-copper | Cu, Pb, Zn | Ag | Cu, Pb, Zn, Ag | Cave et al., 2020 |  | 117-200501422sph6-3 | 117-200501422sph6-3-1 | underground mine, open pit |  |  |  |  | ore material | drill core, polished section | drill core | mineral separate | [5 empty] | mineralisation |  |  |  | chalcopyrite, sphalerite, galena | Cu mineralisation stage, Pb-Zn mineralisation stage | replacement, vein infill, stratabound | coarse-grained, medium-grained, fine-grained, stratabound, discordant veins, replacement, infill |  |  |  | pyrite, pyrrhotite, arsenopyrite, siderite, dolomite, calcite, quartz, chlorite, K-feldspar, biotite, apatite, freibergite, tetrahedrite, cobaltite | Resin blocks containing each sample were produced following standard procedures and used for Mineral Liberation Analysis (MLA) mapping and subsequent LA-ICP-MS analyses | LA-ICPMS, EMPA, SEM-EDS | NWR213 solid state 213 nm laser ablation system coupled with an Agilent 7900 quadrupole ICP-MS; Cameca SXFive Electron Microprobe; Quanta600 SEM | Adelaide Microscopy | Ablation was conducted in an atmosphere of He (0.6 L/min) that was mixed with Ar (0.88 L/min) upon leaving the ablation cell; 70 µm diameter spot size with a 25:2 standard sample bracketing approach (2 standards analysed twice every 25 unknowns); MLA maps were acquired using the raster mode with an X-ray spectra collected every 4 µm | STDGL3 (CODES, University of Tasmania; Danyushevsky et al., 2011); GSD-1G | 39.5682 |  | 4.0563 | [11 empty] | 0.38573 | [5 empty] | 1928.6614 | [5 empty] | 0.23955 | [5 empty] | 11173.9906 | [9 empty] | 38267.0912 | [13 empty] | 1095.9695 | [13 empty] | 283.1765 | [15 empty] | 40.6397 | [15 empty] | 348230.5304 |  | 10.4852 |  |  |  | 4.3624 | [5 empty] | 1.1097 | [13 empty] | 2.9083 | [13 empty] | 630523.9189 |  |  |  |  | 2020 | Cave, B., et al. (2020), Ore Geology Reviews 124, 103647 |  | AUS | Queensland
| Mount Isa Copper Operations, Black Star Mine | No. 5 and No. 9 Pb-Zn orebodies, 650 Cu orebody, 1100 Cu orebody, 3000 Cu orebody | Seafloor hydrothermal | Sedimentary Exhalative (SEDEX) | SEDEX zinc-lead-copper | Cu, Pb, Zn | Ag | Cu, Pb, Zn, Ag | Cave et al., 2020 |  | 118-200501422sph6-4 | 118-200501422sph6-4-1 | underground mine, open pit |  |  |  |  | ore material | drill core, polished section | drill core | mineral separate | [5 empty] | mineralisation |  |  |  | chalcopyrite, sphalerite, galena | Cu mineralisation stage, Pb-Zn mineralisation stage | replacement, vein infill, stratabound | coarse-grained, medium-grained, fine-grained, stratabound, discordant veins, replacement, infill |  |  |  | pyrite, pyrrhotite, arsenopyrite, siderite, dolomite, calcite, quartz, chlorite, K-feldspar, biotite, apatite, freibergite, tetrahedrite, cobaltite | Resin blocks containing each sample were produced following standard procedures and used for Mineral Liberation Analysis (MLA) mapping and subsequent LA-ICP-MS analyses | LA-ICPMS, EMPA, SEM-EDS | NWR213 solid state 213 nm laser ablation system coupled with an Agilent 7900 quadrupole ICP-MS; Cameca SXFive Electron Microprobe; Quanta600 SEM | Adelaide Microscopy | Ablation was conducted in an atmosphere of He (0.6 L/min) that was mixed with Ar (0.88 L/min) upon leaving the ablation cell; 70 µm diameter spot size with a 25:2 standard sample bracketing approach (2 standards analysed twice every 25 unknowns); MLA maps were acquired using the raster mode with an X-ray spectra collected every 4 µm | STDGL3 (CODES, University of Tasmania; Danyushevsky et al., 2011); GSD-1G | 45.1499 |  | 2.7043 |  | 0.38801 | [9 empty] | 0.55262 | [5 empty] | 1839.5066 | [5 empty] | 0.38213 | [5 empty] | 3597.8845 | [9 empty] | 29394.481 | [13 empty] | 1078.7775 | [13 empty] | 89.2416 | [15 empty] | 14.6385 | [15 empty] | 344562.1063 |  | 13.5802 |  |  |  | 5.7025 | [5 empty] | 0.49971 | [13 empty] | 2.5632 | [13 empty] | 639895.2404 |  |  |  |  | 2020 | Cave, B., et al. (2020), Ore Geology Reviews 124, 103647 |  | AUS | Queensland
| Mount Isa Copper Operations, Black Star Mine | No. 5 and No. 9 Pb-Zn orebodies, 650 Cu orebody, 1100 Cu orebody, 3000 Cu orebody | Seafloor hydrothermal | Sedimentary Exhalative (SEDEX) | SEDEX zinc-lead-copper | Cu, Pb, Zn | Ag | Cu, Pb, Zn, Ag | Cave et al., 2020 |  | 119-200501422sph6-5 | 119-200501422sph6-5-1 | underground mine, open pit |  |  |  |  | ore material | drill core, polished section | drill core | mineral separate | [5 empty] | mineralisation |  |  |  | chalcopyrite, sphalerite, galena | Cu mineralisation stage, Pb-Zn mineralisation stage | replacement, vein infill, stratabound | coarse-grained, medium-grained, fine-grained, stratabound, discordant veins, replacement, infill |  |  |  | pyrite, pyrrhotite, arsenopyrite, siderite, dolomite, calcite, quartz, chlorite, K-feldspar, biotite, apatite, freibergite, tetrahedrite, cobaltite | Resin blocks containing each sample were produced following standard procedures and used for Mineral Liberation Analysis (MLA) mapping and subsequent LA-ICP-MS analyses | LA-ICPMS, EMPA, SEM-EDS | NWR213 solid state 213 nm laser ablation system coupled with an Agilent 7900 quadrupole ICP-MS; Cameca SXFive Electron Microprobe; Quanta600 SEM | Adelaide Microscopy | Ablation was conducted in an atmosphere of He (0.6 L/min) that was mixed with Ar (0.88 L/min) upon leaving the ablation cell; 70 µm diameter spot size with a 25:2 standard sample bracketing approach (2 standards analysed twice every 25 unknowns); MLA maps were acquired using the raster mode with an X-ray spectra collected every 4 µm | STDGL3 (CODES, University of Tasmania; Danyushevsky et al., 2011); GSD-1G | 43.4987 |  | 3.8816 | [11 empty] | 0.47011 | [5 empty] | 1906.9178 | [5 empty] | 0.39371 | [5 empty] | 3068.32 | [9 empty] | 30806.4259 | [13 empty] | 1021.5411 | [13 empty] | 96.2393 | [15 empty] | 12.9757 | [15 empty] | 342136.1657 |  | 5.9148 |  |  |  | 3.2039 | [5 empty] | 0.29143 | [13 empty] | 1.4159 | [13 empty] | 638403.933 |  |  |  |  | 2020 | Cave, B., et al. (2020), Ore Geology Reviews 124, 103647 |  | AUS | Queensland
| Mount Isa Copper Operations, Black Star Mine | No. 5 and No. 9 Pb-Zn orebodies, 650 Cu orebody, 1100 Cu orebody, 3000 Cu orebody | Seafloor hydrothermal | Sedimentary Exhalative (SEDEX) | SEDEX zinc-lead-copper | Cu, Pb, Zn | Ag | Cu, Pb, Zn, Ag | Cave et al., 2020 |  | 120-200501422sph6-6 | 120-200501422sph6-6-1 | underground mine, open pit |  |  |  |  | ore material | drill core, polished section | drill core | mineral separate | [5 empty] | mineralisation |  |  |  | chalcopyrite, sphalerite, galena | Cu mineralisation stage, Pb-Zn mineralisation stage | replacement, vein infill, stratabound | coarse-grained, medium-grained, fine-grained, stratabound, discordant veins, replacement, infill |  |  |  | pyrite, pyrrhotite, arsenopyrite, siderite, dolomite, calcite, quartz, chlorite, K-feldspar, biotite, apatite, freibergite, tetrahedrite, cobaltite | Resin blocks containing each sample were produced following standard procedures and used for Mineral Liberation Analysis (MLA) mapping and subsequent LA-ICP-MS analyses | LA-ICPMS, EMPA, SEM-EDS | NWR213 solid state 213 nm laser ablation system coupled with an Agilent 7900 quadrupole ICP-MS; Cameca SXFive Electron Microprobe; Quanta600 SEM | Adelaide Microscopy | Ablation was conducted in an atmosphere of He (0.6 L/min) that was mixed with Ar (0.88 L/min) upon leaving the ablation cell; 70 µm diameter spot size with a 25:2 standard sample bracketing approach (2 standards analysed twice every 25 unknowns); MLA maps were acquired using the raster mode with an X-ray spectra collected every 4 µm | STDGL3 (CODES, University of Tasmania; Danyushevsky et al., 2011); GSD-1G | 34.2431 |  | 0.78683 |  | 0.36509 | [9 empty] | 0.48154 | [5 empty] | 1918.6184 | [5 empty] | 0.36131 | [5 empty] | 2983.6782 | [9 empty] | 31473.3984 | [13 empty] | 1066.3187 | [13 empty] | 101.1555 | [15 empty] | 11.8466 | [15 empty] | 342115.8401 |  | 5.7596 |  |  |  | 2.7067 | [5 empty] | 0.32103 | [13 empty] | 1.1834 | [13 empty] | 637699.4713 |  |  |  |  | 2020 | Cave, B., et al. (2020), Ore Geology Reviews 124, 103647 |  | AUS | Queensland
| Mount Isa Copper Operations, Black Star Mine | No. 5 and No. 9 Pb-Zn orebodies, 650 Cu orebody, 1100 Cu orebody, 3000 Cu orebody | Seafloor hydrothermal | Sedimentary Exhalative (SEDEX) | SEDEX zinc-lead-copper | Cu, Pb, Zn | Ag | Cu, Pb, Zn, Ag | Cave et al., 2020 |  | 121-200501422sph6-7 | 121-200501422sph6-7-1 | underground mine, open pit |  |  |  |  | ore material | drill core, polished section | drill core | mineral separate | [5 empty] | mineralisation |  |  |  | chalcopyrite, sphalerite, galena | Cu mineralisation stage, Pb-Zn mineralisation stage | replacement, vein infill, stratabound | coarse-grained, medium-grained, fine-grained, stratabound, discordant veins, replacement, infill |  |  |  | pyrite, pyrrhotite, arsenopyrite, siderite, dolomite, calcite, quartz, chlorite, K-feldspar, biotite, apatite, freibergite, tetrahedrite, cobaltite | Resin blocks containing each sample were produced following standard procedures and used for Mineral Liberation Analysis (MLA) mapping and subsequent LA-ICP-MS analyses | LA-ICPMS, EMPA, SEM-EDS | NWR213 solid state 213 nm laser ablation system coupled with an Agilent 7900 quadrupole ICP-MS; Cameca SXFive Electron Microprobe; Quanta600 SEM | Adelaide Microscopy | Ablation was conducted in an atmosphere of He (0.6 L/min) that was mixed with Ar (0.88 L/min) upon leaving the ablation cell; 70 µm diameter spot size with a 25:2 standard sample bracketing approach (2 standards analysed twice every 25 unknowns); MLA maps were acquired using the raster mode with an X-ray spectra collected every 4 µm | STDGL3 (CODES, University of Tasmania; Danyushevsky et al., 2011); GSD-1G | 42.6698 |  | 2.2224 | [11 empty] | 0.44511 | [5 empty] | 1937.9189 | [5 empty] | 0.44511 | [5 empty] | 3047.8411 | [9 empty] | 31748.3445 | [13 empty] | 1045.1555 | [13 empty] | 97.8484 | [15 empty] | 19.2395 | [15 empty] | 344977.5117 |  | 3.8796 |  |  |  | 4.5718 | [5 empty] | 0.19875 | [13 empty] | 1.2826 | [13 empty] | 637409.071 |  |  |  |  | 2020 | Cave, B., et al. (2020), Ore Geology Reviews 124, 103647 |  | AUS | Queensland
| Mount Isa Copper Operations, Black Star Mine | No. 5 and No. 9 Pb-Zn orebodies, 650 Cu orebody, 1100 Cu orebody, 3000 Cu orebody | Seafloor hydrothermal | Sedimentary Exhalative (SEDEX) | SEDEX zinc-lead-copper | Cu, Pb, Zn | Ag | Cu, Pb, Zn, Ag | Cave et al., 2020 |  | 123-200501422sph6-9 | 123-200501422sph6-9-1 | underground mine, open pit |  |  |  |  | ore material | drill core, polished section | drill core | mineral separate | [5 empty] | mineralisation |  |  |  | chalcopyrite, sphalerite, galena | Cu mineralisation stage, Pb-Zn mineralisation stage | replacement, vein infill, stratabound | coarse-grained, medium-grained, fine-grained, stratabound, discordant veins, replacement, infill |  |  |  | pyrite, pyrrhotite, arsenopyrite, siderite, dolomite, calcite, quartz, chlorite, K-feldspar, biotite, apatite, freibergite, tetrahedrite, cobaltite | Resin blocks containing each sample were produced following standard procedures and used for Mineral Liberation Analysis (MLA) mapping and subsequent LA-ICP-MS analyses | LA-ICPMS, EMPA, SEM-EDS | NWR213 solid state 213 nm laser ablation system coupled with an Agilent 7900 quadrupole ICP-MS; Cameca SXFive Electron Microprobe; Quanta600 SEM | Adelaide Microscopy | Ablation was conducted in an atmosphere of He (0.6 L/min) that was mixed with Ar (0.88 L/min) upon leaving the ablation cell; 70 µm diameter spot size with a 25:2 standard sample bracketing approach (2 standards analysed twice every 25 unknowns); MLA maps were acquired using the raster mode with an X-ray spectra collected every 4 µm | STDGL3 (CODES, University of Tasmania; Danyushevsky et al., 2011); GSD-1G | 38.3684 | [13 empty] | 0.38882 | [5 empty] | 1985.9019 | [5 empty] | 0.5013 | [5 empty] | 2602.8811 | [9 empty] | 32134.3345 | [13 empty] | 978.8118 | [13 empty] | 94.0251 | [15 empty] | 13.8178 | [15 empty] | 338246.0053 |  | 2.3972 | [9 empty] | 0.21144 | [13 empty] | 0.78343 | [13 empty] | 637001.3853 |  |  |  |  | 2020 | Cave, B., et al. (2020), Ore Geology Reviews 124, 103647 |  | AUS | Queensland
| Mount Isa Copper Operations, Black Star Mine | No. 5 and No. 9 Pb-Zn orebodies, 650 Cu orebody, 1100 Cu orebody, 3000 Cu orebody | Seafloor hydrothermal | Sedimentary Exhalative (SEDEX) | SEDEX zinc-lead-copper | Cu, Pb, Zn | Ag | Cu, Pb, Zn, Ag | Cave et al., 2020 |  | 124-200501422sph6-10 | 124-200501422sph6-10-1 | underground mine, open pit |  |  |  |  | ore material | drill core, polished section | drill core | mineral separate | [5 empty] | mineralisation |  |  |  | chalcopyrite, sphalerite, galena | Cu mineralisation stage, Pb-Zn mineralisation stage | replacement, vein infill, stratabound | coarse-grained, medium-grained, fine-grained, stratabound, discordant veins, replacement, infill |  |  |  | pyrite, pyrrhotite, arsenopyrite, siderite, dolomite, calcite, quartz, chlorite, K-feldspar, biotite, apatite, freibergite, tetrahedrite, cobaltite | Resin blocks containing each sample were produced following standard procedures and used for Mineral Liberation Analysis (MLA) mapping and subsequent LA-ICP-MS analyses | LA-ICPMS, EMPA, SEM-EDS | NWR213 solid state 213 nm laser ablation system coupled with an Agilent 7900 quadrupole ICP-MS; Cameca SXFive Electron Microprobe; Quanta600 SEM | Adelaide Microscopy | Ablation was conducted in an atmosphere of He (0.6 L/min) that was mixed with Ar (0.88 L/min) upon leaving the ablation cell; 70 µm diameter spot size with a 25:2 standard sample bracketing approach (2 standards analysed twice every 25 unknowns); MLA maps were acquired using the raster mode with an X-ray spectra collected every 4 µm | STDGL3 (CODES, University of Tasmania; Danyushevsky et al., 2011); GSD-1G | 85.1775 |  | 10.4223 | [11 empty] | 0.49308 | [5 empty] | 1828.935 | [5 empty] | 0.51847 | [5 empty] | 6687.2254 | [9 empty] | 26452.6322 | [13 empty] | 857.0653 | [13 empty] | 285.6884 | [15 empty] | 83.5903 | [15 empty] | 338064.6396 |  | 15.8187 |  |  |  | 3.1214 | [5 empty] | 2.7246 | [13 empty] | 4.8673 | [13 empty] | 643002.4444 |  |  |  |  | 2020 | Cave, B., et al. (2020), Ore Geology Reviews 124, 103647 |  | AUS | Queensland
| Mount Isa Copper Operations, Black Star Mine | No. 5 and No. 9 Pb-Zn orebodies, 650 Cu orebody, 1100 Cu orebody, 3000 Cu orebody | Seafloor hydrothermal | Sedimentary Exhalative (SEDEX) | SEDEX zinc-lead-copper | Cu, Pb, Zn | Ag | Cu, Pb, Zn, Ag | Cave et al., 2020 |  | 125-200501422sph6-11 | 125-200501422sph6-11-1 | underground mine, open pit |  |  |  |  | ore material | drill core, polished section | drill core | mineral separate | [5 empty] | mineralisation |  |  |  | chalcopyrite, sphalerite, galena | Cu mineralisation stage, Pb-Zn mineralisation stage | replacement, vein infill, stratabound | coarse-grained, medium-grained, fine-grained, stratabound, discordant veins, replacement, infill |  |  |  | pyrite, pyrrhotite, arsenopyrite, siderite, dolomite, calcite, quartz, chlorite, K-feldspar, biotite, apatite, freibergite, tetrahedrite, cobaltite | Resin blocks containing each sample were produced following standard procedures and used for Mineral Liberation Analysis (MLA) mapping and subsequent LA-ICP-MS analyses | LA-ICPMS, EMPA, SEM-EDS | NWR213 solid state 213 nm laser ablation system coupled with an Agilent 7900 quadrupole ICP-MS; Cameca SXFive Electron Microprobe; Quanta600 SEM | Adelaide Microscopy | Ablation was conducted in an atmosphere of He (0.6 L/min) that was mixed with Ar (0.88 L/min) upon leaving the ablation cell; 70 µm diameter spot size with a 25:2 standard sample bracketing approach (2 standards analysed twice every 25 unknowns); MLA maps were acquired using the raster mode with an X-ray spectra collected every 4 µm | STDGL3 (CODES, University of Tasmania; Danyushevsky et al., 2011); GSD-1G | 56.9827 |  |  |  | 0.3155 | [9 empty] | 0.32194 | [5 empty] | 1626.4226 | [5 empty] | 0.4829 | [5 empty] | 5157.4208 | [9 empty] | 32193.6381 | [13 empty] | 898.8464 | [13 empty] | 1558.1721 | [15 empty] | 60.846 | [15 empty] | 339320.9459 |  | 11.9696 | [9 empty] | 0.74045 | [13 empty] | 2.4467 | [13 empty] | 636938.7483 |  |  |  |  | 2020 | Cave, B., et al. (2020), Ore Geology Reviews 124, 103647 |  | AUS | Queensland
| Mount Isa Copper Operations, Black Star Mine | No. 5 and No. 9 Pb-Zn orebodies, 650 Cu orebody, 1100 Cu orebody, 3000 Cu orebody | Seafloor hydrothermal | Sedimentary Exhalative (SEDEX) | SEDEX zinc-lead-copper | Cu, Pb, Zn | Ag | Cu, Pb, Zn, Ag | Cave et al., 2020 |  | 126-200501422sph6-12 | 126-200501422sph6-12-1 | underground mine, open pit |  |  |  |  | ore material | drill core, polished section | drill core | mineral separate | [5 empty] | mineralisation |  |  |  | chalcopyrite, sphalerite, galena | Cu mineralisation stage, Pb-Zn mineralisation stage | replacement, vein infill, stratabound | coarse-grained, medium-grained, fine-grained, stratabound, discordant veins, replacement, infill |  |  |  | pyrite, pyrrhotite, arsenopyrite, siderite, dolomite, calcite, quartz, chlorite, K-feldspar, biotite, apatite, freibergite, tetrahedrite, cobaltite | Resin blocks containing each sample were produced following standard procedures and used for Mineral Liberation Analysis (MLA) mapping and subsequent LA-ICP-MS analyses | LA-ICPMS, EMPA, SEM-EDS | NWR213 solid state 213 nm laser ablation system coupled with an Agilent 7900 quadrupole ICP-MS; Cameca SXFive Electron Microprobe; Quanta600 SEM | Adelaide Microscopy | Ablation was conducted in an atmosphere of He (0.6 L/min) that was mixed with Ar (0.88 L/min) upon leaving the ablation cell; 70 µm diameter spot size with a 25:2 standard sample bracketing approach (2 standards analysed twice every 25 unknowns); MLA maps were acquired using the raster mode with an X-ray spectra collected every 4 µm | STDGL3 (CODES, University of Tasmania; Danyushevsky et al., 2011); GSD-1G | 142.6088 | [13 empty] | 0.49735 | [5 empty] | 1855.4367 | [5 empty] | 0.45675 | [5 empty] | 9104.6319 | [9 empty] | 25375.2282 | [13 empty] | 899.2981 | [13 empty] | 65.6711 | [15 empty] | 190.8217 | [15 empty] | 338505.5437 |  | 32.531 | [9 empty] | 5.9023 | [13 empty] | 8.3688 | [13 empty] | 644140.4072 |  |  |  |  | 2020 | Cave, B., et al. (2020), Ore Geology Reviews 124, 103647 |  | AUS | Queensland
| Mount Isa Copper Operations, Black Star Mine | No. 5 and No. 9 Pb-Zn orebodies, 650 Cu orebody, 1100 Cu orebody, 3000 Cu orebody | Seafloor hydrothermal | Sedimentary Exhalative (SEDEX) | SEDEX zinc-lead-copper | Cu, Pb, Zn | Ag | Cu, Pb, Zn, Ag | Cave et al., 2020 |  | 127-200501422sph6-13 | 127-200501422sph6-13-1 | underground mine, open pit |  |  |  |  | ore material | drill core, polished section | drill core | mineral separate | [5 empty] | mineralisation |  |  |  | chalcopyrite, sphalerite, galena | Cu mineralisation stage, Pb-Zn mineralisation stage | replacement, vein infill, stratabound | coarse-grained, medium-grained, fine-grained, stratabound, discordant veins, replacement, infill |  |  |  | pyrite, pyrrhotite, arsenopyrite, siderite, dolomite, calcite, quartz, chlorite, K-feldspar, biotite, apatite, freibergite, tetrahedrite, cobaltite | Resin blocks containing each sample were produced following standard procedures and used for Mineral Liberation Analysis (MLA) mapping and subsequent LA-ICP-MS analyses | LA-ICPMS, EMPA, SEM-EDS | NWR213 solid state 213 nm laser ablation system coupled with an Agilent 7900 quadrupole ICP-MS; Cameca SXFive Electron Microprobe; Quanta600 SEM | Adelaide Microscopy | Ablation was conducted in an atmosphere of He (0.6 L/min) that was mixed with Ar (0.88 L/min) upon leaving the ablation cell; 70 µm diameter spot size with a 25:2 standard sample bracketing approach (2 standards analysed twice every 25 unknowns); MLA maps were acquired using the raster mode with an X-ray spectra collected every 4 µm | STDGL3 (CODES, University of Tasmania; Danyushevsky et al., 2011); GSD-1G | 61.0703 | [13 empty] | 0.43381 | [5 empty] | 1914.5391 | [5 empty] | 0.53549 | [5 empty] | 4187.6783 | [9 empty] | 30083.8956 | [13 empty] | 927.7873 | [13 empty] | 81.6477 | [15 empty] | 41.5158 | [15 empty] | 337781.9803 |  | 9.0613 |  |  |  | 3.9109 | [5 empty] | 0.716 | [13 empty] | 2.1119 | [13 empty] | 639167.0751 |  |  |  |  | 2020 | Cave, B., et al. (2020), Ore Geology Reviews 124, 103647 |  | AUS | Queensland
| Mount Isa Copper Operations, Black Star Mine | No. 5 and No. 9 Pb-Zn orebodies, 650 Cu orebody, 1100 Cu orebody, 3000 Cu orebody | Seafloor hydrothermal | Sedimentary Exhalative (SEDEX) | SEDEX zinc-lead-copper | Cu, Pb, Zn | Ag | Cu, Pb, Zn, Ag | Cave et al., 2020 |  | 128-200501422sph7-1 | 128-200501422sph7-1-1 | underground mine, open pit |  |  |  |  | ore material | drill core, polished section | drill core | mineral separate | [5 empty] | mineralisation |  |  |  | chalcopyrite, sphalerite, galena | Cu mineralisation stage, Pb-Zn mineralisation stage | replacement, vein infill, stratabound | coarse-grained, medium-grained, fine-grained, stratabound, discordant veins, replacement, infill |  |  |  | pyrite, pyrrhotite, arsenopyrite, siderite, dolomite, calcite, quartz, chlorite, K-feldspar, biotite, apatite, freibergite, tetrahedrite, cobaltite | Resin blocks containing each sample were produced following standard procedures and used for Mineral Liberation Analysis (MLA) mapping and subsequent LA-ICP-MS analyses | LA-ICPMS, EMPA, SEM-EDS | NWR213 solid state 213 nm laser ablation system coupled with an Agilent 7900 quadrupole ICP-MS; Cameca SXFive Electron Microprobe; Quanta600 SEM | Adelaide Microscopy | Ablation was conducted in an atmosphere of He (0.6 L/min) that was mixed with Ar (0.88 L/min) upon leaving the ablation cell; 70 µm diameter spot size with a 25:2 standard sample bracketing approach (2 standards analysed twice every 25 unknowns); MLA maps were acquired using the raster mode with an X-ray spectra collected every 4 µm | STDGL3 (CODES, University of Tasmania; Danyushevsky et al., 2011); GSD-1G | 15.4258 |  | 1.0844 | [11 empty] | 0.48473 | [5 empty] | 1769.7663 | [5 empty] | 0.046088 | [5 empty] | 1348.4708 | [9 empty] | 27110.3906 | [13 empty] | 1042.6656 | [13 empty] | 56.0643 | [15 empty] | 7.5746 | [15 empty] | 331180.5311 |  | 8.2416 | [9 empty] | 0.13067 | [13 empty] | 0.55847 | [13 empty] | 642307.7148 |  |  |  |  | 2020 | Cave, B., et al. (2020), Ore Geology Reviews 124, 103647 |  | AUS | Queensland
| Mount Isa Copper Operations, Black Star Mine | No. 5 and No. 9 Pb-Zn orebodies, 650 Cu orebody, 1100 Cu orebody, 3000 Cu orebody | Seafloor hydrothermal | Sedimentary Exhalative (SEDEX) | SEDEX zinc-lead-copper | Cu, Pb, Zn | Ag | Cu, Pb, Zn, Ag | Cave et al., 2020 |  | 129-200501422sph7-2 | 129-200501422sph7-2-1 | underground mine, open pit |  |  |  |  | ore material | drill core, polished section | drill core | mineral separate | [5 empty] | mineralisation |  |  |  | chalcopyrite, sphalerite, galena | Cu mineralisation stage, Pb-Zn mineralisation stage | replacement, vein infill, stratabound | coarse-grained, medium-grained, fine-grained, stratabound, discordant veins, replacement, infill |  |  |  | pyrite, pyrrhotite, arsenopyrite, siderite, dolomite, calcite, quartz, chlorite, K-feldspar, biotite, apatite, freibergite, tetrahedrite, cobaltite | Resin blocks containing each sample were produced following standard procedures and used for Mineral Liberation Analysis (MLA) mapping and subsequent LA-ICP-MS analyses | LA-ICPMS, EMPA, SEM-EDS | NWR213 solid state 213 nm laser ablation system coupled with an Agilent 7900 quadrupole ICP-MS; Cameca SXFive Electron Microprobe; Quanta600 SEM | Adelaide Microscopy | Ablation was conducted in an atmosphere of He (0.6 L/min) that was mixed with Ar (0.88 L/min) upon leaving the ablation cell; 70 µm diameter spot size with a 25:2 standard sample bracketing approach (2 standards analysed twice every 25 unknowns); MLA maps were acquired using the raster mode with an X-ray spectra collected every 4 µm | STDGL3 (CODES, University of Tasmania; Danyushevsky et al., 2011); GSD-1G | 18.9583 |  |  |  | 1.454 | [9 empty] | 0.48878 | [5 empty] | 1749.8697 | [5 empty] | 0.28521 | [5 empty] | 1347.7744 | [9 empty] | 27962.1241 | [13 empty] | 1003.8403 | [13 empty] | 53.0162 | [9 empty] | 0.26844 | [5 empty] | 10.4578 | [15 empty] | 334986.2462 |  | 12.281 | [9 empty] | 0.17113 | [13 empty] | 1.4149 | [13 empty] | 641408.1072 |  |  |  |  | 2020 | Cave, B., et al. (2020), Ore Geology Reviews 124, 103647 |  | AUS | Queensland
| Mount Isa Copper Operations, Black Star Mine | No. 5 and No. 9 Pb-Zn orebodies, 650 Cu orebody, 1100 Cu orebody, 3000 Cu orebody | Seafloor hydrothermal | Sedimentary Exhalative (SEDEX) | SEDEX zinc-lead-copper | Cu, Pb, Zn | Ag | Cu, Pb, Zn, Ag | Cave et al., 2020 |  | 130-200501422sph7-3 | 130-200501422sph7-3-1 | underground mine, open pit |  |  |  |  | ore material | drill core, polished section | drill core | mineral separate | [5 empty] | mineralisation |  |  |  | chalcopyrite, sphalerite, galena | Cu mineralisation stage, Pb-Zn mineralisation stage | replacement, vein infill, stratabound | coarse-grained, medium-grained, fine-grained, stratabound, discordant veins, replacement, infill |  |  |  | pyrite, pyrrhotite, arsenopyrite, siderite, dolomite, calcite, quartz, chlorite, K-feldspar, biotite, apatite, freibergite, tetrahedrite, cobaltite | Resin blocks containing each sample were produced following standard procedures and used for Mineral Liberation Analysis (MLA) mapping and subsequent LA-ICP-MS analyses | LA-ICPMS, EMPA, SEM-EDS | NWR213 solid state 213 nm laser ablation system coupled with an Agilent 7900 quadrupole ICP-MS; Cameca SXFive Electron Microprobe; Quanta600 SEM | Adelaide Microscopy | Ablation was conducted in an atmosphere of He (0.6 L/min) that was mixed with Ar (0.88 L/min) upon leaving the ablation cell; 70 µm diameter spot size with a 25:2 standard sample bracketing approach (2 standards analysed twice every 25 unknowns); MLA maps were acquired using the raster mode with an X-ray spectra collected every 4 µm | STDGL3 (CODES, University of Tasmania; Danyushevsky et al., 2011); GSD-1G | 26.4535 |  | 0.91485 | [11 empty] | 0.48278 | [5 empty] | 1824.7426 | [5 empty] | 0.085974 | [5 empty] | 2413.8848 | [9 empty] | 27555.7629 | [13 empty] | 1093.9638 | [13 empty] | 51.3639 | [15 empty] | 13.1937 | [15 empty] | 331385.6051 |  | 17.6908 | [9 empty] | 0.21273 | [7 empty] | 0.3968 | [5 empty] | 1.7085 | [13 empty] | 641837.309 |  |  |  |  | 2020 | Cave, B., et al. (2020), Ore Geology Reviews 124, 103647 |  | AUS | Queensland
| Mount Isa Copper Operations, Black Star Mine | No. 5 and No. 9 Pb-Zn orebodies, 650 Cu orebody, 1100 Cu orebody, 3000 Cu orebody | Seafloor hydrothermal | Sedimentary Exhalative (SEDEX) | SEDEX zinc-lead-copper | Cu, Pb, Zn | Ag | Cu, Pb, Zn, Ag | Cave et al., 2020 |  | 131-200501422sph7-4 | 131-200501422sph7-4-1 | underground mine, open pit |  |  |  |  | ore material | drill core, polished section | drill core | mineral separate | [5 empty] | mineralisation |  |  |  | chalcopyrite, sphalerite, galena | Cu mineralisation stage, Pb-Zn mineralisation stage | replacement, vein infill, stratabound | coarse-grained, medium-grained, fine-grained, stratabound, discordant veins, replacement, infill |  |  |  | pyrite, pyrrhotite, arsenopyrite, siderite, dolomite, calcite, quartz, chlorite, K-feldspar, biotite, apatite, freibergite, tetrahedrite, cobaltite | Resin blocks containing each sample were produced following standard procedures and used for Mineral Liberation Analysis (MLA) mapping and subsequent LA-ICP-MS analyses | LA-ICPMS, EMPA, SEM-EDS | NWR213 solid state 213 nm laser ablation system coupled with an Agilent 7900 quadrupole ICP-MS; Cameca SXFive Electron Microprobe; Quanta600 SEM | Adelaide Microscopy | Ablation was conducted in an atmosphere of He (0.6 L/min) that was mixed with Ar (0.88 L/min) upon leaving the ablation cell; 70 µm diameter spot size with a 25:2 standard sample bracketing approach (2 standards analysed twice every 25 unknowns); MLA maps were acquired using the raster mode with an X-ray spectra collected every 4 µm | STDGL3 (CODES, University of Tasmania; Danyushevsky et al., 2011); GSD-1G | 21.7644 |  | 1.3805 |  | 4.7882 | [9 empty] | 0.46825 | [5 empty] | 1810.7948 | [5 empty] | 0.53478 | [5 empty] | 1803.3328 | [9 empty] | 31091.9444 | [13 empty] | 1003.648 | [13 empty] | 52.1723 | [15 empty] | 12.8596 | [15 empty] | 333305.6437 |  | 18.2199 | [9 empty] | 0.18096 | [13 empty] | 2.0956 | [13 empty] | 638102.366 |  |  |  |  | 2020 | Cave, B., et al. (2020), Ore Geology Reviews 124, 103647 |  | AUS | Queensland
| Mount Isa Copper Operations, Black Star Mine | No. 5 and No. 9 Pb-Zn orebodies, 650 Cu orebody, 1100 Cu orebody, 3000 Cu orebody | Seafloor hydrothermal | Sedimentary Exhalative (SEDEX) | SEDEX zinc-lead-copper | Cu, Pb, Zn | Ag | Cu, Pb, Zn, Ag | Cave et al., 2020 |  | 132-200501422sph7-5 | 132-200501422sph7-5-1 | underground mine, open pit |  |  |  |  | ore material | drill core, polished section | drill core | mineral separate | [5 empty] | mineralisation |  |  |  | chalcopyrite, sphalerite, galena | Cu mineralisation stage, Pb-Zn mineralisation stage | replacement, vein infill, stratabound | coarse-grained, medium-grained, fine-grained, stratabound, discordant veins, replacement, infill |  |  |  | pyrite, pyrrhotite, arsenopyrite, siderite, dolomite, calcite, quartz, chlorite, K-feldspar, biotite, apatite, freibergite, tetrahedrite, cobaltite | Resin blocks containing each sample were produced following standard procedures and used for Mineral Liberation Analysis (MLA) mapping and subsequent LA-ICP-MS analyses | LA-ICPMS, EMPA, SEM-EDS | NWR213 solid state 213 nm laser ablation system coupled with an Agilent 7900 quadrupole ICP-MS; Cameca SXFive Electron Microprobe; Quanta600 SEM | Adelaide Microscopy | Ablation was conducted in an atmosphere of He (0.6 L/min) that was mixed with Ar (0.88 L/min) upon leaving the ablation cell; 70 µm diameter spot size with a 25:2 standard sample bracketing approach (2 standards analysed twice every 25 unknowns); MLA maps were acquired using the raster mode with an X-ray spectra collected every 4 µm | STDGL3 (CODES, University of Tasmania; Danyushevsky et al., 2011); GSD-1G | 36.0017 | [13 empty] | 0.46571 | [5 empty] | 1829.5938 | [5 empty] | 0.043996 | [5 empty] | 4222.5522 | [9 empty] | 26826.8882 | [13 empty] | 1012.4468 | [13 empty] | 42.7084 | [15 empty] | 17.9955 | [15 empty] | 327502.6509 |  | 28.9194 | [9 empty] | 0.279 | [13 empty] | 4.3674 | [13 empty] | 642607.1523 |  |  |  |  | 2020 | Cave, B., et al. (2020), Ore Geology Reviews 124, 103647 |  | AUS | Queensland
| Mount Isa Copper Operations, Black Star Mine | No. 5 and No. 9 Pb-Zn orebodies, 650 Cu orebody, 1100 Cu orebody, 3000 Cu orebody | Seafloor hydrothermal | Sedimentary Exhalative (SEDEX) | SEDEX zinc-lead-copper | Cu, Pb, Zn | Ag | Cu, Pb, Zn, Ag | Cave et al., 2020 |  | 133-200501422sph7-6 | 133-200501422sph7-6-1 | underground mine, open pit |  |  |  |  | ore material | drill core, polished section | drill core | mineral separate | [5 empty] | mineralisation |  |  |  | chalcopyrite, sphalerite, galena | Cu mineralisation stage, Pb-Zn mineralisation stage | replacement, vein infill, stratabound | coarse-grained, medium-grained, fine-grained, stratabound, discordant veins, replacement, infill |  |  |  | pyrite, pyrrhotite, arsenopyrite, siderite, dolomite, calcite, quartz, chlorite, K-feldspar, biotite, apatite, freibergite, tetrahedrite, cobaltite | Resin blocks containing each sample were produced following standard procedures and used for Mineral Liberation Analysis (MLA) mapping and subsequent LA-ICP-MS analyses | LA-ICPMS, EMPA, SEM-EDS | NWR213 solid state 213 nm laser ablation system coupled with an Agilent 7900 quadrupole ICP-MS; Cameca SXFive Electron Microprobe; Quanta600 SEM | Adelaide Microscopy | Ablation was conducted in an atmosphere of He (0.6 L/min) that was mixed with Ar (0.88 L/min) upon leaving the ablation cell; 70 µm diameter spot size with a 25:2 standard sample bracketing approach (2 standards analysed twice every 25 unknowns); MLA maps were acquired using the raster mode with an X-ray spectra collected every 4 µm | STDGL3 (CODES, University of Tasmania; Danyushevsky et al., 2011); GSD-1G | 47.3323 |  | 31.7904 |  | 12.8574 | [9 empty] | 0.43517 | [5 empty] | 1992.1971 | [5 empty] | 1.5683 | [5 empty] | 6520.5599 | [9 empty] | 35322.6428 |  | 0.046626 | [11 empty] | 1130.3246 | [13 empty] | 48.1094 | [9 empty] | 0.91839 | [5 empty] | 522.7751 | [15 empty] | 336271.5592 |  | 37.0181 | [9 empty] | 1.0809 | [13 empty] | 3.7937 | [13 empty] | 633633.8688 |  |  |  |  | 2020 | Cave, B., et al. (2020), Ore Geology Reviews 124, 103647 |  | AUS | Queensland
| Mount Isa Copper Operations, Black Star Mine | No. 5 and No. 9 Pb-Zn orebodies, 650 Cu orebody, 1100 Cu orebody, 3000 Cu orebody | Seafloor hydrothermal | Sedimentary Exhalative (SEDEX) | SEDEX zinc-lead-copper | Cu, Pb, Zn | Ag | Cu, Pb, Zn, Ag | Cave et al., 2020 |  | 135-200501422sph7-8 | 135-200501422sph7-8-1 | underground mine, open pit |  |  |  |  | ore material | drill core, polished section | drill core | mineral separate | [5 empty] | mineralisation |  |  |  | chalcopyrite, sphalerite, galena | Cu mineralisation stage, Pb-Zn mineralisation stage | replacement, vein infill, stratabound | coarse-grained, medium-grained, fine-grained, stratabound, discordant veins, replacement, infill |  |  |  | pyrite, pyrrhotite, arsenopyrite, siderite, dolomite, calcite, quartz, chlorite, K-feldspar, biotite, apatite, freibergite, tetrahedrite, cobaltite | Resin blocks containing each sample were produced following standard procedures and used for Mineral Liberation Analysis (MLA) mapping and subsequent LA-ICP-MS analyses | LA-ICPMS, EMPA, SEM-EDS | NWR213 solid state 213 nm laser ablation system coupled with an Agilent 7900 quadrupole ICP-MS; Cameca SXFive Electron Microprobe; Quanta600 SEM | Adelaide Microscopy | Ablation was conducted in an atmosphere of He (0.6 L/min) that was mixed with Ar (0.88 L/min) upon leaving the ablation cell; 70 µm diameter spot size with a 25:2 standard sample bracketing approach (2 standards analysed twice every 25 unknowns); MLA maps were acquired using the raster mode with an X-ray spectra collected every 4 µm | STDGL3 (CODES, University of Tasmania; Danyushevsky et al., 2011); GSD-1G | 18.0826 |  | 4.7293 | [11 empty] | 0.43955 | [5 empty] | 1697.5415 | [11 empty] | 1212.9271 | [9 empty] | 27819.4286 | [13 empty] | 1084.4013 | [13 empty] | 56.7516 | [15 empty] | 12.4075 | [15 empty] | 330494.8121 |  | 12.1126 | [9 empty] | 0.54526 | [13 empty] | 0.84015 | [13 empty] | 641558.8232 |  |  |  |  | 2020 | Cave, B., et al. (2020), Ore Geology Reviews 124, 103647 |  | AUS | Queensland
| Mount Isa Copper Operations, Black Star Mine | No. 5 and No. 9 Pb-Zn orebodies, 650 Cu orebody, 1100 Cu orebody, 3000 Cu orebody | Seafloor hydrothermal | Sedimentary Exhalative (SEDEX) | SEDEX zinc-lead-copper | Cu, Pb, Zn | Ag | Cu, Pb, Zn, Ag | Cave et al., 2020 |  | 141-200501422sph8-2 | 141-200501422sph8-2-1 | underground mine, open pit |  |  |  |  | ore material | drill core, polished section | drill core | mineral separate | [5 empty] | mineralisation |  |  |  | chalcopyrite, sphalerite, galena | Cu mineralisation stage, Pb-Zn mineralisation stage | replacement, vein infill, stratabound | coarse-grained, medium-grained, fine-grained, stratabound, discordant veins, replacement, infill |  |  |  | pyrite, pyrrhotite, arsenopyrite, siderite, dolomite, calcite, quartz, chlorite, K-feldspar, biotite, apatite, freibergite, tetrahedrite, cobaltite | Resin blocks containing each sample were produced following standard procedures and used for Mineral Liberation Analysis (MLA) mapping and subsequent LA-ICP-MS analyses | LA-ICPMS, EMPA, SEM-EDS | NWR213 solid state 213 nm laser ablation system coupled with an Agilent 7900 quadrupole ICP-MS; Cameca SXFive Electron Microprobe; Quanta600 SEM | Adelaide Microscopy | Ablation was conducted in an atmosphere of He (0.6 L/min) that was mixed with Ar (0.88 L/min) upon leaving the ablation cell; 70 µm diameter spot size with a 25:2 standard sample bracketing approach (2 standards analysed twice every 25 unknowns); MLA maps were acquired using the raster mode with an X-ray spectra collected every 4 µm | STDGL3 (CODES, University of Tasmania; Danyushevsky et al., 2011); GSD-1G | 23.7717 |  | 3.1943 | [11 empty] | 0.20429 | [5 empty] | 1907.3094 | [5 empty] | 0.050143 | [5 empty] | 10214.4125 | [9 empty] | 92858.2957 |  | 0.58686 | [11 empty] | 17.5502 | [13 empty] | 726.1519 | [15 empty] | 2432.8873 | [15 empty] | 306432.3757 |  | 26.7432 | [9 empty] | 4.9215 | [13 empty] | 4.9772 | [13 empty] | 572864.2547 |  |  |  |  | 2020 | Cave, B., et al. (2020), Ore Geology Reviews 124, 103647 |  | AUS | Queensland
| Mount Isa Copper Operations, Black Star Mine | No. 5 and No. 9 Pb-Zn orebodies, 650 Cu orebody, 1100 Cu orebody, 3000 Cu orebody | Seafloor hydrothermal | Sedimentary Exhalative (SEDEX) | SEDEX zinc-lead-copper | Cu, Pb, Zn | Ag | Cu, Pb, Zn, Ag | Cave et al., 2020 |  | 142-200501422sph8-3 | 142-200501422sph8-3-1 | underground mine, open pit |  |  |  |  | ore material | drill core, polished section | drill core | mineral separate | [5 empty] | mineralisation |  |  |  | chalcopyrite, sphalerite, galena | Cu mineralisation stage, Pb-Zn mineralisation stage | replacement, vein infill, stratabound | coarse-grained, medium-grained, fine-grained, stratabound, discordant veins, replacement, infill |  |  |  | pyrite, pyrrhotite, arsenopyrite, siderite, dolomite, calcite, quartz, chlorite, K-feldspar, biotite, apatite, freibergite, tetrahedrite, cobaltite | Resin blocks containing each sample were produced following standard procedures and used for Mineral Liberation Analysis (MLA) mapping and subsequent LA-ICP-MS analyses | LA-ICPMS, EMPA, SEM-EDS | NWR213 solid state 213 nm laser ablation system coupled with an Agilent 7900 quadrupole ICP-MS; Cameca SXFive Electron Microprobe; Quanta600 SEM | Adelaide Microscopy | Ablation was conducted in an atmosphere of He (0.6 L/min) that was mixed with Ar (0.88 L/min) upon leaving the ablation cell; 70 µm diameter spot size with a 25:2 standard sample bracketing approach (2 standards analysed twice every 25 unknowns); MLA maps were acquired using the raster mode with an X-ray spectra collected every 4 µm | STDGL3 (CODES, University of Tasmania; Danyushevsky et al., 2011); GSD-1G | 13.867 |  | 2.3174 | [11 empty] | 0.39781 | [5 empty] | 1985.2849 | [11 empty] | 360.2785 | [9 empty] | 46911.2678 |  | 0.064738 | [11 empty] | 19.6464 | [13 empty] | 165.1277 | [15 empty] | 65.6758 | [15 empty] | 323312.4579 |  | 7.412 | [9 empty] | 1.3041 | [13 empty] | 0.36685 | [13 empty] | 621393.8708 |  |  |  |  | 2020 | Cave, B., et al. (2020), Ore Geology Reviews 124, 103647 |  | AUS | Queensland
| Mount Isa Copper Operations, Black Star Mine | No. 5 and No. 9 Pb-Zn orebodies, 650 Cu orebody, 1100 Cu orebody, 3000 Cu orebody | Seafloor hydrothermal | Sedimentary Exhalative (SEDEX) | SEDEX zinc-lead-copper | Cu, Pb, Zn | Ag | Cu, Pb, Zn, Ag | Cave et al., 2020 |  | 144-200501422sph8-5 | 144-200501422sph8-5-1 | underground mine, open pit |  |  |  |  | ore material | drill core, polished section | drill core | mineral separate | [5 empty] | mineralisation |  |  |  | chalcopyrite, sphalerite, galena | Cu mineralisation stage, Pb-Zn mineralisation stage | replacement, vein infill, stratabound | coarse-grained, medium-grained, fine-grained, stratabound, discordant veins, replacement, infill |  |  |  | pyrite, pyrrhotite, arsenopyrite, siderite, dolomite, calcite, quartz, chlorite, K-feldspar, biotite, apatite, freibergite, tetrahedrite, cobaltite | Resin blocks containing each sample were produced following standard procedures and used for Mineral Liberation Analysis (MLA) mapping and subsequent LA-ICP-MS analyses | LA-ICPMS, EMPA, SEM-EDS | NWR213 solid state 213 nm laser ablation system coupled with an Agilent 7900 quadrupole ICP-MS; Cameca SXFive Electron Microprobe; Quanta600 SEM | Adelaide Microscopy | Ablation was conducted in an atmosphere of He (0.6 L/min) that was mixed with Ar (0.88 L/min) upon leaving the ablation cell; 70 µm diameter spot size with a 25:2 standard sample bracketing approach (2 standards analysed twice every 25 unknowns); MLA maps were acquired using the raster mode with an X-ray spectra collected every 4 µm | STDGL3 (CODES, University of Tasmania; Danyushevsky et al., 2011); GSD-1G | 27.8653 |  | 4.9726 | [11 empty] | 0.60985 | [5 empty] | 1992.7907 | [5 empty] | 0.13417 | [5 empty] | 6849.0451 | [9 empty] | 46911.2678 | [13 empty] | 22.0483 | [13 empty] | 63.2364 | [15 empty] | 8.7912 | [15 empty] | 337761.1284 |  | 13.8857 |  |  |  | 11.2587 | [5 empty] | 1.6137 | [13 empty] | 0.34714 | [13 empty] | 621393.8708 |  |  |  |  | 2020 | Cave, B., et al. (2020), Ore Geology Reviews 124, 103647 |  | AUS | Queensland
| Mount Isa Copper Operations, Black Star Mine | No. 5 and No. 9 Pb-Zn orebodies, 650 Cu orebody, 1100 Cu orebody, 3000 Cu orebody | Seafloor hydrothermal | Sedimentary Exhalative (SEDEX) | SEDEX zinc-lead-copper | Cu, Pb, Zn | Ag | Cu, Pb, Zn, Ag | Cave et al., 2020 |  | 145-200501422sph8-6 | 145-200501422sph8-6-1 | underground mine, open pit |  |  |  |  | ore material | drill core, polished section | drill core | mineral separate | [5 empty] | mineralisation |  |  |  | chalcopyrite, sphalerite, galena | Cu mineralisation stage, Pb-Zn mineralisation stage | replacement, vein infill, stratabound | coarse-grained, medium-grained, fine-grained, stratabound, discordant veins, replacement, infill |  |  |  | pyrite, pyrrhotite, arsenopyrite, siderite, dolomite, calcite, quartz, chlorite, K-feldspar, biotite, apatite, freibergite, tetrahedrite, cobaltite | Resin blocks containing each sample were produced following standard procedures and used for Mineral Liberation Analysis (MLA) mapping and subsequent LA-ICP-MS analyses | LA-ICPMS, EMPA, SEM-EDS | NWR213 solid state 213 nm laser ablation system coupled with an Agilent 7900 quadrupole ICP-MS; Cameca SXFive Electron Microprobe; Quanta600 SEM | Adelaide Microscopy | Ablation was conducted in an atmosphere of He (0.6 L/min) that was mixed with Ar (0.88 L/min) upon leaving the ablation cell; 70 µm diameter spot size with a 25:2 standard sample bracketing approach (2 standards analysed twice every 25 unknowns); MLA maps were acquired using the raster mode with an X-ray spectra collected every 4 µm | STDGL3 (CODES, University of Tasmania; Danyushevsky et al., 2011); GSD-1G | 76.8455 |  | 6.2888 | [11 empty] | 0.59206 | [5 empty] | 2073.754 | [11 empty] | 51843.851 | [9 empty] | 76692.0872 | [13 empty] | 22.7315 | [13 empty] | 55.9852 | [15 empty] | 257.6854 | [15 empty] | 375791.2275 |  | 88.9628 | [9 empty] | 10.7829 | [7 empty] | 2.3161 | [5 empty] | 3.4205 | [13 empty] | 589939.1326 |  |  |  |  | 2020 | Cave, B., et al. (2020), Ore Geology Reviews 124, 103647 |  | AUS | Queensland
| Mount Isa Copper Operations, Black Star Mine | No. 5 and No. 9 Pb-Zn orebodies, 650 Cu orebody, 1100 Cu orebody, 3000 Cu orebody | Seafloor hydrothermal | Sedimentary Exhalative (SEDEX) | SEDEX zinc-lead-copper | Cu, Pb, Zn | Ag | Cu, Pb, Zn, Ag | Cave et al., 2020 |  | 146-200501422sph8-7 | 146-200501422sph8-7-1 | underground mine, open pit |  |  |  |  | ore material | drill core, polished section | drill core | mineral separate | [5 empty] | mineralisation |  |  |  | chalcopyrite, sphalerite, galena | Cu mineralisation stage, Pb-Zn mineralisation stage | replacement, vein infill, stratabound | coarse-grained, medium-grained, fine-grained, stratabound, discordant veins, replacement, infill |  |  |  | pyrite, pyrrhotite, arsenopyrite, siderite, dolomite, calcite, quartz, chlorite, K-feldspar, biotite, apatite, freibergite, tetrahedrite, cobaltite | Resin blocks containing each sample were produced following standard procedures and used for Mineral Liberation Analysis (MLA) mapping and subsequent LA-ICP-MS analyses | LA-ICPMS, EMPA, SEM-EDS | NWR213 solid state 213 nm laser ablation system coupled with an Agilent 7900 quadrupole ICP-MS; Cameca SXFive Electron Microprobe; Quanta600 SEM | Adelaide Microscopy | Ablation was conducted in an atmosphere of He (0.6 L/min) that was mixed with Ar (0.88 L/min) upon leaving the ablation cell; 70 µm diameter spot size with a 25:2 standard sample bracketing approach (2 standards analysed twice every 25 unknowns); MLA maps were acquired using the raster mode with an X-ray spectra collected every 4 µm | STDGL3 (CODES, University of Tasmania; Danyushevsky et al., 2011); GSD-1G | 24.8985 |  | 5.796 | [11 empty] | 0.62858 | [5 empty] | 1864.5273 | [5 empty] | 0.1796 | [5 empty] | 1559.215 | [9 empty] | 40817.1478 | [13 empty] | 21.4127 | [13 empty] | 64.8993 | [15 empty] | 9.7635 | [15 empty] | 331435.2402 |  | 10.6941 | [9 empty] | 0.80002 | [13 empty] | 0.12653 | [13 empty] | 627830.5289 |  |  |  |  | 2020 | Cave, B., et al. (2020), Ore Geology Reviews 124, 103647 |  | AUS | Queensland
| Mount Isa Copper Operations, Black Star Mine | No. 5 and No. 9 Pb-Zn orebodies, 650 Cu orebody, 1100 Cu orebody, 3000 Cu orebody | Seafloor hydrothermal | Sedimentary Exhalative (SEDEX) | SEDEX zinc-lead-copper | Cu, Pb, Zn | Ag | Cu, Pb, Zn, Ag | Cave et al., 2020 |  | 148-200501422sph8-9 | 148-200501422sph8-9-1 | underground mine, open pit |  |  |  |  | ore material | drill core, polished section | drill core | mineral separate | [5 empty] | mineralisation |  |  |  | chalcopyrite, sphalerite, galena | Cu mineralisation stage, Pb-Zn mineralisation stage | replacement, vein infill, stratabound | coarse-grained, medium-grained, fine-grained, stratabound, discordant veins, replacement, infill |  |  |  | pyrite, pyrrhotite, arsenopyrite, siderite, dolomite, calcite, quartz, chlorite, K-feldspar, biotite, apatite, freibergite, tetrahedrite, cobaltite | Resin blocks containing each sample were produced following standard procedures and used for Mineral Liberation Analysis (MLA) mapping and subsequent LA-ICP-MS analyses | LA-ICPMS, EMPA, SEM-EDS | NWR213 solid state 213 nm laser ablation system coupled with an Agilent 7900 quadrupole ICP-MS; Cameca SXFive Electron Microprobe; Quanta600 SEM | Adelaide Microscopy | Ablation was conducted in an atmosphere of He (0.6 L/min) that was mixed with Ar (0.88 L/min) upon leaving the ablation cell; 70 µm diameter spot size with a 25:2 standard sample bracketing approach (2 standards analysed twice every 25 unknowns); MLA maps were acquired using the raster mode with an X-ray spectra collected every 4 µm | STDGL3 (CODES, University of Tasmania; Danyushevsky et al., 2011); GSD-1G | 86.7836 |  | 11.4119 | [11 empty] | 0.74575 | [5 empty] | 2123.1466 | [11 empty] | 131369.6968 | [9 empty] | 132696.6635 | [13 empty] | 19.3737 | [13 empty] | 109.0767 | [9 empty] | 1.2739 | [5 empty] | 207.0068 | [15 empty] | 421975.3899 |  | 93.1531 | [9 empty] | 17.3036 | [7 empty] | 2.8928 | [5 empty] | 5.9183 | [13 empty] | 530786.6539 |  |  |  |  | 2020 | Cave, B., et al. (2020), Ore Geology Reviews 124, 103647 |  | AUS | Queensland
| Mount Isa Copper Operations, Black Star Mine | No. 5 and No. 9 Pb-Zn orebodies, 650 Cu orebody, 1100 Cu orebody, 3000 Cu orebody | Seafloor hydrothermal | Sedimentary Exhalative (SEDEX) | SEDEX zinc-lead-copper | Cu, Pb, Zn | Ag | Cu, Pb, Zn, Ag | Cave et al., 2020 |  | 133-200209312sph1-1 | 133-200209312sph1-1-1 | underground mine, open pit |  |  |  |  | ore material | drill core, polished section | drill core | mineral separate | [5 empty] | mineralisation |  |  |  | chalcopyrite, sphalerite, galena | Cu mineralisation stage, Pb-Zn mineralisation stage | replacement, vein infill, stratabound | coarse-grained, medium-grained, fine-grained, stratabound, discordant veins, replacement, infill |  |  |  | pyrite, pyrrhotite, arsenopyrite, siderite, dolomite, calcite, quartz, chlorite, K-feldspar, biotite, apatite, freibergite, tetrahedrite, cobaltite | Resin blocks containing each sample were produced following standard procedures and used for Mineral Liberation Analysis (MLA) mapping and subsequent LA-ICP-MS analyses | LA-ICPMS, EMPA, SEM-EDS | NWR213 solid state 213 nm laser ablation system coupled with an Agilent 7900 quadrupole ICP-MS; Cameca SXFive Electron Microprobe; Quanta600 SEM | Adelaide Microscopy | Ablation was conducted in an atmosphere of He (0.6 L/min) that was mixed with Ar (0.88 L/min) upon leaving the ablation cell; 70 µm diameter spot size with a 25:2 standard sample bracketing approach (2 standards analysed twice every 25 unknowns); MLA maps were acquired using the raster mode with an X-ray spectra collected every 4 µm | STDGL3 (CODES, University of Tasmania; Danyushevsky et al., 2011); GSD-1G | 41.537 |  | 7.1303 | [11 empty] | 4.1877 | [5 empty] | 2066.6641 | [5 empty] | 209.8354 | [5 empty] | 2059.8733 | [9 empty] | 56589.9255 | [13 empty] | 170.3357 | [13 empty] | 25.805 | [15 empty] | 48.7805 | [15 empty] | 354252.9338 |  | 8.7941 |  |  |  | 8.7148 | [5 empty] | 4.4706 | [13 empty] | 5.376 | [13 empty] | 611171.1956 |  |  |  |  | 2020 | Cave, B., et al. (2020), Ore Geology Reviews 124, 103647 |  | AUS | Queensland
| Mount Isa Copper Operations, Black Star Mine | No. 5 and No. 9 Pb-Zn orebodies, 650 Cu orebody, 1100 Cu orebody, 3000 Cu orebody | Seafloor hydrothermal | Sedimentary Exhalative (SEDEX) | SEDEX zinc-lead-copper | Cu, Pb, Zn | Ag | Cu, Pb, Zn, Ag | Cave et al., 2020 |  | 134-200209312sph1-2 | 134-200209312sph1-2-1 | underground mine, open pit |  |  |  |  | ore material | drill core, polished section | drill core | mineral separate | [5 empty] | mineralisation |  |  |  | chalcopyrite, sphalerite, galena | Cu mineralisation stage, Pb-Zn mineralisation stage | replacement, vein infill, stratabound | coarse-grained, medium-grained, fine-grained, stratabound, discordant veins, replacement, infill |  |  |  | pyrite, pyrrhotite, arsenopyrite, siderite, dolomite, calcite, quartz, chlorite, K-feldspar, biotite, apatite, freibergite, tetrahedrite, cobaltite | Resin blocks containing each sample were produced following standard procedures and used for Mineral Liberation Analysis (MLA) mapping and subsequent LA-ICP-MS analyses | LA-ICPMS, EMPA, SEM-EDS | NWR213 solid state 213 nm laser ablation system coupled with an Agilent 7900 quadrupole ICP-MS; Cameca SXFive Electron Microprobe; Quanta600 SEM | Adelaide Microscopy | Ablation was conducted in an atmosphere of He (0.6 L/min) that was mixed with Ar (0.88 L/min) upon leaving the ablation cell; 70 µm diameter spot size with a 25:2 standard sample bracketing approach (2 standards analysed twice every 25 unknowns); MLA maps were acquired using the raster mode with an X-ray spectra collected every 4 µm | STDGL3 (CODES, University of Tasmania; Danyushevsky et al., 2011); GSD-1G | 14.6902 | [13 empty] | 1.1501 | [5 empty] | 1934.9739 | [5 empty] | 190.5333 | [5 empty] | 757.6277 | [9 empty] | 59282.29 | [13 empty] | 181.5224 | [13 empty] | 27.0327 | [15 empty] | 18.0218 | [15 empty] | 344548.6695 |  | 1.1027 | [9 empty] | 0.68768 | [13 empty] | 3.1064 | [13 empty] | 608327.4989 |  |  |  |  | 2020 | Cave, B., et al. (2020), Ore Geology Reviews 124, 103647 |  | AUS | Queensland
| Mount Isa Copper Operations, Black Star Mine | No. 5 and No. 9 Pb-Zn orebodies, 650 Cu orebody, 1100 Cu orebody, 3000 Cu orebody | Seafloor hydrothermal | Sedimentary Exhalative (SEDEX) | SEDEX zinc-lead-copper | Cu, Pb, Zn | Ag | Cu, Pb, Zn, Ag | Cave et al., 2020 |  | 135-200209312sph1-3 | 135-200209312sph1-3-1 | underground mine, open pit |  |  |  |  | ore material | drill core, polished section | drill core | mineral separate | [5 empty] | mineralisation |  |  |  | chalcopyrite, sphalerite, galena | Cu mineralisation stage, Pb-Zn mineralisation stage | replacement, vein infill, stratabound | coarse-grained, medium-grained, fine-grained, stratabound, discordant veins, replacement, infill |  |  |  | pyrite, pyrrhotite, arsenopyrite, siderite, dolomite, calcite, quartz, chlorite, K-feldspar, biotite, apatite, freibergite, tetrahedrite, cobaltite | Resin blocks containing each sample were produced following standard procedures and used for Mineral Liberation Analysis (MLA) mapping and subsequent LA-ICP-MS analyses | LA-ICPMS, EMPA, SEM-EDS | NWR213 solid state 213 nm laser ablation system coupled with an Agilent 7900 quadrupole ICP-MS; Cameca SXFive Electron Microprobe; Quanta600 SEM | Adelaide Microscopy | Ablation was conducted in an atmosphere of He (0.6 L/min) that was mixed with Ar (0.88 L/min) upon leaving the ablation cell; 70 µm diameter spot size with a 25:2 standard sample bracketing approach (2 standards analysed twice every 25 unknowns); MLA maps were acquired using the raster mode with an X-ray spectra collected every 4 µm | STDGL3 (CODES, University of Tasmania; Danyushevsky et al., 2011); GSD-1G | 12.8567 | [13 empty] | 3.1531 | [5 empty] | 2048.9297 | [5 empty] | 199.7736 | [5 empty] | 2385.1822 | [9 empty] | 58175.1758 | [13 empty] | 165.4502 | [13 empty] | 28.6222 | [15 empty] | 75.1623 | [15 empty] | 348469.303 |  | 3.5021 | [9 empty] | 0.6981 | [13 empty] | 5.9455 | [13 empty] | 609496.8417 |  |  |  |  | 2020 | Cave, B., et al. (2020), Ore Geology Reviews 124, 103647 |  | AUS | Queensland
| Mount Isa Copper Operations, Black Star Mine | No. 5 and No. 9 Pb-Zn orebodies, 650 Cu orebody, 1100 Cu orebody, 3000 Cu orebody | Seafloor hydrothermal | Sedimentary Exhalative (SEDEX) | SEDEX zinc-lead-copper | Cu, Pb, Zn | Ag | Cu, Pb, Zn, Ag | Cave et al., 2020 |  | 136-200209312sph1-4 | 136-200209312sph1-4-1 | underground mine, open pit |  |  |  |  | ore material | drill core, polished section | drill core | mineral separate | [5 empty] | mineralisation |  |  |  | chalcopyrite, sphalerite, galena | Cu mineralisation stage, Pb-Zn mineralisation stage | replacement, vein infill, stratabound | coarse-grained, medium-grained, fine-grained, stratabound, discordant veins, replacement, infill |  |  |  | pyrite, pyrrhotite, arsenopyrite, siderite, dolomite, calcite, quartz, chlorite, K-feldspar, biotite, apatite, freibergite, tetrahedrite, cobaltite | Resin blocks containing each sample were produced following standard procedures and used for Mineral Liberation Analysis (MLA) mapping and subsequent LA-ICP-MS analyses | LA-ICPMS, EMPA, SEM-EDS | NWR213 solid state 213 nm laser ablation system coupled with an Agilent 7900 quadrupole ICP-MS; Cameca SXFive Electron Microprobe; Quanta600 SEM | Adelaide Microscopy | Ablation was conducted in an atmosphere of He (0.6 L/min) that was mixed with Ar (0.88 L/min) upon leaving the ablation cell; 70 µm diameter spot size with a 25:2 standard sample bracketing approach (2 standards analysed twice every 25 unknowns); MLA maps were acquired using the raster mode with an X-ray spectra collected every 4 µm | STDGL3 (CODES, University of Tasmania; Danyushevsky et al., 2011); GSD-1G | 18.9062 | [13 empty] | 0.5165 | [5 empty] | 1883.4144 | [5 empty] | 194.8277 | [5 empty] | 312.3009 | [9 empty] | 60057.8584 | [13 empty] | 180.8943 | [13 empty] | 28.5875 | [15 empty] | 3.9878 | [15 empty] | 347254.5375 | [11 empty] | 0.30029 | [13 empty] | 1.6696 | [13 empty] | 607508.3373 |  |  |  |  | 2020 | Cave, B., et al. (2020), Ore Geology Reviews 124, 103647 |  | AUS | Queensland
| Mount Isa Copper Operations, Black Star Mine | No. 5 and No. 9 Pb-Zn orebodies, 650 Cu orebody, 1100 Cu orebody, 3000 Cu orebody | Seafloor hydrothermal | Sedimentary Exhalative (SEDEX) | SEDEX zinc-lead-copper | Cu, Pb, Zn | Ag | Cu, Pb, Zn, Ag | Cave et al., 2020 |  | 138-200209312sph1-6 | 138-200209312sph1-6-1 | underground mine, open pit |  |  |  |  | ore material | drill core, polished section | drill core | mineral separate | [5 empty] | mineralisation |  |  |  | chalcopyrite, sphalerite, galena | Cu mineralisation stage, Pb-Zn mineralisation stage | replacement, vein infill, stratabound | coarse-grained, medium-grained, fine-grained, stratabound, discordant veins, replacement, infill |  |  |  | pyrite, pyrrhotite, arsenopyrite, siderite, dolomite, calcite, quartz, chlorite, K-feldspar, biotite, apatite, freibergite, tetrahedrite, cobaltite | Resin blocks containing each sample were produced following standard procedures and used for Mineral Liberation Analysis (MLA) mapping and subsequent LA-ICP-MS analyses | LA-ICPMS, EMPA, SEM-EDS | NWR213 solid state 213 nm laser ablation system coupled with an Agilent 7900 quadrupole ICP-MS; Cameca SXFive Electron Microprobe; Quanta600 SEM | Adelaide Microscopy | Ablation was conducted in an atmosphere of He (0.6 L/min) that was mixed with Ar (0.88 L/min) upon leaving the ablation cell; 70 µm diameter spot size with a 25:2 standard sample bracketing approach (2 standards analysed twice every 25 unknowns); MLA maps were acquired using the raster mode with an X-ray spectra collected every 4 µm | STDGL3 (CODES, University of Tasmania; Danyushevsky et al., 2011); GSD-1G | 34.6746 |  | 1181.5865 | [11 empty] | 3.1141 | [5 empty] | 2073.8499 | [5 empty] | 205.6181 | [5 empty] | 1615.571 | [9 empty] | 55214.3204 |  | 0.86134 | [11 empty] | 161.3362 | [13 empty] | 26.1716 | [15 empty] | 18.7729 | [15 empty] | 358561.7965 |  | 7.222 | [9 empty] | 5.411 | [13 empty] | 5.2012 | [13 empty] | 612624.1207 |  |  |  |  | 2020 | Cave, B., et al. (2020), Ore Geology Reviews 124, 103647 |  | AUS | Queensland
| Mount Isa Copper Operations, Black Star Mine | No. 5 and No. 9 Pb-Zn orebodies, 650 Cu orebody, 1100 Cu orebody, 3000 Cu orebody | Seafloor hydrothermal | Sedimentary Exhalative (SEDEX) | SEDEX zinc-lead-copper | Cu, Pb, Zn | Ag | Cu, Pb, Zn, Ag | Cave et al., 2020 |  | 146-200209312sph2-3 | 146-200209312sph2-3-1 | underground mine, open pit |  |  |  |  | ore material | drill core, polished section | drill core | mineral separate | [5 empty] | mineralisation |  |  |  | chalcopyrite, sphalerite, galena | Cu mineralisation stage, Pb-Zn mineralisation stage | replacement, vein infill, stratabound | coarse-grained, medium-grained, fine-grained, stratabound, discordant veins, replacement, infill |  |  |  | pyrite, pyrrhotite, arsenopyrite, siderite, dolomite, calcite, quartz, chlorite, K-feldspar, biotite, apatite, freibergite, tetrahedrite, cobaltite | Resin blocks containing each sample were produced following standard procedures and used for Mineral Liberation Analysis (MLA) mapping and subsequent LA-ICP-MS analyses | LA-ICPMS, EMPA, SEM-EDS | NWR213 solid state 213 nm laser ablation system coupled with an Agilent 7900 quadrupole ICP-MS; Cameca SXFive Electron Microprobe; Quanta600 SEM | Adelaide Microscopy | Ablation was conducted in an atmosphere of He (0.6 L/min) that was mixed with Ar (0.88 L/min) upon leaving the ablation cell; 70 µm diameter spot size with a 25:2 standard sample bracketing approach (2 standards analysed twice every 25 unknowns); MLA maps were acquired using the raster mode with an X-ray spectra collected every 4 µm | STDGL3 (CODES, University of Tasmania; Danyushevsky et al., 2011); GSD-1G | [20 empty] | 1922.9844 | [5 empty] | 188.9564 | [5 empty] | 86.6371 | [9 empty] | 64270.8704 |  | 0.20824 | [11 empty] | 133.812 | [13 empty] | 31.2356 | [15 empty] | 0.42419 | [15 empty] | 340378.5295 | [39 empty] | 603058.5206 |  |  |  |  | 2020 | Cave, B., et al. (2020), Ore Geology Reviews 124, 103647 |  | AUS | Queensland
| Mount Isa Copper Operations, Black Star Mine | No. 5 and No. 9 Pb-Zn orebodies, 650 Cu orebody, 1100 Cu orebody, 3000 Cu orebody | Seafloor hydrothermal | Sedimentary Exhalative (SEDEX) | SEDEX zinc-lead-copper | Cu, Pb, Zn | Ag | Cu, Pb, Zn, Ag | Cave et al., 2020 |  | 147-200209312sph2-4 | 147-200209312sph2-4-1 | underground mine, open pit |  |  |  |  | ore material | drill core, polished section | drill core | mineral separate | [5 empty] | mineralisation |  |  |  | chalcopyrite, sphalerite, galena | Cu mineralisation stage, Pb-Zn mineralisation stage | replacement, vein infill, stratabound | coarse-grained, medium-grained, fine-grained, stratabound, discordant veins, replacement, infill |  |  |  | pyrite, pyrrhotite, arsenopyrite, siderite, dolomite, calcite, quartz, chlorite, K-feldspar, biotite, apatite, freibergite, tetrahedrite, cobaltite | Resin blocks containing each sample were produced following standard procedures and used for Mineral Liberation Analysis (MLA) mapping and subsequent LA-ICP-MS analyses | LA-ICPMS, EMPA, SEM-EDS | NWR213 solid state 213 nm laser ablation system coupled with an Agilent 7900 quadrupole ICP-MS; Cameca SXFive Electron Microprobe; Quanta600 SEM | Adelaide Microscopy | Ablation was conducted in an atmosphere of He (0.6 L/min) that was mixed with Ar (0.88 L/min) upon leaving the ablation cell; 70 µm diameter spot size with a 25:2 standard sample bracketing approach (2 standards analysed twice every 25 unknowns); MLA maps were acquired using the raster mode with an X-ray spectra collected every 4 µm | STDGL3 (CODES, University of Tasmania; Danyushevsky et al., 2011); GSD-1G | 1.1443 | [13 empty] | 1.1443 | [5 empty] | 1954.9632 | [5 empty] | 242.6471 | [5 empty] | 77.8952 | [9 empty] | 68933.8223 | [13 empty] | 128.7684 | [13 empty] | 26.8842 | [15 empty] | 15.0276 | [15 empty] | 354319.8467 |  | 3.4467 | [23 empty] | 0.13787 | [13 empty] | 598133.4737 |  |  |  |  | 2020 | Cave, B., et al. (2020), Ore Geology Reviews 124, 103647 |  | AUS | Queensland
| Mount Isa Copper Operations, Black Star Mine | No. 5 and No. 9 Pb-Zn orebodies, 650 Cu orebody, 1100 Cu orebody, 3000 Cu orebody | Seafloor hydrothermal | Sedimentary Exhalative (SEDEX) | SEDEX zinc-lead-copper | Cu, Pb, Zn | Ag | Cu, Pb, Zn, Ag | Cave et al., 2020 |  | 148-200209312sph2-5 | 148-200209312sph2-5-1 | underground mine, open pit |  |  |  |  | ore material | drill core, polished section | drill core | mineral separate | [5 empty] | mineralisation |  |  |  | chalcopyrite, sphalerite, galena | Cu mineralisation stage, Pb-Zn mineralisation stage | replacement, vein infill, stratabound | coarse-grained, medium-grained, fine-grained, stratabound, discordant veins, replacement, infill |  |  |  | pyrite, pyrrhotite, arsenopyrite, siderite, dolomite, calcite, quartz, chlorite, K-feldspar, biotite, apatite, freibergite, tetrahedrite, cobaltite | Resin blocks containing each sample were produced following standard procedures and used for Mineral Liberation Analysis (MLA) mapping and subsequent LA-ICP-MS analyses | LA-ICPMS, EMPA, SEM-EDS | NWR213 solid state 213 nm laser ablation system coupled with an Agilent 7900 quadrupole ICP-MS; Cameca SXFive Electron Microprobe; Quanta600 SEM | Adelaide Microscopy | Ablation was conducted in an atmosphere of He (0.6 L/min) that was mixed with Ar (0.88 L/min) upon leaving the ablation cell; 70 µm diameter spot size with a 25:2 standard sample bracketing approach (2 standards analysed twice every 25 unknowns); MLA maps were acquired using the raster mode with an X-ray spectra collected every 4 µm | STDGL3 (CODES, University of Tasmania; Danyushevsky et al., 2011); GSD-1G | 2.102 | [13 empty] | 2.917 | [5 empty] | 1908.9465 | [5 empty] | 278.8349 | [5 empty] | 92.659 | [9 empty] | 107244.1853 |  | 0.10939 | [11 empty] | 121.8294 | [13 empty] | 23.8082 | [9 empty] | 2.102 | [5 empty] | 40.5383 | [15 empty] | 364630.2301 |  | 10.8317 | [9 empty] | 0.47402 | [13 empty] | 0.53837 | [13 empty] | 557669.7637 |  |  |  |  | 2020 | Cave, B., et al. (2020), Ore Geology Reviews 124, 103647 |  | AUS | Queensland
| Mount Isa Copper Operations, Black Star Mine | No. 5 and No. 9 Pb-Zn orebodies, 650 Cu orebody, 1100 Cu orebody, 3000 Cu orebody | Seafloor hydrothermal | Sedimentary Exhalative (SEDEX) | SEDEX zinc-lead-copper | Cu, Pb, Zn | Ag | Cu, Pb, Zn, Ag | Cave et al., 2020 |  | 149-200209312sph2-6 | 149-200209312sph2-6-1 | underground mine, open pit |  |  |  |  | ore material | drill core, polished section | drill core | mineral separate | [5 empty] | mineralisation |  |  |  | chalcopyrite, sphalerite, galena | Cu mineralisation stage, Pb-Zn mineralisation stage | replacement, vein infill, stratabound | coarse-grained, medium-grained, fine-grained, stratabound, discordant veins, replacement, infill |  |  |  | pyrite, pyrrhotite, arsenopyrite, siderite, dolomite, calcite, quartz, chlorite, K-feldspar, biotite, apatite, freibergite, tetrahedrite, cobaltite | Resin blocks containing each sample were produced following standard procedures and used for Mineral Liberation Analysis (MLA) mapping and subsequent LA-ICP-MS analyses | LA-ICPMS, EMPA, SEM-EDS | NWR213 solid state 213 nm laser ablation system coupled with an Agilent 7900 quadrupole ICP-MS; Cameca SXFive Electron Microprobe; Quanta600 SEM | Adelaide Microscopy | Ablation was conducted in an atmosphere of He (0.6 L/min) that was mixed with Ar (0.88 L/min) upon leaving the ablation cell; 70 µm diameter spot size with a 25:2 standard sample bracketing approach (2 standards analysed twice every 25 unknowns); MLA maps were acquired using the raster mode with an X-ray spectra collected every 4 µm | STDGL3 (CODES, University of Tasmania; Danyushevsky et al., 2011); GSD-1G | [20 empty] | 2020.7749 | [5 empty] | 244.4085 | [5 empty] | 105.4729 | [9 empty] | 59121.5579 |  | 0.15608 | [11 empty] | 170.2701 | [13 empty] | 26.9594 | [15 empty] | 1.1588 | [15 empty] | 353546.9164 | [11 empty] | 0.875 | [13 empty] | 0.11233 | [13 empty] | 608497.2654 |  |  |  |  | 2020 | Cave, B., et al. (2020), Ore Geology Reviews 124, 103647 |  | AUS | Queensland
| Mount Isa Copper Operations, Black Star Mine | No. 5 and No. 9 Pb-Zn orebodies, 650 Cu orebody, 1100 Cu orebody, 3000 Cu orebody | Seafloor hydrothermal | Sedimentary Exhalative (SEDEX) | SEDEX zinc-lead-copper | Cu, Pb, Zn | Ag | Cu, Pb, Zn, Ag | Cave et al., 2020 |  | 150-200209312sph2-7 | 150-200209312sph2-7-1 | underground mine, open pit |  |  |  |  | ore material | drill core, polished section | drill core | mineral separate | [5 empty] | mineralisation |  |  |  | chalcopyrite, sphalerite, galena | Cu mineralisation stage, Pb-Zn mineralisation stage | replacement, vein infill, stratabound | coarse-grained, medium-grained, fine-grained, stratabound, discordant veins, replacement, infill |  |  |  | pyrite, pyrrhotite, arsenopyrite, siderite, dolomite, calcite, quartz, chlorite, K-feldspar, biotite, apatite, freibergite, tetrahedrite, cobaltite | Resin blocks containing each sample were produced following standard procedures and used for Mineral Liberation Analysis (MLA) mapping and subsequent LA-ICP-MS analyses | LA-ICPMS, EMPA, SEM-EDS | NWR213 solid state 213 nm laser ablation system coupled with an Agilent 7900 quadrupole ICP-MS; Cameca SXFive Electron Microprobe; Quanta600 SEM | Adelaide Microscopy | Ablation was conducted in an atmosphere of He (0.6 L/min) that was mixed with Ar (0.88 L/min) upon leaving the ablation cell; 70 µm diameter spot size with a 25:2 standard sample bracketing approach (2 standards analysed twice every 25 unknowns); MLA maps were acquired using the raster mode with an X-ray spectra collected every 4 µm | STDGL3 (CODES, University of Tasmania; Danyushevsky et al., 2011); GSD-1G | 17.914 | [13 empty] | 8.7011 | [5 empty] | 2011.4866 | [5 empty] | 244.5261 | [5 empty] | 7191.1926 | [9 empty] | 63978.5816 | [13 empty] | 132.6916 | [13 empty] | 23.5441 | [15 empty] | 383.8715 | [15 empty] | 361606.943 |  | 23.5441 | [9 empty] | 1.7018 | [13 empty] | 5.5917 | [13 empty] | 603367.2384 |  |  |  |  | 2020 | Cave, B., et al. (2020), Ore Geology Reviews 124, 103647 |  | AUS | Queensland
| Mount Isa Copper Operations, Black Star Mine | No. 5 and No. 9 Pb-Zn orebodies, 650 Cu orebody, 1100 Cu orebody, 3000 Cu orebody | Seafloor hydrothermal | Sedimentary Exhalative (SEDEX) | SEDEX zinc-lead-copper | Cu, Pb, Zn | Ag | Cu, Pb, Zn, Ag | Cave et al., 2020 |  | 151-200209312sph2-8 | 151-200209312sph2-8-1 | underground mine, open pit |  |  |  |  | ore material | drill core, polished section | drill core | mineral separate | [5 empty] | mineralisation |  |  |  | chalcopyrite, sphalerite, galena | Cu mineralisation stage, Pb-Zn mineralisation stage | replacement, vein infill, stratabound | coarse-grained, medium-grained, fine-grained, stratabound, discordant veins, replacement, infill |  |  |  | pyrite, pyrrhotite, arsenopyrite, siderite, dolomite, calcite, quartz, chlorite, K-feldspar, biotite, apatite, freibergite, tetrahedrite, cobaltite | Resin blocks containing each sample were produced following standard procedures and used for Mineral Liberation Analysis (MLA) mapping and subsequent LA-ICP-MS analyses | LA-ICPMS, EMPA, SEM-EDS | NWR213 solid state 213 nm laser ablation system coupled with an Agilent 7900 quadrupole ICP-MS; Cameca SXFive Electron Microprobe; Quanta600 SEM | Adelaide Microscopy | Ablation was conducted in an atmosphere of He (0.6 L/min) that was mixed with Ar (0.88 L/min) upon leaving the ablation cell; 70 µm diameter spot size with a 25:2 standard sample bracketing approach (2 standards analysed twice every 25 unknowns); MLA maps were acquired using the raster mode with an X-ray spectra collected every 4 µm | STDGL3 (CODES, University of Tasmania; Danyushevsky et al., 2011); GSD-1G | 0.96193 | [13 empty] | 1.0177 | [5 empty] | 1808.1496 | [5 empty] | 257.4905 | [5 empty] | 144.9866 | [9 empty] | 69705.0747 | [13 empty] | 146.3807 | [13 empty] | 439.142 | [31 empty] | 361629.9275 |  | 4.7539 | [9 empty] | 1.4359 | [13 empty] | 1.2826 | [13 empty] | 597318.8708 |  |  |  |  | 2020 | Cave, B., et al. (2020), Ore Geology Reviews 124, 103647 |  | AUS | Queensland
| Mount Isa Copper Operations, Black Star Mine | No. 5 and No. 9 Pb-Zn orebodies, 650 Cu orebody, 1100 Cu orebody, 3000 Cu orebody | Seafloor hydrothermal | Sedimentary Exhalative (SEDEX) | SEDEX zinc-lead-copper | Cu, Pb, Zn | Ag | Cu, Pb, Zn, Ag | Cave et al., 2020 |  | 152-200209312sph2-9 | 152-200209312sph2-9-1 | underground mine, open pit |  |  |  |  | ore material | drill core, polished section | drill core | mineral separate | [5 empty] | mineralisation |  |  |  | chalcopyrite, sphalerite, galena | Cu mineralisation stage, Pb-Zn mineralisation stage | replacement, vein infill, stratabound | coarse-grained, medium-grained, fine-grained, stratabound, discordant veins, replacement, infill |  |  |  | pyrite, pyrrhotite, arsenopyrite, siderite, dolomite, calcite, quartz, chlorite, K-feldspar, biotite, apatite, freibergite, tetrahedrite, cobaltite | Resin blocks containing each sample were produced following standard procedures and used for Mineral Liberation Analysis (MLA) mapping and subsequent LA-ICP-MS analyses | LA-ICPMS, EMPA, SEM-EDS | NWR213 solid state 213 nm laser ablation system coupled with an Agilent 7900 quadrupole ICP-MS; Cameca SXFive Electron Microprobe; Quanta600 SEM | Adelaide Microscopy | Ablation was conducted in an atmosphere of He (0.6 L/min) that was mixed with Ar (0.88 L/min) upon leaving the ablation cell; 70 µm diameter spot size with a 25:2 standard sample bracketing approach (2 standards analysed twice every 25 unknowns); MLA maps were acquired using the raster mode with an X-ray spectra collected every 4 µm | STDGL3 (CODES, University of Tasmania; Danyushevsky et al., 2011); GSD-1G | [14 empty] | 0.54386 | [5 empty] | 1930.7134 | [5 empty] | 219.152 | [5 empty] | 135.9657 | [9 empty] | 61802.6044 | [13 empty] | 133.7408 | [13 empty] | 30.6541 | [15 empty] | 1.7058 | [15 empty] | 364140.9449 |  | 1.7552 | [9 empty] | 0.35846 | [13 empty] | 0.14462 | [13 empty] | 605665.5228 |  |  |  |  | 2020 | Cave, B., et al. (2020), Ore Geology Reviews 124, 103647 |  | AUS | Queensland
| Mount Isa Copper Operations, Black Star Mine | No. 5 and No. 9 Pb-Zn orebodies, 650 Cu orebody, 1100 Cu orebody, 3000 Cu orebody | Seafloor hydrothermal | Sedimentary Exhalative (SEDEX) | SEDEX zinc-lead-copper | Cu, Pb, Zn | Ag | Cu, Pb, Zn, Ag | Cave et al., 2020 |  | 153-200209312sph2-10 | 153-200209312sph2-10-1 | underground mine, open pit |  |  |  |  | ore material | drill core, polished section | drill core | mineral separate | [5 empty] | mineralisation |  |  |  | chalcopyrite, sphalerite, galena | Cu mineralisation stage, Pb-Zn mineralisation stage | replacement, vein infill, stratabound | coarse-grained, medium-grained, fine-grained, stratabound, discordant veins, replacement, infill |  |  |  | pyrite, pyrrhotite, arsenopyrite, siderite, dolomite, calcite, quartz, chlorite, K-feldspar, biotite, apatite, freibergite, tetrahedrite, cobaltite | Resin blocks containing each sample were produced following standard procedures and used for Mineral Liberation Analysis (MLA) mapping and subsequent LA-ICP-MS analyses | LA-ICPMS, EMPA, SEM-EDS | NWR213 solid state 213 nm laser ablation system coupled with an Agilent 7900 quadrupole ICP-MS; Cameca SXFive Electron Microprobe; Quanta600 SEM | Adelaide Microscopy | Ablation was conducted in an atmosphere of He (0.6 L/min) that was mixed with Ar (0.88 L/min) upon leaving the ablation cell; 70 µm diameter spot size with a 25:2 standard sample bracketing approach (2 standards analysed twice every 25 unknowns); MLA maps were acquired using the raster mode with an X-ray spectra collected every 4 µm | STDGL3 (CODES, University of Tasmania; Danyushevsky et al., 2011); GSD-1G | 4.3387 | [13 empty] | 2.5125 | [5 empty] | 2028.4191 | [5 empty] | 231.3991 | [5 empty] | 502.5086 | [9 empty] | 61281.5423 | [13 empty] | 135.5548 | [13 empty] | 27.209 | [15 empty] | 68.6353 | [15 empty] | 354820.1301 |  | 5.2212 | [23 empty] | 1.0786 | [13 empty] | 606215.8727 |  |  |  |  | 2020 | Cave, B., et al. (2020), Ore Geology Reviews 124, 103647 |  | AUS | Queensland
| Mount Isa Copper Operations, Black Star Mine | No. 5 and No. 9 Pb-Zn orebodies, 650 Cu orebody, 1100 Cu orebody, 3000 Cu orebody | Seafloor hydrothermal | Sedimentary Exhalative (SEDEX) | SEDEX zinc-lead-copper | Cu, Pb, Zn | Ag | Cu, Pb, Zn, Ag | Cave et al., 2020 |  | 154-200209312sph4-1 | 154-200209312sph4-1-1 | underground mine, open pit |  |  |  |  | ore material | drill core, polished section | drill core | mineral separate | [5 empty] | mineralisation |  |  |  | chalcopyrite, sphalerite, galena | Cu mineralisation stage, Pb-Zn mineralisation stage | replacement, vein infill, stratabound | coarse-grained, medium-grained, fine-grained, stratabound, discordant veins, replacement, infill |  |  |  | pyrite, pyrrhotite, arsenopyrite, siderite, dolomite, calcite, quartz, chlorite, K-feldspar, biotite, apatite, freibergite, tetrahedrite, cobaltite | Resin blocks containing each sample were produced following standard procedures and used for Mineral Liberation Analysis (MLA) mapping and subsequent LA-ICP-MS analyses | LA-ICPMS, EMPA, SEM-EDS | NWR213 solid state 213 nm laser ablation system coupled with an Agilent 7900 quadrupole ICP-MS; Cameca SXFive Electron Microprobe; Quanta600 SEM | Adelaide Microscopy | Ablation was conducted in an atmosphere of He (0.6 L/min) that was mixed with Ar (0.88 L/min) upon leaving the ablation cell; 70 µm diameter spot size with a 25:2 standard sample bracketing approach (2 standards analysed twice every 25 unknowns); MLA maps were acquired using the raster mode with an X-ray spectra collected every 4 µm | STDGL3 (CODES, University of Tasmania; Danyushevsky et al., 2011); GSD-1G | 6.1597 | [13 empty] | 0.68441 | [5 empty] | 1991.6262 | [11 empty] | 3650.174 | [9 empty] | 57033.9692 | [13 empty] | 601.138 | [13 empty] | 35.3611 | [15 empty] | 3.981 | [15 empty] | 367298.7616 |  | 4.9049 | [9 empty] | 0.93536 | [13 empty] | 0.44487 | [13 empty] | 610702.1932 |  |  |  |  | 2020 | Cave, B., et al. (2020), Ore Geology Reviews 124, 103647 |  | AUS | Queensland
| Mount Isa Copper Operations, Black Star Mine | No. 5 and No. 9 Pb-Zn orebodies, 650 Cu orebody, 1100 Cu orebody, 3000 Cu orebody | Seafloor hydrothermal | Sedimentary Exhalative (SEDEX) | SEDEX zinc-lead-copper | Cu, Pb, Zn | Ag | Cu, Pb, Zn, Ag | Cave et al., 2020 |  | 155-200209312sph4-2 | 155-200209312sph4-2-1 | underground mine, open pit |  |  |  |  | ore material | drill core, polished section | drill core | mineral separate | [5 empty] | mineralisation |  |  |  | chalcopyrite, sphalerite, galena | Cu mineralisation stage, Pb-Zn mineralisation stage | replacement, vein infill, stratabound | coarse-grained, medium-grained, fine-grained, stratabound, discordant veins, replacement, infill |  |  |  | pyrite, pyrrhotite, arsenopyrite, siderite, dolomite, calcite, quartz, chlorite, K-feldspar, biotite, apatite, freibergite, tetrahedrite, cobaltite | Resin blocks containing each sample were produced following standard procedures and used for Mineral Liberation Analysis (MLA) mapping and subsequent LA-ICP-MS analyses | LA-ICPMS, EMPA, SEM-EDS | NWR213 solid state 213 nm laser ablation system coupled with an Agilent 7900 quadrupole ICP-MS; Cameca SXFive Electron Microprobe; Quanta600 SEM | Adelaide Microscopy | Ablation was conducted in an atmosphere of He (0.6 L/min) that was mixed with Ar (0.88 L/min) upon leaving the ablation cell; 70 µm diameter spot size with a 25:2 standard sample bracketing approach (2 standards analysed twice every 25 unknowns); MLA maps were acquired using the raster mode with an X-ray spectra collected every 4 µm | STDGL3 (CODES, University of Tasmania; Danyushevsky et al., 2011); GSD-1G | 21.3854 | [13 empty] | 1.4213 | [5 empty] | 2104.007 | [11 empty] | 17533.3919 | [9 empty] | 66414.3631 | [13 empty] | 601.7141 | [13 empty] | 35.7309 | [15 empty] | 5.3397 | [15 empty] | 389188.168 |  | 4.1443 | [9 empty] | 1.5408 | [13 empty] | 0.41708 | [13 empty] | 600794.5465 |  |  |  |  | 2020 | Cave, B., et al. (2020), Ore Geology Reviews 124, 103647 |  | AUS | Queensland
| Mount Isa Copper Operations, Black Star Mine | No. 5 and No. 9 Pb-Zn orebodies, 650 Cu orebody, 1100 Cu orebody, 3000 Cu orebody | Seafloor hydrothermal | Sedimentary Exhalative (SEDEX) | SEDEX zinc-lead-copper | Cu, Pb, Zn | Ag | Cu, Pb, Zn, Ag | Cave et al., 2020 |  | 156-200209312sph4-3 | 156-200209312sph4-3-1 | underground mine, open pit |  |  |  |  | ore material | drill core, polished section | drill core | mineral separate | [5 empty] | mineralisation |  |  |  | chalcopyrite, sphalerite, galena | Cu mineralisation stage, Pb-Zn mineralisation stage | replacement, vein infill, stratabound | coarse-grained, medium-grained, fine-grained, stratabound, discordant veins, replacement, infill |  |  |  | pyrite, pyrrhotite, arsenopyrite, siderite, dolomite, calcite, quartz, chlorite, K-feldspar, biotite, apatite, freibergite, tetrahedrite, cobaltite | Resin blocks containing each sample were produced following standard procedures and used for Mineral Liberation Analysis (MLA) mapping and subsequent LA-ICP-MS analyses | LA-ICPMS, EMPA, SEM-EDS | NWR213 solid state 213 nm laser ablation system coupled with an Agilent 7900 quadrupole ICP-MS; Cameca SXFive Electron Microprobe; Quanta600 SEM | Adelaide Microscopy | Ablation was conducted in an atmosphere of He (0.6 L/min) that was mixed with Ar (0.88 L/min) upon leaving the ablation cell; 70 µm diameter spot size with a 25:2 standard sample bracketing approach (2 standards analysed twice every 25 unknowns); MLA maps were acquired using the raster mode with an X-ray spectra collected every 4 µm | STDGL3 (CODES, University of Tasmania; Danyushevsky et al., 2011); GSD-1G | 34.0239 | [13 empty] | 2.993 | [5 empty] | 2039.0145 | [5 empty] | 0.068224 | [5 empty] | 4676.6387 | [9 empty] | 55019.2792 |  | 0.095734 | [11 empty] | 677.2873 | [13 empty] | 34.7172 | [15 empty] | 15.1633 | [15 empty] | 350802.9239 |  | 10.2336 |  |  |  | 4.5116 | [5 empty] | 0.47537 | [13 empty] | 0.96614 | [13 empty] | 612830.1248 |  |  |  |  | 2020 | Cave, B., et al. (2020), Ore Geology Reviews 124, 103647 |  | AUS | Queensland
| Mount Isa Copper Operations, Black Star Mine | No. 5 and No. 9 Pb-Zn orebodies, 650 Cu orebody, 1100 Cu orebody, 3000 Cu orebody | Seafloor hydrothermal | Sedimentary Exhalative (SEDEX) | SEDEX zinc-lead-copper | Cu, Pb, Zn | Ag | Cu, Pb, Zn, Ag | Cave et al., 2020 |  | 157-200209312sph4-4 | 157-200209312sph4-4-1 | underground mine, open pit |  |  |  |  | ore material | drill core, polished section | drill core | mineral separate | [5 empty] | mineralisation |  |  |  | chalcopyrite, sphalerite, galena | Cu mineralisation stage, Pb-Zn mineralisation stage | replacement, vein infill, stratabound | coarse-grained, medium-grained, fine-grained, stratabound, discordant veins, replacement, infill |  |  |  | pyrite, pyrrhotite, arsenopyrite, siderite, dolomite, calcite, quartz, chlorite, K-feldspar, biotite, apatite, freibergite, tetrahedrite, cobaltite | Resin blocks containing each sample were produced following standard procedures and used for Mineral Liberation Analysis (MLA) mapping and subsequent LA-ICP-MS analyses | LA-ICPMS, EMPA, SEM-EDS | NWR213 solid state 213 nm laser ablation system coupled with an Agilent 7900 quadrupole ICP-MS; Cameca SXFive Electron Microprobe; Quanta600 SEM | Adelaide Microscopy | Ablation was conducted in an atmosphere of He (0.6 L/min) that was mixed with Ar (0.88 L/min) upon leaving the ablation cell; 70 µm diameter spot size with a 25:2 standard sample bracketing approach (2 standards analysed twice every 25 unknowns); MLA maps were acquired using the raster mode with an X-ray spectra collected every 4 µm | STDGL3 (CODES, University of Tasmania; Danyushevsky et al., 2011); GSD-1G | 9.8308 |  |  |  | 0.41625 | [9 empty] | 0.95125 | [5 empty] | 1991.8623 | [11 empty] | 1616.0161 | [9 empty] | 61212.7305 |  | 0.13712 | [11 empty] | 596.4568 | [13 empty] | 31.145 | [15 empty] | 4.3583 | [15 empty] | 347198.6074 |  | 3.4646 |  |  |  | 5.754 | [5 empty] | 0.30606 | [13 empty] | 0.39666 | [13 empty] | 606288.5523 |  |  |  |  | 2020 | Cave, B., et al. (2020), Ore Geology Reviews 124, 103647 |  | AUS | Queensland
| Mount Isa Copper Operations, Black Star Mine | No. 5 and No. 9 Pb-Zn orebodies, 650 Cu orebody, 1100 Cu orebody, 3000 Cu orebody | Seafloor hydrothermal | Sedimentary Exhalative (SEDEX) | SEDEX zinc-lead-copper | Cu, Pb, Zn | Ag | Cu, Pb, Zn, Ag | Cave et al., 2020 |  | 158-200209312sph4-5 | 158-200209312sph4-5-1 | underground mine, open pit |  |  |  |  | ore material | drill core, polished section | drill core | mineral separate | [5 empty] | mineralisation |  |  |  | chalcopyrite, sphalerite, galena | Cu mineralisation stage, Pb-Zn mineralisation stage | replacement, vein infill, stratabound | coarse-grained, medium-grained, fine-grained, stratabound, discordant veins, replacement, infill |  |  |  | pyrite, pyrrhotite, arsenopyrite, siderite, dolomite, calcite, quartz, chlorite, K-feldspar, biotite, apatite, freibergite, tetrahedrite, cobaltite | Resin blocks containing each sample were produced following standard procedures and used for Mineral Liberation Analysis (MLA) mapping and subsequent LA-ICP-MS analyses | LA-ICPMS, EMPA, SEM-EDS | NWR213 solid state 213 nm laser ablation system coupled with an Agilent 7900 quadrupole ICP-MS; Cameca SXFive Electron Microprobe; Quanta600 SEM | Adelaide Microscopy | Ablation was conducted in an atmosphere of He (0.6 L/min) that was mixed with Ar (0.88 L/min) upon leaving the ablation cell; 70 µm diameter spot size with a 25:2 standard sample bracketing approach (2 standards analysed twice every 25 unknowns); MLA maps were acquired using the raster mode with an X-ray spectra collected every 4 µm | STDGL3 (CODES, University of Tasmania; Danyushevsky et al., 2011); GSD-1G | 8.8776 | [13 empty] | 1.5049 | [5 empty] | 2042.9224 | [11 empty] | 2370.9593 | [9 empty] | 54131.4898 | [13 empty] | 610.6032 | [13 empty] | 37.0259 | [15 empty] | 4.7961 | [15 empty] | 347632.4274 |  | 5.7271 | [9 empty] | 0.36809 | [13 empty] | 0.98194 | [13 empty] | 613767.815 |  |  |  |  | 2020 | Cave, B., et al. (2020), Ore Geology Reviews 124, 103647 |  | AUS | Queensland
| Mount Isa Copper Operations, Black Star Mine | No. 5 and No. 9 Pb-Zn orebodies, 650 Cu orebody, 1100 Cu orebody, 3000 Cu orebody | Seafloor hydrothermal | Sedimentary Exhalative (SEDEX) | SEDEX zinc-lead-copper | Cu, Pb, Zn | Ag | Cu, Pb, Zn, Ag | Cave et al., 2020 |  | 159-200209312sph4-6 | 159-200209312sph4-6-1 | underground mine, open pit |  |  |  |  | ore material | drill core, polished section | drill core | mineral separate | [5 empty] | mineralisation |  |  |  | chalcopyrite, sphalerite, galena | Cu mineralisation stage, Pb-Zn mineralisation stage | replacement, vein infill, stratabound | coarse-grained, medium-grained, fine-grained, stratabound, discordant veins, replacement, infill |  |  |  | pyrite, pyrrhotite, arsenopyrite, siderite, dolomite, calcite, quartz, chlorite, K-feldspar, biotite, apatite, freibergite, tetrahedrite, cobaltite | Resin blocks containing each sample were produced following standard procedures and used for Mineral Liberation Analysis (MLA) mapping and subsequent LA-ICP-MS analyses | LA-ICPMS, EMPA, SEM-EDS | NWR213 solid state 213 nm laser ablation system coupled with an Agilent 7900 quadrupole ICP-MS; Cameca SXFive Electron Microprobe; Quanta600 SEM | Adelaide Microscopy | Ablation was conducted in an atmosphere of He (0.6 L/min) that was mixed with Ar (0.88 L/min) upon leaving the ablation cell; 70 µm diameter spot size with a 25:2 standard sample bracketing approach (2 standards analysed twice every 25 unknowns); MLA maps were acquired using the raster mode with an X-ray spectra collected every 4 µm | STDGL3 (CODES, University of Tasmania; Danyushevsky et al., 2011); GSD-1G | 7.3888 | [13 empty] | 1.003 | [5 empty] | 1993.7426 | [11 empty] | 2006.0015 | [9 empty] | 55722.263 | [13 empty] | 622.8635 | [13 empty] | 36.9996 | [15 empty] | 4.246 | [15 empty] | 345143.6972 |  | 4.0677 | [9 empty] | 0.21174 | [13 empty] | 0.79126 | [13 empty] | 612087.6277 |  |  |  |  | 2020 | Cave, B., et al. (2020), Ore Geology Reviews 124, 103647 |  | AUS | Queensland
| Mount Isa Copper Operations, Black Star Mine | No. 5 and No. 9 Pb-Zn orebodies, 650 Cu orebody, 1100 Cu orebody, 3000 Cu orebody | Seafloor hydrothermal | Sedimentary Exhalative (SEDEX) | SEDEX zinc-lead-copper | Cu, Pb, Zn | Ag | Cu, Pb, Zn, Ag | Cave et al., 2020 |  | 161-200209312sph4-8 | 161-200209312sph4-8-1 | underground mine, open pit |  |  |  |  | ore material | drill core, polished section | drill core | mineral separate | [5 empty] | mineralisation |  |  |  | chalcopyrite, sphalerite, galena | Cu mineralisation stage, Pb-Zn mineralisation stage | replacement, vein infill, stratabound | coarse-grained, medium-grained, fine-grained, stratabound, discordant veins, replacement, infill |  |  |  | pyrite, pyrrhotite, arsenopyrite, siderite, dolomite, calcite, quartz, chlorite, K-feldspar, biotite, apatite, freibergite, tetrahedrite, cobaltite | Resin blocks containing each sample were produced following standard procedures and used for Mineral Liberation Analysis (MLA) mapping and subsequent LA-ICP-MS analyses | LA-ICPMS, EMPA, SEM-EDS | NWR213 solid state 213 nm laser ablation system coupled with an Agilent 7900 quadrupole ICP-MS; Cameca SXFive Electron Microprobe; Quanta600 SEM | Adelaide Microscopy | Ablation was conducted in an atmosphere of He (0.6 L/min) that was mixed with Ar (0.88 L/min) upon leaving the ablation cell; 70 µm diameter spot size with a 25:2 standard sample bracketing approach (2 standards analysed twice every 25 unknowns); MLA maps were acquired using the raster mode with an X-ray spectra collected every 4 µm | STDGL3 (CODES, University of Tasmania; Danyushevsky et al., 2011); GSD-1G | 26.4395 | [13 empty] | 1.861 | [5 empty] | 2049.3466 | [5 empty] | 0.34042 | [5 empty] | 5106.3453 | [9 empty] | 56737.1698 | [13 empty] | 662.8036 | [13 empty] | 44.5954 | [9 empty] | 9.9857 | [5 empty] | 11.8013 | [15 empty] | 351543.5042 |  | 12.0283 | [9 empty] | 0.51063 | [13 empty] | 3.1205 | [13 empty] | 611015.675 |  |  |  |  | 2020 | Cave, B., et al. (2020), Ore Geology Reviews 124, 103647 |  | AUS | Queensland
| Mount Isa Copper Operations, Black Star Mine | No. 5 and No. 9 Pb-Zn orebodies, 650 Cu orebody, 1100 Cu orebody, 3000 Cu orebody | Seafloor hydrothermal | Sedimentary Exhalative (SEDEX) | SEDEX zinc-lead-copper | Cu, Pb, Zn | Ag | Cu, Pb, Zn, Ag | Cave et al., 2020 |  | 162-200209312sph4-9 | 162-200209312sph4-9-1 | underground mine, open pit |  |  |  |  | ore material | drill core, polished section | drill core | mineral separate | [5 empty] | mineralisation |  |  |  | chalcopyrite, sphalerite, galena | Cu mineralisation stage, Pb-Zn mineralisation stage | replacement, vein infill, stratabound | coarse-grained, medium-grained, fine-grained, stratabound, discordant veins, replacement, infill |  |  |  | pyrite, pyrrhotite, arsenopyrite, siderite, dolomite, calcite, quartz, chlorite, K-feldspar, biotite, apatite, freibergite, tetrahedrite, cobaltite | Resin blocks containing each sample were produced following standard procedures and used for Mineral Liberation Analysis (MLA) mapping and subsequent LA-ICP-MS analyses | LA-ICPMS, EMPA, SEM-EDS | NWR213 solid state 213 nm laser ablation system coupled with an Agilent 7900 quadrupole ICP-MS; Cameca SXFive Electron Microprobe; Quanta600 SEM | Adelaide Microscopy | Ablation was conducted in an atmosphere of He (0.6 L/min) that was mixed with Ar (0.88 L/min) upon leaving the ablation cell; 70 µm diameter spot size with a 25:2 standard sample bracketing approach (2 standards analysed twice every 25 unknowns); MLA maps were acquired using the raster mode with an X-ray spectra collected every 4 µm | STDGL3 (CODES, University of Tasmania; Danyushevsky et al., 2011); GSD-1G | 20.9512 | [13 empty] | 0.63576 | [5 empty] | 2037.3219 | [11 empty] | 17049.9282 | [9 empty] | 72245.4585 |  | 0.21818 | [11 empty] | 622.7559 | [13 empty] | 31.6435 | [15 empty] | 9.2474 | [15 empty] | 381456.0211 |  | 1.994 | [9 empty] | 2.9621 | [13 empty] | 1.416 | [13 empty] | 594635.6972 |  |  |  |  | 2020 | Cave, B., et al. (2020), Ore Geology Reviews 124, 103647 |  | AUS | Queensland
| Mount Isa Copper Operations, Black Star Mine | No. 5 and No. 9 Pb-Zn orebodies, 650 Cu orebody, 1100 Cu orebody, 3000 Cu orebody | Seafloor hydrothermal | Sedimentary Exhalative (SEDEX) | SEDEX zinc-lead-copper | Cu, Pb, Zn | Ag | Cu, Pb, Zn, Ag | Cave et al., 2020 |  | 163-200209312sph4-10 | 163-200209312sph4-10-1 | underground mine, open pit |  |  |  |  | ore material | drill core, polished section | drill core | mineral separate | [5 empty] | mineralisation |  |  |  | chalcopyrite, sphalerite, galena | Cu mineralisation stage, Pb-Zn mineralisation stage | replacement, vein infill, stratabound | coarse-grained, medium-grained, fine-grained, stratabound, discordant veins, replacement, infill |  |  |  | pyrite, pyrrhotite, arsenopyrite, siderite, dolomite, calcite, quartz, chlorite, K-feldspar, biotite, apatite, freibergite, tetrahedrite, cobaltite | Resin blocks containing each sample were produced following standard procedures and used for Mineral Liberation Analysis (MLA) mapping and subsequent LA-ICP-MS analyses | LA-ICPMS, EMPA, SEM-EDS | NWR213 solid state 213 nm laser ablation system coupled with an Agilent 7900 quadrupole ICP-MS; Cameca SXFive Electron Microprobe; Quanta600 SEM | Adelaide Microscopy | Ablation was conducted in an atmosphere of He (0.6 L/min) that was mixed with Ar (0.88 L/min) upon leaving the ablation cell; 70 µm diameter spot size with a 25:2 standard sample bracketing approach (2 standards analysed twice every 25 unknowns); MLA maps were acquired using the raster mode with an X-ray spectra collected every 4 µm | STDGL3 (CODES, University of Tasmania; Danyushevsky et al., 2011); GSD-1G | 9.9059 | [13 empty] | 0.7012 | [5 empty] | 2021.25 | [11 empty] | 2671.2555 | [9 empty] | 55651.1573 | [13 empty] | 614.6114 | [13 empty] | 35.0602 | [15 empty] | 4.3964 | [15 empty] | 358838.6622 |  | 3.25 |  |  |  | 14.6919 | [5 empty] | 0.76799 | [13 empty] | 1.9144 | [13 empty] | 612162.7301 |  |  |  |  | 2020 | Cave, B., et al. (2020), Ore Geology Reviews 124, 103647 |  | AUS | Queensland
| Mount Isa Copper Operations, Black Star Mine | No. 5 and No. 9 Pb-Zn orebodies, 650 Cu orebody, 1100 Cu orebody, 3000 Cu orebody | Seafloor hydrothermal | Sedimentary Exhalative (SEDEX) | SEDEX zinc-lead-copper | Cu, Pb, Zn | Ag | Cu, Pb, Zn, Ag | Cave et al., 2020 |  | 165-200209312sph4-12 | 165-200209312sph4-12-1 | underground mine, open pit |  |  |  |  | ore material | drill core, polished section | drill core | mineral separate | [5 empty] | mineralisation |  |  |  | chalcopyrite, sphalerite, galena | Cu mineralisation stage, Pb-Zn mineralisation stage | replacement, vein infill, stratabound | coarse-grained, medium-grained, fine-grained, stratabound, discordant veins, replacement, infill |  |  |  | pyrite, pyrrhotite, arsenopyrite, siderite, dolomite, calcite, quartz, chlorite, K-feldspar, biotite, apatite, freibergite, tetrahedrite, cobaltite | Resin blocks containing each sample were produced following standard procedures and used for Mineral Liberation Analysis (MLA) mapping and subsequent LA-ICP-MS analyses | LA-ICPMS, EMPA, SEM-EDS | NWR213 solid state 213 nm laser ablation system coupled with an Agilent 7900 quadrupole ICP-MS; Cameca SXFive Electron Microprobe; Quanta600 SEM | Adelaide Microscopy | Ablation was conducted in an atmosphere of He (0.6 L/min) that was mixed with Ar (0.88 L/min) upon leaving the ablation cell; 70 µm diameter spot size with a 25:2 standard sample bracketing approach (2 standards analysed twice every 25 unknowns); MLA maps were acquired using the raster mode with an X-ray spectra collected every 4 µm | STDGL3 (CODES, University of Tasmania; Danyushevsky et al., 2011); GSD-1G | 42.1111 | [13 empty] | 2.651 | [5 empty] | 2063.6981 | [5 empty] | 0.18392 | [5 empty] | 15728.2462 | [9 empty] | 63420.3477 |  | 0.14967 | [11 empty] | 616.4458 | [13 empty] | 40.4622 | [9 empty] | 4.7946 | [5 empty] | 13.1914 | [15 empty] | 367838.0165 |  | 14.4598 | [9 empty] | 1.4587 | [13 empty] | 2.9808 | [13 empty] | 603956.8494 |  |  |  |  | 2020 | Cave, B., et al. (2020), Ore Geology Reviews 124, 103647 |  | AUS | Queensland
| Mount Isa Copper Operations, Black Star Mine | No. 5 and No. 9 Pb-Zn orebodies, 650 Cu orebody, 1100 Cu orebody, 3000 Cu orebody | Seafloor hydrothermal | Sedimentary Exhalative (SEDEX) | SEDEX zinc-lead-copper | Cu, Pb, Zn | Ag | Cu, Pb, Zn, Ag | Cave et al., 2020 |  | 166-200209312sph4-13 | 166-200209312sph4-13-1 | underground mine, open pit |  |  |  |  | ore material | drill core, polished section | drill core | mineral separate | [5 empty] | mineralisation |  |  |  | chalcopyrite, sphalerite, galena | Cu mineralisation stage, Pb-Zn mineralisation stage | replacement, vein infill, stratabound | coarse-grained, medium-grained, fine-grained, stratabound, discordant veins, replacement, infill |  |  |  | pyrite, pyrrhotite, arsenopyrite, siderite, dolomite, calcite, quartz, chlorite, K-feldspar, biotite, apatite, freibergite, tetrahedrite, cobaltite | Resin blocks containing each sample were produced following standard procedures and used for Mineral Liberation Analysis (MLA) mapping and subsequent LA-ICP-MS analyses | LA-ICPMS, EMPA, SEM-EDS | NWR213 solid state 213 nm laser ablation system coupled with an Agilent 7900 quadrupole ICP-MS; Cameca SXFive Electron Microprobe; Quanta600 SEM | Adelaide Microscopy | Ablation was conducted in an atmosphere of He (0.6 L/min) that was mixed with Ar (0.88 L/min) upon leaving the ablation cell; 70 µm diameter spot size with a 25:2 standard sample bracketing approach (2 standards analysed twice every 25 unknowns); MLA maps were acquired using the raster mode with an X-ray spectra collected every 4 µm | STDGL3 (CODES, University of Tasmania; Danyushevsky et al., 2011); GSD-1G | 31.5483 | [13 empty] | 2.1429 | [5 empty] | 1903.6106 | [11 empty] | 12500.257 | [9 empty] | 59525.0335 | [13 empty] | 520.2488 | [13 empty] | 31.1911 | [15 empty] | 18.5718 | [15 empty] | 362626.504 |  | 24.0481 | [9 empty] | 1.4762 | [13 empty] | 2.3453 | [13 empty] | 608071.1113 |  |  |  |  | 2020 | Cave, B., et al. (2020), Ore Geology Reviews 124, 103647 |  | AUS | Queensland
| Mount Isa Copper Operations, Black Star Mine | No. 5 and No. 9 Pb-Zn orebodies, 650 Cu orebody, 1100 Cu orebody, 3000 Cu orebody | Seafloor hydrothermal | Sedimentary Exhalative (SEDEX) | SEDEX zinc-lead-copper | Cu, Pb, Zn | Ag | Cu, Pb, Zn, Ag | Cave et al., 2020 |  | 167-200209312sph4-14 | 167-200209312sph4-14-1 | underground mine, open pit |  |  |  |  | ore material | drill core, polished section | drill core | mineral separate | [5 empty] | mineralisation |  |  |  | chalcopyrite, sphalerite, galena | Cu mineralisation stage, Pb-Zn mineralisation stage | replacement, vein infill, stratabound | coarse-grained, medium-grained, fine-grained, stratabound, discordant veins, replacement, infill |  |  |  | pyrite, pyrrhotite, arsenopyrite, siderite, dolomite, calcite, quartz, chlorite, K-feldspar, biotite, apatite, freibergite, tetrahedrite, cobaltite | Resin blocks containing each sample were produced following standard procedures and used for Mineral Liberation Analysis (MLA) mapping and subsequent LA-ICP-MS analyses | LA-ICPMS, EMPA, SEM-EDS | NWR213 solid state 213 nm laser ablation system coupled with an Agilent 7900 quadrupole ICP-MS; Cameca SXFive Electron Microprobe; Quanta600 SEM | Adelaide Microscopy | Ablation was conducted in an atmosphere of He (0.6 L/min) that was mixed with Ar (0.88 L/min) upon leaving the ablation cell; 70 µm diameter spot size with a 25:2 standard sample bracketing approach (2 standards analysed twice every 25 unknowns); MLA maps were acquired using the raster mode with an X-ray spectra collected every 4 µm | STDGL3 (CODES, University of Tasmania; Danyushevsky et al., 2011); GSD-1G | 20.9012 |  | 5.7003 | [11 empty] | 2.4294 | [5 empty] | 1996.4759 | [5 empty] | 0.22666 | [5 empty] | 18051.0735 | [9 empty] | 67861.1787 | [13 empty] | 564.605 | [13 empty] | 33.3877 | [9 empty] | 3.9359 | [5 empty] | 9.4734 | [15 empty] | 352878.129 |  | 11.5635 | [9 empty] | 2.9316 | [13 empty] | 3.4338 | [13 empty] | 599266.4085 |  |  |  |  | 2020 | Cave, B., et al. (2020), Ore Geology Reviews 124, 103647 |  | AUS | Queensland
| Mount Isa Copper Operations, Black Star Mine | No. 5 and No. 9 Pb-Zn orebodies, 650 Cu orebody, 1100 Cu orebody, 3000 Cu orebody | Seafloor hydrothermal | Sedimentary Exhalative (SEDEX) | SEDEX zinc-lead-copper | Cu, Pb, Zn | Ag | Cu, Pb, Zn, Ag | Cave et al., 2020 |  | 168-200209312sph4-15 | 168-200209312sph4-15-1 | underground mine, open pit |  |  |  |  | ore material | drill core, polished section | drill core | mineral separate | [5 empty] | mineralisation |  |  |  | chalcopyrite, sphalerite, galena | Cu mineralisation stage, Pb-Zn mineralisation stage | replacement, vein infill, stratabound | coarse-grained, medium-grained, fine-grained, stratabound, discordant veins, replacement, infill |  |  |  | pyrite, pyrrhotite, arsenopyrite, siderite, dolomite, calcite, quartz, chlorite, K-feldspar, biotite, apatite, freibergite, tetrahedrite, cobaltite | Resin blocks containing each sample were produced following standard procedures and used for Mineral Liberation Analysis (MLA) mapping and subsequent LA-ICP-MS analyses | LA-ICPMS, EMPA, SEM-EDS | NWR213 solid state 213 nm laser ablation system coupled with an Agilent 7900 quadrupole ICP-MS; Cameca SXFive Electron Microprobe; Quanta600 SEM | Adelaide Microscopy | Ablation was conducted in an atmosphere of He (0.6 L/min) that was mixed with Ar (0.88 L/min) upon leaving the ablation cell; 70 µm diameter spot size with a 25:2 standard sample bracketing approach (2 standards analysed twice every 25 unknowns); MLA maps were acquired using the raster mode with an X-ray spectra collected every 4 µm | STDGL3 (CODES, University of Tasmania; Danyushevsky et al., 2011); GSD-1G | 5.0776 | [19 empty] | 1964.8161 | [5 empty] | 0.14674 | [5 empty] | 2389.4658 | [9 empty] | 64931.1349 |  | 0.17012 | [11 empty] | 622.0403 | [13 empty] | 30.6475 | [15 empty] | 5.4672 | [15 empty] | 352965.6494 |  | 0.77917 | [9 empty] | 0.71424 | [13 empty] | 2.5713 | [13 empty] | 602361.144 |  |  |  |  | 2020 | Cave, B., et al. (2020), Ore Geology Reviews 124, 103647 |  | AUS | Queensland
| Mount Isa Copper Operations, Black Star Mine | No. 5 and No. 9 Pb-Zn orebodies, 650 Cu orebody, 1100 Cu orebody, 3000 Cu orebody | Seafloor hydrothermal | Sedimentary Exhalative (SEDEX) | SEDEX zinc-lead-copper | Cu, Pb, Zn | Ag | Cu, Pb, Zn, Ag | Cave et al., 2020 |  | 170-200209312sph4-17 | 170-200209312sph4-17-1 | underground mine, open pit |  |  |  |  | ore material | drill core, polished section | drill core | mineral separate | [5 empty] | mineralisation |  |  |  | chalcopyrite, sphalerite, galena | Cu mineralisation stage, Pb-Zn mineralisation stage | replacement, vein infill, stratabound | coarse-grained, medium-grained, fine-grained, stratabound, discordant veins, replacement, infill |  |  |  | pyrite, pyrrhotite, arsenopyrite, siderite, dolomite, calcite, quartz, chlorite, K-feldspar, biotite, apatite, freibergite, tetrahedrite, cobaltite | Resin blocks containing each sample were produced following standard procedures and used for Mineral Liberation Analysis (MLA) mapping and subsequent LA-ICP-MS analyses | LA-ICPMS, EMPA, SEM-EDS | NWR213 solid state 213 nm laser ablation system coupled with an Agilent 7900 quadrupole ICP-MS; Cameca SXFive Electron Microprobe; Quanta600 SEM | Adelaide Microscopy | Ablation was conducted in an atmosphere of He (0.6 L/min) that was mixed with Ar (0.88 L/min) upon leaving the ablation cell; 70 µm diameter spot size with a 25:2 standard sample bracketing approach (2 standards analysed twice every 25 unknowns); MLA maps were acquired using the raster mode with an X-ray spectra collected every 4 µm | STDGL3 (CODES, University of Tasmania; Danyushevsky et al., 2011); GSD-1G | 20.5923 | [13 empty] | 1.8583 | [5 empty] | 2085.5936 | [5 empty] | 0.30135 | [5 empty] | 10170.5646 | [9 empty] | 62781.263 | [13 empty] | 562.5201 | [13 empty] | 34.5297 | [15 empty] | 10.9239 | [15 empty] | 377943.2031 |  | 12.6818 | [9 empty] | 2.6494 | [13 empty] | 1.2807 | [13 empty] | 604631.8558 |  |  |  |  | 2020 | Cave, B., et al. (2020), Ore Geology Reviews 124, 103647 |  | AUS | Queensland
| Mount Isa Copper Operations, Black Star Mine | No. 5 and No. 9 Pb-Zn orebodies, 650 Cu orebody, 1100 Cu orebody, 3000 Cu orebody | Seafloor hydrothermal | Sedimentary Exhalative (SEDEX) | SEDEX zinc-lead-copper | Cu, Pb, Zn | Ag | Cu, Pb, Zn, Ag | Cave et al., 2020 |  | 171-200209312sph4-18 | 171-200209312sph4-18-1 | underground mine, open pit |  |  |  |  | ore material | drill core, polished section | drill core | mineral separate | [5 empty] | mineralisation |  |  |  | chalcopyrite, sphalerite, galena | Cu mineralisation stage, Pb-Zn mineralisation stage | replacement, vein infill, stratabound | coarse-grained, medium-grained, fine-grained, stratabound, discordant veins, replacement, infill |  |  |  | pyrite, pyrrhotite, arsenopyrite, siderite, dolomite, calcite, quartz, chlorite, K-feldspar, biotite, apatite, freibergite, tetrahedrite, cobaltite | Resin blocks containing each sample were produced following standard procedures and used for Mineral Liberation Analysis (MLA) mapping and subsequent LA-ICP-MS analyses | LA-ICPMS, EMPA, SEM-EDS | NWR213 solid state 213 nm laser ablation system coupled with an Agilent 7900 quadrupole ICP-MS; Cameca SXFive Electron Microprobe; Quanta600 SEM | Adelaide Microscopy | Ablation was conducted in an atmosphere of He (0.6 L/min) that was mixed with Ar (0.88 L/min) upon leaving the ablation cell; 70 µm diameter spot size with a 25:2 standard sample bracketing approach (2 standards analysed twice every 25 unknowns); MLA maps were acquired using the raster mode with an X-ray spectra collected every 4 µm | STDGL3 (CODES, University of Tasmania; Danyushevsky et al., 2011); GSD-1G | 18.4597 |  | 14.7438 | [11 empty] | 2.2415 | [5 empty] | 1988.6119 | [11 empty] | 6353.0097 | [9 empty] | 59934.0539 |  | 0.14264 | [11 empty] | 556.188 | [13 empty] | 33.9227 | [15 empty] | 19.059 | [15 empty] | 359604.3236 |  | 6.7606 | [9 empty] | 3.5601 | [13 empty] | 1.8819 | [13 empty] | 607639.1006 |  |  |  |  | 2020 | Cave, B., et al. (2020), Ore Geology Reviews 124, 103647 |  | AUS | Queensland
| Mount Isa Copper Operations, Black Star Mine | No. 5 and No. 9 Pb-Zn orebodies, 650 Cu orebody, 1100 Cu orebody, 3000 Cu orebody | Seafloor hydrothermal | Sedimentary Exhalative (SEDEX) | SEDEX zinc-lead-copper | Cu, Pb, Zn | Ag | Cu, Pb, Zn, Ag | Cave et al., 2020 |  | 176-200209312sph6-1 | 176-200209312sph6-1-1 | underground mine, open pit |  |  |  |  | ore material | drill core, polished section | drill core | mineral separate | [5 empty] | mineralisation |  |  |  | chalcopyrite, sphalerite, galena | Cu mineralisation stage, Pb-Zn mineralisation stage | replacement, vein infill, stratabound | coarse-grained, medium-grained, fine-grained, stratabound, discordant veins, replacement, infill |  |  |  | pyrite, pyrrhotite, arsenopyrite, siderite, dolomite, calcite, quartz, chlorite, K-feldspar, biotite, apatite, freibergite, tetrahedrite, cobaltite | Resin blocks containing each sample were produced following standard procedures and used for Mineral Liberation Analysis (MLA) mapping and subsequent LA-ICP-MS analyses | LA-ICPMS, EMPA, SEM-EDS | NWR213 solid state 213 nm laser ablation system coupled with an Agilent 7900 quadrupole ICP-MS; Cameca SXFive Electron Microprobe; Quanta600 SEM | Adelaide Microscopy | Ablation was conducted in an atmosphere of He (0.6 L/min) that was mixed with Ar (0.88 L/min) upon leaving the ablation cell; 70 µm diameter spot size with a 25:2 standard sample bracketing approach (2 standards analysed twice every 25 unknowns); MLA maps were acquired using the raster mode with an X-ray spectra collected every 4 µm | STDGL3 (CODES, University of Tasmania; Danyushevsky et al., 2011); GSD-1G | 19.1485 |  | 633.1358 | [11 empty] | 0.2934 | [5 empty] | 2674.6127 | [11 empty] | 348.9968 | [9 empty] | 38605.8419 |  | 0.27024 | [11 empty] | 77.9066 | [13 empty] | 19.9206 | [15 empty] | 1158.1753 | [15 empty] | 357490.0964 |  | 17.6043 | [9 empty] | 0.74123 | [13 empty] | 1.2354 | [13 empty] | 630166.1277 |  |  |  |  | 2020 | Cave, B., et al. (2020), Ore Geology Reviews 124, 103647 |  | AUS | Queensland
| Mount Isa Copper Operations, Black Star Mine | No. 5 and No. 9 Pb-Zn orebodies, 650 Cu orebody, 1100 Cu orebody, 3000 Cu orebody | Seafloor hydrothermal | Sedimentary Exhalative (SEDEX) | SEDEX zinc-lead-copper | Cu, Pb, Zn | Ag | Cu, Pb, Zn, Ag | Cave et al., 2020 |  | 187-200209312sph6-12 | 187-200209312sph6-12-1 | underground mine, open pit |  |  |  |  | ore material | drill core, polished section | drill core | mineral separate | [5 empty] | mineralisation |  |  |  | chalcopyrite, sphalerite, galena | Cu mineralisation stage, Pb-Zn mineralisation stage | replacement, vein infill, stratabound | coarse-grained, medium-grained, fine-grained, stratabound, discordant veins, replacement, infill |  |  |  | pyrite, pyrrhotite, arsenopyrite, siderite, dolomite, calcite, quartz, chlorite, K-feldspar, biotite, apatite, freibergite, tetrahedrite, cobaltite | Resin blocks containing each sample were produced following standard procedures and used for Mineral Liberation Analysis (MLA) mapping and subsequent LA-ICP-MS analyses | LA-ICPMS, EMPA, SEM-EDS | NWR213 solid state 213 nm laser ablation system coupled with an Agilent 7900 quadrupole ICP-MS; Cameca SXFive Electron Microprobe; Quanta600 SEM | Adelaide Microscopy | Ablation was conducted in an atmosphere of He (0.6 L/min) that was mixed with Ar (0.88 L/min) upon leaving the ablation cell; 70 µm diameter spot size with a 25:2 standard sample bracketing approach (2 standards analysed twice every 25 unknowns); MLA maps were acquired using the raster mode with an X-ray spectra collected every 4 µm | STDGL3 (CODES, University of Tasmania; Danyushevsky et al., 2011); GSD-1G | 15.9555 | [13 empty] | 0.27559 | [5 empty] | 2694.3039 | [11 empty] | 402.5138 | [9 empty] | 36262.5016 | [13 empty] | 77.4567 | [13 empty] | 17.0651 | [15 empty] | 126.1935 | [15 empty] | 357548.2661 |  | 9.4718 | [9 empty] | 0.18857 | [13 empty] | 0.19582 | [13 empty] | 632641.1824 |  |  |  |  | 2020 | Cave, B., et al. (2020), Ore Geology Reviews 124, 103647 |  | AUS | Queensland
| Mount Isa Copper Operations, Black Star Mine | No. 5 and No. 9 Pb-Zn orebodies, 650 Cu orebody, 1100 Cu orebody, 3000 Cu orebody | Seafloor hydrothermal | Sedimentary Exhalative (SEDEX) | SEDEX zinc-lead-copper | Cu, Pb, Zn | Ag | Cu, Pb, Zn, Ag | Cave et al., 2020 |  | 197-200209312sph8-6 | 197-200209312sph8-6-1 | underground mine, open pit |  |  |  |  | ore material | drill core, polished section | drill core | mineral separate | [5 empty] | mineralisation |  |  |  | chalcopyrite, sphalerite, galena | Cu mineralisation stage, Pb-Zn mineralisation stage | replacement, vein infill, stratabound | coarse-grained, medium-grained, fine-grained, stratabound, discordant veins, replacement, infill |  |  |  | pyrite, pyrrhotite, arsenopyrite, siderite, dolomite, calcite, quartz, chlorite, K-feldspar, biotite, apatite, freibergite, tetrahedrite, cobaltite | Resin blocks containing each sample were produced following standard procedures and used for Mineral Liberation Analysis (MLA) mapping and subsequent LA-ICP-MS analyses | LA-ICPMS, EMPA, SEM-EDS | NWR213 solid state 213 nm laser ablation system coupled with an Agilent 7900 quadrupole ICP-MS; Cameca SXFive Electron Microprobe; Quanta600 SEM | Adelaide Microscopy | Ablation was conducted in an atmosphere of He (0.6 L/min) that was mixed with Ar (0.88 L/min) upon leaving the ablation cell; 70 µm diameter spot size with a 25:2 standard sample bracketing approach (2 standards analysed twice every 25 unknowns); MLA maps were acquired using the raster mode with an X-ray spectra collected every 4 µm | STDGL3 (CODES, University of Tasmania; Danyushevsky et al., 2011); GSD-1G | 10.3549 |  | 312.5802 | [11 empty] | 0.27491 | [5 empty] | 2416.1329 | [11 empty] | 88.3777 | [9 empty] | 50908.8263 |  | 0.17716 | [11 empty] | 59.0542 | [13 empty] | 23.9271 | [15 empty] | 875.6318 | [15 empty] | 357990.8668 |  | 15.3745 | [9 empty] | 0.22502 | [13 empty] | 0.69134 | [13 empty] | 617171.6178 |  |  |  |  | 2020 | Cave, B., et al. (2020), Ore Geology Reviews 124, 103647 |  | AUS | Queensland
| Mount Isa Copper Operations, Black Star Mine | No. 5 and No. 9 Pb-Zn orebodies, 650 Cu orebody, 1100 Cu orebody, 3000 Cu orebody | Seafloor hydrothermal | Sedimentary Exhalative (SEDEX) | SEDEX zinc-lead-copper | Cu, Pb, Zn | Ag | Cu, Pb, Zn, Ag | Cave et al., 2020 |  | 202-200209312sph8-11 | 202-200209312sph8-11-1 | underground mine, open pit |  |  |  |  | ore material | drill core, polished section | drill core | mineral separate | [5 empty] | mineralisation |  |  |  | chalcopyrite, sphalerite, galena | Cu mineralisation stage, Pb-Zn mineralisation stage | replacement, vein infill, stratabound | coarse-grained, medium-grained, fine-grained, stratabound, discordant veins, replacement, infill |  |  |  | pyrite, pyrrhotite, arsenopyrite, siderite, dolomite, calcite, quartz, chlorite, K-feldspar, biotite, apatite, freibergite, tetrahedrite, cobaltite | Resin blocks containing each sample were produced following standard procedures and used for Mineral Liberation Analysis (MLA) mapping and subsequent LA-ICP-MS analyses | LA-ICPMS, EMPA, SEM-EDS | NWR213 solid state 213 nm laser ablation system coupled with an Agilent 7900 quadrupole ICP-MS; Cameca SXFive Electron Microprobe; Quanta600 SEM | Adelaide Microscopy | Ablation was conducted in an atmosphere of He (0.6 L/min) that was mixed with Ar (0.88 L/min) upon leaving the ablation cell; 70 µm diameter spot size with a 25:2 standard sample bracketing approach (2 standards analysed twice every 25 unknowns); MLA maps were acquired using the raster mode with an X-ray spectra collected every 4 µm | STDGL3 (CODES, University of Tasmania; Danyushevsky et al., 2011); GSD-1G | 9.6439 |  | 3.6718 | [11 empty] | 0.20303 | [5 empty] | 2557.3189 | [5 empty] | 0.20303 | [5 empty] | 2818.6665 | [9 empty] | 53997.4435 | [13 empty] | 64.6889 | [13 empty] | 24.2125 | [15 empty] | 199.7905 | [15 empty] | 362106.8559 |  | 14.6873 | [9 empty] | 0.30455 | [13 empty] | 0.59289 | [13 empty] | 613909.3958 |  |  |  |  | 2020 | Cave, B., et al. (2020), Ore Geology Reviews 124, 103647 |  | AUS | Queensland
| Mount Isa Copper Operations, Black Star Mine | No. 5 and No. 9 Pb-Zn orebodies, 650 Cu orebody, 1100 Cu orebody, 3000 Cu orebody | Seafloor hydrothermal | Sedimentary Exhalative (SEDEX) | SEDEX zinc-lead-copper | Cu, Pb, Zn | Ag | Cu, Pb, Zn, Ag | Cave et al., 2020 |  | 203-200209312sph8-12 | 203-200209312sph8-12-1 | underground mine, open pit |  |  |  |  | ore material | drill core, polished section | drill core | mineral separate | [5 empty] | mineralisation |  |  |  | chalcopyrite, sphalerite, galena | Cu mineralisation stage, Pb-Zn mineralisation stage | replacement, vein infill, stratabound | coarse-grained, medium-grained, fine-grained, stratabound, discordant veins, replacement, infill |  |  |  | pyrite, pyrrhotite, arsenopyrite, siderite, dolomite, calcite, quartz, chlorite, K-feldspar, biotite, apatite, freibergite, tetrahedrite, cobaltite | Resin blocks containing each sample were produced following standard procedures and used for Mineral Liberation Analysis (MLA) mapping and subsequent LA-ICP-MS analyses | LA-ICPMS, EMPA, SEM-EDS | NWR213 solid state 213 nm laser ablation system coupled with an Agilent 7900 quadrupole ICP-MS; Cameca SXFive Electron Microprobe; Quanta600 SEM | Adelaide Microscopy | Ablation was conducted in an atmosphere of He (0.6 L/min) that was mixed with Ar (0.88 L/min) upon leaving the ablation cell; 70 µm diameter spot size with a 25:2 standard sample bracketing approach (2 standards analysed twice every 25 unknowns); MLA maps were acquired using the raster mode with an X-ray spectra collected every 4 µm | STDGL3 (CODES, University of Tasmania; Danyushevsky et al., 2011); GSD-1G | 30.0397 |  | 10962.3604 |  | 0.79726 | [9 empty] | 0.60934 | [5 empty] | 2092.8143 | [5 empty] | 0.21071 | [5 empty] | 88.5531 | [9 empty] | 71184.1586 |  | 6.0649 | [11 empty] | 71.0418 | [13 empty] | 55.9507 | [15 empty] | 146.6394 | [15 empty] | 373004.9912 |  | 33.1718 | [9 empty] | 1.1674 | [13 empty] | 1.3824 | [13 empty] | 595756.6506 |  |  |  |  | 2020 | Cave, B., et al. (2020), Ore Geology Reviews 124, 103647 |  | AUS | Queensland
| Mount Isa Copper Operations, Black Star Mine | No. 5 and No. 9 Pb-Zn orebodies, 650 Cu orebody, 1100 Cu orebody, 3000 Cu orebody | Seafloor hydrothermal | Sedimentary Exhalative (SEDEX) | SEDEX zinc-lead-copper | Cu, Pb, Zn | Ag | Cu, Pb, Zn, Ag | Cave et al., 2020 |  | 204-200209312sph8-13 | 204-200209312sph8-13-1 | underground mine, open pit |  |  |  |  | ore material | drill core, polished section | drill core | mineral separate | [5 empty] | mineralisation |  |  |  | chalcopyrite, sphalerite, galena | Cu mineralisation stage, Pb-Zn mineralisation stage | replacement, vein infill, stratabound | coarse-grained, medium-grained, fine-grained, stratabound, discordant veins, replacement, infill |  |  |  | pyrite, pyrrhotite, arsenopyrite, siderite, dolomite, calcite, quartz, chlorite, K-feldspar, biotite, apatite, freibergite, tetrahedrite, cobaltite | Resin blocks containing each sample were produced following standard procedures and used for Mineral Liberation Analysis (MLA) mapping and subsequent LA-ICP-MS analyses | LA-ICPMS, EMPA, SEM-EDS | NWR213 solid state 213 nm laser ablation system coupled with an Agilent 7900 quadrupole ICP-MS; Cameca SXFive Electron Microprobe; Quanta600 SEM | Adelaide Microscopy | Ablation was conducted in an atmosphere of He (0.6 L/min) that was mixed with Ar (0.88 L/min) upon leaving the ablation cell; 70 µm diameter spot size with a 25:2 standard sample bracketing approach (2 standards analysed twice every 25 unknowns); MLA maps were acquired using the raster mode with an X-ray spectra collected every 4 µm | STDGL3 (CODES, University of Tasmania; Danyushevsky et al., 2011); GSD-1G | 9.5877 |  | 15898.3432 | [11 empty] | 0.41044 | [5 empty] | 2027.8499 | [5 empty] | 0.14114 | [5 empty] | 76.2472 | [9 empty] | 81113.9958 |  | 8.1438 | [11 empty] | 67.9735 | [13 empty] | 73.4893 | [15 empty] | 124.9156 | [15 empty] | 360146.1415 |  | 19.4511 | [9 empty] | 0.53535 | [13 empty] | 3.2283 | [13 empty] | 585268.6776 |  |  |  |  | 2020 | Cave, B., et al. (2020), Ore Geology Reviews 124, 103647 |  | AUS | Queensland
| Mount Isa Copper Operations, Black Star Mine | No. 5 and No. 9 Pb-Zn orebodies, 650 Cu orebody, 1100 Cu orebody, 3000 Cu orebody | Seafloor hydrothermal | Sedimentary Exhalative (SEDEX) | SEDEX zinc-lead-copper | Cu, Pb, Zn | Ag | Cu, Pb, Zn, Ag | Cave et al., 2020 |  | 205-200209312sph8-14 | 205-200209312sph8-14-1 | underground mine, open pit |  |  |  |  | ore material | drill core, polished section | drill core | mineral separate | [5 empty] | mineralisation |  |  |  | chalcopyrite, sphalerite, galena | Cu mineralisation stage, Pb-Zn mineralisation stage | replacement, vein infill, stratabound | coarse-grained, medium-grained, fine-grained, stratabound, discordant veins, replacement, infill |  |  |  | pyrite, pyrrhotite, arsenopyrite, siderite, dolomite, calcite, quartz, chlorite, K-feldspar, biotite, apatite, freibergite, tetrahedrite, cobaltite | Resin blocks containing each sample were produced following standard procedures and used for Mineral Liberation Analysis (MLA) mapping and subsequent LA-ICP-MS analyses | LA-ICPMS, EMPA, SEM-EDS | NWR213 solid state 213 nm laser ablation system coupled with an Agilent 7900 quadrupole ICP-MS; Cameca SXFive Electron Microprobe; Quanta600 SEM | Adelaide Microscopy | Ablation was conducted in an atmosphere of He (0.6 L/min) that was mixed with Ar (0.88 L/min) upon leaving the ablation cell; 70 µm diameter spot size with a 25:2 standard sample bracketing approach (2 standards analysed twice every 25 unknowns); MLA maps were acquired using the raster mode with an X-ray spectra collected every 4 µm | STDGL3 (CODES, University of Tasmania; Danyushevsky et al., 2011); GSD-1G | 9.6141 |  | 3.8666 | [11 empty] | 0.24662 | [5 empty] | 2557.1489 | [5 empty] | 0.18915 | [5 empty] | 2048.2272 | [9 empty] | 52250.6935 | [13 empty] | 68.1349 | [13 empty] | 24.4533 | [15 empty] | 2194.5291 | [15 empty] | 359484.7716 |  | 12.9582 | [9 empty] | 0.33754 | [13 empty] | 0.32395 | [13 empty] | 615754.327 |  |  |  |  | 2020 | Cave, B., et al. (2020), Ore Geology Reviews 124, 103647 |  | AUS | Queensland
| Mount Isa Copper Operations, Black Star Mine | No. 5 and No. 9 Pb-Zn orebodies, 650 Cu orebody, 1100 Cu orebody, 3000 Cu orebody | Seafloor hydrothermal | Sedimentary Exhalative (SEDEX) | SEDEX zinc-lead-copper | Cu, Pb, Zn | Ag | Cu, Pb, Zn, Ag | Cave et al., 2020 |  | 211-200209312sph8-15 | 211-200209312sph8-15-1 | underground mine, open pit |  |  |  |  | ore material | drill core, polished section | drill core | mineral separate | [5 empty] | mineralisation |  |  |  | chalcopyrite, sphalerite, galena | Cu mineralisation stage, Pb-Zn mineralisation stage | replacement, vein infill, stratabound | coarse-grained, medium-grained, fine-grained, stratabound, discordant veins, replacement, infill |  |  |  | pyrite, pyrrhotite, arsenopyrite, siderite, dolomite, calcite, quartz, chlorite, K-feldspar, biotite, apatite, freibergite, tetrahedrite, cobaltite | Resin blocks containing each sample were produced following standard procedures and used for Mineral Liberation Analysis (MLA) mapping and subsequent LA-ICP-MS analyses | LA-ICPMS, EMPA, SEM-EDS | NWR213 solid state 213 nm laser ablation system coupled with an Agilent 7900 quadrupole ICP-MS; Cameca SXFive Electron Microprobe; Quanta600 SEM | Adelaide Microscopy | Ablation was conducted in an atmosphere of He (0.6 L/min) that was mixed with Ar (0.88 L/min) upon leaving the ablation cell; 70 µm diameter spot size with a 25:2 standard sample bracketing approach (2 standards analysed twice every 25 unknowns); MLA maps were acquired using the raster mode with an X-ray spectra collected every 4 µm | STDGL3 (CODES, University of Tasmania; Danyushevsky et al., 2011); GSD-1G | 12.377 | [13 empty] | 0.22554 | [5 empty] | 2478.7264 | [11 empty] | 446.6374 | [9 empty] | 55551.9136 |  | 0.14332 | [11 empty] | 75.184 | [13 empty] | 23.1651 | [31 empty] | 358420.9464 |  | 15.4434 | [9 empty] | 0.14444 | [13 empty] | 0.72218 | [13 empty] | 612267.5521 |  |  |  |  | 2020 | Cave, B., et al. (2020), Ore Geology Reviews 124, 103647 |  | AUS | Queensland
| Mount Isa Copper Operations, Black Star Mine | No. 5 and No. 9 Pb-Zn orebodies, 650 Cu orebody, 1100 Cu orebody, 3000 Cu orebody | Seafloor hydrothermal | Sedimentary Exhalative (SEDEX) | SEDEX zinc-lead-copper | Cu, Pb, Zn | Ag | Cu, Pb, Zn, Ag | Cave et al., 2020 |  | 212-200209312sph8-16 | 212-200209312sph8-16-1 | underground mine, open pit |  |  |  |  | ore material | drill core, polished section | drill core | mineral separate | [5 empty] | mineralisation |  |  |  | chalcopyrite, sphalerite, galena | Cu mineralisation stage, Pb-Zn mineralisation stage | replacement, vein infill, stratabound | coarse-grained, medium-grained, fine-grained, stratabound, discordant veins, replacement, infill |  |  |  | pyrite, pyrrhotite, arsenopyrite, siderite, dolomite, calcite, quartz, chlorite, K-feldspar, biotite, apatite, freibergite, tetrahedrite, cobaltite | Resin blocks containing each sample were produced following standard procedures and used for Mineral Liberation Analysis (MLA) mapping and subsequent LA-ICP-MS analyses | LA-ICPMS, EMPA, SEM-EDS | NWR213 solid state 213 nm laser ablation system coupled with an Agilent 7900 quadrupole ICP-MS; Cameca SXFive Electron Microprobe; Quanta600 SEM | Adelaide Microscopy | Ablation was conducted in an atmosphere of He (0.6 L/min) that was mixed with Ar (0.88 L/min) upon leaving the ablation cell; 70 µm diameter spot size with a 25:2 standard sample bracketing approach (2 standards analysed twice every 25 unknowns); MLA maps were acquired using the raster mode with an X-ray spectra collected every 4 µm | STDGL3 (CODES, University of Tasmania; Danyushevsky et al., 2011); GSD-1G | 51.3759 |  | 7.2439 | [11 empty] | 0.38003 | [5 empty] | 2476.2974 | [5 empty] | 0.14488 | [5 empty] | 4446.6366 | [9 empty] | 55722.263 | [13 empty] | 76.4509 | [13 empty] | 18.9456 | [15 empty] | 4234.892 | [15 empty] | 363532.044 |  | 136.5195 | [9 empty] | 0.81354 | [13 empty] | 10.9996 | [13 empty] | 612087.6277 |  |  |  |  | 2020 | Cave, B., et al. (2020), Ore Geology Reviews 124, 103647 |  | AUS | Queensland
| Mount Isa Copper Operations, Black Star Mine | No. 5 and No. 9 Pb-Zn orebodies, 650 Cu orebody, 1100 Cu orebody, 3000 Cu orebody | Seafloor hydrothermal | Sedimentary Exhalative (SEDEX) | SEDEX zinc-lead-copper | Cu, Pb, Zn | Ag | Cu, Pb, Zn, Ag | Cave et al., 2020 |  | 214-200209312sph8-18 | 214-200209312sph8-18-1 | underground mine, open pit |  |  |  |  | ore material | drill core, polished section | drill core | mineral separate | [5 empty] | mineralisation |  |  |  | chalcopyrite, sphalerite, galena | Cu mineralisation stage, Pb-Zn mineralisation stage | replacement, vein infill, stratabound | coarse-grained, medium-grained, fine-grained, stratabound, discordant veins, replacement, infill |  |  |  | pyrite, pyrrhotite, arsenopyrite, siderite, dolomite, calcite, quartz, chlorite, K-feldspar, biotite, apatite, freibergite, tetrahedrite, cobaltite | Resin blocks containing each sample were produced following standard procedures and used for Mineral Liberation Analysis (MLA) mapping and subsequent LA-ICP-MS analyses | LA-ICPMS, EMPA, SEM-EDS | NWR213 solid state 213 nm laser ablation system coupled with an Agilent 7900 quadrupole ICP-MS; Cameca SXFive Electron Microprobe; Quanta600 SEM | Adelaide Microscopy | Ablation was conducted in an atmosphere of He (0.6 L/min) that was mixed with Ar (0.88 L/min) upon leaving the ablation cell; 70 µm diameter spot size with a 25:2 standard sample bracketing approach (2 standards analysed twice every 25 unknowns); MLA maps were acquired using the raster mode with an X-ray spectra collected every 4 µm | STDGL3 (CODES, University of Tasmania; Danyushevsky et al., 2011); GSD-1G | 13.6834 |  | 2.4736 | [17 empty] | 2483.7063 | [11 empty] | 430.629 | [9 empty] | 56217.889 |  | 0.12368 | [11 empty] | 76.7262 | [13 empty] | 22.9931 | [15 empty] | 138.296 | [15 empty] | 357995.5173 |  | 20.8006 | [9 empty] | 0.46661 | [13 empty] | 1.5179 | [13 empty] | 611564.1435 |  |  |  |  | 2020 | Cave, B., et al. (2020), Ore Geology Reviews 124, 103647 |  | AUS | Queensland
| Mount Isa Copper Operations, Black Star Mine | No. 5 and No. 9 Pb-Zn orebodies, 650 Cu orebody, 1100 Cu orebody, 3000 Cu orebody | Seafloor hydrothermal | Sedimentary Exhalative (SEDEX) | SEDEX zinc-lead-copper | Cu, Pb, Zn | Ag | Cu, Pb, Zn, Ag | Cave et al., 2020 |  | 216-200209312sph8-20 | 216-200209312sph8-20-1 | underground mine, open pit |  |  |  |  | ore material | drill core, polished section | drill core | mineral separate | [5 empty] | mineralisation |  |  |  | chalcopyrite, sphalerite, galena | Cu mineralisation stage, Pb-Zn mineralisation stage | replacement, vein infill, stratabound | coarse-grained, medium-grained, fine-grained, stratabound, discordant veins, replacement, infill |  |  |  | pyrite, pyrrhotite, arsenopyrite, siderite, dolomite, calcite, quartz, chlorite, K-feldspar, biotite, apatite, freibergite, tetrahedrite, cobaltite | Resin blocks containing each sample were produced following standard procedures and used for Mineral Liberation Analysis (MLA) mapping and subsequent LA-ICP-MS analyses | LA-ICPMS, EMPA, SEM-EDS | NWR213 solid state 213 nm laser ablation system coupled with an Agilent 7900 quadrupole ICP-MS; Cameca SXFive Electron Microprobe; Quanta600 SEM | Adelaide Microscopy | Ablation was conducted in an atmosphere of He (0.6 L/min) that was mixed with Ar (0.88 L/min) upon leaving the ablation cell; 70 µm diameter spot size with a 25:2 standard sample bracketing approach (2 standards analysed twice every 25 unknowns); MLA maps were acquired using the raster mode with an X-ray spectra collected every 4 µm | STDGL3 (CODES, University of Tasmania; Danyushevsky et al., 2011); GSD-1G | 17.5435 | [13 empty] | 0.2586 | [5 empty] | 2526.7225 | [5 empty] | 0.13442 | [5 empty] | 1207.5409 | [9 empty] | 56959.4786 |  | 0.12303 | [11 empty] | 74.3777 | [13 empty] | 22.8066 | [15 empty] | 3987.1635 | [15 empty] | 357477.6878 |  | 44.4284 | [9 empty] | 0.53542 | [13 empty] | 2.6999 | [13 empty] | 610780.8707 |  |  |  |  | 2020 | Cave, B., et al. (2020), Ore Geology Reviews 124, 103647 |  | AUS | Queensland
| Mount Isa Copper Operations, Black Star Mine | No. 5 and No. 9 Pb-Zn orebodies, 650 Cu orebody, 1100 Cu orebody, 3000 Cu orebody | Seafloor hydrothermal | Sedimentary Exhalative (SEDEX) | SEDEX zinc-lead-copper | Cu, Pb, Zn | Ag | Cu, Pb, Zn, Ag | Cave et al., 2020 |  | 218-201008392sph1-1 | 218-201008392sph1-1-1 | underground mine, open pit |  |  |  |  | ore material | drill core, polished section | drill core | mineral separate | [5 empty] | mineralisation |  |  |  | chalcopyrite, sphalerite, galena | Cu mineralisation stage, Pb-Zn mineralisation stage | replacement, vein infill, stratabound | coarse-grained, medium-grained, fine-grained, stratabound, discordant veins, replacement, infill |  |  |  | pyrite, pyrrhotite, arsenopyrite, siderite, dolomite, calcite, quartz, chlorite, K-feldspar, biotite, apatite, freibergite, tetrahedrite, cobaltite | Resin blocks containing each sample were produced following standard procedures and used for Mineral Liberation Analysis (MLA) mapping and subsequent LA-ICP-MS analyses | LA-ICPMS, EMPA, SEM-EDS | NWR213 solid state 213 nm laser ablation system coupled with an Agilent 7900 quadrupole ICP-MS; Cameca SXFive Electron Microprobe; Quanta600 SEM | Adelaide Microscopy | Ablation was conducted in an atmosphere of He (0.6 L/min) that was mixed with Ar (0.88 L/min) upon leaving the ablation cell; 70 µm diameter spot size with a 25:2 standard sample bracketing approach (2 standards analysed twice every 25 unknowns); MLA maps were acquired using the raster mode with an X-ray spectra collected every 4 µm | STDGL3 (CODES, University of Tasmania; Danyushevsky et al., 2011); GSD-1G | 21.7854 |  | 4.5799 | [11 empty] | 0.29707 | [5 empty] | 2463.2344 | [5 empty] | 0.53226 | [5 empty] | 225.2807 | [9 empty] | 61890.3107 |  | 0.19681 | [11 empty] | 75.63 | [13 empty] | 383.7199 | [15 empty] | 1213.0501 | [15 empty] | 354012.5774 |  | 75.2586 | [9 empty] | 3.2059 | [13 empty] | 4.8522 | [13 empty] | 605572.8866 |  |  |  |  | 2020 | Cave, B., et al. (2020), Ore Geology Reviews 124, 103647 |  | AUS | Queensland
| Mount Isa Copper Operations, Black Star Mine | No. 5 and No. 9 Pb-Zn orebodies, 650 Cu orebody, 1100 Cu orebody, 3000 Cu orebody | Seafloor hydrothermal | Sedimentary Exhalative (SEDEX) | SEDEX zinc-lead-copper | Cu, Pb, Zn | Ag | Cu, Pb, Zn, Ag | Cave et al., 2020 |  | 220-201008392sph1-3 | 220-201008392sph1-3-1 | underground mine, open pit |  |  |  |  | ore material | drill core, polished section | drill core | mineral separate | [5 empty] | mineralisation |  |  |  | chalcopyrite, sphalerite, galena | Cu mineralisation stage, Pb-Zn mineralisation stage | replacement, vein infill, stratabound | coarse-grained, medium-grained, fine-grained, stratabound, discordant veins, replacement, infill |  |  |  | pyrite, pyrrhotite, arsenopyrite, siderite, dolomite, calcite, quartz, chlorite, K-feldspar, biotite, apatite, freibergite, tetrahedrite, cobaltite | Resin blocks containing each sample were produced following standard procedures and used for Mineral Liberation Analysis (MLA) mapping and subsequent LA-ICP-MS analyses | LA-ICPMS, EMPA, SEM-EDS | NWR213 solid state 213 nm laser ablation system coupled with an Agilent 7900 quadrupole ICP-MS; Cameca SXFive Electron Microprobe; Quanta600 SEM | Adelaide Microscopy | Ablation was conducted in an atmosphere of He (0.6 L/min) that was mixed with Ar (0.88 L/min) upon leaving the ablation cell; 70 µm diameter spot size with a 25:2 standard sample bracketing approach (2 standards analysed twice every 25 unknowns); MLA maps were acquired using the raster mode with an X-ray spectra collected every 4 µm | STDGL3 (CODES, University of Tasmania; Danyushevsky et al., 2011); GSD-1G | 51.136 | [13 empty] | 0.32603 | [5 empty] | 1874.985 | [5 empty] | 2.0941 | [5 empty] | 19.4939 | [9 empty] | 67640.1508 |  | 2.7097 | [11 empty] | 12.7434 | [13 empty] | 97.74 | [15 empty] | 270.5606 | [15 empty] | 346588.1328 |  | 44.6425 | [9 empty] | 0.66964 | [13 empty] | 1.4096 | [13 empty] | 599499.8598 |  |  |  |  | 2020 | Cave, B., et al. (2020), Ore Geology Reviews 124, 103647 |  | AUS | Queensland
| Mount Isa Copper Operations, Black Star Mine | No. 5 and No. 9 Pb-Zn orebodies, 650 Cu orebody, 1100 Cu orebody, 3000 Cu orebody | Seafloor hydrothermal | Sedimentary Exhalative (SEDEX) | SEDEX zinc-lead-copper | Cu, Pb, Zn | Ag | Cu, Pb, Zn, Ag | Cave et al., 2020 |  | 221-201008392sph1-4 | 221-201008392sph1-4-1 | underground mine, open pit |  |  |  |  | ore material | drill core, polished section | drill core | mineral separate | [5 empty] | mineralisation |  |  |  | chalcopyrite, sphalerite, galena | Cu mineralisation stage, Pb-Zn mineralisation stage | replacement, vein infill, stratabound | coarse-grained, medium-grained, fine-grained, stratabound, discordant veins, replacement, infill |  |  |  | pyrite, pyrrhotite, arsenopyrite, siderite, dolomite, calcite, quartz, chlorite, K-feldspar, biotite, apatite, freibergite, tetrahedrite, cobaltite | Resin blocks containing each sample were produced following standard procedures and used for Mineral Liberation Analysis (MLA) mapping and subsequent LA-ICP-MS analyses | LA-ICPMS, EMPA, SEM-EDS | NWR213 solid state 213 nm laser ablation system coupled with an Agilent 7900 quadrupole ICP-MS; Cameca SXFive Electron Microprobe; Quanta600 SEM | Adelaide Microscopy | Ablation was conducted in an atmosphere of He (0.6 L/min) that was mixed with Ar (0.88 L/min) upon leaving the ablation cell; 70 µm diameter spot size with a 25:2 standard sample bracketing approach (2 standards analysed twice every 25 unknowns); MLA maps were acquired using the raster mode with an X-ray spectra collected every 4 µm | STDGL3 (CODES, University of Tasmania; Danyushevsky et al., 2011); GSD-1G | 20.5641 | [13 empty] | 0.31129 | [5 empty] | 1867.7139 | [5 empty] | 1.9559 | [5 empty] | 14.545 | [9 empty] | 68868.5084 |  | 2.8374 | [11 empty] | 12.355 | [13 empty] | 103.3028 | [15 empty] | 9.9033 | [15 empty] | 348336.9153 |  | 11.4184 |  |  |  | 2.5895 | [5 empty] | 0.3898 | [13 empty] | 0.4628 | [13 empty] | 598202.4588 |  |  |  |  | 2020 | Cave, B., et al. (2020), Ore Geology Reviews 124, 103647 |  | AUS | Queensland
| Mount Isa Copper Operations, Black Star Mine | No. 5 and No. 9 Pb-Zn orebodies, 650 Cu orebody, 1100 Cu orebody, 3000 Cu orebody | Seafloor hydrothermal | Sedimentary Exhalative (SEDEX) | SEDEX zinc-lead-copper | Cu, Pb, Zn | Ag | Cu, Pb, Zn, Ag | Cave et al., 2020 |  | 222-201008392sph1-5 | 222-201008392sph1-5-1 | underground mine, open pit |  |  |  |  | ore material | drill core, polished section | drill core | mineral separate | [5 empty] | mineralisation |  |  |  | chalcopyrite, sphalerite, galena | Cu mineralisation stage, Pb-Zn mineralisation stage | replacement, vein infill, stratabound | coarse-grained, medium-grained, fine-grained, stratabound, discordant veins, replacement, infill |  |  |  | pyrite, pyrrhotite, arsenopyrite, siderite, dolomite, calcite, quartz, chlorite, K-feldspar, biotite, apatite, freibergite, tetrahedrite, cobaltite | Resin blocks containing each sample were produced following standard procedures and used for Mineral Liberation Analysis (MLA) mapping and subsequent LA-ICP-MS analyses | LA-ICPMS, EMPA, SEM-EDS | NWR213 solid state 213 nm laser ablation system coupled with an Agilent 7900 quadrupole ICP-MS; Cameca SXFive Electron Microprobe; Quanta600 SEM | Adelaide Microscopy | Ablation was conducted in an atmosphere of He (0.6 L/min) that was mixed with Ar (0.88 L/min) upon leaving the ablation cell; 70 µm diameter spot size with a 25:2 standard sample bracketing approach (2 standards analysed twice every 25 unknowns); MLA maps were acquired using the raster mode with an X-ray spectra collected every 4 µm | STDGL3 (CODES, University of Tasmania; Danyushevsky et al., 2011); GSD-1G | 36.4064 |  | 1.4269 |  | 0.32139 | [9 empty] | 0.27605 | [5 empty] | 1825.6539 | [5 empty] | 2.0004 | [5 empty] | 16.8296 | [9 empty] | 66678.3742 |  | 2.7765 | [11 empty] | 12.8556 | [13 empty] | 93.8832 | [15 empty] | 262.7128 | [15 empty] | 344327.1242 |  | 22.3373 |  |  |  | 2.4004 | [5 empty] | 0.94683 | [13 empty] | 0.89216 | [13 empty] | 600515.696 |  |  |  |  | 2020 | Cave, B., et al. (2020), Ore Geology Reviews 124, 103647 |  | AUS | Queensland
| Mount Isa Copper Operations, Black Star Mine | No. 5 and No. 9 Pb-Zn orebodies, 650 Cu orebody, 1100 Cu orebody, 3000 Cu orebody | Seafloor hydrothermal | Sedimentary Exhalative (SEDEX) | SEDEX zinc-lead-copper | Cu, Pb, Zn | Ag | Cu, Pb, Zn, Ag | Cave et al., 2020 |  | 224-201008392sph1-7 | 224-201008392sph1-7-1 | underground mine, open pit |  |  |  |  | ore material | drill core, polished section | drill core | mineral separate | [5 empty] | mineralisation |  |  |  | chalcopyrite, sphalerite, galena | Cu mineralisation stage, Pb-Zn mineralisation stage | replacement, vein infill, stratabound | coarse-grained, medium-grained, fine-grained, stratabound, discordant veins, replacement, infill |  |  |  | pyrite, pyrrhotite, arsenopyrite, siderite, dolomite, calcite, quartz, chlorite, K-feldspar, biotite, apatite, freibergite, tetrahedrite, cobaltite | Resin blocks containing each sample were produced following standard procedures and used for Mineral Liberation Analysis (MLA) mapping and subsequent LA-ICP-MS analyses | LA-ICPMS, EMPA, SEM-EDS | NWR213 solid state 213 nm laser ablation system coupled with an Agilent 7900 quadrupole ICP-MS; Cameca SXFive Electron Microprobe; Quanta600 SEM | Adelaide Microscopy | Ablation was conducted in an atmosphere of He (0.6 L/min) that was mixed with Ar (0.88 L/min) upon leaving the ablation cell; 70 µm diameter spot size with a 25:2 standard sample bracketing approach (2 standards analysed twice every 25 unknowns); MLA maps were acquired using the raster mode with an X-ray spectra collected every 4 µm | STDGL3 (CODES, University of Tasmania; Danyushevsky et al., 2011); GSD-1G | 26.358 | [13 empty] | 0.21092 | [5 empty] | 1870.05 | [5 empty] | 1.9426 | [5 empty] | 14.7374 | [9 empty] | 67171.3344 |  | 2.7675 | [11 empty] | 12.1714 | [13 empty] | 93.9055 | [15 empty] | 306.3013 | [15 empty] | 342976.8337 |  | 20.138 | [9 empty] | 0.31033 | [13 empty] | 0.52394 | [13 empty] | 599995.0274 |  |  |  |  | 2020 | Cave, B., et al. (2020), Ore Geology Reviews 124, 103647 |  | AUS | Queensland
| Mount Isa Copper Operations, Black Star Mine | No. 5 and No. 9 Pb-Zn orebodies, 650 Cu orebody, 1100 Cu orebody, 3000 Cu orebody | Seafloor hydrothermal | Sedimentary Exhalative (SEDEX) | SEDEX zinc-lead-copper | Cu, Pb, Zn | Ag | Cu, Pb, Zn, Ag | Cave et al., 2020 |  | 225-201008392sph1-8 | 225-201008392sph1-8-1 | underground mine, open pit |  |  |  |  | ore material | drill core, polished section | drill core | mineral separate | [5 empty] | mineralisation |  |  |  | chalcopyrite, sphalerite, galena | Cu mineralisation stage, Pb-Zn mineralisation stage | replacement, vein infill, stratabound | coarse-grained, medium-grained, fine-grained, stratabound, discordant veins, replacement, infill |  |  |  | pyrite, pyrrhotite, arsenopyrite, siderite, dolomite, calcite, quartz, chlorite, K-feldspar, biotite, apatite, freibergite, tetrahedrite, cobaltite | Resin blocks containing each sample were produced following standard procedures and used for Mineral Liberation Analysis (MLA) mapping and subsequent LA-ICP-MS analyses | LA-ICPMS, EMPA, SEM-EDS | NWR213 solid state 213 nm laser ablation system coupled with an Agilent 7900 quadrupole ICP-MS; Cameca SXFive Electron Microprobe; Quanta600 SEM | Adelaide Microscopy | Ablation was conducted in an atmosphere of He (0.6 L/min) that was mixed with Ar (0.88 L/min) upon leaving the ablation cell; 70 µm diameter spot size with a 25:2 standard sample bracketing approach (2 standards analysed twice every 25 unknowns); MLA maps were acquired using the raster mode with an X-ray spectra collected every 4 µm | STDGL3 (CODES, University of Tasmania; Danyushevsky et al., 2011); GSD-1G | 31.1512 | [13 empty] | 0.19113 | [5 empty] | 1864.8237 | [5 empty] | 1.6325 | [5 empty] | 15.4097 | [9 empty] | 66363.8313 |  | 2.3373 | [11 empty] | 12.3835 | [13 empty] | 88.6621 | [15 empty] | 435.3467 | [15 empty] | 345357.378 |  | 16.007 | [9 empty] | 0.40084 | [13 empty] | 0.67027 | [13 empty] | 600847.9187 |  |  |  |  | 2020 | Cave, B., et al. (2020), Ore Geology Reviews 124, 103647 |  | AUS | Queensland
| Mount Isa Copper Operations, Black Star Mine | No. 5 and No. 9 Pb-Zn orebodies, 650 Cu orebody, 1100 Cu orebody, 3000 Cu orebody | Seafloor hydrothermal | Sedimentary Exhalative (SEDEX) | SEDEX zinc-lead-copper | Cu, Pb, Zn | Ag | Cu, Pb, Zn, Ag | Cave et al., 2020 |  | 226-201008392sph1-9 | 226-201008392sph1-9-1 | underground mine, open pit |  |  |  |  | ore material | drill core, polished section | drill core | mineral separate | [5 empty] | mineralisation |  |  |  | chalcopyrite, sphalerite, galena | Cu mineralisation stage, Pb-Zn mineralisation stage | replacement, vein infill, stratabound | coarse-grained, medium-grained, fine-grained, stratabound, discordant veins, replacement, infill |  |  |  | pyrite, pyrrhotite, arsenopyrite, siderite, dolomite, calcite, quartz, chlorite, K-feldspar, biotite, apatite, freibergite, tetrahedrite, cobaltite | Resin blocks containing each sample were produced following standard procedures and used for Mineral Liberation Analysis (MLA) mapping and subsequent LA-ICP-MS analyses | LA-ICPMS, EMPA, SEM-EDS | NWR213 solid state 213 nm laser ablation system coupled with an Agilent 7900 quadrupole ICP-MS; Cameca SXFive Electron Microprobe; Quanta600 SEM | Adelaide Microscopy | Ablation was conducted in an atmosphere of He (0.6 L/min) that was mixed with Ar (0.88 L/min) upon leaving the ablation cell; 70 µm diameter spot size with a 25:2 standard sample bracketing approach (2 standards analysed twice every 25 unknowns); MLA maps were acquired using the raster mode with an X-ray spectra collected every 4 µm | STDGL3 (CODES, University of Tasmania; Danyushevsky et al., 2011); GSD-1G | 56.868 | [13 empty] | 0.20861 | [5 empty] | 1901.3582 | [5 empty] | 2.0728 | [5 empty] | 20.1297 | [9 empty] | 66434.5974 |  | 2.7079 | [11 empty] | 12.689 | [13 empty] | 92.477 | [15 empty] | 3720.3375 | [15 empty] | 346788.5986 |  | 41.4552 | [9 empty] | 0.59791 | [13 empty] | 1.2676 | [13 empty] | 600773.1749 |  |  |  |  | 2020 | Cave, B., et al. (2020), Ore Geology Reviews 124, 103647 |  | AUS | Queensland
| Mount Isa Copper Operations, Black Star Mine | No. 5 and No. 9 Pb-Zn orebodies, 650 Cu orebody, 1100 Cu orebody, 3000 Cu orebody | Seafloor hydrothermal | Sedimentary Exhalative (SEDEX) | SEDEX zinc-lead-copper | Cu, Pb, Zn | Ag | Cu, Pb, Zn, Ag | Cave et al., 2020 |  | 227-201008392sph1-10 | 227-201008392sph1-10-1 | underground mine, open pit |  |  |  |  | ore material | drill core, polished section | drill core | mineral separate | [5 empty] | mineralisation |  |  |  | chalcopyrite, sphalerite, galena | Cu mineralisation stage, Pb-Zn mineralisation stage | replacement, vein infill, stratabound | coarse-grained, medium-grained, fine-grained, stratabound, discordant veins, replacement, infill |  |  |  | pyrite, pyrrhotite, arsenopyrite, siderite, dolomite, calcite, quartz, chlorite, K-feldspar, biotite, apatite, freibergite, tetrahedrite, cobaltite | Resin blocks containing each sample were produced following standard procedures and used for Mineral Liberation Analysis (MLA) mapping and subsequent LA-ICP-MS analyses | LA-ICPMS, EMPA, SEM-EDS | NWR213 solid state 213 nm laser ablation system coupled with an Agilent 7900 quadrupole ICP-MS; Cameca SXFive Electron Microprobe; Quanta600 SEM | Adelaide Microscopy | Ablation was conducted in an atmosphere of He (0.6 L/min) that was mixed with Ar (0.88 L/min) upon leaving the ablation cell; 70 µm diameter spot size with a 25:2 standard sample bracketing approach (2 standards analysed twice every 25 unknowns); MLA maps were acquired using the raster mode with an X-ray spectra collected every 4 µm | STDGL3 (CODES, University of Tasmania; Danyushevsky et al., 2011); GSD-1G | 43.24 |  | 41.4848 | [11 empty] | 0.1819 | [5 empty] | 1822.1421 | [5 empty] | 2.0296 | [5 empty] | 17.5034 | [9 empty] | 79778.5504 |  | 4.4197 | [11 empty] | 12.1583 | [13 empty] | 264.8648 | [15 empty] | 3510.2562 | [15 empty] | 352302.0784 |  | 34.7834 | [9 empty] | 1.5317 | [13 empty] | 1.1823 | [13 empty] | 586679.1857 |  |  |  |  | 2020 | Cave, B., et al. (2020), Ore Geology Reviews 124, 103647 |  | AUS | Queensland
| Mount Isa Copper Operations, Black Star Mine | No. 5 and No. 9 Pb-Zn orebodies, 650 Cu orebody, 1100 Cu orebody, 3000 Cu orebody | Seafloor hydrothermal | Sedimentary Exhalative (SEDEX) | SEDEX zinc-lead-copper | Cu, Pb, Zn | Ag | Cu, Pb, Zn, Ag | Cave et al., 2020 |  | 228-201008392sph1-11 | 228-201008392sph1-11-1 | underground mine, open pit |  |  |  |  | ore material | drill core, polished section | drill core | mineral separate | [5 empty] | mineralisation |  |  |  | chalcopyrite, sphalerite, galena | Cu mineralisation stage, Pb-Zn mineralisation stage | replacement, vein infill, stratabound | coarse-grained, medium-grained, fine-grained, stratabound, discordant veins, replacement, infill |  |  |  | pyrite, pyrrhotite, arsenopyrite, siderite, dolomite, calcite, quartz, chlorite, K-feldspar, biotite, apatite, freibergite, tetrahedrite, cobaltite | Resin blocks containing each sample were produced following standard procedures and used for Mineral Liberation Analysis (MLA) mapping and subsequent LA-ICP-MS analyses | LA-ICPMS, EMPA, SEM-EDS | NWR213 solid state 213 nm laser ablation system coupled with an Agilent 7900 quadrupole ICP-MS; Cameca SXFive Electron Microprobe; Quanta600 SEM | Adelaide Microscopy | Ablation was conducted in an atmosphere of He (0.6 L/min) that was mixed with Ar (0.88 L/min) upon leaving the ablation cell; 70 µm diameter spot size with a 25:2 standard sample bracketing approach (2 standards analysed twice every 25 unknowns); MLA maps were acquired using the raster mode with an X-ray spectra collected every 4 µm | STDGL3 (CODES, University of Tasmania; Danyushevsky et al., 2011); GSD-1G | 16.1364 | [13 empty] | 0.20782 | [5 empty] | 1839.1116 | [5 empty] | 2.1909 | [5 empty] | 14.3434 | [9 empty] | 67914.0174 |  | 2.847 | [11 empty] | 12.3875 | [13 empty] | 98.8828 | [15 empty] | 36.5377 | [15 empty] | 340928.3674 |  | 7.3755 |  |  |  | 1.7522 | [5 empty] | 0.29611 | [13 empty] | 0.17386 | [13 empty] | 599210.5998 |  |  |  |  | 2020 | Cave, B., et al. (2020), Ore Geology Reviews 124, 103647 |  | AUS | Queensland
| Mount Isa Copper Operations, Black Star Mine | No. 5 and No. 9 Pb-Zn orebodies, 650 Cu orebody, 1100 Cu orebody, 3000 Cu orebody | Seafloor hydrothermal | Sedimentary Exhalative (SEDEX) | SEDEX zinc-lead-copper | Cu, Pb, Zn | Ag | Cu, Pb, Zn, Ag | Cave et al., 2020 |  | 229-201008392sph1-12 | 229-201008392sph1-12-1 | underground mine, open pit |  |  |  |  | ore material | drill core, polished section | drill core | mineral separate | [5 empty] | mineralisation |  |  |  | chalcopyrite, sphalerite, galena | Cu mineralisation stage, Pb-Zn mineralisation stage | replacement, vein infill, stratabound | coarse-grained, medium-grained, fine-grained, stratabound, discordant veins, replacement, infill |  |  |  | pyrite, pyrrhotite, arsenopyrite, siderite, dolomite, calcite, quartz, chlorite, K-feldspar, biotite, apatite, freibergite, tetrahedrite, cobaltite | Resin blocks containing each sample were produced following standard procedures and used for Mineral Liberation Analysis (MLA) mapping and subsequent LA-ICP-MS analyses | LA-ICPMS, EMPA, SEM-EDS | NWR213 solid state 213 nm laser ablation system coupled with an Agilent 7900 quadrupole ICP-MS; Cameca SXFive Electron Microprobe; Quanta600 SEM | Adelaide Microscopy | Ablation was conducted in an atmosphere of He (0.6 L/min) that was mixed with Ar (0.88 L/min) upon leaving the ablation cell; 70 µm diameter spot size with a 25:2 standard sample bracketing approach (2 standards analysed twice every 25 unknowns); MLA maps were acquired using the raster mode with an X-ray spectra collected every 4 µm | STDGL3 (CODES, University of Tasmania; Danyushevsky et al., 2011); GSD-1G | 32.2159 |  | 3.4563 |  | 0.33123 | [9 empty] | 0.16994 | [5 empty] | 1795.8518 | [5 empty] | 1.6576 | [5 empty] | 16.2304 | [9 empty] | 72006.8883 |  | 2.5058 | [11 empty] | 12.3564 | [13 empty] | 92.3128 | [15 empty] | 3182.7045 | [15 empty] | 345057.0086 |  | 30.7757 | [9 empty] | 0.77047 | [13 empty] | 1.3854 | [13 empty] | 594887.677 |  |  |  |  | 2020 | Cave, B., et al. (2020), Ore Geology Reviews 124, 103647 |  | AUS | Queensland
| Mount Isa Copper Operations, Black Star Mine | No. 5 and No. 9 Pb-Zn orebodies, 650 Cu orebody, 1100 Cu orebody, 3000 Cu orebody | Seafloor hydrothermal | Sedimentary Exhalative (SEDEX) | SEDEX zinc-lead-copper | Cu, Pb, Zn | Ag | Cu, Pb, Zn, Ag | Cave et al., 2020 |  | 230-201008392sph1-13 | 230-201008392sph1-13-1 | underground mine, open pit |  |  |  |  | ore material | drill core, polished section | drill core | mineral separate | [5 empty] | mineralisation |  |  |  | chalcopyrite, sphalerite, galena | Cu mineralisation stage, Pb-Zn mineralisation stage | replacement, vein infill, stratabound | coarse-grained, medium-grained, fine-grained, stratabound, discordant veins, replacement, infill |  |  |  | pyrite, pyrrhotite, arsenopyrite, siderite, dolomite, calcite, quartz, chlorite, K-feldspar, biotite, apatite, freibergite, tetrahedrite, cobaltite | Resin blocks containing each sample were produced following standard procedures and used for Mineral Liberation Analysis (MLA) mapping and subsequent LA-ICP-MS analyses | LA-ICPMS, EMPA, SEM-EDS | NWR213 solid state 213 nm laser ablation system coupled with an Agilent 7900 quadrupole ICP-MS; Cameca SXFive Electron Microprobe; Quanta600 SEM | Adelaide Microscopy | Ablation was conducted in an atmosphere of He (0.6 L/min) that was mixed with Ar (0.88 L/min) upon leaving the ablation cell; 70 µm diameter spot size with a 25:2 standard sample bracketing approach (2 standards analysed twice every 25 unknowns); MLA maps were acquired using the raster mode with an X-ray spectra collected every 4 µm | STDGL3 (CODES, University of Tasmania; Danyushevsky et al., 2011); GSD-1G | 38.653 |  | 1.3912 | [11 empty] | 0.21 | [5 empty] | 1820.4334 | [5 empty] | 1.701 | [5 empty] | 15.4612 | [9 empty] | 65624.8504 |  | 2.3992 | [11 empty] | 11.97 | [13 empty] | 89.5123 | [15 empty] | 2611.869 | [15 empty] | 344530.4646 |  | 34.7024 | [9 empty] | 0.50925 | [13 empty] | 1.1826 | [13 empty] | 601628.4362 |  |  |  |  | 2020 | Cave, B., et al. (2020), Ore Geology Reviews 124, 103647 |  | AUS | Queensland
| Mount Isa Copper Operations, Black Star Mine | No. 5 and No. 9 Pb-Zn orebodies, 650 Cu orebody, 1100 Cu orebody, 3000 Cu orebody | Seafloor hydrothermal | Sedimentary Exhalative (SEDEX) | SEDEX zinc-lead-copper | Cu, Pb, Zn | Ag | Cu, Pb, Zn, Ag | Cave et al., 2020 |  | 231-201008392sph1-14 | 231-201008392sph1-14-1 | underground mine, open pit |  |  |  |  | ore material | drill core, polished section | drill core | mineral separate | [5 empty] | mineralisation |  |  |  | chalcopyrite, sphalerite, galena | Cu mineralisation stage, Pb-Zn mineralisation stage | replacement, vein infill, stratabound | coarse-grained, medium-grained, fine-grained, stratabound, discordant veins, replacement, infill |  |  |  | pyrite, pyrrhotite, arsenopyrite, siderite, dolomite, calcite, quartz, chlorite, K-feldspar, biotite, apatite, freibergite, tetrahedrite, cobaltite | Resin blocks containing each sample were produced following standard procedures and used for Mineral Liberation Analysis (MLA) mapping and subsequent LA-ICP-MS analyses | LA-ICPMS, EMPA, SEM-EDS | NWR213 solid state 213 nm laser ablation system coupled with an Agilent 7900 quadrupole ICP-MS; Cameca SXFive Electron Microprobe; Quanta600 SEM | Adelaide Microscopy | Ablation was conducted in an atmosphere of He (0.6 L/min) that was mixed with Ar (0.88 L/min) upon leaving the ablation cell; 70 µm diameter spot size with a 25:2 standard sample bracketing approach (2 standards analysed twice every 25 unknowns); MLA maps were acquired using the raster mode with an X-ray spectra collected every 4 µm | STDGL3 (CODES, University of Tasmania; Danyushevsky et al., 2011); GSD-1G | 21.1954 |  | 86.9211 |  | 0.3878 | [9 empty] | 0.18721 | [5 empty] | 1811.9706 | [5 empty] | 1.5084 | [5 empty] | 14.8434 | [9 empty] | 66862.384 |  | 3.0088 | [11 empty] | 12.5969 | [13 empty] | 90.9328 | [15 empty] | 30.3555 | [15 empty] | 346480.874 |  | 19.0157 | [9 empty] | 0.92537 | [7 empty] | 0.26745 | [5 empty] | 1.5111 | [13 empty] | 600321.3433 |  |  |  |  | 2020 | Cave, B., et al. (2020), Ore Geology Reviews 124, 103647 |  | AUS | Queensland
| Mount Isa Copper Operations, Black Star Mine | No. 5 and No. 9 Pb-Zn orebodies, 650 Cu orebody, 1100 Cu orebody, 3000 Cu orebody | Seafloor hydrothermal | Sedimentary Exhalative (SEDEX) | SEDEX zinc-lead-copper | Cu, Pb, Zn | Ag | Cu, Pb, Zn, Ag | Cave et al., 2020 |  | 233-201008392sph1-16 | 233-201008392sph1-16-1 | underground mine, open pit |  |  |  |  | ore material | drill core, polished section | drill core | mineral separate | [5 empty] | mineralisation |  |  |  | chalcopyrite, sphalerite, galena | Cu mineralisation stage, Pb-Zn mineralisation stage | replacement, vein infill, stratabound | coarse-grained, medium-grained, fine-grained, stratabound, discordant veins, replacement, infill |  |  |  | pyrite, pyrrhotite, arsenopyrite, siderite, dolomite, calcite, quartz, chlorite, K-feldspar, biotite, apatite, freibergite, tetrahedrite, cobaltite | Resin blocks containing each sample were produced following standard procedures and used for Mineral Liberation Analysis (MLA) mapping and subsequent LA-ICP-MS analyses | LA-ICPMS, EMPA, SEM-EDS | NWR213 solid state 213 nm laser ablation system coupled with an Agilent 7900 quadrupole ICP-MS; Cameca SXFive Electron Microprobe; Quanta600 SEM | Adelaide Microscopy | Ablation was conducted in an atmosphere of He (0.6 L/min) that was mixed with Ar (0.88 L/min) upon leaving the ablation cell; 70 µm diameter spot size with a 25:2 standard sample bracketing approach (2 standards analysed twice every 25 unknowns); MLA maps were acquired using the raster mode with an X-ray spectra collected every 4 µm | STDGL3 (CODES, University of Tasmania; Danyushevsky et al., 2011); GSD-1G | 28.619 | [13 empty] | 0.1425 | [5 empty] | 1847.1164 | [5 empty] | 0.99747 | [5 empty] | 14.9021 | [9 empty] | 66586.7485 |  | 2.1694 | [11 empty] | 12.0522 | [13 empty] | 89.7456 | [15 empty] | 42.216 | [15 empty] | 341323.6729 |  | 16.2072 | [9 empty] | 0.50473 | [13 empty] | 0.75509 | [13 empty] | 600612.4717 |  |  |  |  | 2020 | Cave, B., et al. (2020), Ore Geology Reviews 124, 103647 |  | AUS | Queensland
| Mount Isa Copper Operations, Black Star Mine | No. 5 and No. 9 Pb-Zn orebodies, 650 Cu orebody, 1100 Cu orebody, 3000 Cu orebody | Seafloor hydrothermal | Sedimentary Exhalative (SEDEX) | SEDEX zinc-lead-copper | Cu, Pb, Zn | Ag | Cu, Pb, Zn, Ag | Cave et al., 2020 |  | 235-201008392sph1-18 | 235-201008392sph1-18-1 | underground mine, open pit |  |  |  |  | ore material | drill core, polished section | drill core | mineral separate | [5 empty] | mineralisation |  |  |  | chalcopyrite, sphalerite, galena | Cu mineralisation stage, Pb-Zn mineralisation stage | replacement, vein infill, stratabound | coarse-grained, medium-grained, fine-grained, stratabound, discordant veins, replacement, infill |  |  |  | pyrite, pyrrhotite, arsenopyrite, siderite, dolomite, calcite, quartz, chlorite, K-feldspar, biotite, apatite, freibergite, tetrahedrite, cobaltite | Resin blocks containing each sample were produced following standard procedures and used for Mineral Liberation Analysis (MLA) mapping and subsequent LA-ICP-MS analyses | LA-ICPMS, EMPA, SEM-EDS | NWR213 solid state 213 nm laser ablation system coupled with an Agilent 7900 quadrupole ICP-MS; Cameca SXFive Electron Microprobe; Quanta600 SEM | Adelaide Microscopy | Ablation was conducted in an atmosphere of He (0.6 L/min) that was mixed with Ar (0.88 L/min) upon leaving the ablation cell; 70 µm diameter spot size with a 25:2 standard sample bracketing approach (2 standards analysed twice every 25 unknowns); MLA maps were acquired using the raster mode with an X-ray spectra collected every 4 µm | STDGL3 (CODES, University of Tasmania; Danyushevsky et al., 2011); GSD-1G | 34.6606 |  |  |  | 0.26529 | [9 empty] | 0.11806 | [5 empty] | 1839.8128 | [5 empty] | 1.0824 | [5 empty] | 16.0635 | [9 empty] | 66323.4611 |  | 2.1873 | [11 empty] | 12.177 | [13 empty] | 89.9346 | [15 empty] | 1154.0282 | [15 empty] | 338117.0049 |  | 18.4777 | [9 empty] | 0.38335 | [13 empty] | 0.65262 | [13 empty] | 600890.5579 |  |  |  |  | 2020 | Cave, B., et al. (2020), Ore Geology Reviews 124, 103647 |  | AUS | Queensland
| Mount Isa Copper Operations, Black Star Mine | No. 5 and No. 9 Pb-Zn orebodies, 650 Cu orebody, 1100 Cu orebody, 3000 Cu orebody | Seafloor hydrothermal | Sedimentary Exhalative (SEDEX) | SEDEX zinc-lead-copper | Cu, Pb, Zn | Ag | Cu, Pb, Zn, Ag | Cave et al., 2020 |  | 236-201008392sph1-19 | 236-201008392sph1-19-1 | underground mine, open pit |  |  |  |  | ore material | drill core, polished section | drill core | mineral separate | [5 empty] | mineralisation |  |  |  | chalcopyrite, sphalerite, galena | Cu mineralisation stage, Pb-Zn mineralisation stage | replacement, vein infill, stratabound | coarse-grained, medium-grained, fine-grained, stratabound, discordant veins, replacement, infill |  |  |  | pyrite, pyrrhotite, arsenopyrite, siderite, dolomite, calcite, quartz, chlorite, K-feldspar, biotite, apatite, freibergite, tetrahedrite, cobaltite | Resin blocks containing each sample were produced following standard procedures and used for Mineral Liberation Analysis (MLA) mapping and subsequent LA-ICP-MS analyses | LA-ICPMS, EMPA, SEM-EDS | NWR213 solid state 213 nm laser ablation system coupled with an Agilent 7900 quadrupole ICP-MS; Cameca SXFive Electron Microprobe; Quanta600 SEM | Adelaide Microscopy | Ablation was conducted in an atmosphere of He (0.6 L/min) that was mixed with Ar (0.88 L/min) upon leaving the ablation cell; 70 µm diameter spot size with a 25:2 standard sample bracketing approach (2 standards analysed twice every 25 unknowns); MLA maps were acquired using the raster mode with an X-ray spectra collected every 4 µm | STDGL3 (CODES, University of Tasmania; Danyushevsky et al., 2011); GSD-1G | 19.6523 |  | 1.2067 | [11 empty] | 0.18698 | [5 empty] | 1851.188 | [5 empty] | 1.0754 | [5 empty] | 13.632 | [9 empty] | 66303.2945 |  | 2.1986 | [11 empty] | 12.1733 | [13 empty] | 85.3191 | [15 empty] | 18.2997 | [15 empty] | 345174.9511 |  | 7.784 | [9 empty] | 0.29704 | [13 empty] | 0.50523 | [13 empty] | 600911.8581 |  |  |  |  | 2020 | Cave, B., et al. (2020), Ore Geology Reviews 124, 103647 |  | AUS | Queensland
| Mount Isa Copper Operations, Black Star Mine | No. 5 and No. 9 Pb-Zn orebodies, 650 Cu orebody, 1100 Cu orebody, 3000 Cu orebody | Seafloor hydrothermal | Sedimentary Exhalative (SEDEX) | SEDEX zinc-lead-copper | Cu, Pb, Zn | Ag | Cu, Pb, Zn, Ag | Cave et al., 2020 |  | 237-201008392sph1-20 | 237-201008392sph1-20-1 | underground mine, open pit |  |  |  |  | ore material | drill core, polished section | drill core | mineral separate | [5 empty] | mineralisation |  |  |  | chalcopyrite, sphalerite, galena | Cu mineralisation stage, Pb-Zn mineralisation stage | replacement, vein infill, stratabound | coarse-grained, medium-grained, fine-grained, stratabound, discordant veins, replacement, infill |  |  |  | pyrite, pyrrhotite, arsenopyrite, siderite, dolomite, calcite, quartz, chlorite, K-feldspar, biotite, apatite, freibergite, tetrahedrite, cobaltite | Resin blocks containing each sample were produced following standard procedures and used for Mineral Liberation Analysis (MLA) mapping and subsequent LA-ICP-MS analyses | LA-ICPMS, EMPA, SEM-EDS | NWR213 solid state 213 nm laser ablation system coupled with an Agilent 7900 quadrupole ICP-MS; Cameca SXFive Electron Microprobe; Quanta600 SEM | Adelaide Microscopy | Ablation was conducted in an atmosphere of He (0.6 L/min) that was mixed with Ar (0.88 L/min) upon leaving the ablation cell; 70 µm diameter spot size with a 25:2 standard sample bracketing approach (2 standards analysed twice every 25 unknowns); MLA maps were acquired using the raster mode with an X-ray spectra collected every 4 µm | STDGL3 (CODES, University of Tasmania; Danyushevsky et al., 2011); GSD-1G | 21.2303 | [19 empty] | 1730.516 | [5 empty] | 0.79564 | [5 empty] | 14.5867 | [9 empty] | 66303.2945 |  | 1.9758 | [11 empty] | 12.4385 | [13 empty] | 81.8183 | [15 empty] | 23.604 | [15 empty] | 346235.8038 |  | 13.3402 | [9 empty] | 0.83542 | [13 empty] | 0.85001 | [13 empty] | 600911.8581 |  |  |  |  | 2020 | Cave, B., et al. (2020), Ore Geology Reviews 124, 103647 |  | AUS | Queensland
| Mount Isa Copper Operations, Black Star Mine | No. 5 and No. 9 Pb-Zn orebodies, 650 Cu orebody, 1100 Cu orebody, 3000 Cu orebody | Seafloor hydrothermal | Sedimentary Exhalative (SEDEX) | SEDEX zinc-lead-copper | Cu, Pb, Zn | Ag | Cu, Pb, Zn, Ag | Cave et al., 2020 |  | 242-201008392sph3-1 | 242-201008392sph3-1-1 | underground mine, open pit |  |  |  |  | ore material | drill core, polished section | drill core | mineral separate | [5 empty] | mineralisation |  |  |  | chalcopyrite, sphalerite, galena | Cu mineralisation stage, Pb-Zn mineralisation stage | replacement, vein infill, stratabound | coarse-grained, medium-grained, fine-grained, stratabound, discordant veins, replacement, infill |  |  |  | pyrite, pyrrhotite, arsenopyrite, siderite, dolomite, calcite, quartz, chlorite, K-feldspar, biotite, apatite, freibergite, tetrahedrite, cobaltite | Resin blocks containing each sample were produced following standard procedures and used for Mineral Liberation Analysis (MLA) mapping and subsequent LA-ICP-MS analyses | LA-ICPMS, EMPA, SEM-EDS | NWR213 solid state 213 nm laser ablation system coupled with an Agilent 7900 quadrupole ICP-MS; Cameca SXFive Electron Microprobe; Quanta600 SEM | Adelaide Microscopy | Ablation was conducted in an atmosphere of He (0.6 L/min) that was mixed with Ar (0.88 L/min) upon leaving the ablation cell; 70 µm diameter spot size with a 25:2 standard sample bracketing approach (2 standards analysed twice every 25 unknowns); MLA maps were acquired using the raster mode with an X-ray spectra collected every 4 µm | STDGL3 (CODES, University of Tasmania; Danyushevsky et al., 2011); GSD-1G | 5.8419 |  | 4.1904 |  | 0.98598 | [15 empty] | 2068.0908 | [11 empty] | 657.3193 | [9 empty] | 41082.4555 |  | 0.20541 | [11 empty] | 37.6808 | [13 empty] | 31.3048 | [15 empty] | 7.6742 | [15 empty] | 353144.7875 |  | 3.985 |  |  |  | 12.8999 | [5 empty] | 0.28758 | [13 empty] | 0.27443 | [13 empty] | 627550.3088 |  |  |  |  | 2020 | Cave, B., et al. (2020), Ore Geology Reviews 124, 103647 |  | AUS | Queensland
| Mount Isa Copper Operations, Black Star Mine | No. 5 and No. 9 Pb-Zn orebodies, 650 Cu orebody, 1100 Cu orebody, 3000 Cu orebody | Seafloor hydrothermal | Sedimentary Exhalative (SEDEX) | SEDEX zinc-lead-copper | Cu, Pb, Zn | Ag | Cu, Pb, Zn, Ag | Cave et al., 2020 |  | 243-201008392sph3-2 | 243-201008392sph3-2-1 | underground mine, open pit |  |  |  |  | ore material | drill core, polished section | drill core | mineral separate | [5 empty] | mineralisation |  |  |  | chalcopyrite, sphalerite, galena | Cu mineralisation stage, Pb-Zn mineralisation stage | replacement, vein infill, stratabound | coarse-grained, medium-grained, fine-grained, stratabound, discordant veins, replacement, infill |  |  |  | pyrite, pyrrhotite, arsenopyrite, siderite, dolomite, calcite, quartz, chlorite, K-feldspar, biotite, apatite, freibergite, tetrahedrite, cobaltite | Resin blocks containing each sample were produced following standard procedures and used for Mineral Liberation Analysis (MLA) mapping and subsequent LA-ICP-MS analyses | LA-ICPMS, EMPA, SEM-EDS | NWR213 solid state 213 nm laser ablation system coupled with an Agilent 7900 quadrupole ICP-MS; Cameca SXFive Electron Microprobe; Quanta600 SEM | Adelaide Microscopy | Ablation was conducted in an atmosphere of He (0.6 L/min) that was mixed with Ar (0.88 L/min) upon leaving the ablation cell; 70 µm diameter spot size with a 25:2 standard sample bracketing approach (2 standards analysed twice every 25 unknowns); MLA maps were acquired using the raster mode with an X-ray spectra collected every 4 µm | STDGL3 (CODES, University of Tasmania; Danyushevsky et al., 2011); GSD-1G | 4.1417 | [13 empty] | 0.29979 | [5 empty] | 2079.5028 | [11 empty] | 345.7173 | [9 empty] | 43322.975 |  | 0.22355 | [11 empty] | 36.3393 | [13 empty] | 33.8786 | [15 empty] | 4.7482 | [15 empty] | 346410.5079 |  | 2.3568 | [9 empty] | 0.11957 | [13 empty] | 0.063252 | [13 empty] | 625183.8543 |  |  |  |  | 2020 | Cave, B., et al. (2020), Ore Geology Reviews 124, 103647 |  | AUS | Queensland
| Mount Isa Copper Operations, Black Star Mine | No. 5 and No. 9 Pb-Zn orebodies, 650 Cu orebody, 1100 Cu orebody, 3000 Cu orebody | Seafloor hydrothermal | Sedimentary Exhalative (SEDEX) | SEDEX zinc-lead-copper | Cu, Pb, Zn | Ag | Cu, Pb, Zn, Ag | Cave et al., 2020 |  | 244-201008392sph3-3 | 244-201008392sph3-3-1 | underground mine, open pit |  |  |  |  | ore material | drill core, polished section | drill core | mineral separate | [5 empty] | mineralisation |  |  |  | chalcopyrite, sphalerite, galena | Cu mineralisation stage, Pb-Zn mineralisation stage | replacement, vein infill, stratabound | coarse-grained, medium-grained, fine-grained, stratabound, discordant veins, replacement, infill |  |  |  | pyrite, pyrrhotite, arsenopyrite, siderite, dolomite, calcite, quartz, chlorite, K-feldspar, biotite, apatite, freibergite, tetrahedrite, cobaltite | Resin blocks containing each sample were produced following standard procedures and used for Mineral Liberation Analysis (MLA) mapping and subsequent LA-ICP-MS analyses | LA-ICPMS, EMPA, SEM-EDS | NWR213 solid state 213 nm laser ablation system coupled with an Agilent 7900 quadrupole ICP-MS; Cameca SXFive Electron Microprobe; Quanta600 SEM | Adelaide Microscopy | Ablation was conducted in an atmosphere of He (0.6 L/min) that was mixed with Ar (0.88 L/min) upon leaving the ablation cell; 70 µm diameter spot size with a 25:2 standard sample bracketing approach (2 standards analysed twice every 25 unknowns); MLA maps were acquired using the raster mode with an X-ray spectra collected every 4 µm | STDGL3 (CODES, University of Tasmania; Danyushevsky et al., 2011); GSD-1G | 10.2454 |  |  |  | 13.6195 | [9 empty] | 0.19858 | [5 empty] | 1954.1837 | [11 empty] | 384.8617 | [9 empty] | 43933.9854 |  | 0.13444 | [11 empty] | 34.7078 | [13 empty] | 27.0633 | [15 empty] | 61.5076 | [15 empty] | 357622.6412 |  | 7.9521 | [9 empty] | 0.47449 | [13 empty] | 0.20913 | [13 empty] | 624538.5002 |  |  |  |  | 2020 | Cave, B., et al. (2020), Ore Geology Reviews 124, 103647 |  | AUS | Queensland
| Mount Isa Copper Operations, Black Star Mine | No. 5 and No. 9 Pb-Zn orebodies, 650 Cu orebody, 1100 Cu orebody, 3000 Cu orebody | Seafloor hydrothermal | Sedimentary Exhalative (SEDEX) | SEDEX zinc-lead-copper | Cu, Pb, Zn | Ag | Cu, Pb, Zn, Ag | Cave et al., 2020 |  | 246-201008392sph3-5 | 246-201008392sph3-5-1 | underground mine, open pit |  |  |  |  | ore material | drill core, polished section | drill core | mineral separate | [5 empty] | mineralisation |  |  |  | chalcopyrite, sphalerite, galena | Cu mineralisation stage, Pb-Zn mineralisation stage | replacement, vein infill, stratabound | coarse-grained, medium-grained, fine-grained, stratabound, discordant veins, replacement, infill |  |  |  | pyrite, pyrrhotite, arsenopyrite, siderite, dolomite, calcite, quartz, chlorite, K-feldspar, biotite, apatite, freibergite, tetrahedrite, cobaltite | Resin blocks containing each sample were produced following standard procedures and used for Mineral Liberation Analysis (MLA) mapping and subsequent LA-ICP-MS analyses | LA-ICPMS, EMPA, SEM-EDS | NWR213 solid state 213 nm laser ablation system coupled with an Agilent 7900 quadrupole ICP-MS; Cameca SXFive Electron Microprobe; Quanta600 SEM | Adelaide Microscopy | Ablation was conducted in an atmosphere of He (0.6 L/min) that was mixed with Ar (0.88 L/min) upon leaving the ablation cell; 70 µm diameter spot size with a 25:2 standard sample bracketing approach (2 standards analysed twice every 25 unknowns); MLA maps were acquired using the raster mode with an X-ray spectra collected every 4 µm | STDGL3 (CODES, University of Tasmania; Danyushevsky et al., 2011); GSD-1G | 20.6112 |  | 9.8441 |  | 1.2305 | [15 empty] | 1464.3171 | [11 empty] | 107.6704 | [9 empty] | 30762.9647 | [13 empty] | 28.425 | [13 empty] | 17.8425 | [15 empty] | 81.2142 | [15 empty] | 383921.7997 |  | 20.6727 | [9 empty] | 0.29532 | [13 empty] | 1.1567 | [13 empty] | 638449.837 |  |  |  |  | 2020 | Cave, B., et al. (2020), Ore Geology Reviews 124, 103647 |  | AUS | Queensland
| Mount Isa Copper Operations, Black Star Mine | No. 5 and No. 9 Pb-Zn orebodies, 650 Cu orebody, 1100 Cu orebody, 3000 Cu orebody | Seafloor hydrothermal | Sedimentary Exhalative (SEDEX) | SEDEX zinc-lead-copper | Cu, Pb, Zn | Ag | Cu, Pb, Zn, Ag | Cave et al., 2020 |  | 247-201008392sph3-6 | 247-201008392sph3-6-1 | underground mine, open pit |  |  |  |  | ore material | drill core, polished section | drill core | mineral separate | [5 empty] | mineralisation |  |  |  | chalcopyrite, sphalerite, galena | Cu mineralisation stage, Pb-Zn mineralisation stage | replacement, vein infill, stratabound | coarse-grained, medium-grained, fine-grained, stratabound, discordant veins, replacement, infill |  |  |  | pyrite, pyrrhotite, arsenopyrite, siderite, dolomite, calcite, quartz, chlorite, K-feldspar, biotite, apatite, freibergite, tetrahedrite, cobaltite | Resin blocks containing each sample were produced following standard procedures and used for Mineral Liberation Analysis (MLA) mapping and subsequent LA-ICP-MS analyses | LA-ICPMS, EMPA, SEM-EDS | NWR213 solid state 213 nm laser ablation system coupled with an Agilent 7900 quadrupole ICP-MS; Cameca SXFive Electron Microprobe; Quanta600 SEM | Adelaide Microscopy | Ablation was conducted in an atmosphere of He (0.6 L/min) that was mixed with Ar (0.88 L/min) upon leaving the ablation cell; 70 µm diameter spot size with a 25:2 standard sample bracketing approach (2 standards analysed twice every 25 unknowns); MLA maps were acquired using the raster mode with an X-ray spectra collected every 4 µm | STDGL3 (CODES, University of Tasmania; Danyushevsky et al., 2011); GSD-1G | 23.6355 |  |  |  | 0.98159 | [9 empty] | 0.90409 | [5 empty] | 1691.9426 | [11 empty] | 471.4191 | [9 empty] | 32288.9805 | [13 empty] | 30.5777 | [13 empty] | 27.8331 | [15 empty] | 5359.9708 | [15 empty] | 356922.3909 |  | 17.0486 | [9 empty] | 0.18857 | [13 empty] | 0.8718 | [13 empty] | 636838.0469 |  |  |  |  | 2020 | Cave, B., et al. (2020), Ore Geology Reviews 124, 103647 |  | AUS | Queensland
| Mount Isa Copper Operations, Black Star Mine | No. 5 and No. 9 Pb-Zn orebodies, 650 Cu orebody, 1100 Cu orebody, 3000 Cu orebody | Seafloor hydrothermal | Sedimentary Exhalative (SEDEX) | SEDEX zinc-lead-copper | Cu, Pb, Zn | Ag | Cu, Pb, Zn, Ag | Cave et al., 2020 |  | 249-201008392sph3-8 | 249-201008392sph3-8-1 | underground mine, open pit |  |  |  |  | ore material | drill core, polished section | drill core | mineral separate | [5 empty] | mineralisation |  |  |  | chalcopyrite, sphalerite, galena | Cu mineralisation stage, Pb-Zn mineralisation stage | replacement, vein infill, stratabound | coarse-grained, medium-grained, fine-grained, stratabound, discordant veins, replacement, infill |  |  |  | pyrite, pyrrhotite, arsenopyrite, siderite, dolomite, calcite, quartz, chlorite, K-feldspar, biotite, apatite, freibergite, tetrahedrite, cobaltite | Resin blocks containing each sample were produced following standard procedures and used for Mineral Liberation Analysis (MLA) mapping and subsequent LA-ICP-MS analyses | LA-ICPMS, EMPA, SEM-EDS | NWR213 solid state 213 nm laser ablation system coupled with an Agilent 7900 quadrupole ICP-MS; Cameca SXFive Electron Microprobe; Quanta600 SEM | Adelaide Microscopy | Ablation was conducted in an atmosphere of He (0.6 L/min) that was mixed with Ar (0.88 L/min) upon leaving the ablation cell; 70 µm diameter spot size with a 25:2 standard sample bracketing approach (2 standards analysed twice every 25 unknowns); MLA maps were acquired using the raster mode with an X-ray spectra collected every 4 µm | STDGL3 (CODES, University of Tasmania; Danyushevsky et al., 2011); GSD-1G | 24.13 |  |  |  | 1.6546 | [9 empty] | 0.33845 | [5 empty] | 1632.6943 | [11 empty] | 564.7054 | [9 empty] | 31337.7034 |  | 0.15982 | [11 empty] | 27.8655 | [13 empty] | 20.2442 | [9 empty] | 0.60795 | [5 empty] | 96.5201 | [15 empty] | 363454.6838 |  | 13.5567 |  |  |  | 6.5182 | [5 empty] | 0.37605 | [13 empty] | 0.50704 | [13 empty] | 637842.7934 |  |  |  |  | 2020 | Cave, B., et al. (2020), Ore Geology Reviews 124, 103647 |  | AUS | Queensland
| Mount Isa Copper Operations, Black Star Mine | No. 5 and No. 9 Pb-Zn orebodies, 650 Cu orebody, 1100 Cu orebody, 3000 Cu orebody | Seafloor hydrothermal | Sedimentary Exhalative (SEDEX) | SEDEX zinc-lead-copper | Cu, Pb, Zn | Ag | Cu, Pb, Zn, Ag | Cave et al., 2020 |  | 250-201008392sph3-9 | 250-201008392sph3-9-1 | underground mine, open pit |  |  |  |  | ore material | drill core, polished section | drill core | mineral separate | [5 empty] | mineralisation |  |  |  | chalcopyrite, sphalerite, galena | Cu mineralisation stage, Pb-Zn mineralisation stage | replacement, vein infill, stratabound | coarse-grained, medium-grained, fine-grained, stratabound, discordant veins, replacement, infill |  |  |  | pyrite, pyrrhotite, arsenopyrite, siderite, dolomite, calcite, quartz, chlorite, K-feldspar, biotite, apatite, freibergite, tetrahedrite, cobaltite | Resin blocks containing each sample were produced following standard procedures and used for Mineral Liberation Analysis (MLA) mapping and subsequent LA-ICP-MS analyses | LA-ICPMS, EMPA, SEM-EDS | NWR213 solid state 213 nm laser ablation system coupled with an Agilent 7900 quadrupole ICP-MS; Cameca SXFive Electron Microprobe; Quanta600 SEM | Adelaide Microscopy | Ablation was conducted in an atmosphere of He (0.6 L/min) that was mixed with Ar (0.88 L/min) upon leaving the ablation cell; 70 µm diameter spot size with a 25:2 standard sample bracketing approach (2 standards analysed twice every 25 unknowns); MLA maps were acquired using the raster mode with an X-ray spectra collected every 4 µm | STDGL3 (CODES, University of Tasmania; Danyushevsky et al., 2011); GSD-1G | 29.2264 |  | 295.1438 |  | 3.6857 | [9 empty] | 0.79905 | [5 empty] | 1791.0191 | [11 empty] | 1173.3766 | [9 empty] | 35993.1486 |  | 0.29514 | [11 empty] | 35.7556 | [13 empty] | 30.0903 | [15 empty] | 2663.493 | [15 empty] | 360723.3356 |  | 31.0261 |  |  |  | 8.1345 | [5 empty] | 3.4553 | [13 empty] | 1.9868 | [13 empty] | 632925.6751 |  |  |  |  | 2020 | Cave, B., et al. (2020), Ore Geology Reviews 124, 103647 |  | AUS | Queensland
| Mount Isa Copper Operations, Black Star Mine | No. 5 and No. 9 Pb-Zn orebodies, 650 Cu orebody, 1100 Cu orebody, 3000 Cu orebody | Seafloor hydrothermal | Sedimentary Exhalative (SEDEX) | SEDEX zinc-lead-copper | Cu, Pb, Zn | Ag | Cu, Pb, Zn, Ag | Cave et al., 2020 |  | 251-201008392sph3-10 | 251-201008392sph3-10-1 | underground mine, open pit |  |  |  |  | ore material | drill core, polished section | drill core | mineral separate | [5 empty] | mineralisation |  |  |  | chalcopyrite, sphalerite, galena | Cu mineralisation stage, Pb-Zn mineralisation stage | replacement, vein infill, stratabound | coarse-grained, medium-grained, fine-grained, stratabound, discordant veins, replacement, infill |  |  |  | pyrite, pyrrhotite, arsenopyrite, siderite, dolomite, calcite, quartz, chlorite, K-feldspar, biotite, apatite, freibergite, tetrahedrite, cobaltite | Resin blocks containing each sample were produced following standard procedures and used for Mineral Liberation Analysis (MLA) mapping and subsequent LA-ICP-MS analyses | LA-ICPMS, EMPA, SEM-EDS | NWR213 solid state 213 nm laser ablation system coupled with an Agilent 7900 quadrupole ICP-MS; Cameca SXFive Electron Microprobe; Quanta600 SEM | Adelaide Microscopy | Ablation was conducted in an atmosphere of He (0.6 L/min) that was mixed with Ar (0.88 L/min) upon leaving the ablation cell; 70 µm diameter spot size with a 25:2 standard sample bracketing approach (2 standards analysed twice every 25 unknowns); MLA maps were acquired using the raster mode with an X-ray spectra collected every 4 µm | STDGL3 (CODES, University of Tasmania; Danyushevsky et al., 2011); GSD-1G | 3.5945 |  | 2.1832 | [17 empty] | 1695.8676 | [11 empty] | 87.5614 | [9 empty] | 38985.4628 |  | 0.14581 | [11 empty] | 29.0364 | [13 empty] | 29.2391 | [15 empty] | 8.4988 | [15 empty] | 356405.1014 |  | 2.6666 | [9 empty] | 0.61597 | [13 empty] | 0.065496 | [13 empty] | 629765.1691 |  |  |  |  | 2020 | Cave, B., et al. (2020), Ore Geology Reviews 124, 103647 |  | AUS | Queensland
| Mount Isa Copper Operations, Black Star Mine | No. 5 and No. 9 Pb-Zn orebodies, 650 Cu orebody, 1100 Cu orebody, 3000 Cu orebody | Seafloor hydrothermal | Sedimentary Exhalative (SEDEX) | SEDEX zinc-lead-copper | Cu, Pb, Zn | Ag | Cu, Pb, Zn, Ag | Cave et al., 2020 |  | 257-201008392sph4-1 | 257-201008392sph4-1-1 | underground mine, open pit |  |  |  |  | ore material | drill core, polished section | drill core | mineral separate | [5 empty] | mineralisation |  |  |  | chalcopyrite, sphalerite, galena | Cu mineralisation stage, Pb-Zn mineralisation stage | replacement, vein infill, stratabound | coarse-grained, medium-grained, fine-grained, stratabound, discordant veins, replacement, infill |  |  |  | pyrite, pyrrhotite, arsenopyrite, siderite, dolomite, calcite, quartz, chlorite, K-feldspar, biotite, apatite, freibergite, tetrahedrite, cobaltite | Resin blocks containing each sample were produced following standard procedures and used for Mineral Liberation Analysis (MLA) mapping and subsequent LA-ICP-MS analyses | LA-ICPMS, EMPA, SEM-EDS | NWR213 solid state 213 nm laser ablation system coupled with an Agilent 7900 quadrupole ICP-MS; Cameca SXFive Electron Microprobe; Quanta600 SEM | Adelaide Microscopy | Ablation was conducted in an atmosphere of He (0.6 L/min) that was mixed with Ar (0.88 L/min) upon leaving the ablation cell; 70 µm diameter spot size with a 25:2 standard sample bracketing approach (2 standards analysed twice every 25 unknowns); MLA maps were acquired using the raster mode with an X-ray spectra collected every 4 µm | STDGL3 (CODES, University of Tasmania; Danyushevsky et al., 2011); GSD-1G | 61.2553 |  | 440.2723 |  | 151.224 | [15 empty] | 2029.0812 | [5 empty] | 5.8575 | [5 empty] | 4192.1583 | [9 empty] | 95711.3761 |  | 0.57427 | [11 empty] | 568.5256 | [13 empty] | 13.2082 | [9 empty] | 17.228 | [5 empty] | 71.4007 | [15 empty] | 413473.1448 |  | 14.7396 |  |  |  | 13.9739 | [5 empty] | 13.9739 | [13 empty] | 0.4709 | [13 empty] | 569850.8085 |  |  |  |  | 2020 | Cave, B., et al. (2020), Ore Geology Reviews 124, 103647 |  | AUS | Queensland
| Mount Isa Copper Operations, Black Star Mine | No. 5 and No. 9 Pb-Zn orebodies, 650 Cu orebody, 1100 Cu orebody, 3000 Cu orebody | Seafloor hydrothermal | Sedimentary Exhalative (SEDEX) | SEDEX zinc-lead-copper | Cu, Pb, Zn | Ag | Cu, Pb, Zn, Ag | Cave et al., 2020 |  | 258-201008392sph6-1 | 258-201008392sph6-1-1 | underground mine, open pit |  |  |  |  | ore material | drill core, polished section | drill core | mineral separate | [5 empty] | mineralisation |  |  |  | chalcopyrite, sphalerite, galena | Cu mineralisation stage, Pb-Zn mineralisation stage | replacement, vein infill, stratabound | coarse-grained, medium-grained, fine-grained, stratabound, discordant veins, replacement, infill |  |  |  | pyrite, pyrrhotite, arsenopyrite, siderite, dolomite, calcite, quartz, chlorite, K-feldspar, biotite, apatite, freibergite, tetrahedrite, cobaltite | Resin blocks containing each sample were produced following standard procedures and used for Mineral Liberation Analysis (MLA) mapping and subsequent LA-ICP-MS analyses | LA-ICPMS, EMPA, SEM-EDS | NWR213 solid state 213 nm laser ablation system coupled with an Agilent 7900 quadrupole ICP-MS; Cameca SXFive Electron Microprobe; Quanta600 SEM | Adelaide Microscopy | Ablation was conducted in an atmosphere of He (0.6 L/min) that was mixed with Ar (0.88 L/min) upon leaving the ablation cell; 70 µm diameter spot size with a 25:2 standard sample bracketing approach (2 standards analysed twice every 25 unknowns); MLA maps were acquired using the raster mode with an X-ray spectra collected every 4 µm | STDGL3 (CODES, University of Tasmania; Danyushevsky et al., 2011); GSD-1G | 10.7455 | [13 empty] | 0.44915 | [5 empty] | 33444.6752 | [5 empty] | 103.0488 | [5 empty] | 5017.412 | [9 empty] | 71068.158 |  | 1.1229 | [11 empty] | 190.4627 | [13 empty] | 17.6107 | [15 empty] | 9.2389 | [15 empty] | 357899.2439 |  | 0.98074 |  |  |  | 4.9748 | [5 empty] | 2.8427 | [13 empty] | 0.12934 | [13 empty] | 595879.1713 |  |  |  |  | 2020 | Cave, B., et al. (2020), Ore Geology Reviews 124, 103647 |  | AUS | Queensland
| Mount Isa Copper Operations, Black Star Mine | No. 5 and No. 9 Pb-Zn orebodies, 650 Cu orebody, 1100 Cu orebody, 3000 Cu orebody | Seafloor hydrothermal | Sedimentary Exhalative (SEDEX) | SEDEX zinc-lead-copper | Cu, Pb, Zn | Ag | Cu, Pb, Zn, Ag | Cave et al., 2020 |  | 259-201008392sph6-2 | 259-201008392sph6-2-1 | underground mine, open pit |  |  |  |  | ore material | drill core, polished section | drill core | mineral separate | [5 empty] | mineralisation |  |  |  | chalcopyrite, sphalerite, galena | Cu mineralisation stage, Pb-Zn mineralisation stage | replacement, vein infill, stratabound | coarse-grained, medium-grained, fine-grained, stratabound, discordant veins, replacement, infill |  |  |  | pyrite, pyrrhotite, arsenopyrite, siderite, dolomite, calcite, quartz, chlorite, K-feldspar, biotite, apatite, freibergite, tetrahedrite, cobaltite | Resin blocks containing each sample were produced following standard procedures and used for Mineral Liberation Analysis (MLA) mapping and subsequent LA-ICP-MS analyses | LA-ICPMS, EMPA, SEM-EDS | NWR213 solid state 213 nm laser ablation system coupled with an Agilent 7900 quadrupole ICP-MS; Cameca SXFive Electron Microprobe; Quanta600 SEM | Adelaide Microscopy | Ablation was conducted in an atmosphere of He (0.6 L/min) that was mixed with Ar (0.88 L/min) upon leaving the ablation cell; 70 µm diameter spot size with a 25:2 standard sample bracketing approach (2 standards analysed twice every 25 unknowns); MLA maps were acquired using the raster mode with an X-ray spectra collected every 4 µm | STDGL3 (CODES, University of Tasmania; Danyushevsky et al., 2011); GSD-1G | 5.7237 |  | 4.0402 | [11 empty] | 0.43904 | [5 empty] | 34436.2841 | [5 empty] | 109.4904 | [5 empty] | 3164.8521 | [9 empty] | 67337.2783 |  | 1.3467 | [11 empty] | 220.8663 | [13 empty] | 15.6222 | [15 empty] | 7.232 | [15 empty] | 368738.9361 |  | 0.75418 | [9 empty] | 5.1176 | [13 empty] | 0.083498 | [13 empty] | 599819.7562 |  |  |  |  | 2020 | Cave, B., et al. (2020), Ore Geology Reviews 124, 103647 |  | AUS | Queensland
| Mount Isa Copper Operations, Black Star Mine | No. 5 and No. 9 Pb-Zn orebodies, 650 Cu orebody, 1100 Cu orebody, 3000 Cu orebody | Seafloor hydrothermal | Sedimentary Exhalative (SEDEX) | SEDEX zinc-lead-copper | Cu, Pb, Zn | Ag | Cu, Pb, Zn, Ag | Cave et al., 2020 |  | 260-201008392sph6-3 | 260-201008392sph6-3-1 | underground mine, open pit |  |  |  |  | ore material | drill core, polished section | drill core | mineral separate | [5 empty] | mineralisation |  |  |  | chalcopyrite, sphalerite, galena | Cu mineralisation stage, Pb-Zn mineralisation stage | replacement, vein infill, stratabound | coarse-grained, medium-grained, fine-grained, stratabound, discordant veins, replacement, infill |  |  |  | pyrite, pyrrhotite, arsenopyrite, siderite, dolomite, calcite, quartz, chlorite, K-feldspar, biotite, apatite, freibergite, tetrahedrite, cobaltite | Resin blocks containing each sample were produced following standard procedures and used for Mineral Liberation Analysis (MLA) mapping and subsequent LA-ICP-MS analyses | LA-ICPMS, EMPA, SEM-EDS | NWR213 solid state 213 nm laser ablation system coupled with an Agilent 7900 quadrupole ICP-MS; Cameca SXFive Electron Microprobe; Quanta600 SEM | Adelaide Microscopy | Ablation was conducted in an atmosphere of He (0.6 L/min) that was mixed with Ar (0.88 L/min) upon leaving the ablation cell; 70 µm diameter spot size with a 25:2 standard sample bracketing approach (2 standards analysed twice every 25 unknowns); MLA maps were acquired using the raster mode with an X-ray spectra collected every 4 µm | STDGL3 (CODES, University of Tasmania; Danyushevsky et al., 2011); GSD-1G | 3.8155 | [19 empty] | 33200.2916 | [5 empty] | 96.5257 | [5 empty] | 2790.419 | [9 empty] | 71184.1586 |  | 0.65632 | [11 empty] | 113.8947 | [13 empty] | 26.0534 | [15 empty] | 2.1498 | [15 empty] | 361757.8941 |  | 0.31036 | [9 empty] | 0.541 | [27 empty] | 595756.6506 |  |  |  |  | 2020 | Cave, B., et al. (2020), Ore Geology Reviews 124, 103647 |  | AUS | Queensland
| Mount Isa Copper Operations, Black Star Mine | No. 5 and No. 9 Pb-Zn orebodies, 650 Cu orebody, 1100 Cu orebody, 3000 Cu orebody | Seafloor hydrothermal | Sedimentary Exhalative (SEDEX) | SEDEX zinc-lead-copper | Cu, Pb, Zn | Ag | Cu, Pb, Zn, Ag | Cave et al., 2020 |  | 261-201008392sph6-4 | 261-201008392sph6-4-1 | underground mine, open pit |  |  |  |  | ore material | drill core, polished section | drill core | mineral separate | [5 empty] | mineralisation |  |  |  | chalcopyrite, sphalerite, galena | Cu mineralisation stage, Pb-Zn mineralisation stage | replacement, vein infill, stratabound | coarse-grained, medium-grained, fine-grained, stratabound, discordant veins, replacement, infill |  |  |  | pyrite, pyrrhotite, arsenopyrite, siderite, dolomite, calcite, quartz, chlorite, K-feldspar, biotite, apatite, freibergite, tetrahedrite, cobaltite | Resin blocks containing each sample were produced following standard procedures and used for Mineral Liberation Analysis (MLA) mapping and subsequent LA-ICP-MS analyses | LA-ICPMS, EMPA, SEM-EDS | NWR213 solid state 213 nm laser ablation system coupled with an Agilent 7900 quadrupole ICP-MS; Cameca SXFive Electron Microprobe; Quanta600 SEM | Adelaide Microscopy | Ablation was conducted in an atmosphere of He (0.6 L/min) that was mixed with Ar (0.88 L/min) upon leaving the ablation cell; 70 µm diameter spot size with a 25:2 standard sample bracketing approach (2 standards analysed twice every 25 unknowns); MLA maps were acquired using the raster mode with an X-ray spectra collected every 4 µm | STDGL3 (CODES, University of Tasmania; Danyushevsky et al., 2011); GSD-1G | 2.5725 | [19 empty] | 33694.7856 | [5 empty] | 98.9872 | [5 empty] | 838.8743 | [9 empty] | 69906.1942 |  | 0.58861 | [11 empty] | 122.6155 | [13 empty] | 25.0544 | [15 empty] | 2.6564 | [15 empty] | 361275.2118 |  | 0.24188 | [9 empty] | 0.39148 | [27 empty] | 597106.4468 |  |  |  |  | 2020 | Cave, B., et al. (2020), Ore Geology Reviews 124, 103647 |  | AUS | Queensland
| Mount Isa Copper Operations, Black Star Mine | No. 5 and No. 9 Pb-Zn orebodies, 650 Cu orebody, 1100 Cu orebody, 3000 Cu orebody | Seafloor hydrothermal | Sedimentary Exhalative (SEDEX) | SEDEX zinc-lead-copper | Cu, Pb, Zn | Ag | Cu, Pb, Zn, Ag | Cave et al., 2020 |  | 262-201008392sph6-5 | 262-201008392sph6-5-1 | underground mine, open pit |  |  |  |  | ore material | drill core, polished section | drill core | mineral separate | [5 empty] | mineralisation |  |  |  | chalcopyrite, sphalerite, galena | Cu mineralisation stage, Pb-Zn mineralisation stage | replacement, vein infill, stratabound | coarse-grained, medium-grained, fine-grained, stratabound, discordant veins, replacement, infill |  |  |  | pyrite, pyrrhotite, arsenopyrite, siderite, dolomite, calcite, quartz, chlorite, K-feldspar, biotite, apatite, freibergite, tetrahedrite, cobaltite | Resin blocks containing each sample were produced following standard procedures and used for Mineral Liberation Analysis (MLA) mapping and subsequent LA-ICP-MS analyses | LA-ICPMS, EMPA, SEM-EDS | NWR213 solid state 213 nm laser ablation system coupled with an Agilent 7900 quadrupole ICP-MS; Cameca SXFive Electron Microprobe; Quanta600 SEM | Adelaide Microscopy | Ablation was conducted in an atmosphere of He (0.6 L/min) that was mixed with Ar (0.88 L/min) upon leaving the ablation cell; 70 µm diameter spot size with a 25:2 standard sample bracketing approach (2 standards analysed twice every 25 unknowns); MLA maps were acquired using the raster mode with an X-ray spectra collected every 4 µm | STDGL3 (CODES, University of Tasmania; Danyushevsky et al., 2011); GSD-1G | 5.9411 | [13 empty] | 0.25264 | [5 empty] | 33772.7435 | [5 empty] | 101.0545 | [5 empty] | 2887.2711 | [9 empty] | 69405.5559 |  | 0.96613 | [11 empty] | 133.1199 | [13 empty] | 19.3641 | [15 empty] | 3.5536 | [15 empty] | 363407.4906 |  | 0.56913 | [9 empty] | 1.1244 | [27 empty] | 597635.225 |  |  |  |  | 2020 | Cave, B., et al. (2020), Ore Geology Reviews 124, 103647 |  | AUS | Queensland
| Mount Isa Copper Operations, Black Star Mine | No. 5 and No. 9 Pb-Zn orebodies, 650 Cu orebody, 1100 Cu orebody, 3000 Cu orebody | Seafloor hydrothermal | Sedimentary Exhalative (SEDEX) | SEDEX zinc-lead-copper | Cu, Pb, Zn | Ag | Cu, Pb, Zn, Ag | Cave et al., 2020 |  | 263-201008392sph6-6 | 263-201008392sph6-6-1 | underground mine, open pit |  |  |  |  | ore material | drill core, polished section | drill core | mineral separate | [5 empty] | mineralisation |  |  |  | chalcopyrite, sphalerite, galena | Cu mineralisation stage, Pb-Zn mineralisation stage | replacement, vein infill, stratabound | coarse-grained, medium-grained, fine-grained, stratabound, discordant veins, replacement, infill |  |  |  | pyrite, pyrrhotite, arsenopyrite, siderite, dolomite, calcite, quartz, chlorite, K-feldspar, biotite, apatite, freibergite, tetrahedrite, cobaltite | Resin blocks containing each sample were produced following standard procedures and used for Mineral Liberation Analysis (MLA) mapping and subsequent LA-ICP-MS analyses | LA-ICPMS, EMPA, SEM-EDS | NWR213 solid state 213 nm laser ablation system coupled with an Agilent 7900 quadrupole ICP-MS; Cameca SXFive Electron Microprobe; Quanta600 SEM | Adelaide Microscopy | Ablation was conducted in an atmosphere of He (0.6 L/min) that was mixed with Ar (0.88 L/min) upon leaving the ablation cell; 70 µm diameter spot size with a 25:2 standard sample bracketing approach (2 standards analysed twice every 25 unknowns); MLA maps were acquired using the raster mode with an X-ray spectra collected every 4 µm | STDGL3 (CODES, University of Tasmania; Danyushevsky et al., 2011); GSD-1G | 5.2248 | [13 empty] | 0.49091 | [5 empty] | 33803.6175 | [5 empty] | 101.7697 | [5 empty] | 2755.9637 | [9 empty] | 71769.8885 |  | 1.8172 | [11 empty] | 124.3054 | [13 empty] | 21.6458 | [15 empty] | 6.0287 | [15 empty] | 368323.0675 |  | 1.0335 | [9 empty] | 0.5354 | [13 empty] | 0.077511 | [13 empty] | 595137.9981 |  |  |  |  | 2020 | Cave, B., et al. (2020), Ore Geology Reviews 124, 103647 |  | AUS | Queensland
| Mount Isa Copper Operations, Black Star Mine | No. 5 and No. 9 Pb-Zn orebodies, 650 Cu orebody, 1100 Cu orebody, 3000 Cu orebody | Seafloor hydrothermal | Sedimentary Exhalative (SEDEX) | SEDEX zinc-lead-copper | Cu, Pb, Zn | Ag | Cu, Pb, Zn, Ag | Cave et al., 2020 |  | 264-201008392sph6-7 | 264-201008392sph6-7-1 | underground mine, open pit |  |  |  |  | ore material | drill core, polished section | drill core | mineral separate | [5 empty] | mineralisation |  |  |  | chalcopyrite, sphalerite, galena | Cu mineralisation stage, Pb-Zn mineralisation stage | replacement, vein infill, stratabound | coarse-grained, medium-grained, fine-grained, stratabound, discordant veins, replacement, infill |  |  |  | pyrite, pyrrhotite, arsenopyrite, siderite, dolomite, calcite, quartz, chlorite, K-feldspar, biotite, apatite, freibergite, tetrahedrite, cobaltite | Resin blocks containing each sample were produced following standard procedures and used for Mineral Liberation Analysis (MLA) mapping and subsequent LA-ICP-MS analyses | LA-ICPMS, EMPA, SEM-EDS | NWR213 solid state 213 nm laser ablation system coupled with an Agilent 7900 quadrupole ICP-MS; Cameca SXFive Electron Microprobe; Quanta600 SEM | Adelaide Microscopy | Ablation was conducted in an atmosphere of He (0.6 L/min) that was mixed with Ar (0.88 L/min) upon leaving the ablation cell; 70 µm diameter spot size with a 25:2 standard sample bracketing approach (2 standards analysed twice every 25 unknowns); MLA maps were acquired using the raster mode with an X-ray spectra collected every 4 µm | STDGL3 (CODES, University of Tasmania; Danyushevsky et al., 2011); GSD-1G | 2.742 | [13 empty] | 0.30482 | [5 empty] | 33112.7495 | [5 empty] | 99.9368 | [5 empty] | 1322.283 | [9 empty] | 69593.8409 |  | 0.85183 | [11 empty] | 132.785 | [13 empty] | 22.451 | [15 empty] | 7.3491 | [15 empty] | 361609.5971 | [25 empty] | 0.054283 | [13 empty] | 597436.3569 |  |  |  |  | 2020 | Cave, B., et al. (2020), Ore Geology Reviews 124, 103647 |  | AUS | Queensland
| Mount Isa Copper Operations, Black Star Mine | No. 5 and No. 9 Pb-Zn orebodies, 650 Cu orebody, 1100 Cu orebody, 3000 Cu orebody | Seafloor hydrothermal | Sedimentary Exhalative (SEDEX) | SEDEX zinc-lead-copper | Cu, Pb, Zn | Ag | Cu, Pb, Zn, Ag | Cave et al., 2020 |  | 265-201008392sph6-8 | 265-201008392sph6-8-1 | underground mine, open pit |  |  |  |  | ore material | drill core, polished section | drill core | mineral separate | [5 empty] | mineralisation |  |  |  | chalcopyrite, sphalerite, galena | Cu mineralisation stage, Pb-Zn mineralisation stage | replacement, vein infill, stratabound | coarse-grained, medium-grained, fine-grained, stratabound, discordant veins, replacement, infill |  |  |  | pyrite, pyrrhotite, arsenopyrite, siderite, dolomite, calcite, quartz, chlorite, K-feldspar, biotite, apatite, freibergite, tetrahedrite, cobaltite | Resin blocks containing each sample were produced following standard procedures and used for Mineral Liberation Analysis (MLA) mapping and subsequent LA-ICP-MS analyses | LA-ICPMS, EMPA, SEM-EDS | NWR213 solid state 213 nm laser ablation system coupled with an Agilent 7900 quadrupole ICP-MS; Cameca SXFive Electron Microprobe; Quanta600 SEM | Adelaide Microscopy | Ablation was conducted in an atmosphere of He (0.6 L/min) that was mixed with Ar (0.88 L/min) upon leaving the ablation cell; 70 µm diameter spot size with a 25:2 standard sample bracketing approach (2 standards analysed twice every 25 unknowns); MLA maps were acquired using the raster mode with an X-ray spectra collected every 4 µm | STDGL3 (CODES, University of Tasmania; Danyushevsky et al., 2011); GSD-1G | 1.4935 | [19 empty] | 32759.2283 | [5 empty] | 97.9043 | [5 empty] | 370.5983 | [9 empty] | 69141.4696 |  | 0.93617 | [11 empty] | 121.689 | [13 empty] | 24.7803 | [15 empty] | 1.5764 | [15 empty] | 362854.4326 | [11 empty] | 0.20881 | [27 empty] | 597914.155 |  |  |  |  | 2020 | Cave, B., et al. (2020), Ore Geology Reviews 124, 103647 |  | AUS | Queensland
| Mount Isa Copper Operations, Black Star Mine | No. 5 and No. 9 Pb-Zn orebodies, 650 Cu orebody, 1100 Cu orebody, 3000 Cu orebody | Seafloor hydrothermal | Sedimentary Exhalative (SEDEX) | SEDEX zinc-lead-copper | Cu, Pb, Zn | Ag | Cu, Pb, Zn, Ag | Cave et al., 2020 |  | 270-201008392sph6-8 | 270-201008392sph6-8-1 | underground mine, open pit |  |  |  |  | ore material | drill core, polished section | drill core | mineral separate | [5 empty] | mineralisation |  |  |  | chalcopyrite, sphalerite, galena | Cu mineralisation stage, Pb-Zn mineralisation stage | replacement, vein infill, stratabound | coarse-grained, medium-grained, fine-grained, stratabound, discordant veins, replacement, infill |  |  |  | pyrite, pyrrhotite, arsenopyrite, siderite, dolomite, calcite, quartz, chlorite, K-feldspar, biotite, apatite, freibergite, tetrahedrite, cobaltite | Resin blocks containing each sample were produced following standard procedures and used for Mineral Liberation Analysis (MLA) mapping and subsequent LA-ICP-MS analyses | LA-ICPMS, EMPA, SEM-EDS | NWR213 solid state 213 nm laser ablation system coupled with an Agilent 7900 quadrupole ICP-MS; Cameca SXFive Electron Microprobe; Quanta600 SEM | Adelaide Microscopy | Ablation was conducted in an atmosphere of He (0.6 L/min) that was mixed with Ar (0.88 L/min) upon leaving the ablation cell; 70 µm diameter spot size with a 25:2 standard sample bracketing approach (2 standards analysed twice every 25 unknowns); MLA maps were acquired using the raster mode with an X-ray spectra collected every 4 µm | STDGL3 (CODES, University of Tasmania; Danyushevsky et al., 2011); GSD-1G | 14.2733 |  |  |  | 0.29653 | [9 empty] | 0.81156 | [5 empty] | 36719.0581 | [5 empty] | 101.8713 | [5 empty] | 3433.5441 | [9 empty] | 70940.9933 |  | 0.2937 | [11 empty] | 118.1877 | [13 empty] | 19.4378 | [15 empty] | 21.9917 | [15 empty] | 357400.7243 |  | 5.2638 |  |  |  | 5.2496 | [5 empty] | 0.61009 | [7 empty] | 0.62428 | [5 empty] | 0.17877 | [13 empty] | 596013.4837 |  |  |  |  | 2020 | Cave, B., et al. (2020), Ore Geology Reviews 124, 103647 |  | AUS | Queensland
| Mount Isa Copper Operations, Black Star Mine | No. 5 and No. 9 Pb-Zn orebodies, 650 Cu orebody, 1100 Cu orebody, 3000 Cu orebody | Seafloor hydrothermal | Sedimentary Exhalative (SEDEX) | SEDEX zinc-lead-copper | Cu, Pb, Zn | Ag | Cu, Pb, Zn, Ag | Cave et al., 2020 |  | 272-201008392sph6-10 | 272-201008392sph6-10-1 | underground mine, open pit |  |  |  |  | ore material | drill core, polished section | drill core | mineral separate | [5 empty] | mineralisation |  |  |  | chalcopyrite, sphalerite, galena | Cu mineralisation stage, Pb-Zn mineralisation stage | replacement, vein infill, stratabound | coarse-grained, medium-grained, fine-grained, stratabound, discordant veins, replacement, infill |  |  |  | pyrite, pyrrhotite, arsenopyrite, siderite, dolomite, calcite, quartz, chlorite, K-feldspar, biotite, apatite, freibergite, tetrahedrite, cobaltite | Resin blocks containing each sample were produced following standard procedures and used for Mineral Liberation Analysis (MLA) mapping and subsequent LA-ICP-MS analyses | LA-ICPMS, EMPA, SEM-EDS | NWR213 solid state 213 nm laser ablation system coupled with an Agilent 7900 quadrupole ICP-MS; Cameca SXFive Electron Microprobe; Quanta600 SEM | Adelaide Microscopy | Ablation was conducted in an atmosphere of He (0.6 L/min) that was mixed with Ar (0.88 L/min) upon leaving the ablation cell; 70 µm diameter spot size with a 25:2 standard sample bracketing approach (2 standards analysed twice every 25 unknowns); MLA maps were acquired using the raster mode with an X-ray spectra collected every 4 µm | STDGL3 (CODES, University of Tasmania; Danyushevsky et al., 2011); GSD-1G | 33.7893 |  |  |  | 0.28219 | [9 empty] | 0.95329 | [5 empty] | 36567.2722 | [5 empty] | 101.3532 | [5 empty] | 5263.5818 | [9 empty] | 73105.3022 |  | 0.43278 | [11 empty] | 129.3379 | [13 empty] | 22.107 | [15 empty] | 24.037 | [15 empty] | 351636.5035 |  | 6.1555 |  |  |  | 2.8365 | [5 empty] | 0.77784 | [13 empty] | 0.24271 | [13 empty] | 593727.5235 |  |  |  |  | 2020 | Cave, B., et al. (2020), Ore Geology Reviews 124, 103647 |  | AUS | Queensland
| Mount Isa Copper Operations, Black Star Mine | No. 5 and No. 9 Pb-Zn orebodies, 650 Cu orebody, 1100 Cu orebody, 3000 Cu orebody | Seafloor hydrothermal | Sedimentary Exhalative (SEDEX) | SEDEX zinc-lead-copper | Cu, Pb, Zn | Ag | Cu, Pb, Zn, Ag | Cave et al., 2020 |  | 273-201008392sph6-11 | 273-201008392sph6-11-1 | underground mine, open pit |  |  |  |  | ore material | drill core, polished section | drill core | mineral separate | [5 empty] | mineralisation |  |  |  | chalcopyrite, sphalerite, galena | Cu mineralisation stage, Pb-Zn mineralisation stage | replacement, vein infill, stratabound | coarse-grained, medium-grained, fine-grained, stratabound, discordant veins, replacement, infill |  |  |  | pyrite, pyrrhotite, arsenopyrite, siderite, dolomite, calcite, quartz, chlorite, K-feldspar, biotite, apatite, freibergite, tetrahedrite, cobaltite | Resin blocks containing each sample were produced following standard procedures and used for Mineral Liberation Analysis (MLA) mapping and subsequent LA-ICP-MS analyses | LA-ICPMS, EMPA, SEM-EDS | NWR213 solid state 213 nm laser ablation system coupled with an Agilent 7900 quadrupole ICP-MS; Cameca SXFive Electron Microprobe; Quanta600 SEM | Adelaide Microscopy | Ablation was conducted in an atmosphere of He (0.6 L/min) that was mixed with Ar (0.88 L/min) upon leaving the ablation cell; 70 µm diameter spot size with a 25:2 standard sample bracketing approach (2 standards analysed twice every 25 unknowns); MLA maps were acquired using the raster mode with an X-ray spectra collected every 4 µm | STDGL3 (CODES, University of Tasmania; Danyushevsky et al., 2011); GSD-1G | 27.6284 |  | 1.4158 | [11 empty] | 1.9793 | [5 empty] | 35353.3841 | [5 empty] | 103.9708 | [5 empty] | 2845.3151 | [9 empty] | 68727.4185 |  | 0.34501 | [11 empty] | 126.8708 | [13 empty] | 18.7488 | [15 empty] | 230.9241 | [15 empty] | 352296.7473 |  | 12.6046 |  |  |  | 3.6013 | [5 empty] | 2.3092 | [13 empty] | 0.45498 | [13 empty] | 598351.479 |  |  |  |  | 2020 | Cave, B., et al. (2020), Ore Geology Reviews 124, 103647 |  | AUS | Queensland
| Mount Isa Copper Operations, Black Star Mine | No. 5 and No. 9 Pb-Zn orebodies, 650 Cu orebody, 1100 Cu orebody, 3000 Cu orebody | Seafloor hydrothermal | Sedimentary Exhalative (SEDEX) | SEDEX zinc-lead-copper | Cu, Pb, Zn | Ag | Cu, Pb, Zn, Ag | Cave et al., 2020 |  | 274-201008392sph6-12 | 274-201008392sph6-12-1 | underground mine, open pit |  |  |  |  | ore material | drill core, polished section | drill core | mineral separate | [5 empty] | mineralisation |  |  |  | chalcopyrite, sphalerite, galena | Cu mineralisation stage, Pb-Zn mineralisation stage | replacement, vein infill, stratabound | coarse-grained, medium-grained, fine-grained, stratabound, discordant veins, replacement, infill |  |  |  | pyrite, pyrrhotite, arsenopyrite, siderite, dolomite, calcite, quartz, chlorite, K-feldspar, biotite, apatite, freibergite, tetrahedrite, cobaltite | Resin blocks containing each sample were produced following standard procedures and used for Mineral Liberation Analysis (MLA) mapping and subsequent LA-ICP-MS analyses | LA-ICPMS, EMPA, SEM-EDS | NWR213 solid state 213 nm laser ablation system coupled with an Agilent 7900 quadrupole ICP-MS; Cameca SXFive Electron Microprobe; Quanta600 SEM | Adelaide Microscopy | Ablation was conducted in an atmosphere of He (0.6 L/min) that was mixed with Ar (0.88 L/min) upon leaving the ablation cell; 70 µm diameter spot size with a 25:2 standard sample bracketing approach (2 standards analysed twice every 25 unknowns); MLA maps were acquired using the raster mode with an X-ray spectra collected every 4 µm | STDGL3 (CODES, University of Tasmania; Danyushevsky et al., 2011); GSD-1G | 11.9285 |  | 3.6725 |  | 0.35586 | [9 empty] | 0.74019 | [5 empty] | 33636.1431 | [5 empty] | 102.5739 | [5 empty] | 1380.7473 | [9 empty] | 71172.5415 |  | 0.43273 | [11 empty] | 132.1247 | [13 empty] | 25.0385 | [9 empty] | 0.16085 | [5 empty] | 18.4052 | [15 empty] | 353585.1863 |  | 6.2062 |  |  |  | 2.9608 | [5 empty] | 15.6437 | [13 empty] | 0.60497 | [13 empty] | 595768.9207 |  |  |  |  | 2020 | Cave, B., et al. (2020), Ore Geology Reviews 124, 103647 |  | AUS | Queensland
| Mount Isa Copper Operations, Black Star Mine | No. 5 and No. 9 Pb-Zn orebodies, 650 Cu orebody, 1100 Cu orebody, 3000 Cu orebody | Seafloor hydrothermal | Sedimentary Exhalative (SEDEX) | SEDEX zinc-lead-copper | Cu, Pb, Zn | Ag | Cu, Pb, Zn, Ag | Cave et al., 2020 |  | 275-201008392sph6-13 | 275-201008392sph6-13-1 | underground mine, open pit |  |  |  |  | ore material | drill core, polished section | drill core | mineral separate | [5 empty] | mineralisation |  |  |  | chalcopyrite, sphalerite, galena | Cu mineralisation stage, Pb-Zn mineralisation stage | replacement, vein infill, stratabound | coarse-grained, medium-grained, fine-grained, stratabound, discordant veins, replacement, infill |  |  |  | pyrite, pyrrhotite, arsenopyrite, siderite, dolomite, calcite, quartz, chlorite, K-feldspar, biotite, apatite, freibergite, tetrahedrite, cobaltite | Resin blocks containing each sample were produced following standard procedures and used for Mineral Liberation Analysis (MLA) mapping and subsequent LA-ICP-MS analyses | LA-ICPMS, EMPA, SEM-EDS | NWR213 solid state 213 nm laser ablation system coupled with an Agilent 7900 quadrupole ICP-MS; Cameca SXFive Electron Microprobe; Quanta600 SEM | Adelaide Microscopy | Ablation was conducted in an atmosphere of He (0.6 L/min) that was mixed with Ar (0.88 L/min) upon leaving the ablation cell; 70 µm diameter spot size with a 25:2 standard sample bracketing approach (2 standards analysed twice every 25 unknowns); MLA maps were acquired using the raster mode with an X-ray spectra collected every 4 µm | STDGL3 (CODES, University of Tasmania; Danyushevsky et al., 2011); GSD-1G | 59.8238 |  | 12.9792 |  | 0.53707 | [9 empty] | 1.277 | [5 empty] | 35909.2063 | [5 empty] | 104.4306 | [5 empty] | 15067.8431 | [9 empty] | 74593.2828 |  | 0.56393 | [11 empty] | 147.8439 | [13 empty] | 16.0823 | [9 empty] | 0.6415 | [5 empty] | 56.9893 | [15 empty] | 370131.8693 |  | 16.2315 | [9 empty] | 58.1828 | [13 empty] | 0.81605 | [13 empty] | 592155.9065 |  |  |  |  | 2020 | Cave, B., et al. (2020), Ore Geology Reviews 124, 103647 |  | AUS | Queensland
| Mount Isa Copper Operations, Black Star Mine | No. 5 and No. 9 Pb-Zn orebodies, 650 Cu orebody, 1100 Cu orebody, 3000 Cu orebody | Seafloor hydrothermal | Sedimentary Exhalative (SEDEX) | SEDEX zinc-lead-copper | Cu, Pb, Zn | Ag | Cu, Pb, Zn, Ag | Cave et al., 2020 |  | 276-201008392sph6-14 | 276-201008392sph6-14-1 | underground mine, open pit |  |  |  |  | ore material | drill core, polished section | drill core | mineral separate | [5 empty] | mineralisation |  |  |  | chalcopyrite, sphalerite, galena | Cu mineralisation stage, Pb-Zn mineralisation stage | replacement, vein infill, stratabound | coarse-grained, medium-grained, fine-grained, stratabound, discordant veins, replacement, infill |  |  |  | pyrite, pyrrhotite, arsenopyrite, siderite, dolomite, calcite, quartz, chlorite, K-feldspar, biotite, apatite, freibergite, tetrahedrite, cobaltite | Resin blocks containing each sample were produced following standard procedures and used for Mineral Liberation Analysis (MLA) mapping and subsequent LA-ICP-MS analyses | LA-ICPMS, EMPA, SEM-EDS | NWR213 solid state 213 nm laser ablation system coupled with an Agilent 7900 quadrupole ICP-MS; Cameca SXFive Electron Microprobe; Quanta600 SEM | Adelaide Microscopy | Ablation was conducted in an atmosphere of He (0.6 L/min) that was mixed with Ar (0.88 L/min) upon leaving the ablation cell; 70 µm diameter spot size with a 25:2 standard sample bracketing approach (2 standards analysed twice every 25 unknowns); MLA maps were acquired using the raster mode with an X-ray spectra collected every 4 µm | STDGL3 (CODES, University of Tasmania; Danyushevsky et al., 2011); GSD-1G | 12.431 |  | 1.8264 | [11 empty] | 0.60173 | [5 empty] | 36330.0917 | [5 empty] | 102.7465 | [5 empty] | 1840.5736 | [9 empty] | 70791.2932 |  | 0.42333 | [11 empty] | 127.4243 | [13 empty] | 22.9222 | [9 empty] | 0.25343 | [5 empty] | 15.7157 | [15 empty] | 353814.8833 |  | 4.2758 |  |  |  | 2.0529 | [5 empty] | 10.378 | [13 empty] | 0.25202 | [13 empty] | 596171.5982 |  |  |  |  | 2020 | Cave, B., et al. (2020), Ore Geology Reviews 124, 103647 |  | AUS | Queensland
| Mount Isa Copper Operations, Black Star Mine | No. 5 and No. 9 Pb-Zn orebodies, 650 Cu orebody, 1100 Cu orebody, 3000 Cu orebody | Seafloor hydrothermal | Sedimentary Exhalative (SEDEX) | SEDEX zinc-lead-copper | Cu, Pb, Zn | Ag | Cu, Pb, Zn, Ag | Cave et al., 2020 |  | 277-201008392sph9-1 | 277-201008392sph9-1-1 | underground mine, open pit |  |  |  |  | ore material | drill core, polished section | drill core | mineral separate | [5 empty] | mineralisation |  |  |  | chalcopyrite, sphalerite, galena | Cu mineralisation stage, Pb-Zn mineralisation stage | replacement, vein infill, stratabound | coarse-grained, medium-grained, fine-grained, stratabound, discordant veins, replacement, infill |  |  |  | pyrite, pyrrhotite, arsenopyrite, siderite, dolomite, calcite, quartz, chlorite, K-feldspar, biotite, apatite, freibergite, tetrahedrite, cobaltite | Resin blocks containing each sample were produced following standard procedures and used for Mineral Liberation Analysis (MLA) mapping and subsequent LA-ICP-MS analyses | LA-ICPMS, EMPA, SEM-EDS | NWR213 solid state 213 nm laser ablation system coupled with an Agilent 7900 quadrupole ICP-MS; Cameca SXFive Electron Microprobe; Quanta600 SEM | Adelaide Microscopy | Ablation was conducted in an atmosphere of He (0.6 L/min) that was mixed with Ar (0.88 L/min) upon leaving the ablation cell; 70 µm diameter spot size with a 25:2 standard sample bracketing approach (2 standards analysed twice every 25 unknowns); MLA maps were acquired using the raster mode with an X-ray spectra collected every 4 µm | STDGL3 (CODES, University of Tasmania; Danyushevsky et al., 2011); GSD-1G | 1.3337 | [13 empty] | 0.37005 | [5 empty] | 48367.3102 | [5 empty] | 166.847 | [5 empty] | 172.8618 | [9 empty] | 65378.8999 |  | 0.17914 | [11 empty] | 292.3744 | [13 empty] | 27.7468 | [15 empty] | 1.0526 | [15 empty] | 359845.4652 |  | 0.56226 | [9 empty] | 0.34782 | [27 empty] | 601888.211 |  |  |  |  | 2020 | Cave, B., et al. (2020), Ore Geology Reviews 124, 103647 |  | AUS | Queensland
| Mount Isa Copper Operations, Black Star Mine | No. 5 and No. 9 Pb-Zn orebodies, 650 Cu orebody, 1100 Cu orebody, 3000 Cu orebody | Seafloor hydrothermal | Sedimentary Exhalative (SEDEX) | SEDEX zinc-lead-copper | Cu, Pb, Zn | Ag | Cu, Pb, Zn, Ag | Cave et al., 2020 |  | 278-201008392sph9-2 | 278-201008392sph9-2-1 | underground mine, open pit |  |  |  |  | ore material | drill core, polished section | drill core | mineral separate | [5 empty] | mineralisation |  |  |  | chalcopyrite, sphalerite, galena | Cu mineralisation stage, Pb-Zn mineralisation stage | replacement, vein infill, stratabound | coarse-grained, medium-grained, fine-grained, stratabound, discordant veins, replacement, infill |  |  |  | pyrite, pyrrhotite, arsenopyrite, siderite, dolomite, calcite, quartz, chlorite, K-feldspar, biotite, apatite, freibergite, tetrahedrite, cobaltite | Resin blocks containing each sample were produced following standard procedures and used for Mineral Liberation Analysis (MLA) mapping and subsequent LA-ICP-MS analyses | LA-ICPMS, EMPA, SEM-EDS | NWR213 solid state 213 nm laser ablation system coupled with an Agilent 7900 quadrupole ICP-MS; Cameca SXFive Electron Microprobe; Quanta600 SEM | Adelaide Microscopy | Ablation was conducted in an atmosphere of He (0.6 L/min) that was mixed with Ar (0.88 L/min) upon leaving the ablation cell; 70 µm diameter spot size with a 25:2 standard sample bracketing approach (2 standards analysed twice every 25 unknowns); MLA maps were acquired using the raster mode with an X-ray spectra collected every 4 µm | STDGL3 (CODES, University of Tasmania; Danyushevsky et al., 2011); GSD-1G | 3.8646 | [13 empty] | 0.66923 | [5 empty] | 47855.9483 | [5 empty] | 164.1429 | [5 empty] | 1898.6181 | [9 empty] | 67326.8828 |  | 0.21141 | [11 empty] | 291.2561 | [13 empty] | 30.4318 | [15 empty] | 1.6697 | [15 empty] | 355620.595 |  | 1.6697 | [9 empty] | 1.6562 | [13 empty] | 0.03905 | [13 empty] | 599830.736 |  |  |  |  | 2020 | Cave, B., et al. (2020), Ore Geology Reviews 124, 103647 |  | AUS | Queensland
| Mount Isa Copper Operations, Black Star Mine | No. 5 and No. 9 Pb-Zn orebodies, 650 Cu orebody, 1100 Cu orebody, 3000 Cu orebody | Seafloor hydrothermal | Sedimentary Exhalative (SEDEX) | SEDEX zinc-lead-copper | Cu, Pb, Zn | Ag | Cu, Pb, Zn, Ag | Cave et al., 2020 |  | 279-201008392sph9-3 | 279-201008392sph9-3-1 | underground mine, open pit |  |  |  |  | ore material | drill core, polished section | drill core | mineral separate | [5 empty] | mineralisation |  |  |  | chalcopyrite, sphalerite, galena | Cu mineralisation stage, Pb-Zn mineralisation stage | replacement, vein infill, stratabound | coarse-grained, medium-grained, fine-grained, stratabound, discordant veins, replacement, infill |  |  |  | pyrite, pyrrhotite, arsenopyrite, siderite, dolomite, calcite, quartz, chlorite, K-feldspar, biotite, apatite, freibergite, tetrahedrite, cobaltite | Resin blocks containing each sample were produced following standard procedures and used for Mineral Liberation Analysis (MLA) mapping and subsequent LA-ICP-MS analyses | LA-ICPMS, EMPA, SEM-EDS | NWR213 solid state 213 nm laser ablation system coupled with an Agilent 7900 quadrupole ICP-MS; Cameca SXFive Electron Microprobe; Quanta600 SEM | Adelaide Microscopy | Ablation was conducted in an atmosphere of He (0.6 L/min) that was mixed with Ar (0.88 L/min) upon leaving the ablation cell; 70 µm diameter spot size with a 25:2 standard sample bracketing approach (2 standards analysed twice every 25 unknowns); MLA maps were acquired using the raster mode with an X-ray spectra collected every 4 µm | STDGL3 (CODES, University of Tasmania; Danyushevsky et al., 2011); GSD-1G | 10.7842 |  | 578.2078 | [11 empty] | 6.2393 | [5 empty] | 47870.2288 | [5 empty] | 171.3109 | [5 empty] | 588.9652 | [9 empty] | 67233.4675 |  | 0.3039 | [11 empty] | 329.8474 | [13 empty] | 79.3355 | [15 empty] | 55.1314 | [15 empty] | 359564.584 |  | 8.5387 | [9 empty] | 4.4777 | [13 empty] | 0.1506 | [13 empty] | 599929.402 |  |  |  |  | 2020 | Cave, B., et al. (2020), Ore Geology Reviews 124, 103647 |  | AUS | Queensland
| Mount Isa Copper Operations, Black Star Mine | No. 5 and No. 9 Pb-Zn orebodies, 650 Cu orebody, 1100 Cu orebody, 3000 Cu orebody | Seafloor hydrothermal | Sedimentary Exhalative (SEDEX) | SEDEX zinc-lead-copper | Cu, Pb, Zn | Ag | Cu, Pb, Zn, Ag | Cave et al., 2020 |  | 280-201008392sph9-4 | 280-201008392sph9-4-1 | underground mine, open pit |  |  |  |  | ore material | drill core, polished section | drill core | mineral separate | [5 empty] | mineralisation |  |  |  | chalcopyrite, sphalerite, galena | Cu mineralisation stage, Pb-Zn mineralisation stage | replacement, vein infill, stratabound | coarse-grained, medium-grained, fine-grained, stratabound, discordant veins, replacement, infill |  |  |  | pyrite, pyrrhotite, arsenopyrite, siderite, dolomite, calcite, quartz, chlorite, K-feldspar, biotite, apatite, freibergite, tetrahedrite, cobaltite | Resin blocks containing each sample were produced following standard procedures and used for Mineral Liberation Analysis (MLA) mapping and subsequent LA-ICP-MS analyses | LA-ICPMS, EMPA, SEM-EDS | NWR213 solid state 213 nm laser ablation system coupled with an Agilent 7900 quadrupole ICP-MS; Cameca SXFive Electron Microprobe; Quanta600 SEM | Adelaide Microscopy | Ablation was conducted in an atmosphere of He (0.6 L/min) that was mixed with Ar (0.88 L/min) upon leaving the ablation cell; 70 µm diameter spot size with a 25:2 standard sample bracketing approach (2 standards analysed twice every 25 unknowns); MLA maps were acquired using the raster mode with an X-ray spectra collected every 4 µm | STDGL3 (CODES, University of Tasmania; Danyushevsky et al., 2011); GSD-1G | 13.8187 |  | 739.6801 | [11 empty] | 6.9635 | [5 empty] | 47336.4341 | [5 empty] | 167.5886 | [5 empty] | 9748.9223 | [9 empty] | 77372.3996 |  | 0.36829 | [11 empty] | 301.2881 | [13 empty] | 74.2775 | [15 empty] | 513.7527 | [15 empty] | 365816.7052 |  | 5.6791 | [9 empty] | 5.3232 | [13 empty] | 0.19188 | [13 empty] | 589220.5813 |  |  |  |  | 2020 | Cave, B., et al. (2020), Ore Geology Reviews 124, 103647 |  | AUS | Queensland
| Mount Isa Copper Operations, Black Star Mine | No. 5 and No. 9 Pb-Zn orebodies, 650 Cu orebody, 1100 Cu orebody, 3000 Cu orebody | Seafloor hydrothermal | Sedimentary Exhalative (SEDEX) | SEDEX zinc-lead-copper | Cu, Pb, Zn | Ag | Cu, Pb, Zn, Ag | Cave et al., 2020 |  | 281-201008392sph9-5 | 281-201008392sph9-5-1 | underground mine, open pit |  |  |  |  | ore material | drill core, polished section | drill core | mineral separate | [5 empty] | mineralisation |  |  |  | chalcopyrite, sphalerite, galena | Cu mineralisation stage, Pb-Zn mineralisation stage | replacement, vein infill, stratabound | coarse-grained, medium-grained, fine-grained, stratabound, discordant veins, replacement, infill |  |  |  | pyrite, pyrrhotite, arsenopyrite, siderite, dolomite, calcite, quartz, chlorite, K-feldspar, biotite, apatite, freibergite, tetrahedrite, cobaltite | Resin blocks containing each sample were produced following standard procedures and used for Mineral Liberation Analysis (MLA) mapping and subsequent LA-ICP-MS analyses | LA-ICPMS, EMPA, SEM-EDS | NWR213 solid state 213 nm laser ablation system coupled with an Agilent 7900 quadrupole ICP-MS; Cameca SXFive Electron Microprobe; Quanta600 SEM | Adelaide Microscopy | Ablation was conducted in an atmosphere of He (0.6 L/min) that was mixed with Ar (0.88 L/min) upon leaving the ablation cell; 70 µm diameter spot size with a 25:2 standard sample bracketing approach (2 standards analysed twice every 25 unknowns); MLA maps were acquired using the raster mode with an X-ray spectra collected every 4 µm | STDGL3 (CODES, University of Tasmania; Danyushevsky et al., 2011); GSD-1G | 2.1263 |  | 28.5674 |  | 0.92616 | [9 empty] | 0.42003 | [5 empty] | 44912.1838 | [5 empty] | 160.1864 | [5 empty] | 195.5369 | [9 empty] | 65222.4568 |  | 0.21915 | [11 empty] | 299.7624 | [13 empty] | 29.5327 | [9 empty] | 0.71745 | [5 empty] | 16.5665 | [15 empty] | 361071.5209 | [11 empty] | 10.6965 | [27 empty] | 602053.4475 |  |  |  |  | 2020 | Cave, B., et al. (2020), Ore Geology Reviews 124, 103647 |  | AUS | Queensland
| Mount Isa Copper Operations, Black Star Mine | No. 5 and No. 9 Pb-Zn orebodies, 650 Cu orebody, 1100 Cu orebody, 3000 Cu orebody | Seafloor hydrothermal | Sedimentary Exhalative (SEDEX) | SEDEX zinc-lead-copper | Cu, Pb, Zn | Ag | Cu, Pb, Zn, Ag | Cave et al., 2020 |  | 282-201008392sph9-6 | 282-201008392sph9-6-1 | underground mine, open pit |  |  |  |  | ore material | drill core, polished section | drill core | mineral separate | [5 empty] | mineralisation |  |  |  | chalcopyrite, sphalerite, galena | Cu mineralisation stage, Pb-Zn mineralisation stage | replacement, vein infill, stratabound | coarse-grained, medium-grained, fine-grained, stratabound, discordant veins, replacement, infill |  |  |  | pyrite, pyrrhotite, arsenopyrite, siderite, dolomite, calcite, quartz, chlorite, K-feldspar, biotite, apatite, freibergite, tetrahedrite, cobaltite | Resin blocks containing each sample were produced following standard procedures and used for Mineral Liberation Analysis (MLA) mapping and subsequent LA-ICP-MS analyses | LA-ICPMS, EMPA, SEM-EDS | NWR213 solid state 213 nm laser ablation system coupled with an Agilent 7900 quadrupole ICP-MS; Cameca SXFive Electron Microprobe; Quanta600 SEM | Adelaide Microscopy | Ablation was conducted in an atmosphere of He (0.6 L/min) that was mixed with Ar (0.88 L/min) upon leaving the ablation cell; 70 µm diameter spot size with a 25:2 standard sample bracketing approach (2 standards analysed twice every 25 unknowns); MLA maps were acquired using the raster mode with an X-ray spectra collected every 4 µm | STDGL3 (CODES, University of Tasmania; Danyushevsky et al., 2011); GSD-1G | 14.3019 | [13 empty] | 8.2104 | [5 empty] | 48070.4173 | [5 empty] | 172.4179 | [5 empty] | 602.5355 | [9 empty] | 66212.6961 |  | 0.21188 | [11 empty] | 320.0722 | [13 empty] | 23.0155 | [15 empty] | 291.3359 | [15 empty] | 353575.797 |  | 12.4083 | [9 empty] | 2.2247 | [13 empty] | 0.20658 | [13 empty] | 601007.5489 |  |  |  |  | 2020 | Cave, B., et al. (2020), Ore Geology Reviews 124, 103647 |  | AUS | Queensland
| Mount Isa Copper Operations, Black Star Mine | No. 5 and No. 9 Pb-Zn orebodies, 650 Cu orebody, 1100 Cu orebody, 3000 Cu orebody | Seafloor hydrothermal | Sedimentary Exhalative (SEDEX) | SEDEX zinc-lead-copper | Cu, Pb, Zn | Ag | Cu, Pb, Zn, Ag | Cave et al., 2020 |  | 283-201008392sph9-7 | 283-201008392sph9-7-1 | underground mine, open pit |  |  |  |  | ore material | drill core, polished section | drill core | mineral separate | [5 empty] | mineralisation |  |  |  | chalcopyrite, sphalerite, galena | Cu mineralisation stage, Pb-Zn mineralisation stage | replacement, vein infill, stratabound | coarse-grained, medium-grained, fine-grained, stratabound, discordant veins, replacement, infill |  |  |  | pyrite, pyrrhotite, arsenopyrite, siderite, dolomite, calcite, quartz, chlorite, K-feldspar, biotite, apatite, freibergite, tetrahedrite, cobaltite | Resin blocks containing each sample were produced following standard procedures and used for Mineral Liberation Analysis (MLA) mapping and subsequent LA-ICP-MS analyses | LA-ICPMS, EMPA, SEM-EDS | NWR213 solid state 213 nm laser ablation system coupled with an Agilent 7900 quadrupole ICP-MS; Cameca SXFive Electron Microprobe; Quanta600 SEM | Adelaide Microscopy | Ablation was conducted in an atmosphere of He (0.6 L/min) that was mixed with Ar (0.88 L/min) upon leaving the ablation cell; 70 µm diameter spot size with a 25:2 standard sample bracketing approach (2 standards analysed twice every 25 unknowns); MLA maps were acquired using the raster mode with an X-ray spectra collected every 4 µm | STDGL3 (CODES, University of Tasmania; Danyushevsky et al., 2011); GSD-1G | 13.0067 |  | 13.2864 | [11 empty] | 4.923 | [5 empty] | 47971.0282 | [5 empty] | 166.0105 | [5 empty] | 8811.0052 | [9 empty] | 69928.6125 |  | 0.24335 | [11 empty] | 292.1617 | [13 empty] | 41.9572 | [15 empty] | 197.1987 | [15 empty] | 366845.5012 |  | 5.1467 | [9 empty] | 6.1677 | [13 empty] | 0.3944 | [13 empty] | 597082.7684 |  |  |  |  | 2020 | Cave, B., et al. (2020), Ore Geology Reviews 124, 103647 |  | AUS | Queensland
| Mount Isa Copper Operations, Black Star Mine | No. 5 and No. 9 Pb-Zn orebodies, 650 Cu orebody, 1100 Cu orebody, 3000 Cu orebody | Seafloor hydrothermal | Sedimentary Exhalative (SEDEX) | SEDEX zinc-lead-copper | Cu, Pb, Zn | Ag | Cu, Pb, Zn, Ag | Cave et al., 2020 |  | 284-201008392sph9-8 | 284-201008392sph9-8-1 | underground mine, open pit |  |  |  |  | ore material | drill core, polished section | drill core | mineral separate | [5 empty] | mineralisation |  |  |  | chalcopyrite, sphalerite, galena | Cu mineralisation stage, Pb-Zn mineralisation stage | replacement, vein infill, stratabound | coarse-grained, medium-grained, fine-grained, stratabound, discordant veins, replacement, infill |  |  |  | pyrite, pyrrhotite, arsenopyrite, siderite, dolomite, calcite, quartz, chlorite, K-feldspar, biotite, apatite, freibergite, tetrahedrite, cobaltite | Resin blocks containing each sample were produced following standard procedures and used for Mineral Liberation Analysis (MLA) mapping and subsequent LA-ICP-MS analyses | LA-ICPMS, EMPA, SEM-EDS | NWR213 solid state 213 nm laser ablation system coupled with an Agilent 7900 quadrupole ICP-MS; Cameca SXFive Electron Microprobe; Quanta600 SEM | Adelaide Microscopy | Ablation was conducted in an atmosphere of He (0.6 L/min) that was mixed with Ar (0.88 L/min) upon leaving the ablation cell; 70 µm diameter spot size with a 25:2 standard sample bracketing approach (2 standards analysed twice every 25 unknowns); MLA maps were acquired using the raster mode with an X-ray spectra collected every 4 µm | STDGL3 (CODES, University of Tasmania; Danyushevsky et al., 2011); GSD-1G | 46.9254 |  | 84.0148 |  | 7.0081 | [9 empty] | 3.9958 | [5 empty] | 42109.8683 | [5 empty] | 164.3412 | [5 empty] | 58810.3756 | [9 empty] | 102457.1004 |  | 0.34835 | [11 empty] | 314.7482 | [13 empty] | 18.4013 | [9 empty] | 0.59425 | [5 empty] | 104.5062 | [15 empty] | 387287.8396 |  | 7.4794 | [9 empty] | 10.6555 | [13 empty] | 0.33811 | [13 empty] | 562725.9208 |  |  |  |  | 2020 | Cave, B., et al. (2020), Ore Geology Reviews 124, 103647 |  | AUS | Queensland
| Mount Isa Copper Operations, Black Star Mine | No. 5 and No. 9 Pb-Zn orebodies, 650 Cu orebody, 1100 Cu orebody, 3000 Cu orebody | Seafloor hydrothermal | Sedimentary Exhalative (SEDEX) | SEDEX zinc-lead-copper | Cu, Pb, Zn | Ag | Cu, Pb, Zn, Ag | Cave et al., 2020 |  | 286-201008392sph9-10 | 286-201008392sph9-10-1 | underground mine, open pit |  |  |  |  | ore material | drill core, polished section | drill core | mineral separate | [5 empty] | mineralisation |  |  |  | chalcopyrite, sphalerite, galena | Cu mineralisation stage, Pb-Zn mineralisation stage | replacement, vein infill, stratabound | coarse-grained, medium-grained, fine-grained, stratabound, discordant veins, replacement, infill |  |  |  | pyrite, pyrrhotite, arsenopyrite, siderite, dolomite, calcite, quartz, chlorite, K-feldspar, biotite, apatite, freibergite, tetrahedrite, cobaltite | Resin blocks containing each sample were produced following standard procedures and used for Mineral Liberation Analysis (MLA) mapping and subsequent LA-ICP-MS analyses | LA-ICPMS, EMPA, SEM-EDS | NWR213 solid state 213 nm laser ablation system coupled with an Agilent 7900 quadrupole ICP-MS; Cameca SXFive Electron Microprobe; Quanta600 SEM | Adelaide Microscopy | Ablation was conducted in an atmosphere of He (0.6 L/min) that was mixed with Ar (0.88 L/min) upon leaving the ablation cell; 70 µm diameter spot size with a 25:2 standard sample bracketing approach (2 standards analysed twice every 25 unknowns); MLA maps were acquired using the raster mode with an X-ray spectra collected every 4 µm | STDGL3 (CODES, University of Tasmania; Danyushevsky et al., 2011); GSD-1G | 12.2729 |  |  |  | 2.1741 | [9 empty] | 5.7507 | [5 empty] | 42415.2445 | [5 empty] | 172.9431 | [5 empty] | 4137.7305 | [9 empty] | 70131.0259 |  | 0.23564 | [11 empty] | 326.6703 | [13 empty] | 182.3407 | [15 empty] | 98.1834 | [15 empty] | 365522.9072 |  | 9.1311 | [9 empty] | 2.5107 | [13 empty] | 0.52598 | [13 empty] | 596868.9777 |  |  |  |  | 2020 | Cave, B., et al. (2020), Ore Geology Reviews 124, 103647 |  | AUS | Queensland
| Mount Isa Copper Operations, Black Star Mine | No. 5 and No. 9 Pb-Zn orebodies, 650 Cu orebody, 1100 Cu orebody, 3000 Cu orebody | Seafloor hydrothermal | Sedimentary Exhalative (SEDEX) | SEDEX zinc-lead-copper | Cu, Pb, Zn | Ag | Cu, Pb, Zn, Ag | Cave et al., 2020 |  | 287-201008392sph9-11 | 287-201008392sph9-11-1 | underground mine, open pit |  |  |  |  | ore material | drill core, polished section | drill core | mineral separate | [5 empty] | mineralisation |  |  |  | chalcopyrite, sphalerite, galena | Cu mineralisation stage, Pb-Zn mineralisation stage | replacement, vein infill, stratabound | coarse-grained, medium-grained, fine-grained, stratabound, discordant veins, replacement, infill |  |  |  | pyrite, pyrrhotite, arsenopyrite, siderite, dolomite, calcite, quartz, chlorite, K-feldspar, biotite, apatite, freibergite, tetrahedrite, cobaltite | Resin blocks containing each sample were produced following standard procedures and used for Mineral Liberation Analysis (MLA) mapping and subsequent LA-ICP-MS analyses | LA-ICPMS, EMPA, SEM-EDS | NWR213 solid state 213 nm laser ablation system coupled with an Agilent 7900 quadrupole ICP-MS; Cameca SXFive Electron Microprobe; Quanta600 SEM | Adelaide Microscopy | Ablation was conducted in an atmosphere of He (0.6 L/min) that was mixed with Ar (0.88 L/min) upon leaving the ablation cell; 70 µm diameter spot size with a 25:2 standard sample bracketing approach (2 standards analysed twice every 25 unknowns); MLA maps were acquired using the raster mode with an X-ray spectra collected every 4 µm | STDGL3 (CODES, University of Tasmania; Danyushevsky et al., 2011); GSD-1G | 19.4428 |  |  |  | 0.92097 | [9 empty] | 9.7798 | [5 empty] | 43709.6437 | [5 empty] | 177.1776 | [5 empty] | 6578.3745 | [9 empty] | 73093.0496 |  | 0.36693 | [11 empty] | 323.9484 | [13 empty] | 130.1056 | [15 empty] | 99.4065 | [15 empty] | 365465.2482 |  | 6.8707 | [9 empty] | 3.8301 | [13 empty] | 0.2646 | [13 empty] | 593740.4647 |  |  |  |  | 2020 | Cave, B., et al. (2020), Ore Geology Reviews 124, 103647 |  | AUS | Queensland
| Mount Isa Copper Operations, Black Star Mine | No. 5 and No. 9 Pb-Zn orebodies, 650 Cu orebody, 1100 Cu orebody, 3000 Cu orebody | Seafloor hydrothermal | Sedimentary Exhalative (SEDEX) | SEDEX zinc-lead-copper | Cu, Pb, Zn | Ag | Cu, Pb, Zn, Ag | Cave et al., 2020 |  | 267-2002063521sph1-4.d | 267-2002063521sph1-4.d-1 | underground mine, open pit |  |  |  |  | ore material | drill core, polished section | drill core | mineral separate | [5 empty] | mineralisation |  |  |  | chalcopyrite, sphalerite, galena | Cu mineralisation stage, Pb-Zn mineralisation stage | replacement, vein infill, stratabound | coarse-grained, medium-grained, fine-grained, stratabound, discordant veins, replacement, infill |  |  |  | pyrite, pyrrhotite, arsenopyrite, siderite, dolomite, calcite, quartz, chlorite, K-feldspar, biotite, apatite, freibergite, tetrahedrite, cobaltite | Resin blocks containing each sample were produced following standard procedures and used for Mineral Liberation Analysis (MLA) mapping and subsequent LA-ICP-MS analyses | LA-ICPMS, EMPA, SEM-EDS | NWR213 solid state 213 nm laser ablation system coupled with an Agilent 7900 quadrupole ICP-MS; Cameca SXFive Electron Microprobe; Quanta600 SEM | Adelaide Microscopy | Ablation was conducted in an atmosphere of He (0.6 L/min) that was mixed with Ar (0.88 L/min) upon leaving the ablation cell; 70 µm diameter spot size with a 25:2 standard sample bracketing approach (2 standards analysed twice every 25 unknowns); MLA maps were acquired using the raster mode with an X-ray spectra collected every 4 µm | STDGL3 (CODES, University of Tasmania; Danyushevsky et al., 2011); GSD-1G | 1.472 | [13 empty] | 2.2584 | [5 empty] | 1869.2635 | [5 empty] | 519.5759 | [5 empty] | 207.0238 | [9 empty] | 33607.7578 |  | 0.19492 | [11 empty] | 14.9218 | [13 empty] | 15.3924 | [15 empty] | 5.7133 | [15 empty] | 346159.9055 |  | 2.9844 |  |  |  | 4.2346 | [5 empty] | 192.9085 | [13 empty] | 0.13645 | [13 empty] | 635445.1439 |  |  |  |  | 2020 | Cave, B., et al. (2020), Ore Geology Reviews 124, 103647 |  | AUS | Queensland
| Mount Isa Copper Operations, Black Star Mine | No. 5 and No. 9 Pb-Zn orebodies, 650 Cu orebody, 1100 Cu orebody, 3000 Cu orebody | Seafloor hydrothermal | Sedimentary Exhalative (SEDEX) | SEDEX zinc-lead-copper | Cu, Pb, Zn | Ag | Cu, Pb, Zn, Ag | Cave et al., 2020 |  | 270-2002063521sph1-7.d | 270-2002063521sph1-7.d-1 | underground mine, open pit |  |  |  |  | ore material | drill core, polished section | drill core | mineral separate | [5 empty] | mineralisation |  |  |  | chalcopyrite, sphalerite, galena | Cu mineralisation stage, Pb-Zn mineralisation stage | replacement, vein infill, stratabound | coarse-grained, medium-grained, fine-grained, stratabound, discordant veins, replacement, infill |  |  |  | pyrite, pyrrhotite, arsenopyrite, siderite, dolomite, calcite, quartz, chlorite, K-feldspar, biotite, apatite, freibergite, tetrahedrite, cobaltite | Resin blocks containing each sample were produced following standard procedures and used for Mineral Liberation Analysis (MLA) mapping and subsequent LA-ICP-MS analyses | LA-ICPMS, EMPA, SEM-EDS | NWR213 solid state 213 nm laser ablation system coupled with an Agilent 7900 quadrupole ICP-MS; Cameca SXFive Electron Microprobe; Quanta600 SEM | Adelaide Microscopy | Ablation was conducted in an atmosphere of He (0.6 L/min) that was mixed with Ar (0.88 L/min) upon leaving the ablation cell; 70 µm diameter spot size with a 25:2 standard sample bracketing approach (2 standards analysed twice every 25 unknowns); MLA maps were acquired using the raster mode with an X-ray spectra collected every 4 µm | STDGL3 (CODES, University of Tasmania; Danyushevsky et al., 2011); GSD-1G | 2.6254 |  | 4.0082 | [11 empty] | 2.7924 | [5 empty] | 1456.3201 | [5 empty] | 544.4499 | [5 empty] | 417.523 | [9 empty] | 33401.8364 |  | 0.23381 | [11 empty] | 118.2425 | [13 empty] | 15.6989 | [9 empty] | 0.7816 | [5 empty] | 7.6824 | [15 empty] | 364080.0164 |  | 2.779 | [9 empty] | 344.0389 | [7 empty] | 3.1398 | [5 empty] | 0.17169 | [13 empty] | 635662.6398 |  |  |  |  | 2020 | Cave, B., et al. (2020), Ore Geology Reviews 124, 103647 |  | AUS | Queensland
| Mount Isa Copper Operations, Black Star Mine | No. 5 and No. 9 Pb-Zn orebodies, 650 Cu orebody, 1100 Cu orebody, 3000 Cu orebody | Seafloor hydrothermal | Sedimentary Exhalative (SEDEX) | SEDEX zinc-lead-copper | Cu, Pb, Zn | Ag | Cu, Pb, Zn, Ag | Cave et al., 2020 |  | 282-2002063521sph5-11.d | 282-2002063521sph5-11.d-1 | underground mine, open pit |  |  |  |  | ore material | drill core, polished section | drill core | mineral separate | [5 empty] | mineralisation |  |  |  | chalcopyrite, sphalerite, galena | Cu mineralisation stage, Pb-Zn mineralisation stage | replacement, vein infill, stratabound | coarse-grained, medium-grained, fine-grained, stratabound, discordant veins, replacement, infill |  |  |  | pyrite, pyrrhotite, arsenopyrite, siderite, dolomite, calcite, quartz, chlorite, K-feldspar, biotite, apatite, freibergite, tetrahedrite, cobaltite | Resin blocks containing each sample were produced following standard procedures and used for Mineral Liberation Analysis (MLA) mapping and subsequent LA-ICP-MS analyses | LA-ICPMS, EMPA, SEM-EDS | NWR213 solid state 213 nm laser ablation system coupled with an Agilent 7900 quadrupole ICP-MS; Cameca SXFive Electron Microprobe; Quanta600 SEM | Adelaide Microscopy | Ablation was conducted in an atmosphere of He (0.6 L/min) that was mixed with Ar (0.88 L/min) upon leaving the ablation cell; 70 µm diameter spot size with a 25:2 standard sample bracketing approach (2 standards analysed twice every 25 unknowns); MLA maps were acquired using the raster mode with an X-ray spectra collected every 4 µm | STDGL3 (CODES, University of Tasmania; Danyushevsky et al., 2011); GSD-1G | 99.2445 |  | 6.0632 | [11 empty] | 0.06861 | [5 empty] | 2656.6257 | [5 empty] | 46.7502 | [5 empty] | 33506.9912 | [9 empty] | 79778.5504 |  | 0.33826 | [11 empty] | 1629.078 | [13 empty] | 16.4025 | [9 empty] | 0.47867 | [5 empty] | 26.4865 | [15 empty] | 378150.3287 |  | 8.7437 | [9 empty] | 9.7808 | [7 empty] | 0.54249 | [5 empty] | 0.92384 | [13 empty] | 586679.1857 |  |  |  |  | 2020 | Cave, B., et al. (2020), Ore Geology Reviews 124, 103647 |  | AUS | Queensland
| Mount Isa Copper Operations, Black Star Mine | No. 5 and No. 9 Pb-Zn orebodies, 650 Cu orebody, 1100 Cu orebody, 3000 Cu orebody | Seafloor hydrothermal | Sedimentary Exhalative (SEDEX) | SEDEX zinc-lead-copper | Cu, Pb, Zn | Ag | Cu, Pb, Zn, Ag | Cave et al., 2020 |  | 283-2002063521sph5-12.d | 283-2002063521sph5-12.d-1 | underground mine, open pit |  |  |  |  | ore material | drill core, polished section | drill core | mineral separate | [5 empty] | mineralisation |  |  |  | chalcopyrite, sphalerite, galena | Cu mineralisation stage, Pb-Zn mineralisation stage | replacement, vein infill, stratabound | coarse-grained, medium-grained, fine-grained, stratabound, discordant veins, replacement, infill |  |  |  | pyrite, pyrrhotite, arsenopyrite, siderite, dolomite, calcite, quartz, chlorite, K-feldspar, biotite, apatite, freibergite, tetrahedrite, cobaltite | Resin blocks containing each sample were produced following standard procedures and used for Mineral Liberation Analysis (MLA) mapping and subsequent LA-ICP-MS analyses | LA-ICPMS, EMPA, SEM-EDS | NWR213 solid state 213 nm laser ablation system coupled with an Agilent 7900 quadrupole ICP-MS; Cameca SXFive Electron Microprobe; Quanta600 SEM | Adelaide Microscopy | Ablation was conducted in an atmosphere of He (0.6 L/min) that was mixed with Ar (0.88 L/min) upon leaving the ablation cell; 70 µm diameter spot size with a 25:2 standard sample bracketing approach (2 standards analysed twice every 25 unknowns); MLA maps were acquired using the raster mode with an X-ray spectra collected every 4 µm | STDGL3 (CODES, University of Tasmania; Danyushevsky et al., 2011); GSD-1G | 45.6088 |  | 3.8113 | [17 empty] | 2637.4318 | [5 empty] | 57.6398 | [5 empty] | 7914.8362 | [9 empty] | 63521.9601 |  | 0.29982 | [11 empty] | 1668.0867 | [13 empty] | 24.8879 | [9 empty] | 0.45736 | [5 empty] | 15.5375 | [15 empty] | 357120.4598 |  | 5.6407 |  |  |  | 2.922 | [5 empty] | 4.1924 | [13 empty] | 0.66571 | [13 empty] | 603849.5256 |  |  |  |  | 2020 | Cave, B., et al. (2020), Ore Geology Reviews 124, 103647 |  | AUS | Queensland
| Mount Isa Copper Operations, Black Star Mine | No. 5 and No. 9 Pb-Zn orebodies, 650 Cu orebody, 1100 Cu orebody, 3000 Cu orebody | Seafloor hydrothermal | Sedimentary Exhalative (SEDEX) | SEDEX zinc-lead-copper | Cu, Pb, Zn | Ag | Cu, Pb, Zn, Ag | Cave et al., 2020 |  | 288-2002063521sph5-17.d | 288-2002063521sph5-17.d-1 | underground mine, open pit |  |  |  |  | ore material | drill core, polished section | drill core | mineral separate | [5 empty] | mineralisation |  |  |  | chalcopyrite, sphalerite, galena | Cu mineralisation stage, Pb-Zn mineralisation stage | replacement, vein infill, stratabound | coarse-grained, medium-grained, fine-grained, stratabound, discordant veins, replacement, infill |  |  |  | pyrite, pyrrhotite, arsenopyrite, siderite, dolomite, calcite, quartz, chlorite, K-feldspar, biotite, apatite, freibergite, tetrahedrite, cobaltite | Resin blocks containing each sample were produced following standard procedures and used for Mineral Liberation Analysis (MLA) mapping and subsequent LA-ICP-MS analyses | LA-ICPMS, EMPA, SEM-EDS | NWR213 solid state 213 nm laser ablation system coupled with an Agilent 7900 quadrupole ICP-MS; Cameca SXFive Electron Microprobe; Quanta600 SEM | Adelaide Microscopy | Ablation was conducted in an atmosphere of He (0.6 L/min) that was mixed with Ar (0.88 L/min) upon leaving the ablation cell; 70 µm diameter spot size with a 25:2 standard sample bracketing approach (2 standards analysed twice every 25 unknowns); MLA maps were acquired using the raster mode with an X-ray spectra collected every 4 µm | STDGL3 (CODES, University of Tasmania; Danyushevsky et al., 2011); GSD-1G | 9.2834 |  | 0.81912 |  | 0.25867 | [15 empty] | 2661.4226 | [5 empty] | 90.0026 | [5 empty] | 1080.664 | [9 empty] | 71852.6607 |  | 0.48572 | [11 empty] | 1572.1362 | [13 empty] | 49.0035 | [15 empty] | 1.5233 | [15 empty] | 345323.8874 |  | 0.08766 |  |  |  | 2.2993 | [5 empty] | 0.34489 | [13 empty] | 0.018251 | [13 empty] | 595050.5734 |  |  |  |  | 2020 | Cave, B., et al. (2020), Ore Geology Reviews 124, 103647 |  | AUS | Queensland
| Mount Isa Copper Operations, Black Star Mine | No. 5 and No. 9 Pb-Zn orebodies, 650 Cu orebody, 1100 Cu orebody, 3000 Cu orebody | Seafloor hydrothermal | Sedimentary Exhalative (SEDEX) | SEDEX zinc-lead-copper | Cu, Pb, Zn | Ag | Cu, Pb, Zn, Ag | Cave et al., 2020 |  | 294-2002063521sph8-1.d | 294-2002063521sph8-1.d-1 | underground mine, open pit |  |  |  |  | ore material | drill core, polished section | drill core | mineral separate | [5 empty] | mineralisation |  |  |  | chalcopyrite, sphalerite, galena | Cu mineralisation stage, Pb-Zn mineralisation stage | replacement, vein infill, stratabound | coarse-grained, medium-grained, fine-grained, stratabound, discordant veins, replacement, infill |  |  |  | pyrite, pyrrhotite, arsenopyrite, siderite, dolomite, calcite, quartz, chlorite, K-feldspar, biotite, apatite, freibergite, tetrahedrite, cobaltite | Resin blocks containing each sample were produced following standard procedures and used for Mineral Liberation Analysis (MLA) mapping and subsequent LA-ICP-MS analyses | LA-ICPMS, EMPA, SEM-EDS | NWR213 solid state 213 nm laser ablation system coupled with an Agilent 7900 quadrupole ICP-MS; Cameca SXFive Electron Microprobe; Quanta600 SEM | Adelaide Microscopy | Ablation was conducted in an atmosphere of He (0.6 L/min) that was mixed with Ar (0.88 L/min) upon leaving the ablation cell; 70 µm diameter spot size with a 25:2 standard sample bracketing approach (2 standards analysed twice every 25 unknowns); MLA maps were acquired using the raster mode with an X-ray spectra collected every 4 µm | STDGL3 (CODES, University of Tasmania; Danyushevsky et al., 2011); GSD-1G | 23.4909 | [19 empty] | 2434.0729 | [5 empty] | 0.088788 | [5 empty] | 343.7383 | [9 empty] | 63420.3477 |  | 0.12684 | [11 empty] | 13.1787 | [13 empty] | 102.8678 | [9 empty] | 0.41857 | [5 empty] | 10.1726 | [15 empty] | 346528.7797 |  | 8.8027 |  |  |  | 7.6104 | [5 empty] | 0.24227 | [13 empty] | 0.11542 | [13 empty] | 603956.8494 |  |  |  |  | 2020 | Cave, B., et al. (2020), Ore Geology Reviews 124, 103647 |  | AUS | Queensland
| Mount Isa Copper Operations, Black Star Mine | No. 5 and No. 9 Pb-Zn orebodies, 650 Cu orebody, 1100 Cu orebody, 3000 Cu orebody | Seafloor hydrothermal | Sedimentary Exhalative (SEDEX) | SEDEX zinc-lead-copper | Cu, Pb, Zn | Ag | Cu, Pb, Zn, Ag | Cave et al., 2020 |  | 302-2002063521sph8-9.d | 302-2002063521sph8-9.d-1 | underground mine, open pit |  |  |  |  | ore material | drill core, polished section | drill core | mineral separate | [5 empty] | mineralisation |  |  |  | chalcopyrite, sphalerite, galena | Cu mineralisation stage, Pb-Zn mineralisation stage | replacement, vein infill, stratabound | coarse-grained, medium-grained, fine-grained, stratabound, discordant veins, replacement, infill |  |  |  | pyrite, pyrrhotite, arsenopyrite, siderite, dolomite, calcite, quartz, chlorite, K-feldspar, biotite, apatite, freibergite, tetrahedrite, cobaltite | Resin blocks containing each sample were produced following standard procedures and used for Mineral Liberation Analysis (MLA) mapping and subsequent LA-ICP-MS analyses | LA-ICPMS, EMPA, SEM-EDS | NWR213 solid state 213 nm laser ablation system coupled with an Agilent 7900 quadrupole ICP-MS; Cameca SXFive Electron Microprobe; Quanta600 SEM | Adelaide Microscopy | Ablation was conducted in an atmosphere of He (0.6 L/min) that was mixed with Ar (0.88 L/min) upon leaving the ablation cell; 70 µm diameter spot size with a 25:2 standard sample bracketing approach (2 standards analysed twice every 25 unknowns); MLA maps were acquired using the raster mode with an X-ray spectra collected every 4 µm | STDGL3 (CODES, University of Tasmania; Danyushevsky et al., 2011); GSD-1G | 83.6892 |  | 36.9254 |  | 18.1433 | [15 empty] | 2335.6305 | [5 empty] | 13.9269 | [5 empty] | 2465.9556 | [9 empty] | 63884.8611 |  | 0.089439 | [11 empty] | 12.892 | [13 empty] | 56.0909 | [15 empty] | 689.9565 | [15 empty] | 347789.184 |  | 61.7128 | [9 empty] | 0.62607 | [13 empty] | 1.8527 | [13 empty] | 603466.2267 |  |  |  |  | 2020 | Cave, B., et al. (2020), Ore Geology Reviews 124, 103647 |  | AUS | Queensland
| Mount Isa Copper Operations, Black Star Mine | No. 5 and No. 9 Pb-Zn orebodies, 650 Cu orebody, 1100 Cu orebody, 3000 Cu orebody | Seafloor hydrothermal | Sedimentary Exhalative (SEDEX) | SEDEX zinc-lead-copper | Cu, Pb, Zn | Ag | Cu, Pb, Zn, Ag | Cave et al., 2020 |  | 326-200209162sph6-1.d | 326-200209162sph6-1.d-1 | underground mine, open pit |  |  |  |  | ore material | drill core, polished section | drill core | mineral separate | [5 empty] | mineralisation |  |  |  | chalcopyrite, sphalerite, galena | Cu mineralisation stage, Pb-Zn mineralisation stage | replacement, vein infill, stratabound | coarse-grained, medium-grained, fine-grained, stratabound, discordant veins, replacement, infill |  |  |  | pyrite, pyrrhotite, arsenopyrite, siderite, dolomite, calcite, quartz, chlorite, K-feldspar, biotite, apatite, freibergite, tetrahedrite, cobaltite | Resin blocks containing each sample were produced following standard procedures and used for Mineral Liberation Analysis (MLA) mapping and subsequent LA-ICP-MS analyses | LA-ICPMS, EMPA, SEM-EDS | NWR213 solid state 213 nm laser ablation system coupled with an Agilent 7900 quadrupole ICP-MS; Cameca SXFive Electron Microprobe; Quanta600 SEM | Adelaide Microscopy | Ablation was conducted in an atmosphere of He (0.6 L/min) that was mixed with Ar (0.88 L/min) upon leaving the ablation cell; 70 µm diameter spot size with a 25:2 standard sample bracketing approach (2 standards analysed twice every 25 unknowns); MLA maps were acquired using the raster mode with an X-ray spectra collected every 4 µm | STDGL3 (CODES, University of Tasmania; Danyushevsky et al., 2011); GSD-1G | 5.879 | [13 empty] | 3.5348 | [5 empty] | 2454.711 | [5 empty] | 137.3411 | [5 empty] | 554.7647 | [9 empty] | 61367.775 |  | 0.044185 | [11 empty] | 237.4933 | [13 empty] | 35.8388 | [9 empty] | 0.34366 | [5 empty] | 3.9644 | [15 empty] | 354460.2684 |  | 2.1724 |  |  |  | 7.8551 | [5 empty] | 0.29457 | [13 empty] | 0.1436 | [13 empty] | 606124.793 |  |  |  |  | 2020 | Cave, B., et al. (2020), Ore Geology Reviews 124, 103647 |  | AUS | Queensland
| Mount Isa Copper Operations, Black Star Mine | No. 5 and No. 9 Pb-Zn orebodies, 650 Cu orebody, 1100 Cu orebody, 3000 Cu orebody | Seafloor hydrothermal | Sedimentary Exhalative (SEDEX) | SEDEX zinc-lead-copper | Cu, Pb, Zn | Ag | Cu, Pb, Zn, Ag | Cave et al., 2020 |  | 328-200209162sph6-3.d | 328-200209162sph6-3.d-1 | underground mine, open pit |  |  |  |  | ore material | drill core, polished section | drill core | mineral separate | [5 empty] | mineralisation |  |  |  | chalcopyrite, sphalerite, galena | Cu mineralisation stage, Pb-Zn mineralisation stage | replacement, vein infill, stratabound | coarse-grained, medium-grained, fine-grained, stratabound, discordant veins, replacement, infill |  |  |  | pyrite, pyrrhotite, arsenopyrite, siderite, dolomite, calcite, quartz, chlorite, K-feldspar, biotite, apatite, freibergite, tetrahedrite, cobaltite | Resin blocks containing each sample were produced following standard procedures and used for Mineral Liberation Analysis (MLA) mapping and subsequent LA-ICP-MS analyses | LA-ICPMS, EMPA, SEM-EDS | NWR213 solid state 213 nm laser ablation system coupled with an Agilent 7900 quadrupole ICP-MS; Cameca SXFive Electron Microprobe; Quanta600 SEM | Adelaide Microscopy | Ablation was conducted in an atmosphere of He (0.6 L/min) that was mixed with Ar (0.88 L/min) upon leaving the ablation cell; 70 µm diameter spot size with a 25:2 standard sample bracketing approach (2 standards analysed twice every 25 unknowns); MLA maps were acquired using the raster mode with an X-ray spectra collected every 4 µm | STDGL3 (CODES, University of Tasmania; Danyushevsky et al., 2011); GSD-1G | 9.9701 |  | 3.1891 |  | 167.8473 | [9 empty] | 7.6874 | [5 empty] | 2148.4457 | [5 empty] | 159.455 | [5 empty] | 2366.6472 | [9 empty] | 83923.6601 |  | 0.04364 | [11 empty] | 245.0571 | [13 empty] | 1309.2091 | [9 empty] | 0.68817 | [5 empty] | 13.2599 | [15 empty] | 369264.1045 |  | 5.7404 |  |  |  | 8.5602 | [5 empty] | 2.5177 | [13 empty] | 0.31387 | [13 empty] | 582301.0878 |  |  |  |  | 2020 | Cave, B., et al. (2020), Ore Geology Reviews 124, 103647 |  | AUS | Queensland
| Mount Isa Copper Operations, Black Star Mine | No. 5 and No. 9 Pb-Zn orebodies, 650 Cu orebody, 1100 Cu orebody, 3000 Cu orebody | Seafloor hydrothermal | Sedimentary Exhalative (SEDEX) | SEDEX zinc-lead-copper | Cu, Pb, Zn | Ag | Cu, Pb, Zn, Ag | Cave et al., 2020 |  | 332-200209162sph6-7.d | 332-200209162sph6-7.d-1 | underground mine, open pit |  |  |  |  | ore material | drill core, polished section | drill core | mineral separate | [5 empty] | mineralisation |  |  |  | chalcopyrite, sphalerite, galena | Cu mineralisation stage, Pb-Zn mineralisation stage | replacement, vein infill, stratabound | coarse-grained, medium-grained, fine-grained, stratabound, discordant veins, replacement, infill |  |  |  | pyrite, pyrrhotite, arsenopyrite, siderite, dolomite, calcite, quartz, chlorite, K-feldspar, biotite, apatite, freibergite, tetrahedrite, cobaltite | Resin blocks containing each sample were produced following standard procedures and used for Mineral Liberation Analysis (MLA) mapping and subsequent LA-ICP-MS analyses | LA-ICPMS, EMPA, SEM-EDS | NWR213 solid state 213 nm laser ablation system coupled with an Agilent 7900 quadrupole ICP-MS; Cameca SXFive Electron Microprobe; Quanta600 SEM | Adelaide Microscopy | Ablation was conducted in an atmosphere of He (0.6 L/min) that was mixed with Ar (0.88 L/min) upon leaving the ablation cell; 70 µm diameter spot size with a 25:2 standard sample bracketing approach (2 standards analysed twice every 25 unknowns); MLA maps were acquired using the raster mode with an X-ray spectra collected every 4 µm | STDGL3 (CODES, University of Tasmania; Danyushevsky et al., 2011); GSD-1G | 3.5946 |  | 5.1351 |  | 18.9187 | [9 empty] | 0.6108 | [5 empty] | 2306.7304 | [5 empty] | 131.7552 | [5 empty] | 197.295 | [9 empty] | 67566.7945 |  | 0.17432 | [11 empty] | 270.132 | [13 empty] | 37.7023 | [9 empty] | 0.33783 | [5 empty] | 7.7026 | [15 empty] | 363779.6215 |  | 0.20405 |  |  |  | 4.8648 | [5 empty] | 1.5405 | [27 empty] | 599577.3394 |  |  |  |  | 2020 | Cave, B., et al. (2020), Ore Geology Reviews 124, 103647 |  | AUS | Queensland
| Mount Isa Copper Operations, Black Star Mine | No. 5 and No. 9 Pb-Zn orebodies, 650 Cu orebody, 1100 Cu orebody, 3000 Cu orebody | Seafloor hydrothermal | Sedimentary Exhalative (SEDEX) | SEDEX zinc-lead-copper | Cu, Pb, Zn | Ag | Cu, Pb, Zn, Ag | Cave et al., 2020 |  | 339-200209162sph6-14.d | 339-200209162sph6-14.d-1 | underground mine, open pit |  |  |  |  | ore material | drill core, polished section | drill core | mineral separate | [5 empty] | mineralisation |  |  |  | chalcopyrite, sphalerite, galena | Cu mineralisation stage, Pb-Zn mineralisation stage | replacement, vein infill, stratabound | coarse-grained, medium-grained, fine-grained, stratabound, discordant veins, replacement, infill |  |  |  | pyrite, pyrrhotite, arsenopyrite, siderite, dolomite, calcite, quartz, chlorite, K-feldspar, biotite, apatite, freibergite, tetrahedrite, cobaltite | Resin blocks containing each sample were produced following standard procedures and used for Mineral Liberation Analysis (MLA) mapping and subsequent LA-ICP-MS analyses | LA-ICPMS, EMPA, SEM-EDS | NWR213 solid state 213 nm laser ablation system coupled with an Agilent 7900 quadrupole ICP-MS; Cameca SXFive Electron Microprobe; Quanta600 SEM | Adelaide Microscopy | Ablation was conducted in an atmosphere of He (0.6 L/min) that was mixed with Ar (0.88 L/min) upon leaving the ablation cell; 70 µm diameter spot size with a 25:2 standard sample bracketing approach (2 standards analysed twice every 25 unknowns); MLA maps were acquired using the raster mode with an X-ray spectra collected every 4 µm | STDGL3 (CODES, University of Tasmania; Danyushevsky et al., 2011); GSD-1G | 9.2912 |  | 4.1531 |  | 2.5512 | [9 empty] | 14.6547 | [5 empty] | 2507.3145 | [5 empty] | 135.6299 | [5 empty] | 2052.8415 | [9 empty] | 59330.6802 |  | 0.045091 | [11 empty] | 216.557 | [13 empty] | 30.852 | [15 empty] | 16.3753 | [15 empty] | 356102.7424 |  | 5.8619 |  |  |  | 4.0345 | [5 empty] | 1.2815 | [13 empty] | 0.29428 | [13 empty] | 608276.3888 |  |  |  |  | 2020 | Cave, B., et al. (2020), Ore Geology Reviews 124, 103647 |  | AUS | Queensland
| Mount Isa Copper Operations, Black Star Mine | No. 5 and No. 9 Pb-Zn orebodies, 650 Cu orebody, 1100 Cu orebody, 3000 Cu orebody | Seafloor hydrothermal | Sedimentary Exhalative (SEDEX) | SEDEX zinc-lead-copper | Cu, Pb, Zn | Ag | Cu, Pb, Zn, Ag | Cave et al., 2020 |  | 346-200209162sph6-21.d | 346-200209162sph6-21.d-1 | underground mine, open pit |  |  |  |  | ore material | drill core, polished section | drill core | mineral separate | [5 empty] | mineralisation |  |  |  | chalcopyrite, sphalerite, galena | Cu mineralisation stage, Pb-Zn mineralisation stage | replacement, vein infill, stratabound | coarse-grained, medium-grained, fine-grained, stratabound, discordant veins, replacement, infill |  |  |  | pyrite, pyrrhotite, arsenopyrite, siderite, dolomite, calcite, quartz, chlorite, K-feldspar, biotite, apatite, freibergite, tetrahedrite, cobaltite | Resin blocks containing each sample were produced following standard procedures and used for Mineral Liberation Analysis (MLA) mapping and subsequent LA-ICP-MS analyses | LA-ICPMS, EMPA, SEM-EDS | NWR213 solid state 213 nm laser ablation system coupled with an Agilent 7900 quadrupole ICP-MS; Cameca SXFive Electron Microprobe; Quanta600 SEM | Adelaide Microscopy | Ablation was conducted in an atmosphere of He (0.6 L/min) that was mixed with Ar (0.88 L/min) upon leaving the ablation cell; 70 µm diameter spot size with a 25:2 standard sample bracketing approach (2 standards analysed twice every 25 unknowns); MLA maps were acquired using the raster mode with an X-ray spectra collected every 4 µm | STDGL3 (CODES, University of Tasmania; Danyushevsky et al., 2011); GSD-1G | 32.718 |  |  |  | 0.50152 | [9 empty] | 25.7923 | [5 empty] | 2449.0709 | [5 empty] | 129.9166 | [5 empty] | 7319.7487 | [9 empty] | 59704.3126 |  | 0.041793 | [11 empty] | 171.829 | [13 empty] | 23.0459 | [9 empty] | 0.45375 | [5 empty] | 31.4045 | [15 empty] | 356554.1549 |  | 29.9119 |  |  |  | 4.1793 | [5 empty] | 2.4359 | [13 empty] | 4.0241 | [13 empty] | 607881.7552 |  |  |  |  | 2020 | Cave, B., et al. (2020), Ore Geology Reviews 124, 103647 |  | AUS | Queensland
| Mount Isa Copper Operations, Black Star Mine | No. 5 and No. 9 Pb-Zn orebodies, 650 Cu orebody, 1100 Cu orebody, 3000 Cu orebody | Seafloor hydrothermal | Sedimentary Exhalative (SEDEX) | SEDEX zinc-lead-copper | Cu, Pb, Zn | Ag | Cu, Pb, Zn, Ag | Cave et al., 2020 |  | 347-200209162sph6-22.d | 347-200209162sph6-22.d-1 | underground mine, open pit |  |  |  |  | ore material | drill core, polished section | drill core | mineral separate | [5 empty] | mineralisation |  |  |  | chalcopyrite, sphalerite, galena | Cu mineralisation stage, Pb-Zn mineralisation stage | replacement, vein infill, stratabound | coarse-grained, medium-grained, fine-grained, stratabound, discordant veins, replacement, infill |  |  |  | pyrite, pyrrhotite, arsenopyrite, siderite, dolomite, calcite, quartz, chlorite, K-feldspar, biotite, apatite, freibergite, tetrahedrite, cobaltite | Resin blocks containing each sample were produced following standard procedures and used for Mineral Liberation Analysis (MLA) mapping and subsequent LA-ICP-MS analyses | LA-ICPMS, EMPA, SEM-EDS | NWR213 solid state 213 nm laser ablation system coupled with an Agilent 7900 quadrupole ICP-MS; Cameca SXFive Electron Microprobe; Quanta600 SEM | Adelaide Microscopy | Ablation was conducted in an atmosphere of He (0.6 L/min) that was mixed with Ar (0.88 L/min) upon leaving the ablation cell; 70 µm diameter spot size with a 25:2 standard sample bracketing approach (2 standards analysed twice every 25 unknowns); MLA maps were acquired using the raster mode with an X-ray spectra collected every 4 µm | STDGL3 (CODES, University of Tasmania; Danyushevsky et al., 2011); GSD-1G | 23.4313 |  | 3.0868 |  | 11.3649 | [9 empty] | 23.1507 | [5 empty] | 2146.6998 | [5 empty] | 145.4985 | [5 empty] | 2806.1435 | [9 empty] | 70153.5887 |  | 0.067347 | [11 empty] | 180.9963 | [13 empty] | 982.1502 | [9 empty] | 0.57526 | [5 empty] | 26.939 | [15 empty] | 369007.8765 |  | 26.3777 |  |  |  | 2.9465 | [5 empty] | 3.6059 | [13 empty] | 3.5919 | [13 empty] | 596845.1468 |  |  |  |  | 2020 | Cave, B., et al. (2020), Ore Geology Reviews 124, 103647 |  | AUS | Queensland
| Mount Isa Copper Operations, Black Star Mine | No. 5 and No. 9 Pb-Zn orebodies, 650 Cu orebody, 1100 Cu orebody, 3000 Cu orebody | Seafloor hydrothermal | Sedimentary Exhalative (SEDEX) | SEDEX zinc-lead-copper | Cu, Pb, Zn | Ag | Cu, Pb, Zn, Ag | Cave et al., 2020 |  | 351-200209162sph6-26.d | 351-200209162sph6-26.d-1 | underground mine, open pit |  |  |  |  | ore material | drill core, polished section | drill core | mineral separate | [5 empty] | mineralisation |  |  |  | chalcopyrite, sphalerite, galena | Cu mineralisation stage, Pb-Zn mineralisation stage | replacement, vein infill, stratabound | coarse-grained, medium-grained, fine-grained, stratabound, discordant veins, replacement, infill |  |  |  | pyrite, pyrrhotite, arsenopyrite, siderite, dolomite, calcite, quartz, chlorite, K-feldspar, biotite, apatite, freibergite, tetrahedrite, cobaltite | Resin blocks containing each sample were produced following standard procedures and used for Mineral Liberation Analysis (MLA) mapping and subsequent LA-ICP-MS analyses | LA-ICPMS, EMPA, SEM-EDS | NWR213 solid state 213 nm laser ablation system coupled with an Agilent 7900 quadrupole ICP-MS; Cameca SXFive Electron Microprobe; Quanta600 SEM | Adelaide Microscopy | Ablation was conducted in an atmosphere of He (0.6 L/min) that was mixed with Ar (0.88 L/min) upon leaving the ablation cell; 70 µm diameter spot size with a 25:2 standard sample bracketing approach (2 standards analysed twice every 25 unknowns); MLA maps were acquired using the raster mode with an X-ray spectra collected every 4 µm | STDGL3 (CODES, University of Tasmania; Danyushevsky et al., 2011); GSD-1G | 3.4712 |  | 1.409 |  | 0.49955 | [9 empty] | 1.4858 | [5 empty] | 2396.5396 | [5 empty] | 135.774 | [5 empty] | 755.7233 | [9 empty] | 64044.3496 |  | 0.079415 | [11 empty] | 181.1174 | [13 empty] | 37.9143 | [9 empty] | 0.47393 | [5 empty] | 4.3678 | [15 empty] | 353396.7213 |  | 0.62764 |  |  |  | 3.4584 | [5 empty] | 1.8701 | [7 empty] | 1.5243 | [5 empty] | 0.039707 | [13 empty] | 603297.7736 |  |  |  |  | 2020 | Cave, B., et al. (2020), Ore Geology Reviews 124, 103647 |  | AUS | Queensland
| Mount Isa Copper Operations, Black Star Mine | No. 5 and No. 9 Pb-Zn orebodies, 650 Cu orebody, 1100 Cu orebody, 3000 Cu orebody | Seafloor hydrothermal | Sedimentary Exhalative (SEDEX) | SEDEX zinc-lead-copper | Cu, Pb, Zn | Ag | Cu, Pb, Zn, Ag | Cave et al., 2020 |  | 360-200209162sph6-31.d | 360-200209162sph6-31.d-1 | underground mine, open pit |  |  |  |  | ore material | drill core, polished section | drill core | mineral separate | [5 empty] | mineralisation |  |  |  | chalcopyrite, sphalerite, galena | Cu mineralisation stage, Pb-Zn mineralisation stage | replacement, vein infill, stratabound | coarse-grained, medium-grained, fine-grained, stratabound, discordant veins, replacement, infill |  |  |  | pyrite, pyrrhotite, arsenopyrite, siderite, dolomite, calcite, quartz, chlorite, K-feldspar, biotite, apatite, freibergite, tetrahedrite, cobaltite | Resin blocks containing each sample were produced following standard procedures and used for Mineral Liberation Analysis (MLA) mapping and subsequent LA-ICP-MS analyses | LA-ICPMS, EMPA, SEM-EDS | NWR213 solid state 213 nm laser ablation system coupled with an Agilent 7900 quadrupole ICP-MS; Cameca SXFive Electron Microprobe; Quanta600 SEM | Adelaide Microscopy | Ablation was conducted in an atmosphere of He (0.6 L/min) that was mixed with Ar (0.88 L/min) upon leaving the ablation cell; 70 µm diameter spot size with a 25:2 standard sample bracketing approach (2 standards analysed twice every 25 unknowns); MLA maps were acquired using the raster mode with an X-ray spectra collected every 4 µm | STDGL3 (CODES, University of Tasmania; Danyushevsky et al., 2011); GSD-1G | 11.0022 | [13 empty] | 1.4496 | [5 empty] | 2531.9857 | [5 empty] | 126.0789 | [5 empty] | 17841.3556 | [9 empty] | 74338.9818 |  | 0.068392 | [11 empty] | 184.9554 | [13 empty] | 33.3039 | [9 empty] | 0.17841 | [5 empty] | 3.8359 | [15 empty] | 377642.0276 |  | 0.8326 |  |  |  | 6.2445 | [5 empty] | 2.2748 | [13 empty] | 0.066905 | [13 empty] | 592424.5013 |  |  |  |  | 2020 | Cave, B., et al. (2020), Ore Geology Reviews 124, 103647 |  | AUS | Queensland
| Mount Isa Copper Operations, Black Star Mine | No. 5 and No. 9 Pb-Zn orebodies, 650 Cu orebody, 1100 Cu orebody, 3000 Cu orebody | Seafloor hydrothermal | Sedimentary Exhalative (SEDEX) | SEDEX zinc-lead-copper | Cu, Pb, Zn | Ag | Cu, Pb, Zn, Ag | Cave et al., 2020 |  | 364-200209162sph6-35.d | 364-200209162sph6-35.d-1 | underground mine, open pit |  |  |  |  | ore material | drill core, polished section | drill core | mineral separate | [5 empty] | mineralisation |  |  |  | chalcopyrite, sphalerite, galena | Cu mineralisation stage, Pb-Zn mineralisation stage | replacement, vein infill, stratabound | coarse-grained, medium-grained, fine-grained, stratabound, discordant veins, replacement, infill |  |  |  | pyrite, pyrrhotite, arsenopyrite, siderite, dolomite, calcite, quartz, chlorite, K-feldspar, biotite, apatite, freibergite, tetrahedrite, cobaltite | Resin blocks containing each sample were produced following standard procedures and used for Mineral Liberation Analysis (MLA) mapping and subsequent LA-ICP-MS analyses | LA-ICPMS, EMPA, SEM-EDS | NWR213 solid state 213 nm laser ablation system coupled with an Agilent 7900 quadrupole ICP-MS; Cameca SXFive Electron Microprobe; Quanta600 SEM | Adelaide Microscopy | Ablation was conducted in an atmosphere of He (0.6 L/min) that was mixed with Ar (0.88 L/min) upon leaving the ablation cell; 70 µm diameter spot size with a 25:2 standard sample bracketing approach (2 standards analysed twice every 25 unknowns); MLA maps were acquired using the raster mode with an X-ray spectra collected every 4 µm | STDGL3 (CODES, University of Tasmania; Danyushevsky et al., 2011); GSD-1G | 1.1355 |  | 4.9757 |  | 0.82929 | [9 empty] | 0.90201 | [5 empty] | 2458.5211 | [5 empty] | 135.2378 | [5 empty] | 297.268 | [9 empty] | 63791.4149 |  | 0.073998 | [11 empty] | 196.6051 | [13 empty] | 34.9577 | [15 empty] | 15.1824 | [15 empty] | 357614.6718 |  | 0.72722 |  |  |  | 3.8275 | [5 empty] | 2.4113 | [13 empty] | 0.057412 | [13 empty] | 603564.9253 |  |  |  |  | 2020 | Cave, B., et al. (2020), Ore Geology Reviews 124, 103647 |  | AUS | Queensland
| Mount Isa Copper Operations, Black Star Mine | No. 5 and No. 9 Pb-Zn orebodies, 650 Cu orebody, 1100 Cu orebody, 3000 Cu orebody | Seafloor hydrothermal | Sedimentary Exhalative (SEDEX) | SEDEX zinc-lead-copper | Cu, Pb, Zn | Ag | Cu, Pb, Zn, Ag | Cave et al., 2020 |  | 402-200209162sph12-31.d | 402-200209162sph12-31.d-1 | underground mine, open pit |  |  |  |  | ore material | drill core, polished section | drill core | mineral separate | [5 empty] | mineralisation |  |  |  | chalcopyrite, sphalerite, galena | Cu mineralisation stage, Pb-Zn mineralisation stage | replacement, vein infill, stratabound | coarse-grained, medium-grained, fine-grained, stratabound, discordant veins, replacement, infill |  |  |  | pyrite, pyrrhotite, arsenopyrite, siderite, dolomite, calcite, quartz, chlorite, K-feldspar, biotite, apatite, freibergite, tetrahedrite, cobaltite | Resin blocks containing each sample were produced following standard procedures and used for Mineral Liberation Analysis (MLA) mapping and subsequent LA-ICP-MS analyses | LA-ICPMS, EMPA, SEM-EDS | NWR213 solid state 213 nm laser ablation system coupled with an Agilent 7900 quadrupole ICP-MS; Cameca SXFive Electron Microprobe; Quanta600 SEM | Adelaide Microscopy | Ablation was conducted in an atmosphere of He (0.6 L/min) that was mixed with Ar (0.88 L/min) upon leaving the ablation cell; 70 µm diameter spot size with a 25:2 standard sample bracketing approach (2 standards analysed twice every 25 unknowns); MLA maps were acquired using the raster mode with an X-ray spectra collected every 4 µm | STDGL3 (CODES, University of Tasmania; Danyushevsky et al., 2011); GSD-1G | 60.1155 |  | 1.0302 |  | 47.2682 | [9 empty] | 0.019392 | [5 empty] | 3032.4394 | [5 empty] | 9.3203 | [5 empty] | 93.6881 | [9 empty] | 60600.3085 |  | 0.087264 | [11 empty] | 106.8989 | [13 empty] | 43.0262 | [9 empty] | 0.27876 | [5 empty] | 198.769 | [15 empty] | 353057.3972 |  | 74.6596 |  |  |  | 2.1816 | [5 empty] | 0.98415 | [13 empty] | 1.7453 | [13 empty] | 606935.3973 |  |  |  |  | 2020 | Cave, B., et al. (2020), Ore Geology Reviews 124, 103647 |  | AUS | Queensland
| Mount Isa Copper Operations, Black Star Mine | No. 5 and No. 9 Pb-Zn orebodies, 650 Cu orebody, 1100 Cu orebody, 3000 Cu orebody | Seafloor hydrothermal | Sedimentary Exhalative (SEDEX) | SEDEX zinc-lead-copper | Cu, Pb, Zn | Ag | Cu, Pb, Zn, Ag | Cave et al., 2020 |  | 473-201502192sph13-5.d | 473-201502192sph13-5.d-1 | underground mine, open pit |  |  |  |  | ore material | drill core, polished section | drill core | mineral separate | [5 empty] | mineralisation |  |  |  | chalcopyrite, sphalerite, galena | Cu mineralisation stage, Pb-Zn mineralisation stage | replacement, vein infill, stratabound | coarse-grained, medium-grained, fine-grained, stratabound, discordant veins, replacement, infill |  |  |  | pyrite, pyrrhotite, arsenopyrite, siderite, dolomite, calcite, quartz, chlorite, K-feldspar, biotite, apatite, freibergite, tetrahedrite, cobaltite | Resin blocks containing each sample were produced following standard procedures and used for Mineral Liberation Analysis (MLA) mapping and subsequent LA-ICP-MS analyses | LA-ICPMS, EMPA, SEM-EDS | NWR213 solid state 213 nm laser ablation system coupled with an Agilent 7900 quadrupole ICP-MS; Cameca SXFive Electron Microprobe; Quanta600 SEM | Adelaide Microscopy | Ablation was conducted in an atmosphere of He (0.6 L/min) that was mixed with Ar (0.88 L/min) upon leaving the ablation cell; 70 µm diameter spot size with a 25:2 standard sample bracketing approach (2 standards analysed twice every 25 unknowns); MLA maps were acquired using the raster mode with an X-ray spectra collected every 4 µm | STDGL3 (CODES, University of Tasmania; Danyushevsky et al., 2011); GSD-1G | 9.7239 | [19 empty] | 2040.7694 | [5 empty] | 48.8688 | [5 empty] | 337.344 | [9 empty] | 62332.6033 | [13 empty] | 525.5885 | [13 empty] | 56.4733 | [9 empty] | 0.4114 | [5 empty] | 17.5778 | [15 empty] | 335972.7319 |  | 3.74 | [9 empty] | 0.18824 | [13 empty] | 0.1309 | [13 empty] | 605105.7337 |  |  |  |  | 2020 | Cave, B., et al. (2020), Ore Geology Reviews 124, 103647 |  | AUS | Queensland
| Mount Isa Copper Operations, Black Star Mine | No. 5 and No. 9 Pb-Zn orebodies, 650 Cu orebody, 1100 Cu orebody, 3000 Cu orebody | Seafloor hydrothermal | Sedimentary Exhalative (SEDEX) | SEDEX zinc-lead-copper | Cu, Pb, Zn | Ag | Cu, Pb, Zn, Ag | Cave et al., 2020 |  | 482-201502192sph13-14.d | 482-201502192sph13-14.d-1 | underground mine, open pit |  |  |  |  | ore material | drill core, polished section | drill core | mineral separate | [5 empty] | mineralisation |  |  |  | chalcopyrite, sphalerite, galena | Cu mineralisation stage, Pb-Zn mineralisation stage | replacement, vein infill, stratabound | coarse-grained, medium-grained, fine-grained, stratabound, discordant veins, replacement, infill |  |  |  | pyrite, pyrrhotite, arsenopyrite, siderite, dolomite, calcite, quartz, chlorite, K-feldspar, biotite, apatite, freibergite, tetrahedrite, cobaltite | Resin blocks containing each sample were produced following standard procedures and used for Mineral Liberation Analysis (MLA) mapping and subsequent LA-ICP-MS analyses | LA-ICPMS, EMPA, SEM-EDS | NWR213 solid state 213 nm laser ablation system coupled with an Agilent 7900 quadrupole ICP-MS; Cameca SXFive Electron Microprobe; Quanta600 SEM | Adelaide Microscopy | Ablation was conducted in an atmosphere of He (0.6 L/min) that was mixed with Ar (0.88 L/min) upon leaving the ablation cell; 70 µm diameter spot size with a 25:2 standard sample bracketing approach (2 standards analysed twice every 25 unknowns); MLA maps were acquired using the raster mode with an X-ray spectra collected every 4 µm | STDGL3 (CODES, University of Tasmania; Danyushevsky et al., 2011); GSD-1G | 5.7682 |  |  |  | 44.7884 | [9 empty] | 0.074647 | [5 empty] | 2019.5487 | [5 empty] | 66.2325 | [5 empty] | 335.2342 | [9 empty] | 67861.1787 |  | 0.085505 |  |  |  | 0.67861 | [7 empty] | 526.6027 | [13 empty] | 49.2672 | [9 empty] | 0.54289 | [5 empty] | 104.5062 | [15 empty] | 350299.4042 |  | 9.9077 | [9 empty] | 0.2443 | [7 empty] | 1.0315 | [5 empty] | 3.6645 | [13 empty] | 599266.4085 |  |  |  |  | 2020 | Cave, B., et al. (2020), Ore Geology Reviews 124, 103647 |  | AUS | Queensland
| Mount Isa Copper Operations, Black Star Mine | No. 5 and No. 9 Pb-Zn orebodies, 650 Cu orebody, 1100 Cu orebody, 3000 Cu orebody | Seafloor hydrothermal | Sedimentary Exhalative (SEDEX) | SEDEX zinc-lead-copper | Cu, Pb, Zn | Ag | Cu, Pb, Zn, Ag | Cave et al., 2020 |  | 487-201502192sph15-5.d | 487-201502192sph15-5.d-1 | underground mine, open pit |  |  |  |  | ore material | drill core, polished section | drill core | mineral separate | [5 empty] | mineralisation |  |  |  | chalcopyrite, sphalerite, galena | Cu mineralisation stage, Pb-Zn mineralisation stage | replacement, vein infill, stratabound | coarse-grained, medium-grained, fine-grained, stratabound, discordant veins, replacement, infill |  |  |  | pyrite, pyrrhotite, arsenopyrite, siderite, dolomite, calcite, quartz, chlorite, K-feldspar, biotite, apatite, freibergite, tetrahedrite, cobaltite | Resin blocks containing each sample were produced following standard procedures and used for Mineral Liberation Analysis (MLA) mapping and subsequent LA-ICP-MS analyses | LA-ICPMS, EMPA, SEM-EDS | NWR213 solid state 213 nm laser ablation system coupled with an Agilent 7900 quadrupole ICP-MS; Cameca SXFive Electron Microprobe; Quanta600 SEM | Adelaide Microscopy | Ablation was conducted in an atmosphere of He (0.6 L/min) that was mixed with Ar (0.88 L/min) upon leaving the ablation cell; 70 µm diameter spot size with a 25:2 standard sample bracketing approach (2 standards analysed twice every 25 unknowns); MLA maps were acquired using the raster mode with an X-ray spectra collected every 4 µm | STDGL3 (CODES, University of Tasmania; Danyushevsky et al., 2011); GSD-1G | 16.3758 |  | 10.7848 | [11 empty] | 0.036895 | [5 empty] | 2365.5575 | [5 empty] | 0.036895 | [5 empty] | 14147.9355 | [9 empty] | 70952.5349 |  | 0.12346 | [11 empty] | 127.9984 | [13 empty] | 16.3617 | [15 empty] | 26.1105 | [15 empty] | 356181.7253 |  | 13.3675 | [9 empty] | 5.662 | [13 empty] | 3.5902 | [13 empty] | 596001.2934 |  |  |  |  | 2020 | Cave, B., et al. (2020), Ore Geology Reviews 124, 103647 |  | AUS | Queensland
| Mount Isa Copper Operations, Black Star Mine | No. 5 and No. 9 Pb-Zn orebodies, 650 Cu orebody, 1100 Cu orebody, 3000 Cu orebody | Seafloor hydrothermal | Sedimentary Exhalative (SEDEX) | SEDEX zinc-lead-copper | Cu, Pb, Zn | Ag | Cu, Pb, Zn, Ag | Cave et al., 2020 |  | 492-201502192sph15-6.d | 492-201502192sph15-6.d-1 | underground mine, open pit |  |  |  |  | ore material | drill core, polished section | drill core | mineral separate | [5 empty] | mineralisation |  |  |  | chalcopyrite, sphalerite, galena | Cu mineralisation stage, Pb-Zn mineralisation stage | replacement, vein infill, stratabound | coarse-grained, medium-grained, fine-grained, stratabound, discordant veins, replacement, infill |  |  |  | pyrite, pyrrhotite, arsenopyrite, siderite, dolomite, calcite, quartz, chlorite, K-feldspar, biotite, apatite, freibergite, tetrahedrite, cobaltite | Resin blocks containing each sample were produced following standard procedures and used for Mineral Liberation Analysis (MLA) mapping and subsequent LA-ICP-MS analyses | LA-ICPMS, EMPA, SEM-EDS | NWR213 solid state 213 nm laser ablation system coupled with an Agilent 7900 quadrupole ICP-MS; Cameca SXFive Electron Microprobe; Quanta600 SEM | Adelaide Microscopy | Ablation was conducted in an atmosphere of He (0.6 L/min) that was mixed with Ar (0.88 L/min) upon leaving the ablation cell; 70 µm diameter spot size with a 25:2 standard sample bracketing approach (2 standards analysed twice every 25 unknowns); MLA maps were acquired using the raster mode with an X-ray spectra collected every 4 µm | STDGL3 (CODES, University of Tasmania; Danyushevsky et al., 2011); GSD-1G | 26.2202 |  | 10.3825 |  | 0.51033 | [9 empty] | 0.06687 | [5 empty] | 2317.586 | [5 empty] | 0.17422 | [5 empty] | 31147.5117 | [9 empty] | 87987.3211 |  | 0.077429 | [11 empty] | 111.3919 | [13 empty] | 21.6449 | [9 empty] | 0.35195 | [5 empty] | 22.8767 | [15 empty] | 401222.1841 |  | 7.2678 |  |  |  | 12.3182 | [5 empty] | 12.4238 | [7 empty] | 1.4782 | [5 empty] | 8.9043 | [13 empty] | 578009.0168 |  |  |  |  | 2020 | Cave, B., et al. (2020), Ore Geology Reviews 124, 103647 |  | AUS | Queensland
| Mount Isa Copper Operations, Black Star Mine | No. 5 and No. 9 Pb-Zn orebodies, 650 Cu orebody, 1100 Cu orebody, 3000 Cu orebody | Seafloor hydrothermal | Sedimentary Exhalative (SEDEX) | SEDEX zinc-lead-copper | Cu, Pb, Zn | Ag | Cu, Pb, Zn, Ag | Cave et al., 2020 |  | 495-201502192sph15-9.d | 495-201502192sph15-9.d-1 | underground mine, open pit |  |  |  |  | ore material | drill core, polished section | drill core | mineral separate | [5 empty] | mineralisation |  |  |  | chalcopyrite, sphalerite, galena | Cu mineralisation stage, Pb-Zn mineralisation stage | replacement, vein infill, stratabound | coarse-grained, medium-grained, fine-grained, stratabound, discordant veins, replacement, infill |  |  |  | pyrite, pyrrhotite, arsenopyrite, siderite, dolomite, calcite, quartz, chlorite, K-feldspar, biotite, apatite, freibergite, tetrahedrite, cobaltite | Resin blocks containing each sample were produced following standard procedures and used for Mineral Liberation Analysis (MLA) mapping and subsequent LA-ICP-MS analyses | LA-ICPMS, EMPA, SEM-EDS | NWR213 solid state 213 nm laser ablation system coupled with an Agilent 7900 quadrupole ICP-MS; Cameca SXFive Electron Microprobe; Quanta600 SEM | Adelaide Microscopy | Ablation was conducted in an atmosphere of He (0.6 L/min) that was mixed with Ar (0.88 L/min) upon leaving the ablation cell; 70 µm diameter spot size with a 25:2 standard sample bracketing approach (2 standards analysed twice every 25 unknowns); MLA maps were acquired using the raster mode with an X-ray spectra collected every 4 µm | STDGL3 (CODES, University of Tasmania; Danyushevsky et al., 2011); GSD-1G | 23.2987 |  | 5.424 |  | 0.50542 | [15 empty] | 2356.9853 | [5 empty] | 0.071499 | [5 empty] | 616.3665 | [9 empty] | 61636.6453 |  | 0.26257 | [11 empty] | 165.556 | [13 empty] | 16.6172 | [9 empty] | 0.34516 | [5 empty] | 11.5384 | [15 empty] | 349109.9588 |  | 12.6971 | [9 empty] | 2.3175 | [13 empty] | 0.86291 | [13 empty] | 605840.8101 |  |  |  |  | 2020 | Cave, B., et al. (2020), Ore Geology Reviews 124, 103647 |  | AUS | Queensland
| Mount Isa Copper Operations, Black Star Mine | No. 5 and No. 9 Pb-Zn orebodies, 650 Cu orebody, 1100 Cu orebody, 3000 Cu orebody | Seafloor hydrothermal | Sedimentary Exhalative (SEDEX) | SEDEX zinc-lead-copper | Cu, Pb, Zn | Ag | Cu, Pb, Zn, Ag | Cave et al., 2020 |  | 534-201208592sph6-8.d | 534-201208592sph6-8.d-1 | underground mine, open pit |  |  |  |  | ore material | drill core, polished section | drill core | mineral separate | [5 empty] | mineralisation |  |  |  | chalcopyrite, sphalerite, galena | Cu mineralisation stage, Pb-Zn mineralisation stage | replacement, vein infill, stratabound | coarse-grained, medium-grained, fine-grained, stratabound, discordant veins, replacement, infill |  |  |  | pyrite, pyrrhotite, arsenopyrite, siderite, dolomite, calcite, quartz, chlorite, K-feldspar, biotite, apatite, freibergite, tetrahedrite, cobaltite | Resin blocks containing each sample were produced following standard procedures and used for Mineral Liberation Analysis (MLA) mapping and subsequent LA-ICP-MS analyses | LA-ICPMS, EMPA, SEM-EDS | NWR213 solid state 213 nm laser ablation system coupled with an Agilent 7900 quadrupole ICP-MS; Cameca SXFive Electron Microprobe; Quanta600 SEM | Adelaide Microscopy | Ablation was conducted in an atmosphere of He (0.6 L/min) that was mixed with Ar (0.88 L/min) upon leaving the ablation cell; 70 µm diameter spot size with a 25:2 standard sample bracketing approach (2 standards analysed twice every 25 unknowns); MLA maps were acquired using the raster mode with an X-ray spectra collected every 4 µm | STDGL3 (CODES, University of Tasmania; Danyushevsky et al., 2011); GSD-1G | 14.4928 |  | 73.6923 |  | 0.64642 | [9 empty] | 0.04525 | [5 empty] | 2029.7715 | [5 empty] | 15.2168 | [5 empty] | 5080.8929 | [9 empty] | 64642.4039 |  | 0.29089 |  |  |  | 0.81449 | [7 empty] | 41.0091 | [13 empty] | 34.2605 | [9 empty] | 0.55593 | [5 empty] | 1693.631 | [15 empty] | 344802.5824 |  | 31.5455 | [9 empty] | 1.1506 | [13 empty] | 1.6678 | [13 empty] | 602666.104 |  |  |  |  | 2020 | Cave, B., et al. (2020), Ore Geology Reviews 124, 103647 |  | AUS | Queensland
| Mount Isa Copper Operations, Black Star Mine | No. 5 and No. 9 Pb-Zn orebodies, 650 Cu orebody, 1100 Cu orebody, 3000 Cu orebody | Seafloor hydrothermal | Sedimentary Exhalative (SEDEX) | SEDEX zinc-lead-copper | Cu, Pb, Zn | Ag | Cu, Pb, Zn, Ag | Cave et al., 2020 |  | 537-201208592sph6-11.d | 537-201208592sph6-11.d-1 | underground mine, open pit |  |  |  |  | ore material | drill core, polished section | drill core | mineral separate | [5 empty] | mineralisation |  |  |  | chalcopyrite, sphalerite, galena | Cu mineralisation stage, Pb-Zn mineralisation stage | replacement, vein infill, stratabound | coarse-grained, medium-grained, fine-grained, stratabound, discordant veins, replacement, infill |  |  |  | pyrite, pyrrhotite, arsenopyrite, siderite, dolomite, calcite, quartz, chlorite, K-feldspar, biotite, apatite, freibergite, tetrahedrite, cobaltite | Resin blocks containing each sample were produced following standard procedures and used for Mineral Liberation Analysis (MLA) mapping and subsequent LA-ICP-MS analyses | LA-ICPMS, EMPA, SEM-EDS | NWR213 solid state 213 nm laser ablation system coupled with an Agilent 7900 quadrupole ICP-MS; Cameca SXFive Electron Microprobe; Quanta600 SEM | Adelaide Microscopy | Ablation was conducted in an atmosphere of He (0.6 L/min) that was mixed with Ar (0.88 L/min) upon leaving the ablation cell; 70 µm diameter spot size with a 25:2 standard sample bracketing approach (2 standards analysed twice every 25 unknowns); MLA maps were acquired using the raster mode with an X-ray spectra collected every 4 µm | STDGL3 (CODES, University of Tasmania; Danyushevsky et al., 2011); GSD-1G | 27.1477 |  | 74.7635 | [17 empty] | 2190.2023 | [5 empty] | 13.5922 | [5 empty] | 5784.9776 | [9 empty] | 61281.5423 |  | 0.22307 | [11 empty] | 41.843 | [13 empty] | 28.5572 | [9 empty] | 0.49025 | [5 empty] | 1752.6521 | [15 empty] | 342931.5109 |  | 52.3344 | [9 empty] | 0.5883 | [7 empty] | 1.2747 | [5 empty] | 1.483 | [13 empty] | 606215.8727 |  |  |  |  | 2020 | Cave, B., et al. (2020), Ore Geology Reviews 124, 103647 |  | AUS | Queensland
| Mount Isa Copper Operations, Black Star Mine | No. 5 and No. 9 Pb-Zn orebodies, 650 Cu orebody, 1100 Cu orebody, 3000 Cu orebody | Seafloor hydrothermal | Sedimentary Exhalative (SEDEX) | SEDEX zinc-lead-copper | Cu, Pb, Zn | Ag | Cu, Pb, Zn, Ag | Cave et al., 2020 |  | 538-201208592sph6-12.d | 538-201208592sph6-12.d-1 | underground mine, open pit |  |  |  |  | ore material | drill core, polished section | drill core | mineral separate | [5 empty] | mineralisation |  |  |  | chalcopyrite, sphalerite, galena | Cu mineralisation stage, Pb-Zn mineralisation stage | replacement, vein infill, stratabound | coarse-grained, medium-grained, fine-grained, stratabound, discordant veins, replacement, infill |  |  |  | pyrite, pyrrhotite, arsenopyrite, siderite, dolomite, calcite, quartz, chlorite, K-feldspar, biotite, apatite, freibergite, tetrahedrite, cobaltite | Resin blocks containing each sample were produced following standard procedures and used for Mineral Liberation Analysis (MLA) mapping and subsequent LA-ICP-MS analyses | LA-ICPMS, EMPA, SEM-EDS | NWR213 solid state 213 nm laser ablation system coupled with an Agilent 7900 quadrupole ICP-MS; Cameca SXFive Electron Microprobe; Quanta600 SEM | Adelaide Microscopy | Ablation was conducted in an atmosphere of He (0.6 L/min) that was mixed with Ar (0.88 L/min) upon leaving the ablation cell; 70 µm diameter spot size with a 25:2 standard sample bracketing approach (2 standards analysed twice every 25 unknowns); MLA maps were acquired using the raster mode with an X-ray spectra collected every 4 µm | STDGL3 (CODES, University of Tasmania; Danyushevsky et al., 2011); GSD-1G | 12.4652 | [19 empty] | 2185.934 | [5 empty] | 14.8833 | [5 empty] | 9908.2703 | [9 empty] | 69482.9615 |  | 0.20289 | [11 empty] | 42.7181 | [13 empty] | 34.3246 | [9 empty] | 0.65314 | [5 empty] | 179.266 | [15 empty] | 342412.0341 |  | 16.6759 | [9 empty] | 0.43496 | [13 empty] | 0.36409 | [13 empty] | 597553.4686 |  |  |  |  | 2020 | Cave, B., et al. (2020), Ore Geology Reviews 124, 103647 |  | AUS | Queensland
| Mount Isa Copper Operations, Black Star Mine | No. 5 and No. 9 Pb-Zn orebodies, 650 Cu orebody, 1100 Cu orebody, 3000 Cu orebody | Seafloor hydrothermal | Sedimentary Exhalative (SEDEX) | SEDEX zinc-lead-copper | Cu, Pb, Zn | Ag | Cu, Pb, Zn, Ag | Cave et al., 2020 |  | 551-201208592sph6-20.d | 551-201208592sph6-20.d-1 | underground mine, open pit |  |  |  |  | ore material | drill core, polished section | drill core | mineral separate | [5 empty] | mineralisation |  |  |  | chalcopyrite, sphalerite, galena | Cu mineralisation stage, Pb-Zn mineralisation stage | replacement, vein infill, stratabound | coarse-grained, medium-grained, fine-grained, stratabound, discordant veins, replacement, infill |  |  |  | pyrite, pyrrhotite, arsenopyrite, siderite, dolomite, calcite, quartz, chlorite, K-feldspar, biotite, apatite, freibergite, tetrahedrite, cobaltite | Resin blocks containing each sample were produced following standard procedures and used for Mineral Liberation Analysis (MLA) mapping and subsequent LA-ICP-MS analyses | LA-ICPMS, EMPA, SEM-EDS | NWR213 solid state 213 nm laser ablation system coupled with an Agilent 7900 quadrupole ICP-MS; Cameca SXFive Electron Microprobe; Quanta600 SEM | Adelaide Microscopy | Ablation was conducted in an atmosphere of He (0.6 L/min) that was mixed with Ar (0.88 L/min) upon leaving the ablation cell; 70 µm diameter spot size with a 25:2 standard sample bracketing approach (2 standards analysed twice every 25 unknowns); MLA maps were acquired using the raster mode with an X-ray spectra collected every 4 µm | STDGL3 (CODES, University of Tasmania; Danyushevsky et al., 2011); GSD-1G | 24.8539 |  | 31.0358 |  | 0.89575 | [9 empty] | 0.05425 | [5 empty] | 2108.1648 | [5 empty] | 14.8745 | [5 empty] | 5765.5973 | [9 empty] | 63080.9334 |  | 0.15013 | [11 empty] | 41.7722 | [13 empty] | 31.919 | [9 empty] | 0.18924 | [5 empty] | 3482.0675 | [15 empty] | 345305.0292 |  | 50.3386 | [9 empty] | 0.46932 | [13 empty] | 1.6401 | [13 empty] | 604315.3416 |  |  |  |  | 2020 | Cave, B., et al. (2020), Ore Geology Reviews 124, 103647 |  | AUS | Queensland
| Mount Isa Copper Operations, Black Star Mine | No. 5 and No. 9 Pb-Zn orebodies, 650 Cu orebody, 1100 Cu orebody, 3000 Cu orebody | Seafloor hydrothermal | Sedimentary Exhalative (SEDEX) | SEDEX zinc-lead-copper | Cu, Pb, Zn | Ag | Cu, Pb, Zn, Ag | Cave et al., 2020 |  | 552-201208592sph6-21.d | 552-201208592sph6-21.d-1 | underground mine, open pit |  |  |  |  | ore material | drill core, polished section | drill core | mineral separate | [5 empty] | mineralisation |  |  |  | chalcopyrite, sphalerite, galena | Cu mineralisation stage, Pb-Zn mineralisation stage | replacement, vein infill, stratabound | coarse-grained, medium-grained, fine-grained, stratabound, discordant veins, replacement, infill |  |  |  | pyrite, pyrrhotite, arsenopyrite, siderite, dolomite, calcite, quartz, chlorite, K-feldspar, biotite, apatite, freibergite, tetrahedrite, cobaltite | Resin blocks containing each sample were produced following standard procedures and used for Mineral Liberation Analysis (MLA) mapping and subsequent LA-ICP-MS analyses | LA-ICPMS, EMPA, SEM-EDS | NWR213 solid state 213 nm laser ablation system coupled with an Agilent 7900 quadrupole ICP-MS; Cameca SXFive Electron Microprobe; Quanta600 SEM | Adelaide Microscopy | Ablation was conducted in an atmosphere of He (0.6 L/min) that was mixed with Ar (0.88 L/min) upon leaving the ablation cell; 70 µm diameter spot size with a 25:2 standard sample bracketing approach (2 standards analysed twice every 25 unknowns); MLA maps were acquired using the raster mode with an X-ray spectra collected every 4 µm | STDGL3 (CODES, University of Tasmania; Danyushevsky et al., 2011); GSD-1G | 17.201 |  | 16.9763 | [11 empty] | 0.05742 | [5 empty] | 2099.5696 | [5 empty] | 14.1053 | [5 empty] | 4755.8621 | [9 empty] | 62412.8882 |  | 0.17226 | [11 empty] | 41.4921 | [13 empty] | 33.2037 | [15 empty] | 961.1585 | [15 empty] | 344144.6655 |  | 27.7113 | [9 empty] | 0.48682 | [13 empty] | 0.895 | [13 empty] | 605020.9362 |  |  |  |  | 2020 | Cave, B., et al. (2020), Ore Geology Reviews 124, 103647 |  | AUS | Queensland
| Mount Isa Copper Operations, Black Star Mine | No. 5 and No. 9 Pb-Zn orebodies, 650 Cu orebody, 1100 Cu orebody, 3000 Cu orebody | Seafloor hydrothermal | Sedimentary Exhalative (SEDEX) | SEDEX zinc-lead-copper | Cu, Pb, Zn | Ag | Cu, Pb, Zn, Ag | Cave et al., 2020 |  | 556-201208592sph6-25.d | 556-201208592sph6-25.d-1 | underground mine, open pit |  |  |  |  | ore material | drill core, polished section | drill core | mineral separate | [5 empty] | mineralisation |  |  |  | chalcopyrite, sphalerite, galena | Cu mineralisation stage, Pb-Zn mineralisation stage | replacement, vein infill, stratabound | coarse-grained, medium-grained, fine-grained, stratabound, discordant veins, replacement, infill |  |  |  | pyrite, pyrrhotite, arsenopyrite, siderite, dolomite, calcite, quartz, chlorite, K-feldspar, biotite, apatite, freibergite, tetrahedrite, cobaltite | Resin blocks containing each sample were produced following standard procedures and used for Mineral Liberation Analysis (MLA) mapping and subsequent LA-ICP-MS analyses | LA-ICPMS, EMPA, SEM-EDS | NWR213 solid state 213 nm laser ablation system coupled with an Agilent 7900 quadrupole ICP-MS; Cameca SXFive Electron Microprobe; Quanta600 SEM | Adelaide Microscopy | Ablation was conducted in an atmosphere of He (0.6 L/min) that was mixed with Ar (0.88 L/min) upon leaving the ablation cell; 70 µm diameter spot size with a 25:2 standard sample bracketing approach (2 standards analysed twice every 25 unknowns); MLA maps were acquired using the raster mode with an X-ray spectra collected every 4 µm | STDGL3 (CODES, University of Tasmania; Danyushevsky et al., 2011); GSD-1G | 7.0845 |  | 15.8881 | [17 empty] | 2180.0614 | [5 empty] | 5.7692 | [5 empty] | 2135.783 | [9 empty] | 65115.3358 |  | 0.44669 | [11 empty] | 46.9872 | [13 empty] | 52.0923 | [15 empty] | 52.0923 | [15 empty] | 345892.6635 |  | 8.4389 | [9 empty] | 0.54697 | [13 empty] | 0.26437 | [13 empty] | 602166.5896 |  |  |  |  | 2020 | Cave, B., et al. (2020), Ore Geology Reviews 124, 103647 |  | AUS | Queensland
| Mount Isa Copper Operations, Black Star Mine | No. 5 and No. 9 Pb-Zn orebodies, 650 Cu orebody, 1100 Cu orebody, 3000 Cu orebody | Seafloor hydrothermal | Sedimentary Exhalative (SEDEX) | SEDEX zinc-lead-copper | Cu, Pb, Zn | Ag | Cu, Pb, Zn, Ag | Cave et al., 2020 |  | 559-201208592sph6-28.d | 559-201208592sph6-28.d-1 | underground mine, open pit |  |  |  |  | ore material | drill core, polished section | drill core | mineral separate | [5 empty] | mineralisation |  |  |  | chalcopyrite, sphalerite, galena | Cu mineralisation stage, Pb-Zn mineralisation stage | replacement, vein infill, stratabound | coarse-grained, medium-grained, fine-grained, stratabound, discordant veins, replacement, infill |  |  |  | pyrite, pyrrhotite, arsenopyrite, siderite, dolomite, calcite, quartz, chlorite, K-feldspar, biotite, apatite, freibergite, tetrahedrite, cobaltite | Resin blocks containing each sample were produced following standard procedures and used for Mineral Liberation Analysis (MLA) mapping and subsequent LA-ICP-MS analyses | LA-ICPMS, EMPA, SEM-EDS | NWR213 solid state 213 nm laser ablation system coupled with an Agilent 7900 quadrupole ICP-MS; Cameca SXFive Electron Microprobe; Quanta600 SEM | Adelaide Microscopy | Ablation was conducted in an atmosphere of He (0.6 L/min) that was mixed with Ar (0.88 L/min) upon leaving the ablation cell; 70 µm diameter spot size with a 25:2 standard sample bracketing approach (2 standards analysed twice every 25 unknowns); MLA maps were acquired using the raster mode with an X-ray spectra collected every 4 µm | STDGL3 (CODES, University of Tasmania; Danyushevsky et al., 2011); GSD-1G | 11.8171 |  | 8.2416 | [17 empty] | 2119.7988 | [5 empty] | 5.3571 | [5 empty] | 3042.1355 | [9 empty] | 60600.3085 |  | 0.20119 | [11 empty] | 46.9652 | [13 empty] | 40.9658 | [9 empty] | 0.16968 | [5 empty] | 460.5623 | [15 empty] | 346633.7645 |  | 18.9073 | [9 empty] | 0.2424 | [7 empty] | 1.2968 | [5 empty] | 0.4036 | [13 empty] | 606935.3973 |  |  |  |  | 2020 | Cave, B., et al. (2020), Ore Geology Reviews 124, 103647 |  | AUS | Queensland
| Mount Isa Copper Operations, Black Star Mine | No. 5 and No. 9 Pb-Zn orebodies, 650 Cu orebody, 1100 Cu orebody, 3000 Cu orebody | Seafloor hydrothermal | Sedimentary Exhalative (SEDEX) | SEDEX zinc-lead-copper | Cu, Pb, Zn | Ag | Cu, Pb, Zn, Ag | Cave et al., 2020 |  | 560-201208592sph6-29.d | 560-201208592sph6-29.d-1 | underground mine, open pit |  |  |  |  | ore material | drill core, polished section | drill core | mineral separate | [5 empty] | mineralisation |  |  |  | chalcopyrite, sphalerite, galena | Cu mineralisation stage, Pb-Zn mineralisation stage | replacement, vein infill, stratabound | coarse-grained, medium-grained, fine-grained, stratabound, discordant veins, replacement, infill |  |  |  | pyrite, pyrrhotite, arsenopyrite, siderite, dolomite, calcite, quartz, chlorite, K-feldspar, biotite, apatite, freibergite, tetrahedrite, cobaltite | Resin blocks containing each sample were produced following standard procedures and used for Mineral Liberation Analysis (MLA) mapping and subsequent LA-ICP-MS analyses | LA-ICPMS, EMPA, SEM-EDS | NWR213 solid state 213 nm laser ablation system coupled with an Agilent 7900 quadrupole ICP-MS; Cameca SXFive Electron Microprobe; Quanta600 SEM | Adelaide Microscopy | Ablation was conducted in an atmosphere of He (0.6 L/min) that was mixed with Ar (0.88 L/min) upon leaving the ablation cell; 70 µm diameter spot size with a 25:2 standard sample bracketing approach (2 standards analysed twice every 25 unknowns); MLA maps were acquired using the raster mode with an X-ray spectra collected every 4 µm | STDGL3 (CODES, University of Tasmania; Danyushevsky et al., 2011); GSD-1G | 7.3813 |  | 3.0351 | [17 empty] | 2120.9113 | [5 empty] | 5.5481 | [5 empty] | 1930.3085 | [9 empty] | 60701.5264 |  | 0.22824 | [11 empty] | 49.0954 | [13 empty] | 38.7276 | [9 empty] | 0.29137 | [5 empty] | 278.013 | [15 empty] | 343934.8486 |  | 11.5333 | [9 empty] | 0.37635 | [13 empty] | 0.329 | [13 empty] | 606828.4901 |  |  |  |  | 2020 | Cave, B., et al. (2020), Ore Geology Reviews 124, 103647 |  | AUS | Queensland
| Mount Isa Copper Operations, Black Star Mine | No. 5 and No. 9 Pb-Zn orebodies, 650 Cu orebody, 1100 Cu orebody, 3000 Cu orebody | Seafloor hydrothermal | Sedimentary Exhalative (SEDEX) | SEDEX zinc-lead-copper | Cu, Pb, Zn | Ag | Cu, Pb, Zn, Ag | Cave et al., 2020 |  | 561-201208592sph6-30.d | 561-201208592sph6-30.d-1 | underground mine, open pit |  |  |  |  | ore material | drill core, polished section | drill core | mineral separate | [5 empty] | mineralisation |  |  |  | chalcopyrite, sphalerite, galena | Cu mineralisation stage, Pb-Zn mineralisation stage | replacement, vein infill, stratabound | coarse-grained, medium-grained, fine-grained, stratabound, discordant veins, replacement, infill |  |  |  | pyrite, pyrrhotite, arsenopyrite, siderite, dolomite, calcite, quartz, chlorite, K-feldspar, biotite, apatite, freibergite, tetrahedrite, cobaltite | Resin blocks containing each sample were produced following standard procedures and used for Mineral Liberation Analysis (MLA) mapping and subsequent LA-ICP-MS analyses | LA-ICPMS, EMPA, SEM-EDS | NWR213 solid state 213 nm laser ablation system coupled with an Agilent 7900 quadrupole ICP-MS; Cameca SXFive Electron Microprobe; Quanta600 SEM | Adelaide Microscopy | Ablation was conducted in an atmosphere of He (0.6 L/min) that was mixed with Ar (0.88 L/min) upon leaving the ablation cell; 70 µm diameter spot size with a 25:2 standard sample bracketing approach (2 standards analysed twice every 25 unknowns); MLA maps were acquired using the raster mode with an X-ray spectra collected every 4 µm | STDGL3 (CODES, University of Tasmania; Danyushevsky et al., 2011); GSD-1G | 19.1241 |  | 3.2183 | [11 empty] | 0.051988 | [5 empty] | 2121.5999 | [5 empty] | 5.1245 | [5 empty] | 3936.2238 | [9 empty] | 61890.3107 |  | 0.29955 | [11 empty] | 47.9031 | [13 empty] | 37.3817 | [9 empty] | 0.34659 | [5 empty] | 89.122 | [15 empty] | 350175.3782 |  | 23.3326 | [9 empty] | 0.47037 | [13 empty] | 0.68575 | [13 empty] | 605572.8866 |  |  |  |  | 2020 | Cave, B., et al. (2020), Ore Geology Reviews 124, 103647 |  | AUS | Queensland
| Mount Isa Copper Operations, Black Star Mine | No. 5 and No. 9 Pb-Zn orebodies, 650 Cu orebody, 1100 Cu orebody, 3000 Cu orebody | Seafloor hydrothermal | Sedimentary Exhalative (SEDEX) | SEDEX zinc-lead-copper | Cu, Pb, Zn | Ag | Cu, Pb, Zn, Ag | Cave et al., 2020 |  | 571-201208592sph4-1.d | 571-201208592sph4-1.d-1 | underground mine, open pit |  |  |  |  | ore material | drill core, polished section | drill core | mineral separate | [5 empty] | mineralisation |  |  |  | chalcopyrite, sphalerite, galena | Cu mineralisation stage, Pb-Zn mineralisation stage | replacement, vein infill, stratabound | coarse-grained, medium-grained, fine-grained, stratabound, discordant veins, replacement, infill |  |  |  | pyrite, pyrrhotite, arsenopyrite, siderite, dolomite, calcite, quartz, chlorite, K-feldspar, biotite, apatite, freibergite, tetrahedrite, cobaltite | Resin blocks containing each sample were produced following standard procedures and used for Mineral Liberation Analysis (MLA) mapping and subsequent LA-ICP-MS analyses | LA-ICPMS, EMPA, SEM-EDS | NWR213 solid state 213 nm laser ablation system coupled with an Agilent 7900 quadrupole ICP-MS; Cameca SXFive Electron Microprobe; Quanta600 SEM | Adelaide Microscopy | Ablation was conducted in an atmosphere of He (0.6 L/min) that was mixed with Ar (0.88 L/min) upon leaving the ablation cell; 70 µm diameter spot size with a 25:2 standard sample bracketing approach (2 standards analysed twice every 25 unknowns); MLA maps were acquired using the raster mode with an X-ray spectra collected every 4 µm | STDGL3 (CODES, University of Tasmania; Danyushevsky et al., 2011); GSD-1G | 4.2821 | [19 empty] | 2790.2554 | [5 empty] | 27.5031 | [5 empty] | 52.1846 | [9 empty] | 62421.8215 |  | 0.47066 | [11 empty] | 38.8638 | [13 empty] | 49.1884 | [9 empty] | 0.28714 | [5 empty] | 6.1298 | [15 empty] | 348688.2949 |  | 2.6841 |  |  |  | 7.1161 | [5 empty] | 0.11111 | [13 empty] | 0.14732 | [13 empty] | 605011.5007 |  |  |  |  | 2020 | Cave, B., et al. (2020), Ore Geology Reviews 124, 103647 |  | AUS | Queensland
| Mount Isa Copper Operations, Black Star Mine | No. 5 and No. 9 Pb-Zn orebodies, 650 Cu orebody, 1100 Cu orebody, 3000 Cu orebody | Seafloor hydrothermal | Sedimentary Exhalative (SEDEX) | SEDEX zinc-lead-copper | Cu, Pb, Zn | Ag | Cu, Pb, Zn, Ag | Cave et al., 2020 |  | 617-201208592sph8-2.d | 617-201208592sph8-2.d-1 | underground mine, open pit |  |  |  |  | ore material | drill core, polished section | drill core | mineral separate | [5 empty] | mineralisation |  |  |  | chalcopyrite, sphalerite, galena | Cu mineralisation stage, Pb-Zn mineralisation stage | replacement, vein infill, stratabound | coarse-grained, medium-grained, fine-grained, stratabound, discordant veins, replacement, infill |  |  |  | pyrite, pyrrhotite, arsenopyrite, siderite, dolomite, calcite, quartz, chlorite, K-feldspar, biotite, apatite, freibergite, tetrahedrite, cobaltite | Resin blocks containing each sample were produced following standard procedures and used for Mineral Liberation Analysis (MLA) mapping and subsequent LA-ICP-MS analyses | LA-ICPMS, EMPA, SEM-EDS | NWR213 solid state 213 nm laser ablation system coupled with an Agilent 7900 quadrupole ICP-MS; Cameca SXFive Electron Microprobe; Quanta600 SEM | Adelaide Microscopy | Ablation was conducted in an atmosphere of He (0.6 L/min) that was mixed with Ar (0.88 L/min) upon leaving the ablation cell; 70 µm diameter spot size with a 25:2 standard sample bracketing approach (2 standards analysed twice every 25 unknowns); MLA maps were acquired using the raster mode with an X-ray spectra collected every 4 µm | STDGL3 (CODES, University of Tasmania; Danyushevsky et al., 2011); GSD-1G | 2.8232 |  | 11.4543 | [17 empty] | 1658.4499 | [5 empty] | 59.8526 | [5 empty] | 2016.5977 | [9 empty] | 80663.9072 |  | 0.13713 | [11 empty] | 819.5453 | [13 empty] | 246.5089 | [9 empty] | 0.51625 | [5 empty] | 5.1464 | [15 empty] | 342821.6057 |  | 2.8716 |  |  |  | 5.6465 | [5 empty] | 0.90344 | [13 empty] | 0.90344 | [13 empty] | 585744.0648 |  |  |  |  | 2020 | Cave, B., et al. (2020), Ore Geology Reviews 124, 103647 |  | AUS | Queensland
| Mount Isa Copper Operations, Black Star Mine | No. 5 and No. 9 Pb-Zn orebodies, 650 Cu orebody, 1100 Cu orebody, 3000 Cu orebody | Seafloor hydrothermal | Sedimentary Exhalative (SEDEX) | SEDEX zinc-lead-copper | Cu, Pb, Zn | Ag | Cu, Pb, Zn, Ag | Cave et al., 2020 |  | 619-201208592sph8-4.d | 619-201208592sph8-4.d-1 | underground mine, open pit |  |  |  |  | ore material | drill core, polished section | drill core | mineral separate | [5 empty] | mineralisation |  |  |  | chalcopyrite, sphalerite, galena | Cu mineralisation stage, Pb-Zn mineralisation stage | replacement, vein infill, stratabound | coarse-grained, medium-grained, fine-grained, stratabound, discordant veins, replacement, infill |  |  |  | pyrite, pyrrhotite, arsenopyrite, siderite, dolomite, calcite, quartz, chlorite, K-feldspar, biotite, apatite, freibergite, tetrahedrite, cobaltite | Resin blocks containing each sample were produced following standard procedures and used for Mineral Liberation Analysis (MLA) mapping and subsequent LA-ICP-MS analyses | LA-ICPMS, EMPA, SEM-EDS | NWR213 solid state 213 nm laser ablation system coupled with an Agilent 7900 quadrupole ICP-MS; Cameca SXFive Electron Microprobe; Quanta600 SEM | Adelaide Microscopy | Ablation was conducted in an atmosphere of He (0.6 L/min) that was mixed with Ar (0.88 L/min) upon leaving the ablation cell; 70 µm diameter spot size with a 25:2 standard sample bracketing approach (2 standards analysed twice every 25 unknowns); MLA maps were acquired using the raster mode with an X-ray spectra collected every 4 µm | STDGL3 (CODES, University of Tasmania; Danyushevsky et al., 2011); GSD-1G | 4.7983 |  | 6.1155 | [11 empty] | 0.059979 | [5 empty] | 1807.5948 | [5 empty] | 56.921 | [5 empty] | 660.9423 | [9 empty] | 58802.6944 |  | 0.11408 | [11 empty] | 830.294 | [13 empty] | 18.3464 | [9 empty] | 0.51746 | [5 empty] | 3.0813 | [15 empty] | 351287.2965 |  | 3.2694 |  |  |  | 3.1753 | [5 empty] | 0.79972 | [13 empty] | 0.17876 | [13 empty] | 608834.0515 |  |  |  |  | 2020 | Cave, B., et al. (2020), Ore Geology Reviews 124, 103647 |  | AUS | Queensland
| Mount Isa Copper Operations, Black Star Mine | No. 5 and No. 9 Pb-Zn orebodies, 650 Cu orebody, 1100 Cu orebody, 3000 Cu orebody | Seafloor hydrothermal | Sedimentary Exhalative (SEDEX) | SEDEX zinc-lead-copper | Cu, Pb, Zn | Ag | Cu, Pb, Zn, Ag | Cave et al., 2020 |  | 620-201208592sph8-5.d | 620-201208592sph8-5.d-1 | underground mine, open pit |  |  |  |  | ore material | drill core, polished section | drill core | mineral separate | [5 empty] | mineralisation |  |  |  | chalcopyrite, sphalerite, galena | Cu mineralisation stage, Pb-Zn mineralisation stage | replacement, vein infill, stratabound | coarse-grained, medium-grained, fine-grained, stratabound, discordant veins, replacement, infill |  |  |  | pyrite, pyrrhotite, arsenopyrite, siderite, dolomite, calcite, quartz, chlorite, K-feldspar, biotite, apatite, freibergite, tetrahedrite, cobaltite | Resin blocks containing each sample were produced following standard procedures and used for Mineral Liberation Analysis (MLA) mapping and subsequent LA-ICP-MS analyses | LA-ICPMS, EMPA, SEM-EDS | NWR213 solid state 213 nm laser ablation system coupled with an Agilent 7900 quadrupole ICP-MS; Cameca SXFive Electron Microprobe; Quanta600 SEM | Adelaide Microscopy | Ablation was conducted in an atmosphere of He (0.6 L/min) that was mixed with Ar (0.88 L/min) upon leaving the ablation cell; 70 µm diameter spot size with a 25:2 standard sample bracketing approach (2 standards analysed twice every 25 unknowns); MLA maps were acquired using the raster mode with an X-ray spectra collected every 4 µm | STDGL3 (CODES, University of Tasmania; Danyushevsky et al., 2011); GSD-1G | 2.0525 |  | 11.5526 | [17 empty] | 1916.8327 | [5 empty] | 72.2317 | [5 empty] | 464.3468 | [9 empty] | 56080.5348 |  | 0.1817 | [11 empty] | 713.3444 | [13 empty] | 13.908 | [9 empty] | 0.45986 | [5 empty] | 3.9256 | [15 empty] | 346577.7051 | [11 empty] | 25.1241 | [13 empty] | 0.14693 | [13 empty] | 611709.2182 |  |  |  |  | 2020 | Cave, B., et al. (2020), Ore Geology Reviews 124, 103647 |  | AUS | Queensland
| Mount Isa Copper Operations, Black Star Mine | No. 5 and No. 9 Pb-Zn orebodies, 650 Cu orebody, 1100 Cu orebody, 3000 Cu orebody | Seafloor hydrothermal | Sedimentary Exhalative (SEDEX) | SEDEX zinc-lead-copper | Cu, Pb, Zn | Ag | Cu, Pb, Zn, Ag | Cave et al., 2020 |  | 621-201208592sph8-6.d | 621-201208592sph8-6.d-1 | underground mine, open pit |  |  |  |  | ore material | drill core, polished section | drill core | mineral separate | [5 empty] | mineralisation |  |  |  | chalcopyrite, sphalerite, galena | Cu mineralisation stage, Pb-Zn mineralisation stage | replacement, vein infill, stratabound | coarse-grained, medium-grained, fine-grained, stratabound, discordant veins, replacement, infill |  |  |  | pyrite, pyrrhotite, arsenopyrite, siderite, dolomite, calcite, quartz, chlorite, K-feldspar, biotite, apatite, freibergite, tetrahedrite, cobaltite | Resin blocks containing each sample were produced following standard procedures and used for Mineral Liberation Analysis (MLA) mapping and subsequent LA-ICP-MS analyses | LA-ICPMS, EMPA, SEM-EDS | NWR213 solid state 213 nm laser ablation system coupled with an Agilent 7900 quadrupole ICP-MS; Cameca SXFive Electron Microprobe; Quanta600 SEM | Adelaide Microscopy | Ablation was conducted in an atmosphere of He (0.6 L/min) that was mixed with Ar (0.88 L/min) upon leaving the ablation cell; 70 µm diameter spot size with a 25:2 standard sample bracketing approach (2 standards analysed twice every 25 unknowns); MLA maps were acquired using the raster mode with an X-ray spectra collected every 4 µm | STDGL3 (CODES, University of Tasmania; Danyushevsky et al., 2011); GSD-1G | 4.3031 | [19 empty] | 1844.5776 | [5 empty] | 59.1176 | [5 empty] | 8579.4308 | [9 empty] | 67026.803 |  | 0.084454 | [11 empty] | 1636.7945 | [13 empty] | 18.0972 | [15 empty] | 2.0376 | [15 empty] | 354035.5737 |  | 0.7507 | [9 empty] | 0.33513 | [13 empty] | 0.18768 | [13 empty] | 600147.6826 |  |  |  |  | 2020 | Cave, B., et al. (2020), Ore Geology Reviews 124, 103647 |  | AUS | Queensland
| Mount Isa Copper Operations, Black Star Mine | No. 5 and No. 9 Pb-Zn orebodies, 650 Cu orebody, 1100 Cu orebody, 3000 Cu orebody | Seafloor hydrothermal | Sedimentary Exhalative (SEDEX) | SEDEX zinc-lead-copper | Cu, Pb, Zn | Ag | Cu, Pb, Zn, Ag | Cave et al., 2020 |  | 195-2003061422SPH1-1.d | 195-2003061422SPH1-1.d-1 | underground mine, open pit |  |  |  |  | ore material | drill core, polished section | drill core | mineral separate | [5 empty] | mineralisation |  |  |  | chalcopyrite, sphalerite, galena | Cu mineralisation stage, Pb-Zn mineralisation stage | replacement, vein infill, stratabound | coarse-grained, medium-grained, fine-grained, stratabound, discordant veins, replacement, infill |  |  |  | pyrite, pyrrhotite, arsenopyrite, siderite, dolomite, calcite, quartz, chlorite, K-feldspar, biotite, apatite, freibergite, tetrahedrite, cobaltite | Resin blocks containing each sample were produced following standard procedures and used for Mineral Liberation Analysis (MLA) mapping and subsequent LA-ICP-MS analyses | LA-ICPMS, EMPA, SEM-EDS | NWR213 solid state 213 nm laser ablation system coupled with an Agilent 7900 quadrupole ICP-MS; Cameca SXFive Electron Microprobe; Quanta600 SEM | Adelaide Microscopy | Ablation was conducted in an atmosphere of He (0.6 L/min) that was mixed with Ar (0.88 L/min) upon leaving the ablation cell; 70 µm diameter spot size with a 25:2 standard sample bracketing approach (2 standards analysed twice every 25 unknowns); MLA maps were acquired using the raster mode with an X-ray spectra collected every 4 µm | STDGL3 (CODES, University of Tasmania; Danyushevsky et al., 2011); GSD-1G | 23.7346 |  |  |  | 1.1719 | [9 empty] | 0.11349 | [5 empty] | 2094.6607 | [5 empty] | 54.402 | [5 empty] | 579.7942 | [9 empty] | 61680.2322 |  | 0.087586 | [11 empty] | 83.7618 | [13 empty] | 38.7352 | [15 empty] | 12.6444 | [15 empty] | 346149.4633 |  | 3.4541 |  |  |  | 9.4988 | [5 empty] | 0.3084 | [7 empty] | 1.6407 | [5 empty] | 0.69082 | [13 empty] | 605794.7732 |  |  |  |  | 2020 | Cave, B., et al. (2020), Ore Geology Reviews 124, 103647 |  | AUS | Queensland
| Mount Isa Copper Operations, Black Star Mine | No. 5 and No. 9 Pb-Zn orebodies, 650 Cu orebody, 1100 Cu orebody, 3000 Cu orebody | Seafloor hydrothermal | Sedimentary Exhalative (SEDEX) | SEDEX zinc-lead-copper | Cu, Pb, Zn | Ag | Cu, Pb, Zn, Ag | Cave et al., 2020 |  | 197-2003061422SPH1-3.d | 197-2003061422SPH1-3.d-1 | underground mine, open pit |  |  |  |  | ore material | drill core, polished section | drill core | mineral separate | [5 empty] | mineralisation |  |  |  | chalcopyrite, sphalerite, galena | Cu mineralisation stage, Pb-Zn mineralisation stage | replacement, vein infill, stratabound | coarse-grained, medium-grained, fine-grained, stratabound, discordant veins, replacement, infill |  |  |  | pyrite, pyrrhotite, arsenopyrite, siderite, dolomite, calcite, quartz, chlorite, K-feldspar, biotite, apatite, freibergite, tetrahedrite, cobaltite | Resin blocks containing each sample were produced following standard procedures and used for Mineral Liberation Analysis (MLA) mapping and subsequent LA-ICP-MS analyses | LA-ICPMS, EMPA, SEM-EDS | NWR213 solid state 213 nm laser ablation system coupled with an Agilent 7900 quadrupole ICP-MS; Cameca SXFive Electron Microprobe; Quanta600 SEM | Adelaide Microscopy | Ablation was conducted in an atmosphere of He (0.6 L/min) that was mixed with Ar (0.88 L/min) upon leaving the ablation cell; 70 µm diameter spot size with a 25:2 standard sample bracketing approach (2 standards analysed twice every 25 unknowns); MLA maps were acquired using the raster mode with an X-ray spectra collected every 4 µm | STDGL3 (CODES, University of Tasmania; Danyushevsky et al., 2011); GSD-1G | 52.4081 | [13 empty] | 0.10659 | [5 empty] | 1979.5785 | [5 empty] | 49.6164 | [5 empty] | 926.3412 | [9 empty] | 63448.0279 |  | 0.065986 | [11 empty] | 82.1017 | [13 empty] | 49.6164 | [9 empty] | 0.25379 | [5 empty] | 13.8063 | [15 empty] | 358354.4616 |  | 1.8273 |  |  |  | 5.2027 | [5 empty] | 0.368 | [7 empty] | 1.7765 | [5 empty] | 0.22461 | [13 empty] | 603927.6134 |  |  |  |  | 2020 | Cave, B., et al. (2020), Ore Geology Reviews 124, 103647 |  | AUS | Queensland
| Mount Isa Copper Operations, Black Star Mine | No. 5 and No. 9 Pb-Zn orebodies, 650 Cu orebody, 1100 Cu orebody, 3000 Cu orebody | Seafloor hydrothermal | Sedimentary Exhalative (SEDEX) | SEDEX zinc-lead-copper | Cu, Pb, Zn | Ag | Cu, Pb, Zn, Ag | Cave et al., 2020 |  | 204-2003061422SPH1-10.d | 204-2003061422SPH1-10.d-1 | underground mine, open pit |  |  |  |  | ore material | drill core, polished section | drill core | mineral separate | [5 empty] | mineralisation |  |  |  | chalcopyrite, sphalerite, galena | Cu mineralisation stage, Pb-Zn mineralisation stage | replacement, vein infill, stratabound | coarse-grained, medium-grained, fine-grained, stratabound, discordant veins, replacement, infill |  |  |  | pyrite, pyrrhotite, arsenopyrite, siderite, dolomite, calcite, quartz, chlorite, K-feldspar, biotite, apatite, freibergite, tetrahedrite, cobaltite | Resin blocks containing each sample were produced following standard procedures and used for Mineral Liberation Analysis (MLA) mapping and subsequent LA-ICP-MS analyses | LA-ICPMS, EMPA, SEM-EDS | NWR213 solid state 213 nm laser ablation system coupled with an Agilent 7900 quadrupole ICP-MS; Cameca SXFive Electron Microprobe; Quanta600 SEM | Adelaide Microscopy | Ablation was conducted in an atmosphere of He (0.6 L/min) that was mixed with Ar (0.88 L/min) upon leaving the ablation cell; 70 µm diameter spot size with a 25:2 standard sample bracketing approach (2 standards analysed twice every 25 unknowns); MLA maps were acquired using the raster mode with an X-ray spectra collected every 4 µm | STDGL3 (CODES, University of Tasmania; Danyushevsky et al., 2011); GSD-1G | 18.3632 |  | 5.0692 | [11 empty] | 0.074771 | [5 empty] | 2059.3644 | [5 empty] | 53.7589 | [5 empty] | 193.8971 | [9 empty] | 63365.0596 |  | 0.13687 | [11 empty] | 104.9325 | [13 empty] | 39.7933 | [9 empty] | 0.31683 | [5 empty] | 30.2885 | [15 empty] | 349521.6688 |  | 1.7996 | [9 empty] | 1.5334 | [7 empty] | 0.73503 | [5 empty] | 0.35104 | [13 empty] | 604015.2451 |  |  |  |  | 2020 | Cave, B., et al. (2020), Ore Geology Reviews 124, 103647 |  | AUS | Queensland
| Mount Isa Copper Operations, Black Star Mine | No. 5 and No. 9 Pb-Zn orebodies, 650 Cu orebody, 1100 Cu orebody, 3000 Cu orebody | Seafloor hydrothermal | Sedimentary Exhalative (SEDEX) | SEDEX zinc-lead-copper | Cu, Pb, Zn | Ag | Cu, Pb, Zn, Ag | Cave et al., 2020 |  | 99-NO5ORESPH-3.d | 99-NO5ORESPH-3.d-1 | underground mine, open pit |  |  |  |  | ore material | drill core, polished section | drill core | mineral separate | [5 empty] | mineralisation |  |  |  | chalcopyrite, sphalerite, galena | Cu mineralisation stage, Pb-Zn mineralisation stage | replacement, vein infill, stratabound | coarse-grained, medium-grained, fine-grained, stratabound, discordant veins, replacement, infill |  |  |  | pyrite, pyrrhotite, arsenopyrite, siderite, dolomite, calcite, quartz, chlorite, K-feldspar, biotite, apatite, freibergite, tetrahedrite, cobaltite | Resin blocks containing each sample were produced following standard procedures and used for Mineral Liberation Analysis (MLA) mapping and subsequent LA-ICP-MS analyses | LA-ICPMS, EMPA, SEM-EDS | NWR213 solid state 213 nm laser ablation system coupled with an Agilent 7900 quadrupole ICP-MS; Cameca SXFive Electron Microprobe; Quanta600 SEM | Adelaide Microscopy | Ablation was conducted in an atmosphere of He (0.6 L/min) that was mixed with Ar (0.88 L/min) upon leaving the ablation cell; 70 µm diameter spot size with a 25:2 standard sample bracketing approach (2 standards analysed twice every 25 unknowns); MLA maps were acquired using the raster mode with an X-ray spectra collected every 4 µm | STDGL3 (CODES, University of Tasmania; Danyushevsky et al., 2011); GSD-1G | 76.1728 | [19 empty] | 2626.3177 | [5 empty] | 4.9047 | [5 empty] | 363.0538 | [9 empty] | 68500.7213 |  | 0.11371 | [11 empty] | 42.306 | [13 empty] | 28.2223 | [9 empty] | 1.2604 | [5 empty] | 94.531 | [15 empty] | 363053.8229 |  | 70.9667 | [9 empty] | 1.5207 | [7 empty] | 0.95901 | [5 empty] | 0.79598 | [13 empty] | 598590.9184 |  |  |  |  | 2020 | Cave, B., et al. (2020), Ore Geology Reviews 124, 103647 |  | AUS | Queensland
| Mount Isa Copper Operations, Black Star Mine | No. 5 and No. 9 Pb-Zn orebodies, 650 Cu orebody, 1100 Cu orebody, 3000 Cu orebody | Seafloor hydrothermal | Sedimentary Exhalative (SEDEX) | SEDEX zinc-lead-copper | Cu, Pb, Zn | Ag | Cu, Pb, Zn, Ag | Cave et al., 2020 |  | 103-NO5ORESPH-7.d | 103-NO5ORESPH-7.d-1 | underground mine, open pit |  |  |  |  | ore material | drill core, polished section | drill core | mineral separate | [5 empty] | mineralisation |  |  |  | chalcopyrite, sphalerite, galena | Cu mineralisation stage, Pb-Zn mineralisation stage | replacement, vein infill, stratabound | coarse-grained, medium-grained, fine-grained, stratabound, discordant veins, replacement, infill |  |  |  | pyrite, pyrrhotite, arsenopyrite, siderite, dolomite, calcite, quartz, chlorite, K-feldspar, biotite, apatite, freibergite, tetrahedrite, cobaltite | Resin blocks containing each sample were produced following standard procedures and used for Mineral Liberation Analysis (MLA) mapping and subsequent LA-ICP-MS analyses | LA-ICPMS, EMPA, SEM-EDS | NWR213 solid state 213 nm laser ablation system coupled with an Agilent 7900 quadrupole ICP-MS; Cameca SXFive Electron Microprobe; Quanta600 SEM | Adelaide Microscopy | Ablation was conducted in an atmosphere of He (0.6 L/min) that was mixed with Ar (0.88 L/min) upon leaving the ablation cell; 70 µm diameter spot size with a 25:2 standard sample bracketing approach (2 standards analysed twice every 25 unknowns); MLA maps were acquired using the raster mode with an X-ray spectra collected every 4 µm | STDGL3 (CODES, University of Tasmania; Danyushevsky et al., 2011); GSD-1G | 61.0584 |  | 184.2592 | [17 empty] | 2647.0696 | [5 empty] | 4.6005 | [5 empty] | 486.5405 | [9 empty] | 60215.4137 |  | 0.23123 |  |  |  | 0.49377 | [7 empty] | 42.6325 | [13 empty] | 34.8045 | [9 empty] | 0.32516 | [5 empty] | 54.9165 | [15 empty] | 372974.2723 |  | 61.0584 |  |  |  | 3.3721 | [5 empty] | 0.54194 | [7 empty] | 0.80689 | [5 empty] | 1.0237 | [13 empty] | 607341.9262 |  |  |  |  | 2020 | Cave, B., et al. (2020), Ore Geology Reviews 124, 103647 |  | AUS | Queensland
| Mount Isa Copper Operations, Black Star Mine | No. 5 and No. 9 Pb-Zn orebodies, 650 Cu orebody, 1100 Cu orebody, 3000 Cu orebody | Seafloor hydrothermal | Sedimentary Exhalative (SEDEX) | SEDEX zinc-lead-copper | Cu, Pb, Zn | Ag | Cu, Pb, Zn, Ag | Cave et al., 2020 |  | 113-NO5ORESPH-17.d | 113-NO5ORESPH-17.d-1 | underground mine, open pit |  |  |  |  | ore material | drill core, polished section | drill core | mineral separate | [5 empty] | mineralisation |  |  |  | chalcopyrite, sphalerite, galena | Cu mineralisation stage, Pb-Zn mineralisation stage | replacement, vein infill, stratabound | coarse-grained, medium-grained, fine-grained, stratabound, discordant veins, replacement, infill |  |  |  | pyrite, pyrrhotite, arsenopyrite, siderite, dolomite, calcite, quartz, chlorite, K-feldspar, biotite, apatite, freibergite, tetrahedrite, cobaltite | Resin blocks containing each sample were produced following standard procedures and used for Mineral Liberation Analysis (MLA) mapping and subsequent LA-ICP-MS analyses | LA-ICPMS, EMPA, SEM-EDS | NWR213 solid state 213 nm laser ablation system coupled with an Agilent 7900 quadrupole ICP-MS; Cameca SXFive Electron Microprobe; Quanta600 SEM | Adelaide Microscopy | Ablation was conducted in an atmosphere of He (0.6 L/min) that was mixed with Ar (0.88 L/min) upon leaving the ablation cell; 70 µm diameter spot size with a 25:2 standard sample bracketing approach (2 standards analysed twice every 25 unknowns); MLA maps were acquired using the raster mode with an X-ray spectra collected every 4 µm | STDGL3 (CODES, University of Tasmania; Danyushevsky et al., 2011); GSD-1G | 34.0406 |  | 192.0724 | [17 empty] | 2620.5519 | [5 empty] | 4.8874 | [5 empty] | 93.7541 | [9 empty] | 95085.339 |  | 0.17115 | [11 empty] | 34.8012 | [13 empty] | 36.3226 | [9 empty] | 3.366 | [5 empty] | 1559.3996 | [15 empty] | 380341.3559 |  | 28.1453 | [9 empty] | 0.5553 | [7 empty] | 1.6355 | [5 empty] | 0.64848 | [13 empty] | 570512.0339 |  |  |  |  | 2020 | Cave, B., et al. (2020), Ore Geology Reviews 124, 103647 |  | AUS | Queensland
| Mount Isa Copper Operations, Black Star Mine | No. 5 and No. 9 Pb-Zn orebodies, 650 Cu orebody, 1100 Cu orebody, 3000 Cu orebody | Seafloor hydrothermal | Sedimentary Exhalative (SEDEX) | SEDEX zinc-lead-copper | Cu, Pb, Zn | Ag | Cu, Pb, Zn, Ag | Cave et al., 2020 |  | 116-NO5ORESPH-20.d | 116-NO5ORESPH-20.d-1 | underground mine, open pit |  |  |  |  | ore material | drill core, polished section | drill core | mineral separate | [5 empty] | mineralisation |  |  |  | chalcopyrite, sphalerite, galena | Cu mineralisation stage, Pb-Zn mineralisation stage | replacement, vein infill, stratabound | coarse-grained, medium-grained, fine-grained, stratabound, discordant veins, replacement, infill |  |  |  | pyrite, pyrrhotite, arsenopyrite, siderite, dolomite, calcite, quartz, chlorite, K-feldspar, biotite, apatite, freibergite, tetrahedrite, cobaltite | Resin blocks containing each sample were produced following standard procedures and used for Mineral Liberation Analysis (MLA) mapping and subsequent LA-ICP-MS analyses | LA-ICPMS, EMPA, SEM-EDS | NWR213 solid state 213 nm laser ablation system coupled with an Agilent 7900 quadrupole ICP-MS; Cameca SXFive Electron Microprobe; Quanta600 SEM | Adelaide Microscopy | Ablation was conducted in an atmosphere of He (0.6 L/min) that was mixed with Ar (0.88 L/min) upon leaving the ablation cell; 70 µm diameter spot size with a 25:2 standard sample bracketing approach (2 standards analysed twice every 25 unknowns); MLA maps were acquired using the raster mode with an X-ray spectra collected every 4 µm | STDGL3 (CODES, University of Tasmania; Danyushevsky et al., 2011); GSD-1G | 129.5958 |  | 6.0526 | [11 empty] | 0.060526 | [5 empty] | 2457.8111 | [5 empty] | 4.7946 | [5 empty] | 5482.9008 | [9 empty] | 59338.7529 |  | 0.20531 | [11 empty] | 41.4422 | [13 empty] | 35.4846 | [9 empty] | 0.37977 | [5 empty] | 4462.2742 | [15 empty] | 374071.4982 |  | 235.9309 |  |  |  | 4.2724 | [5 empty] | 0.7714 | [13 empty] | 7.1563 | [13 empty] | 608267.8623 |  |  |  |  | 2020 | Cave, B., et al. (2020), Ore Geology Reviews 124, 103647 |  | AUS | Queensland
| Mount Isa Copper Operations, Black Star Mine | No. 5 and No. 9 Pb-Zn orebodies, 650 Cu orebody, 1100 Cu orebody, 3000 Cu orebody | Seafloor hydrothermal | Sedimentary Exhalative (SEDEX) | SEDEX zinc-lead-copper | Cu, Pb, Zn | Ag | Cu, Pb, Zn, Ag | Cave et al., 2020 |  | 127-R25ED113SPH-3.d | 127-R25ED113SPH-3.d-1 | underground mine, open pit |  |  |  |  | ore material | drill core, polished section | drill core | mineral separate | [5 empty] | mineralisation |  |  |  | chalcopyrite, sphalerite, galena | Cu mineralisation stage, Pb-Zn mineralisation stage | replacement, vein infill, stratabound | coarse-grained, medium-grained, fine-grained, stratabound, discordant veins, replacement, infill |  |  |  | pyrite, pyrrhotite, arsenopyrite, siderite, dolomite, calcite, quartz, chlorite, K-feldspar, biotite, apatite, freibergite, tetrahedrite, cobaltite | Resin blocks containing each sample were produced following standard procedures and used for Mineral Liberation Analysis (MLA) mapping and subsequent LA-ICP-MS analyses | LA-ICPMS, EMPA, SEM-EDS | NWR213 solid state 213 nm laser ablation system coupled with an Agilent 7900 quadrupole ICP-MS; Cameca SXFive Electron Microprobe; Quanta600 SEM | Adelaide Microscopy | Ablation was conducted in an atmosphere of He (0.6 L/min) that was mixed with Ar (0.88 L/min) upon leaving the ablation cell; 70 µm diameter spot size with a 25:2 standard sample bracketing approach (2 standards analysed twice every 25 unknowns); MLA maps were acquired using the raster mode with an X-ray spectra collected every 4 µm | STDGL3 (CODES, University of Tasmania; Danyushevsky et al., 2011); GSD-1G | 112.548 |  | 1.8706 |  | 0.84646 | [15 empty] | 2585.3643 | [5 empty] | 0.030305 | [5 empty] | 215.2729 | [9 empty] | 52250.6935 |  | 0.02926 | [11 empty] | 24.5578 | [13 empty] | 20.8167 | [9 empty] | 0.11913 | [5 empty] | 238.2632 | [15 empty] | 363037.8187 |  | 75.9725 |  |  |  | 1.672 | [5 empty] | 1.1809 | [7 empty] | 0.99276 | [5 empty] | 1.4076 | [13 empty] | 615754.327 |  |  |  |  | 2020 | Cave, B., et al. (2020), Ore Geology Reviews 124, 103647 |  | AUS | Queensland
| Mount Isa Copper Operations, Black Star Mine | No. 5 and No. 9 Pb-Zn orebodies, 650 Cu orebody, 1100 Cu orebody, 3000 Cu orebody | Seafloor hydrothermal | Sedimentary Exhalative (SEDEX) | SEDEX zinc-lead-copper | Cu, Pb, Zn | Ag | Cu, Pb, Zn, Ag | Cave et al., 2020 |  | 161-ISA53SPH-3.d | 161-ISA53SPH-3.d-1 | underground mine, open pit |  |  |  |  | ore material | drill core, polished section | drill core | mineral separate | [5 empty] | mineralisation |  |  |  | chalcopyrite, sphalerite, galena | Cu mineralisation stage, Pb-Zn mineralisation stage | replacement, vein infill, stratabound | coarse-grained, medium-grained, fine-grained, stratabound, discordant veins, replacement, infill |  |  |  | pyrite, pyrrhotite, arsenopyrite, siderite, dolomite, calcite, quartz, chlorite, K-feldspar, biotite, apatite, freibergite, tetrahedrite, cobaltite | Resin blocks containing each sample were produced following standard procedures and used for Mineral Liberation Analysis (MLA) mapping and subsequent LA-ICP-MS analyses | LA-ICPMS, EMPA, SEM-EDS | NWR213 solid state 213 nm laser ablation system coupled with an Agilent 7900 quadrupole ICP-MS; Cameca SXFive Electron Microprobe; Quanta600 SEM | Adelaide Microscopy | Ablation was conducted in an atmosphere of He (0.6 L/min) that was mixed with Ar (0.88 L/min) upon leaving the ablation cell; 70 µm diameter spot size with a 25:2 standard sample bracketing approach (2 standards analysed twice every 25 unknowns); MLA maps were acquired using the raster mode with an X-ray spectra collected every 4 µm | STDGL3 (CODES, University of Tasmania; Danyushevsky et al., 2011); GSD-1G | 22.9848 |  | 0.54726 |  | 0.40449 | [9 empty] | 0.015704 | [5 empty] | 3071.7764 | [5 empty] | 46.4217 | [5 empty] | 35.2148 | [9 empty] | 59484.4383 |  | 0.16656 | [11 empty] | 56.6887 | [13 empty] | 43.5426 | [15 empty] | 9.0416 | [15 empty] | 363093.0113 |  | 12.5869 | [9 empty] | 0.12373 | [7 empty] | 0.30932 | [5 empty] | 0.10945 | [13 empty] | 608113.9883 |  |  |  |  | 2020 | Cave, B., et al. (2020), Ore Geology Reviews 124, 103647 |  | AUS | Queensland
| Mount Isa Copper Operations, Black Star Mine | No. 5 and No. 9 Pb-Zn orebodies, 650 Cu orebody, 1100 Cu orebody, 3000 Cu orebody | Seafloor hydrothermal | Sedimentary Exhalative (SEDEX) | SEDEX zinc-lead-copper | Cu, Pb, Zn | Ag | Cu, Pb, Zn, Ag | Cave et al., 2020 |  | 167-ISA53SPH-9.d | 167-ISA53SPH-9.d-1 | underground mine, open pit |  |  |  |  | ore material | drill core, polished section | drill core | mineral separate | [5 empty] | mineralisation |  |  |  | chalcopyrite, sphalerite, galena | Cu mineralisation stage, Pb-Zn mineralisation stage | replacement, vein infill, stratabound | coarse-grained, medium-grained, fine-grained, stratabound, discordant veins, replacement, infill |  |  |  | pyrite, pyrrhotite, arsenopyrite, siderite, dolomite, calcite, quartz, chlorite, K-feldspar, biotite, apatite, freibergite, tetrahedrite, cobaltite | Resin blocks containing each sample were produced following standard procedures and used for Mineral Liberation Analysis (MLA) mapping and subsequent LA-ICP-MS analyses | LA-ICPMS, EMPA, SEM-EDS | NWR213 solid state 213 nm laser ablation system coupled with an Agilent 7900 quadrupole ICP-MS; Cameca SXFive Electron Microprobe; Quanta600 SEM | Adelaide Microscopy | Ablation was conducted in an atmosphere of He (0.6 L/min) that was mixed with Ar (0.88 L/min) upon leaving the ablation cell; 70 µm diameter spot size with a 25:2 standard sample bracketing approach (2 standards analysed twice every 25 unknowns); MLA maps were acquired using the raster mode with an X-ray spectra collected every 4 µm | STDGL3 (CODES, University of Tasmania; Danyushevsky et al., 2011); GSD-1G | 42.7445 |  | 2.4495 |  | 0.36743 | [9 empty] | 0.080835 | [5 empty] | 3306.8799 | [5 empty] | 52.4692 | [5 empty] | 37.5515 | [9 empty] | 61238.5168 |  | 0.093083 | [11 empty] | 54.1716 | [13 empty] | 38.7272 | [15 empty] | 5144.0354 | [15 empty] | 362654.4966 |  | 49.1133 |  |  |  | 2.572 | [5 empty] | 0.16534 | [13 empty] | 0.88184 | [13 empty] | 606261.3165 |  |  |  |  | 2020 | Cave, B., et al. (2020), Ore Geology Reviews 124, 103647 |  | AUS | Queensland
| Mount Isa Copper Operations, Black Star Mine | No. 5 and No. 9 Pb-Zn orebodies, 650 Cu orebody, 1100 Cu orebody, 3000 Cu orebody | Seafloor hydrothermal | Sedimentary Exhalative (SEDEX) | SEDEX zinc-lead-copper | Cu, Pb, Zn | Ag | Cu, Pb, Zn, Ag | Cave et al., 2020 |  | 191-R25ED15SPH-1.d | 191-R25ED15SPH-1.d-1 | underground mine, open pit |  |  |  |  | ore material | drill core, polished section | drill core | mineral separate | [5 empty] | mineralisation |  |  |  | chalcopyrite, sphalerite, galena | Cu mineralisation stage, Pb-Zn mineralisation stage | replacement, vein infill, stratabound | coarse-grained, medium-grained, fine-grained, stratabound, discordant veins, replacement, infill |  |  |  | pyrite, pyrrhotite, arsenopyrite, siderite, dolomite, calcite, quartz, chlorite, K-feldspar, biotite, apatite, freibergite, tetrahedrite, cobaltite | Resin blocks containing each sample were produced following standard procedures and used for Mineral Liberation Analysis (MLA) mapping and subsequent LA-ICP-MS analyses | LA-ICPMS, EMPA, SEM-EDS | NWR213 solid state 213 nm laser ablation system coupled with an Agilent 7900 quadrupole ICP-MS; Cameca SXFive Electron Microprobe; Quanta600 SEM | Adelaide Microscopy | Ablation was conducted in an atmosphere of He (0.6 L/min) that was mixed with Ar (0.88 L/min) upon leaving the ablation cell; 70 µm diameter spot size with a 25:2 standard sample bracketing approach (2 standards analysed twice every 25 unknowns); MLA maps were acquired using the raster mode with an X-ray spectra collected every 4 µm | STDGL3 (CODES, University of Tasmania; Danyushevsky et al., 2011); GSD-1G | 18.0197 |  | 3.8614 |  | 0.38614 | [15 empty] | 3641.2755 | [5 empty] | 1.9049 | [5 empty] | 3977.215 | [9 empty] | 64356.2293 |  | 0.31535 | [11 empty] | 135.6629 | [13 empty] | 62.683 | [9 empty] | 0.13644 | [5 empty] | 1557.4207 | [15 empty] | 361682.0087 |  | 18.5989 |  |  |  | 1.6733 | [5 empty] | 0.41188 | [7 empty] | 0.57921 | [5 empty] | 0.86109 | [13 empty] | 602968.3638 |  |  |  |  | 2020 | Cave, B., et al. (2020), Ore Geology Reviews 124, 103647 |  | AUS | Queensland
| Mount Isa Copper Operations, Black Star Mine | No. 5 and No. 9 Pb-Zn orebodies, 650 Cu orebody, 1100 Cu orebody, 3000 Cu orebody | Seafloor hydrothermal | Sedimentary Exhalative (SEDEX) | SEDEX zinc-lead-copper | Cu, Pb, Zn | Ag | Cu, Pb, Zn, Ag | Cave et al., 2020 |  | 194-R25ED15SPH-4.d | 194-R25ED15SPH-4.d-1 | underground mine, open pit |  |  |  |  | ore material | drill core, polished section | drill core | mineral separate | [5 empty] | mineralisation |  |  |  | chalcopyrite, sphalerite, galena | Cu mineralisation stage, Pb-Zn mineralisation stage | replacement, vein infill, stratabound | coarse-grained, medium-grained, fine-grained, stratabound, discordant veins, replacement, infill |  |  |  | pyrite, pyrrhotite, arsenopyrite, siderite, dolomite, calcite, quartz, chlorite, K-feldspar, biotite, apatite, freibergite, tetrahedrite, cobaltite | Resin blocks containing each sample were produced following standard procedures and used for Mineral Liberation Analysis (MLA) mapping and subsequent LA-ICP-MS analyses | LA-ICPMS, EMPA, SEM-EDS | NWR213 solid state 213 nm laser ablation system coupled with an Agilent 7900 quadrupole ICP-MS; Cameca SXFive Electron Microprobe; Quanta600 SEM | Adelaide Microscopy | Ablation was conducted in an atmosphere of He (0.6 L/min) that was mixed with Ar (0.88 L/min) upon leaving the ablation cell; 70 µm diameter spot size with a 25:2 standard sample bracketing approach (2 standards analysed twice every 25 unknowns); MLA maps were acquired using the raster mode with an X-ray spectra collected every 4 µm | STDGL3 (CODES, University of Tasmania; Danyushevsky et al., 2011); GSD-1G | 3.9027 |  | 0.81413 |  | 0.46522 | [15 empty] | 3540.8292 | [5 empty] | 2.171 | [5 empty] | 126.6428 | [9 empty] | 64613.672 |  | 1.2832 | [11 empty] | 137.8856 | [13 empty] | 89.0376 | [9 empty] | 0.15895 | [5 empty] | 105.9664 | [15 empty] | 354470.6043 |  | 3.1015 | [9 empty] | 0.37734 | [13 empty] | 0.098213 | [13 empty] | 602696.4509 |  |  |  |  | 2020 | Cave, B., et al. (2020), Ore Geology Reviews 124, 103647 |  | AUS | Queensland